## QC Notes
No. | Comment(s) | Identified by | Date | Resolved by | Date
1

## Formats (hidden)
Worksheet | Conditional Formatting State
1_EnergyImpact | Off
2_Measure | Off
3_Technology | Off
Pivots_High-Level | On
Pivot_Detailed | On
Pivot_post-UPLOAD | On

## 1 EnergyImpact
EnergyImpactID | Version | VersionSource | LastMod | PA | BldgType | BldgVint | BldgLoc | BldgHVAC | NormUnit | NumUnit | MeasArea | ScaleBasis | APreWBkWh | APreWBkW | APreWBtherm | AStdWBkWh | AStdWBkW | AStdWBtherm | APreEUkWh | APreEUkW | APreEUtherm | AStdEUkWh | AStdEUkW | AStdEUtherm | ElecImpactProfileID | GasImpactProfileID | Flag | SourceDesc | APreUseWBkWh | APreUseWBtherm | AStdUseWBkWh | AStdUseWBtherm | AMsrUseWBkWh | AMsrUseWBtherm | APreUseEUkWh | APreUseEUtherm | AStdUseEUkWh | AStdUseEUtherm | AMsrUseEUkWh | AMsrUseEUtherm
RE-HV-DHP-16S | DEER2024 | D24_E+_Res_v5 |  | Any | Res | Ex | CZ01 | rDXHP | Area-ft2-BA | 1920 | 1920 | None | 0.0879 | 4e-05 | 0 | 0.0174 | 2e-05 | 0 | [6 empty] | DEER:HVAC_Eff_HP | Annual | 24 |  | 3.553 | 0.16 | 3.482 | 0.16 | 3.465 | 0.16
RE-HV-DHP-16S | DEER2024 | D24_E+_Res_v5 |  | Any | Res | Ex | CZ02 | rDXHP | Area-ft2-BA | 1940 | 1940 | None | 0.195 | 9e-05 | 0 | 0.0413 | 4e-05 | 0 | [6 empty] | DEER:HVAC_Eff_HP | Annual | 24 |  | 4.238 | 0.155 | 4.085 | 0.155 | 4.043 | 0.155
RE-HV-DHP-16S | DEER2024 | D24_E+_Res_v5 |  | Any | Res | Ex | CZ03 | rDXHP | Area-ft2-BA | 1720 | 1720 | None | 0.15 | 8e-05 | 0 | 0.0363 | 3e-05 | 0 | [6 empty] | DEER:HVAC_Eff_HP | Annual | 24 |  | 3.968 | 0.206 | 3.855 | 0.206 | 3.818 | 0.206
RE-HV-DHP-16S | DEER2024 | D24_E+_Res_v5 |  | Any | Res | Ex | CZ04 | rDXHP | Area-ft2-BA | 1800 | 1800 | None | 0.162 | 0.0001 | 0 | 0.0386 | 4e-05 | 0 | [6 empty] | DEER:HVAC_Eff_HP | Annual | 24 |  | 4.039 | 0.187 | 3.916 | 0.187 | 3.878 | 0.187
RE-HV-DHP-16S | DEER2024 | D24_E+_Res_v5 |  | Any | Res | Ex | CZ05 | rDXHP | Area-ft2-BA | 1880 | 1880 | None | 0.168 | 6e-05 | 0 | 0.0398 | 2e-05 | 0 | [6 empty] | DEER:HVAC_Eff_HP | Annual | 24 |  | 4.074 | 0.169 | 3.946 | 0.169 | 3.906 | 0.169
RE-HV-DHP-16S | DEER2024 | D24_E+_Res_v5 |  | Any | Res | Ex | CZ06 | rDXHP | Area-ft2-BA | 1790 | 1790 | None | 0.112 | 4e-05 | 0 | 0.03 | 2e-05 | 0 | [6 empty] | DEER:HVAC_Eff_HP | Annual | 24 |  | 3.704 | 0.2 | 3.623 | 0.2 | 3.593 | 0.2
RE-HV-DHP-16S | DEER2024 | D24_E+_Res_v5 |  | Any | Res | Ex | CZ07 | rDXHP | Area-ft2-BA | 1750 | 1750 | None | 0.0955 | 6e-05 | 0 | 0.0263 | 3e-05 | 0 | [6 empty] | DEER:HVAC_Eff_HP | Annual | 24 |  | 3.596 | 0.208 | 3.526 | 0.208 | 3.501 | 0.208
RE-HV-DHP-16S | DEER2024 | D24_E+_Res_v5 |  | Any | Res | Ex | CZ08 | rDXHP | Area-ft2-BA | 1800 | 1800 | None | 0.123 | 8e-05 | 0 | 0.0375 | 3e-05 | 0 | [6 empty] | DEER:HVAC_Eff_HP | Annual | 24 |  | 3.791 | 0.197 | 3.705 | 0.197 | 3.667 | 0.197
RE-HV-DHP-16S | DEER2024 | D24_E+_Res_v5 |  | Any | Res | Ex | CZ09 | rDXHP | Area-ft2-BA | 1570 | 1570 | None | 0.169 | 9e-05 | 0 | 0.0525 | 4e-05 | 0 | [6 empty] | DEER:HVAC_Eff_HP | Annual | 24 |  | 4.212 | 0.214 | 4.095 | 0.214 | 4.042 | 0.214
RE-HV-DHP-16S | DEER2024 | D24_E+_Res_v5 |  | Any | Res | Ex | CZ10 | rDXHP | Area-ft2-BA | 1850 | 1850 | None | 0.179 | 0.0001 | 0 | 0.0539 | 4e-05 | 0 | [6 empty] | DEER:HVAC_Eff_HP | Annual | 24 |  | 4.234 | 0.16 | 4.109 | 0.16 | 4.055 | 0.16
RE-HV-DHP-16S | DEER2024 | D24_E+_Res_v5 |  | Any | Res | Ex | CZ11 | rDXHP | Area-ft2-BA | 1660 | 1660 | None | 0.281 | 0.00017 | 0 | 0.083 | 7e-05 | 0 | [6 empty] | DEER:HVAC_Eff_HP | Annual | 24 |  | 5.068 | 0.162 | 4.87 | 0.162 | 4.787 | 0.162
RE-HV-DHP-16S | DEER2024 | D24_E+_Res_v5 |  | Any | Res | Ex | CZ12 | rDXHP | Area-ft2-BA | 1650 | 1650 | None | 0.216 | 0.00012 | 0 | 0.0573 | 5e-05 | 0 | [6 empty] | DEER:HVAC_Eff_HP | Annual | 24 |  | 4.601 | 0.166 | 4.443 | 0.166 | 4.385 | 0.166
RE-HV-DHP-16S | DEER2024 | D24_E+_Res_v5 |  | Any | Res | Ex | CZ13 | rDXHP | Area-ft2-BA | 1610 | 1620 | None | 0.303 | 0.00018 | 0 | 0.0957 | 8e-05 | 0 | [6 empty] | DEER:HVAC_Eff_HP | Annual | 24 |  | 5.209 | 0.176 | 5.001 | 0.176 | 4.906 | 0.176
RE-HV-DHP-16S | DEER2024 | D24_E+_Res_v5 |  | Any | Res | Ex | CZ14 | rDXHP | Area-ft2-BA | 1550 | 1550 | None | 0.319 | 0.00016 | 0 | 0.0955 | 7e-05 | 0 | [6 empty] | DEER:HVAC_Eff_HP | Annual | 24 |  | 5.452 | 0.16 | 5.229 | 0.16 | 5.133 | 0.16
RE-HV-DHP-16S | DEER2024 | D24_E+_Res_v5 |  | Any | Res | Ex | CZ15 | rDXHP | Area-ft2-BA | 1440 | 1440 | None | 0.373 | 0.00019 | 0 | 0.138 | 8e-05 | 0 | [6 empty] | DEER:HVAC_Eff_HP | Annual | 24 |  | 5.833 | 0.203 | 5.598 | 0.203 | 5.46 | 0.203
RE-HV-DHP-16S | DEER2024 | D24_E+_Res_v5 |  | Any | Res | Ex | CZ16 | rDXHP | Area-ft2-BA | 1760 | 1760 | None | 0.201 | 0.0001 | 0 | 0.0615 | 4e-05 | 0 | [6 empty] | DEER:HVAC_Eff_HP | Annual | 24 |  | 4.502 | 0.153 | 4.362 | 0.153 | 4.3 | 0.153
RE-HV-DHP-16S | DEER2024 | D24_E+_Res_v5 |  | Any | Res | New | CZ01 | rDXHP | Area-ft2-BA | 1610 | 1860 | None |  |  |  | 0.00551 | 1e-05 | 0 | [6 empty] | DEER:HVAC_Eff_HP | Annual | 24 |  |  |  | 3.692 | 0.248 | 3.687 | 0.248
RE-HV-DHP-16S | DEER2024 | D24_E+_Res_v5 |  | Any | Res | New | CZ02 | rDXHP | Area-ft2-BA | 1420 | 1380 | None |  |  |  | 0.00788 | 1e-05 | 0 | [6 empty] | DEER:HVAC_Eff_HP | Annual | 24 |  |  |  | 3.288 | 0.269 | 3.28 | 0.269
RE-HV-DHP-16S | DEER2024 | D24_E+_Res_v5 |  | Any | Res | New | CZ03 | rDXHP | Area-ft2-BA | 1390 | 1490 | None |  |  |  | 0.0128 | 1e-05 | 0 | [6 empty] | DEER:HVAC_Eff_HP | Annual | 24 |  |  |  | 3.52 | 0.279 | 3.507 | 0.279
RE-HV-DHP-16S | DEER2024 | D24_E+_Res_v5 |  | Any | Res | New | CZ04 | rDXHP | Area-ft2-BA | 1590 | 1740 | None |  |  |  | 0.0115 | 2e-05 | 0 | [6 empty] | DEER:HVAC_Eff_HP | Annual | 24 |  |  |  | 3.601 | 0.232 | 3.589 | 0.232
RE-HV-DHP-16S | DEER2024 | D24_E+_Res_v5 |  | Any | Res | New | CZ05 | rDXHP | Area-ft2-BA | 2090 | 2380 | None |  |  |  | 0.0122 | 1e-05 | 0 | [6 empty] | DEER:HVAC_Eff_HP | Annual | 24 |  |  |  | 3.806 | 0.119 | 3.794 | 0.119
RE-HV-DHP-16S | DEER2024 | D24_E+_Res_v5 |  | Any | Res | New | CZ06 | rDXHP | Area-ft2-BA | 1710 | 1910 | None |  |  |  | 0.0115 | 1e-05 | 0 | [6 empty] | DEER:HVAC_Eff_HP | Annual | 24 |  |  |  | 3.56 | 0.217 | 3.549 | 0.217
RE-HV-DHP-16S | DEER2024 | D24_E+_Res_v5 |  | Any | Res | New | CZ07 | rDXHP | Area-ft2-BA | 1620 | 1800 | None |  |  |  | 0.01 | 1e-05 | 0 | [6 empty] | DEER:HVAC_Eff_HP | Annual | 24 |  |  |  | 3.475 | 0.236 | 3.465 | 0.236
RE-HV-DHP-16S | DEER2024 | D24_E+_Res_v5 |  | Any | Res | New | CZ08 | rDXHP | Area-ft2-BA | 1390 | 1500 | None |  |  |  | 0.0122 | 1e-05 | 0 | [6 empty] | DEER:HVAC_Eff_HP | Annual | 24 |  |  |  | 3.467 | 0.283 | 3.454 | 0.283
RE-HV-DHP-16S | DEER2024 | D24_E+_Res_v5 |  | Any | Res | New | CZ09 | rDXHP | Area-ft2-BA | 1350 | 1580 | None |  |  |  | 0.0213 | 2e-05 | 0 | [6 empty] | DEER:HVAC_Eff_HP | Annual | 24 |  |  |  | 3.959 | 0.271 | 3.937 | 0.271
RE-HV-DHP-16S | DEER2024 | D24_E+_Res_v5 |  | Any | Res | New | CZ10 | rDXHP | Area-ft2-BA | 1910 | 1880 | None |  |  |  | 0.0168 | 2e-05 | 0 | [6 empty] | DEER:HVAC_Eff_HP | Annual | 24 |  |  |  | 3.644 | 0.145 | 3.627 | 0.145
RE-HV-DHP-16S | DEER2024 | D24_E+_Res_v5 |  | Any | Res | New | CZ11 | rDXHP | Area-ft2-BA | 1700 | 1910 | None |  |  |  | 0.039 | 3e-05 | 0 | [6 empty] | DEER:HVAC_Eff_HP | Annual | 24 |  |  |  | 4.823 | 0.149 | 4.784 | 0.149
RE-HV-DHP-16S | DEER2024 | D24_E+_Res_v5 |  | Any | Res | New | CZ12 | rDXHP | Area-ft2-BA | 1580 | 1760 | None |  |  |  | 0.0241 | 2e-05 | 0 | [6 empty] | DEER:HVAC_Eff_HP | Annual | 24 |  |  |  | 4.276 | 0.189 | 4.252 | 0.189
RE-HV-DHP-16S | DEER2024 | D24_E+_Res_v5 |  | Any | Res | New | CZ13 | rDXHP | Area-ft2-BA | 1660 | 1870 | None |  |  |  | 0.0414 | 3e-05 | 0 | [6 empty] | DEER:HVAC_Eff_HP | Annual | 24 |  |  |  | 4.791 | 0.161 | 4.749 | 0.161
RE-HV-DHP-16S | DEER2024 | D24_E+_Res_v5 |  | Any | Res | New | CZ14 | rDXHP | Area-ft2-BA | 1550 | 1650 | None |  |  |  | 0.0453 | 3e-05 | 0 | [6 empty] | DEER:HVAC_Eff_HP | Annual | 24 |  |  |  | 4.992 | 0.157 | 4.947 | 0.157
RE-HV-DHP-16S | DEER2024 | D24_E+_Res_v5 |  | Any | Res | New | CZ15 | rDXHP | Area-ft2-BA | 1370 | 1410 | None |  |  |  | 0.0945 | 5e-05 | 0 | [6 empty] | DEER:HVAC_Eff_HP | Annual | 24 |  |  |  | 6.043 | 0.213 | 5.948 | 0.213
RE-HV-DHP-16S | DEER2024 | D24_E+_Res_v5 |  | Any | Res | New | CZ16 | rDXHP | Area-ft2-BA | 1710 | 2120 | None |  |  |  | 0.0411 | 3e-05 | 0 | [6 empty] | DEER:HVAC_Eff_HP | Annual | 24 |  |  |  | 4.999 | 0.161 | 4.959 | 0.161
RE-HV-DHP-16S | DEER2024 | D24_E+_Res_v5 |  | Any | SFm | Ex | CZ01 | rDXHP | Area-ft2-BA | 2160 | 2160 | None | 0.101 | 4.7e-05 | 0 | 0.0196 | 2.2e-05 | 0 | [6 empty] | DEER:HVAC_Eff_HP | Annual | 24 |  | 3.613 | 0.106 | 3.532 | 0.106 | 3.512 | 0.106
RE-HV-DHP-16S | DEER2024 | D24_E+_Res_v5 |  | Any | SFm | Ex | CZ02 | rDXHP | Area-ft2-BA | 2160 | 2160 | None | 0.219 | 9.2e-05 | 0 | 0.0455 | 3.6e-05 | 0 | [6 empty] | DEER:HVAC_Eff_HP | Annual | 24 |  | 4.371 | 0.105 | 4.198 | 0.105 | 4.152 | 0.105
RE-HV-DHP-16S | DEER2024 | D24_E+_Res_v5 |  | Any | SFm | Ex | CZ03 | rDXHP | Area-ft2-BA | 2160 | 2160 | None | 0.173 | 8.7e-05 | 0 | 0.0398 | 3.5e-05 | 0 | [6 empty] | DEER:HVAC_Eff_HP | Annual | 24 |  | 4.089 | 0.105 | 3.956 | 0.105 | 3.916 | 0.105
RE-HV-DHP-16S | DEER2024 | D24_E+_Res_v5 |  | Any | SFm | Ex | CZ04 | rDXHP | Area-ft2-BA | 2160 | 2160 | None | 0.182 | 0.000107 | 0 | 0.0423 | 4.3e-05 | 0 | [6 empty] | DEER:HVAC_Eff_HP | Annual | 24 |  | 4.15 | 0.105 | 4.01 | 0.105 | 3.968 | 0.105
RE-HV-DHP-16S | DEER2024 | D24_E+_Res_v5 |  | Any | SFm | Ex | CZ05 | rDXHP | Area-ft2-BA | 2160 | 2160 | None | 0.184 | 6.3e-05 | 0 | 0.0424 | 2.6e-05 | 0 | [6 empty] | DEER:HVAC_Eff_HP | Annual | 24 |  | 4.157 | 0.105 | 4.016 | 0.105 | 3.973 | 0.105
RE-HV-DHP-16S | DEER2024 | D24_E+_Res_v5 |  | Any | SFm | Ex | CZ06 | rDXHP | Area-ft2-BA | 2250 | 2250 | None | 0.127 | 4.5e-05 | 0 | 0.0329 | 1.9e-05 | 0 | [6 empty] | DEER:HVAC_Eff_HP | Annual | 24 |  | 3.766 | 0.101 | 3.672 | 0.101 | 3.639 | 0.101
RE-HV-DHP-16S | DEER2024 | D24_E+_Res_v5 |  | Any | SFm | Ex | CZ07 | rDXHP | Area-ft2-BA | 2250 | 2250 | None | 0.114 | 6.6e-05 | 0 | 0.0292 | 2.7e-05 | 0 | [6 empty] | DEER:HVAC_Eff_HP | Annual | 24 |  | 3.676 | 0.101 | 3.591 | 0.101 | 3.562 | 0.101
RE-HV-DHP-16S | DEER2024 | D24_E+_Res_v5 |  | Any | SFm | Ex | CZ08 | rDXHP | Area-ft2-BA | 2250 | 2250 | None | 0.13 | 7.9e-05 | 0 | 0.0378 | 3.2e-05 | 0 | [6 empty] | DEER:HVAC_Eff_HP | Annual | 24 |  | 3.799 | 0.101 | 3.707 | 0.101 | 3.669 | 0.101
RE-HV-DHP-16S | DEER2024 | D24_E+_Res_v5 |  | Any | SFm | Ex | CZ09 | rDXHP | Area-ft2-BA | 1930 | 1930 | None | 0.182 | 0.000104 | 0 | 0.0541 | 4.2e-05 | 0 | [6 empty] | DEER:HVAC_Eff_HP | Annual | 24 |  | 4.332 | 0.116 | 4.203 | 0.116 | 4.149 | 0.116
RE-HV-DHP-16S | DEER2024 | D24_E+_Res_v5 |  | Any | SFm | Ex | CZ10 | rDXHP | Area-ft2-BA | 2070 | 2070 | None | 0.178 | 8.9e-05 | 0 | 0.0522 | 3.5e-05 | 0 | [6 empty] | DEER:HVAC_Eff_HP | Annual | 24 |  | 4.214 | 0.108 | 4.088 | 0.108 | 4.035 | 0.108
RE-HV-DHP-16S | DEER2024 | D24_E+_Res_v5 |  | Any | SFm | Ex | CZ11 | rDXHP | Area-ft2-BA | 1790 | 1790 | None | 0.279 | 0.000155 | 0 | 0.0806 | 6.6e-05 | 0 | [6 empty] | DEER:HVAC_Eff_HP | Annual | 24 |  | 5.067 | 0.124 | 4.869 | 0.124 | 4.788 | 0.124
RE-HV-DHP-16S | DEER2024 | D24_E+_Res_v5 |  | Any | SFm | Ex | CZ12 | rDXHP | Area-ft2-BA | 1790 | 1790 | None | 0.228 | 0.000118 | 0 | 0.0594 | 4.8e-05 | 0 | [6 empty] | DEER:HVAC_Eff_HP | Annual | 24 |  | 4.707 | 0.124 | 4.539 | 0.124 | 4.479 | 0.124
RE-HV-DHP-16S | DEER2024 | D24_E+_Res_v5 |  | Any | SFm | Ex | CZ13 | rDXHP | Area-ft2-BA | 1790 | 1790 | None | 0.294 | 0.000174 | 0 | 0.0918 | 7.6e-05 | 0 | [6 empty] | DEER:HVAC_Eff_HP | Annual | 24 |  | 5.17 | 0.124 | 4.968 | 0.124 | 4.876 | 0.124
RE-HV-DHP-16S | DEER2024 | D24_E+_Res_v5 |  | Any | SFm | Ex | CZ14 | rDXHP | Area-ft2-BA | 1630 | 1630 | None | 0.306 | 0.00015 | 0 | 0.0903 | 6.4e-05 | 0 | [6 empty] | DEER:HVAC_Eff_HP | Annual | 24 |  | 5.383 | 0.134 | 5.168 | 0.134 | 5.078 | 0.134
RE-HV-DHP-16S | DEER2024 | D24_E+_Res_v5 |  | Any | SFm | Ex | CZ15 | rDXHP | Area-ft2-BA | 1630 | 1630 | None | 0.337 | 0.000174 | 0 | 0.125 | 7.2e-05 | 0 | [6 empty] | DEER:HVAC_Eff_HP | Annual | 24 |  | 5.665 | 0.134 | 5.453 | 0.134 | 5.328 | 0.134
RE-HV-DHP-16S | DEER2024 | D24_E+_Res_v5 |  | Any | SFm | Ex | CZ16 | rDXHP | Area-ft2-BA | 1900 | 1900 | None | 0.189 | 9.3e-05 | 0 | 0.0575 | 3.7e-05 | 0 | [6 empty] | DEER:HVAC_Eff_HP | Annual | 24 |  | 4.42 | 0.118 | 4.288 | 0.118 | 4.23 | 0.118
RE-HV-DHP-16S | DEER2024 | D24_E+_Res_v5 |  | Any | SFm | New | CZ01 | rDXHP | Area-ft2-BA | 2160 | 2470 | None |  |  |  | 0.00785 | 9e-06 | 0 | [6 empty] | DEER:HVAC_Eff_HP | Annual | 24 |  |  |  | 3.738 | 0.108 | 3.73 | 0.108
RE-HV-DHP-16S | DEER2024 | D24_E+_Res_v5 |  | Any | SFm | New | CZ02 | rDXHP | Area-ft2-BA | 2160 | 2040 | None |  |  |  | 0.00926 | 8e-06 | 0 | [6 empty] | DEER:HVAC_Eff_HP | Annual | 24 |  |  |  | 3.34 | 0.104 | 3.331 | 0.104
RE-HV-DHP-16S | DEER2024 | D24_E+_Res_v5 |  | Any | SFm | New | CZ03 | rDXHP | Area-ft2-BA | 2160 | 2470 | None |  |  |  | 0.0114 | 1.3e-05 | 0 | [6 empty] | DEER:HVAC_Eff_HP | Annual | 24 |  |  |  | 3.801 | 0.107 | 3.789 | 0.107
RE-HV-DHP-16S | DEER2024 | D24_E+_Res_v5 |  | Any | SFm | New | CZ04 | rDXHP | Area-ft2-BA | 2160 | 2470 | None |  |  |  | 0.0131 | 1.7e-05 | 0 | [6 empty] | DEER:HVAC_Eff_HP | Annual | 24 |  |  |  | 3.875 | 0.107 | 3.862 | 0.107
RE-HV-DHP-16S | DEER2024 | D24_E+_Res_v5 |  | Any | SFm | New | CZ05 | rDXHP | Area-ft2-BA | 2160 | 2470 | None |  |  |  | 0.0116 | 8e-06 | 0 | [6 empty] | DEER:HVAC_Eff_HP | Annual | 24 |  |  |  | 3.797 | 0.107 | 3.786 | 0.107
RE-HV-DHP-16S | DEER2024 | D24_E+_Res_v5 |  | Any | SFm | New | CZ06 | rDXHP | Area-ft2-BA | 2250 | 2620 | None |  |  |  | 0.0131 | 1e-05 | 0 | [6 empty] | DEER:HVAC_Eff_HP | Annual | 24 |  |  |  | 3.811 | 0.103 | 3.798 | 0.103
RE-HV-DHP-16S | DEER2024 | D24_E+_Res_v5 |  | Any | SFm | New | CZ07 | rDXHP | Area-ft2-BA | 2250 | 2620 | None |  |  |  | 0.0123 | 1.6e-05 | 0 | [6 empty] | DEER:HVAC_Eff_HP | Annual | 24 |  |  |  | 3.787 | 0.103 | 3.775 | 0.103
RE-HV-DHP-16S | DEER2024 | D24_E+_Res_v5 |  | Any | SFm | New | CZ08 | rDXHP | Area-ft2-BA | 2250 | 2620 | None |  |  |  | 0.0124 | 1.7e-05 | 0 | [6 empty] | DEER:HVAC_Eff_HP | Annual | 24 |  |  |  | 3.803 | 0.103 | 3.79 | 0.103
RE-HV-DHP-16S | DEER2024 | D24_E+_Res_v5 |  | Any | SFm | New | CZ09 | rDXHP | Area-ft2-BA | 1930 | 2620 | None |  |  |  | 0.0228 | 2.3e-05 | 0 | [6 empty] | DEER:HVAC_Eff_HP | Annual | 24 |  |  |  | 4.662 | 0.121 | 4.639 | 0.121
RE-HV-DHP-16S | DEER2024 | D24_E+_Res_v5 |  | Any | SFm | New | CZ10 | rDXHP | Area-ft2-BA | 2070 | 2040 | None |  |  |  | 0.0145 | 1.4e-05 | 0 | [6 empty] | DEER:HVAC_Eff_HP | Annual | 24 |  |  |  | 3.588 | 0.108 | 3.574 | 0.108
RE-HV-DHP-16S | DEER2024 | D24_E+_Res_v5 |  | Any | SFm | New | CZ11 | rDXHP | Area-ft2-BA | 1790 | 2040 | None |  |  |  | 0.0363 | 3e-05 | 0 | [6 empty] | DEER:HVAC_Eff_HP | Annual | 24 |  |  |  | 4.81 | 0.126 | 4.774 | 0.126
RE-HV-DHP-16S | DEER2024 | D24_E+_Res_v5 |  | Any | SFm | New | CZ12 | rDXHP | Area-ft2-BA | 1790 | 2040 | None |  |  |  | 0.0262 | 2.4e-05 | 0 | [6 empty] | DEER:HVAC_Eff_HP | Annual | 24 |  |  |  | 4.541 | 0.126 | 4.515 | 0.126
RE-HV-DHP-16S | DEER2024 | D24_E+_Res_v5 |  | Any | SFm | New | CZ13 | rDXHP | Area-ft2-BA | 1790 | 2040 | None |  |  |  | 0.0401 | 3.2e-05 | 0 | [6 empty] | DEER:HVAC_Eff_HP | Annual | 24 |  |  |  | 4.854 | 0.126 | 4.814 | 0.126
RE-HV-DHP-16S | DEER2024 | D24_E+_Res_v5 |  | Any | SFm | New | CZ14 | rDXHP | Area-ft2-BA | 1630 | 1750 | None |  |  |  | 0.0379 | 2.4e-05 | 0 | [6 empty] | DEER:HVAC_Eff_HP | Annual | 24 |  |  |  | 4.822 | 0.135 | 4.784 | 0.135
RE-HV-DHP-16S | DEER2024 | D24_E+_Res_v5 |  | Any | SFm | New | CZ15 | rDXHP | Area-ft2-BA | 1630 | 1750 | None |  |  |  | 0.0572 | 3e-05 | 0 | [6 empty] | DEER:HVAC_Eff_HP | Annual | 24 |  |  |  | 5.115 | 0.135 | 5.058 | 0.135
RE-HV-DHP-16S | DEER2024 | D24_E+_Res_v5 |  | Any | SFm | New | CZ16 | rDXHP | Area-ft2-BA | 1900 | 2470 | None |  |  |  | 0.0375 | 2.5e-05 | 0 | [6 empty] | DEER:HVAC_Eff_HP | Annual | 24 |  |  |  | 5.049 | 0.122 | 5.012 | 0.122
RE-HV-DHP-16S | DEER2024 | D24_E+_Res_v5 |  | Any | MFm | Ex | CZ01 | rDXHP | Area-ft2-BA | 1020 | 1020 | None | 0.0371 | 2.7e-05 | -1e-06 | 0.00881 | 1.4e-05 | -1e-06 | [6 empty] | DEER:HVAC_Eff_HP | Annual | 24 |  | 3.3 | 0.368 | 3.271 | 0.368 | 3.263 | 0.368
RE-HV-DHP-16S | DEER2024 | D24_E+_Res_v5 |  | Any | MFm | Ex | CZ02 | rDXHP | Area-ft2-BA | 1020 | 1020 | None | 0.093 | 7.5e-05 | 0 | 0.0228 | 3.1e-05 | 0 | [6 empty] | DEER:HVAC_Eff_HP | Annual | 24 |  | 3.641 | 0.365 | 3.571 | 0.365 | 3.548 | 0.365
RE-HV-DHP-16S | DEER2024 | D24_E+_Res_v5 |  | Any | MFm | Ex | CZ03 | rDXHP | Area-ft2-BA | 1020 | 1020 | None | 0.112 | 6.6e-05 | 0 | 0.0301 | 2.7e-05 | 0 | [6 empty] | DEER:HVAC_Eff_HP | Annual | 24 |  | 3.754 | 0.366 | 3.672 | 0.366 | 3.642 | 0.366
RE-HV-DHP-16S | DEER2024 | D24_E+_Res_v5 |  | Any | MFm | Ex | CZ04 | rDXHP | Area-ft2-BA | 1020 | 1020 | None | 0.118 | 9e-05 | 0 | 0.0301 | 3.8e-05 | 0 | [6 empty] | DEER:HVAC_Eff_HP | Annual | 24 |  | 3.786 | 0.364 | 3.699 | 0.364 | 3.669 | 0.364
RE-HV-DHP-16S | DEER2024 | D24_E+_Res_v5 |  | Any | MFm | Ex | CZ05 | rDXHP | Area-ft2-BA | 1020 | 1020 | None | 0.119 | 4.5e-05 | 0 | 0.0312 | 1.9e-05 | 0 | [6 empty] | DEER:HVAC_Eff_HP | Annual | 24 |  | 3.802 | 0.365 | 3.714 | 0.365 | 3.683 | 0.365
RE-HV-DHP-16S | DEER2024 | D24_E+_Res_v5 |  | Any | MFm | Ex | CZ06 | rDXHP | Area-ft2-BA | 1020 | 1020 | None | 0.0853 | 4.2e-05 | 1e-06 | 0.0251 | 1.7e-05 | 1e-06 | [6 empty] | DEER:HVAC_Eff_HP | Annual | 24 |  | 3.596 | 0.365 | 3.536 | 0.365 | 3.511 | 0.365
RE-HV-DHP-16S | DEER2024 | D24_E+_Res_v5 |  | Any | MFm | Ex | CZ07 | rDXHP | Area-ft2-BA | 1020 | 1020 | None | 0.0682 | 6e-05 | 0 | 0.0219 | 2.5e-05 | 0 | [6 empty] | DEER:HVAC_Eff_HP | Annual | 24 |  | 3.475 | 0.364 | 3.428 | 0.364 | 3.407 | 0.364
RE-HV-DHP-16S | DEER2024 | D24_E+_Res_v5 |  | Any | MFm | Ex | CZ08 | rDXHP | Area-ft2-BA | 1020 | 1020 | None | 0.109 | 7.2e-05 | 0 | 0.036 | 2.9e-05 | 0 | [6 empty] | DEER:HVAC_Eff_HP | Annual | 24 |  | 3.752 | 0.364 | 3.679 | 0.364 | 3.642 | 0.364
RE-HV-DHP-16S | DEER2024 | D24_E+_Res_v5 |  | Any | MFm | Ex | CZ09 | rDXHP | Area-ft2-BA | 1020 | 1020 | None | 0.146 | 7.9e-05 | 0 | 0.0484 | 3.1e-05 | 0 | [6 empty] | DEER:HVAC_Eff_HP | Annual | 24 |  | 3.996 | 0.363 | 3.899 | 0.363 | 3.85 | 0.363
RE-HV-DHP-16S | DEER2024 | D24_E+_Res_v5 |  | Any | MFm | Ex | CZ10 | rDXHP | Area-ft2-BA | 1020 | 1020 | None | 0.161 | 0.000111 | 0 | 0.0539 | 4.5e-05 | 0 | [6 empty] | DEER:HVAC_Eff_HP | Annual | 24 |  | 4.11 | 0.363 | 4.003 | 0.363 | 3.949 | 0.363
RE-HV-DHP-16S | DEER2024 | D24_E+_Res_v5 |  | Any | MFm | Ex | CZ11 | rDXHP | Area-ft2-BA | 1020 | 1020 | None | 0.216 | 0.000175 | 0 | 0.0718 | 7.1e-05 | 0 | [6 empty] | DEER:HVAC_Eff_HP | Annual | 24 |  | 4.477 | 0.364 | 4.333 | 0.364 | 4.261 | 0.364
RE-HV-DHP-16S | DEER2024 | D24_E+_Res_v5 |  | Any | MFm | Ex | CZ12 | rDXHP | Area-ft2-BA | 1020 | 1020 | None | 0.143 | 0.000114 | 0 | 0.0427 | 4.6e-05 | 0 | [6 empty] | DEER:HVAC_Eff_HP | Annual | 24 |  | 3.986 | 0.364 | 3.886 | 0.364 | 3.843 | 0.364
RE-HV-DHP-16S | DEER2024 | D24_E+_Res_v5 |  | Any | MFm | Ex | CZ13 | rDXHP | Area-ft2-BA | 1020 | 1020 | None | 0.301 | 0.000198 | 0 | 0.0973 | 7.9e-05 | 0 | [6 empty] | DEER:HVAC_Eff_HP | Annual | 24 |  | 5.048 | 0.364 | 4.844 | 0.364 | 4.747 | 0.364
RE-HV-DHP-16S | DEER2024 | D24_E+_Res_v5 |  | Any | MFm | Ex | CZ14 | rDXHP | Area-ft2-BA | 1020 | 1020 | None | 0.244 | 0.000174 | 0 | 0.0814 | 7e-05 | 0 | [6 empty] | DEER:HVAC_Eff_HP | Annual | 24 |  | 4.693 | 0.363 | 4.53 | 0.363 | 4.449 | 0.363
RE-HV-DHP-16S | DEER2024 | D24_E+_Res_v5 |  | Any | MFm | Ex | CZ15 | rDXHP | Area-ft2-BA | 1020 | 1020 | None | 0.377 | 0.000199 | 0 | 0.142 | 7.8e-05 | 0 | [6 empty] | DEER:HVAC_Eff_HP | Annual | 24 |  | 5.614 | 0.363 | 5.378 | 0.363 | 5.237 | 0.363
RE-HV-DHP-16S | DEER2024 | D24_E+_Res_v5 |  | Any | MFm | Ex | CZ16 | rDXHP | Area-ft2-BA | 1020 | 1020 | None | 0.22 | 0.000115 | 0 | 0.0662 | 4.6e-05 | 0 | [6 empty] | DEER:HVAC_Eff_HP | Annual | 24 |  | 4.515 | 0.365 | 4.361 | 0.365 | 4.295 | 0.365
RE-HV-DHP-16S | DEER2024 | D24_E+_Res_v5 |  | Any | MFm | New | CZ01 | rDXHP | Area-ft2-BA | 853 | 1020 | None |  |  |  | 0.00231 | 6e-06 | 0 | [6 empty] | DEER:HVAC_Eff_HP | Annual | 24 |  |  |  | 3.63 | 0.44 | 3.628 | 0.44
RE-HV-DHP-16S | DEER2024 | D24_E+_Res_v5 |  | Any | MFm | New | CZ02 | rDXHP | Area-ft2-BA | 1020 | 1020 | None |  |  |  | 0.00608 | 1.2e-05 | 0 | [6 empty] | DEER:HVAC_Eff_HP | Annual | 24 |  |  |  | 3.188 | 0.365 | 3.182 | 0.365
RE-HV-DHP-16S | DEER2024 | D24_E+_Res_v5 |  | Any | MFm | New | CZ03 | rDXHP | Area-ft2-BA | 1020 | 1020 | None |  |  |  | 0.013 | 1.3e-05 | 0 | [6 empty] | DEER:HVAC_Eff_HP | Annual | 24 |  |  |  | 3.357 | 0.365 | 3.344 | 0.365
RE-HV-DHP-16S | DEER2024 | D24_E+_Res_v5 |  | Any | MFm | New | CZ04 | rDXHP | Area-ft2-BA | 1020 | 1020 | None |  |  |  | 0.00803 | 1.3e-05 | 0 | [6 empty] | DEER:HVAC_Eff_HP | Annual | 24 |  |  |  | 3.23 | 0.364 | 3.222 | 0.364
RE-HV-DHP-16S | DEER2024 | D24_E+_Res_v5 |  | Any | MFm | New | CZ05 | rDXHP | Area-ft2-BA | 1020 | 1020 | None |  |  |  | 0.0125 | 9e-06 | 0 | [6 empty] | DEER:HVAC_Eff_HP | Annual | 24 |  |  |  | 3.349 | 0.365 | 3.336 | 0.365
RE-HV-DHP-16S | DEER2024 | D24_E+_Res_v5 |  | Any | MFm | New | CZ06 | rDXHP | Area-ft2-BA | 1020 | 1020 | None |  |  |  | 0.0083 | 7e-06 | 0 | [6 empty] | DEER:HVAC_Eff_HP | Annual | 24 |  |  |  | 3.194 | 0.364 | 3.186 | 0.364
RE-HV-DHP-16S | DEER2024 | D24_E+_Res_v5 |  | Any | MFm | New | CZ07 | rDXHP | Area-ft2-BA | 1020 | 1020 | None |  |  |  | 0.00756 | 1e-05 | 0 | [6 empty] | DEER:HVAC_Eff_HP | Annual | 24 |  |  |  | 3.17 | 0.363 | 3.162 | 0.363
RE-HV-DHP-16S | DEER2024 | D24_E+_Res_v5 |  | Any | MFm | New | CZ08 | rDXHP | Area-ft2-BA | 1020 | 1020 | None |  |  |  | 0.0107 | 1.1e-05 | 0 | [6 empty] | DEER:HVAC_Eff_HP | Annual | 24 |  |  |  | 3.265 | 0.364 | 3.254 | 0.364
RE-HV-DHP-16S | DEER2024 | D24_E+_Res_v5 |  | Any | MFm | New | CZ09 | rDXHP | Area-ft2-BA | 1020 | 1020 | None |  |  |  | 0.0149 | 1.2e-05 | 0 | [6 empty] | DEER:HVAC_Eff_HP | Annual | 24 |  |  |  | 3.391 | 0.363 | 3.376 | 0.363
RE-HV-DHP-16S | DEER2024 | D24_E+_Res_v5 |  | Any | MFm | New | CZ10 | rDXHP | Area-ft2-BA | 1020 | 1020 | None |  |  |  | 0.0184 | 1.7e-05 | 0 | [6 empty] | DEER:HVAC_Eff_HP | Annual | 24 |  |  |  | 3.487 | 0.363 | 3.468 | 0.363
RE-HV-DHP-16S | DEER2024 | D24_E+_Res_v5 |  | Any | MFm | New | CZ11 | rDXHP | Area-ft2-BA | 1020 | 1020 | None |  |  |  | 0.0263 | 2.5e-05 | 0 | [6 empty] | DEER:HVAC_Eff_HP | Annual | 24 |  |  |  | 3.73 | 0.364 | 3.704 | 0.364
RE-HV-DHP-16S | DEER2024 | D24_E+_Res_v5 |  | Any | MFm | New | CZ12 | rDXHP | Area-ft2-BA | 1020 | 1020 | None |  |  |  | 0.0143 | 1.7e-05 | 0 | [6 empty] | DEER:HVAC_Eff_HP | Annual | 24 |  |  |  | 3.409 | 0.364 | 3.395 | 0.364
RE-HV-DHP-16S | DEER2024 | D24_E+_Res_v5 |  | Any | MFm | New | CZ13 | rDXHP | Area-ft2-BA | 1020 | 1020 | None |  |  |  | 0.0334 | 2.7e-05 | 0 | [6 empty] | DEER:HVAC_Eff_HP | Annual | 24 |  |  |  | 3.935 | 0.364 | 3.901 | 0.364
RE-HV-DHP-16S | DEER2024 | D24_E+_Res_v5 |  | Any | MFm | New | CZ14 | rDXHP | Area-ft2-BA | 1020 | 1020 | None |  |  |  | 0.0294 | 2.2e-05 | 0 | [6 empty] | DEER:HVAC_Eff_HP | Annual | 24 |  |  |  | 3.796 | 0.363 | 3.767 | 0.363
RE-HV-DHP-16S | DEER2024 | D24_E+_Res_v5 |  | Any | MFm | New | CZ15 | rDXHP | Area-ft2-BA | 1020 | 1020 | None |  |  |  | 0.0559 | 3e-05 | 0 | [6 empty] | DEER:HVAC_Eff_HP | Annual | 24 |  |  |  | 4.5 | 0.363 | 4.444 | 0.363
RE-HV-DHP-16S | DEER2024 | D24_E+_Res_v5 |  | Any | MFm | New | CZ16 | rDXHP | Area-ft2-BA | 1020 | 1020 | None |  |  |  | 0.0269 | 2e-05 | 0 | [6 empty] | DEER:HVAC_Eff_HP | Annual | 24 |  |  |  | 3.79 | 0.365 | 3.763 | 0.365
RE-HV-DHP-16S | DEER2024 | D24_E+_Res_v5 |  | Any | DMo | Ex | CZ01 | rDXHP | Area-ft2-BA | 1240 | 1240 | None | 0.0675 | 7.1e-05 | 0 | 0.0159 | 3.4e-05 | 0 | [6 empty] | DEER:HVAC_Eff_HP | Annual | 24 |  | 3.779 | 0.257 | 3.727 | 0.257 | 3.711 | 0.257
RE-HV-DHP-16S | DEER2024 | D24_E+_Res_v5 |  | Any | DMo | Ex | CZ02 | rDXHP | Area-ft2-BA | 1240 | 1240 | None | 0.167 | 0.00014 | 0 | 0.0425 | 5.6e-05 | 0 | [6 empty] | DEER:HVAC_Eff_HP | Annual | 24 |  | 4.432 | 0.256 | 4.307 | 0.256 | 4.265 | 0.256
RE-HV-DHP-16S | DEER2024 | D24_E+_Res_v5 |  | Any | DMo | Ex | CZ03 | rDXHP | Area-ft2-BA | 1240 | 1240 | None | 0.171 | 0.000122 | 0 | 0.0538 | 4.9e-05 | 0 | [6 empty] | DEER:HVAC_Eff_HP | Annual | 24 |  | 4.472 | 0.256 | 4.355 | 0.256 | 4.301 | 0.256
RE-HV-DHP-16S | DEER2024 | D24_E+_Res_v5 |  | Any | DMo | Ex | CZ04 | rDXHP | Area-ft2-BA | 1240 | 1240 | None | 0.151 | 0.000148 | 0 | 0.0456 | 6e-05 | 0 | [6 empty] | DEER:HVAC_Eff_HP | Annual | 24 |  | 4.347 | 0.255 | 4.241 | 0.255 | 4.196 | 0.255
RE-HV-DHP-16S | DEER2024 | D24_E+_Res_v5 |  | Any | DMo | Ex | CZ05 | rDXHP | Area-ft2-BA | 1240 | 1240 | None | 0.167 | 9.7e-05 | 0 | 0.0504 | 4e-05 | 0 | [6 empty] | DEER:HVAC_Eff_HP | Annual | 24 |  | 4.444 | 0.256 | 4.327 | 0.256 | 4.276 | 0.256
RE-HV-DHP-16S | DEER2024 | D24_E+_Res_v5 |  | Any | DMo | Ex | CZ06 | rDXHP | Area-ft2-BA | 1240 | 1240 | None | 0.175 | 8.5e-05 | 0 | 0.0617 | 3.5e-05 | 0 | [6 empty] | DEER:HVAC_Eff_HP | Annual | 24 |  | 4.513 | 0.255 | 4.4 | 0.255 | 4.338 | 0.255
RE-HV-DHP-16S | DEER2024 | D24_E+_Res_v5 |  | Any | DMo | Ex | CZ07 | rDXHP | Area-ft2-BA | 1240 | 1240 | None | 0.156 | 0.000103 | 0 | 0.0554 | 4.2e-05 | 0 | [6 empty] | DEER:HVAC_Eff_HP | Annual | 24 |  | 4.382 | 0.255 | 4.281 | 0.255 | 4.226 | 0.255
RE-HV-DHP-16S | DEER2024 | D24_E+_Res_v5 |  | Any | DMo | Ex | CZ08 | rDXHP | Area-ft2-BA | 1240 | 1240 | None | 0.181 | 0.000122 | 0 | 0.0664 | 5e-05 | 0 | [6 empty] | DEER:HVAC_Eff_HP | Annual | 24 |  | 4.561 | 0.255 | 4.447 | 0.255 | 4.38 | 0.255
RE-HV-DHP-16S | DEER2024 | D24_E+_Res_v5 |  | Any | DMo | Ex | CZ09 | rDXHP | Area-ft2-BA | 1240 | 1240 | None | 0.266 | 0.000156 | 0 | 0.0988 | 6.4e-05 | 0 | [6 empty] | DEER:HVAC_Eff_HP | Annual | 24 |  | 5.131 | 0.254 | 4.963 | 0.254 | 4.864 | 0.254
RE-HV-DHP-16S | DEER2024 | D24_E+_Res_v5 |  | Any | DMo | Ex | CZ10 | rDXHP | Area-ft2-BA | 1240 | 1240 | None | 0.301 | 0.00017 | -1e-06 | 0.0936 | 6.8e-05 | -1e-06 | [6 empty] | DEER:HVAC_Eff_HP | Annual | 24 |  | 5.382 | 0.254 | 5.175 | 0.254 | 5.081 | 0.254
RE-HV-DHP-16S | DEER2024 | D24_E+_Res_v5 |  | Any | DMo | Ex | CZ11 | rDXHP | Area-ft2-BA | 1240 | 1240 | None | 0.451 | 0.000283 | 0 | 0.14 | 0.00011 | 0 | [6 empty] | DEER:HVAC_Eff_HP | Annual | 24 |  | 6.359 | 0.255 | 6.048 | 0.255 | 5.908 | 0.255
RE-HV-DHP-16S | DEER2024 | D24_E+_Res_v5 |  | Any | DMo | Ex | CZ12 | rDXHP | Area-ft2-BA | 1240 | 1240 | None | 0.37 | 0.00023 | 0 | 0.109 | 8.9e-05 | 0 | [6 empty] | DEER:HVAC_Eff_HP | Annual | 24 |  | 5.802 | 0.255 | 5.541 | 0.255 | 5.433 | 0.255
RE-HV-DHP-16S | DEER2024 | D24_E+_Res_v5 |  | Any | DMo | Ex | CZ13 | rDXHP | Area-ft2-BA | 1240 | 1240 | None | 0.453 | 0.000278 | 0 | 0.149 | 0.000111 | 0 | [6 empty] | DEER:HVAC_Eff_HP | Annual | 24 |  | 6.391 | 0.254 | 6.087 | 0.254 | 5.939 | 0.254
RE-HV-DHP-16S | DEER2024 | D24_E+_Res_v5 |  | Any | DMo | Ex | CZ14 | rDXHP | Area-ft2-BA | 1240 | 1240 | None | 0.547 | 0.000282 | 0 | 0.168 | 0.000113 | 0 | [6 empty] | DEER:HVAC_Eff_HP | Annual | 24 |  | 6.993 | 0.254 | 6.615 | 0.254 | 6.446 | 0.254
RE-HV-DHP-16S | DEER2024 | D24_E+_Res_v5 |  | Any | DMo | Ex | CZ15 | rDXHP | Area-ft2-BA | 1240 | 1240 | None | 0.617 | 0.000302 | 0 | 0.222 | 0.000115 | 0 | [6 empty] | DEER:HVAC_Eff_HP | Annual | 24 |  | 7.641 | 0.252 | 7.246 | 0.252 | 7.024 | 0.252
RE-HV-DHP-16S | DEER2024 | D24_E+_Res_v5 |  | Any | DMo | Ex | CZ16 | rDXHP | Area-ft2-BA | 1240 | 1240 | None | 0.335 | 0.000191 | 0 | 0.11 | 7.5e-05 | 0 | [6 empty] | DEER:HVAC_Eff_HP | Annual | 24 |  | 5.648 | 0.256 | 5.423 | 0.256 | 5.313 | 0.256
RE-HV-DHP-16S | DEER2024 | D24_E+_Res_v5 |  | Any | DMo | New | CZ01 | rDXHP | Area-ft2-BA | 1240 | 1240 | None |  |  |  | 0.00576 | 1.3e-05 | 0 | [6 empty] | DEER:HVAC_Eff_HP | Annual | 24 |  |  |  | 3.547 | 0.257 | 3.541 | 0.257
RE-HV-DHP-16S | DEER2024 | D24_E+_Res_v5 |  | Any | DMo | New | CZ02 | rDXHP | Area-ft2-BA | 1240 | 1240 | None |  |  |  | 0.0176 | 2.7e-05 | 0 | [6 empty] | DEER:HVAC_Eff_HP | Annual | 24 |  |  |  | 3.962 | 0.256 | 3.944 | 0.256
RE-HV-DHP-16S | DEER2024 | D24_E+_Res_v5 |  | Any | DMo | New | CZ03 | rDXHP | Area-ft2-BA | 1240 | 1240 | None |  |  |  | 0.024 | 2.3e-05 | 0 | [6 empty] | DEER:HVAC_Eff_HP | Annual | 24 |  |  |  | 4.083 | 0.256 | 4.059 | 0.256
RE-HV-DHP-16S | DEER2024 | D24_E+_Res_v5 |  | Any | DMo | New | CZ04 | rDXHP | Area-ft2-BA | 1240 | 1240 | None |  |  |  | 0.0215 | 3e-05 | 0 | [6 empty] | DEER:HVAC_Eff_HP | Annual | 24 |  |  |  | 4.005 | 0.255 | 3.984 | 0.255
RE-HV-DHP-16S | DEER2024 | D24_E+_Res_v5 |  | Any | DMo | New | CZ05 | rDXHP | Area-ft2-BA | 1240 | 1240 | None |  |  |  | 0.0204 | 1.9e-05 | 0 | [6 empty] | DEER:HVAC_Eff_HP | Annual | 24 |  |  |  | 3.981 | 0.256 | 3.961 | 0.256
RE-HV-DHP-16S | DEER2024 | D24_E+_Res_v5 |  | Any | DMo | New | CZ06 | rDXHP | Area-ft2-BA | 1240 | 1240 | None |  |  |  | 0.0339 | 1.8e-05 | 0 | [6 empty] | DEER:HVAC_Eff_HP | Annual | 24 |  |  |  | 4.309 | 0.255 | 4.276 | 0.255
RE-HV-DHP-16S | DEER2024 | D24_E+_Res_v5 |  | Any | DMo | New | CZ07 | rDXHP | Area-ft2-BA | 1240 | 1240 | None |  |  |  | 0.0307 | 2.1e-05 | 0 | [6 empty] | DEER:HVAC_Eff_HP | Annual | 24 |  |  |  | 4.223 | 0.255 | 4.192 | 0.255
RE-HV-DHP-16S | DEER2024 | D24_E+_Res_v5 |  | Any | DMo | New | CZ08 | rDXHP | Area-ft2-BA | 1240 | 1240 | None |  |  |  | 0.0344 | 2.5e-05 | 0 | [6 empty] | DEER:HVAC_Eff_HP | Annual | 24 |  |  |  | 4.326 | 0.255 | 4.291 | 0.255
RE-HV-DHP-16S | DEER2024 | D24_E+_Res_v5 |  | Any | DMo | New | CZ09 | rDXHP | Area-ft2-BA | 1240 | 1240 | None |  |  |  | 0.0513 | 3.1e-05 | 0 | [6 empty] | DEER:HVAC_Eff_HP | Annual | 24 |  |  |  | 4.787 | 0.254 | 4.736 | 0.254
RE-HV-DHP-16S | DEER2024 | D24_E+_Res_v5 |  | Any | DMo | New | CZ10 | rDXHP | Area-ft2-BA | 1240 | 1240 | None |  |  |  | 0.0457 | 3.3e-05 | 0 | [6 empty] | DEER:HVAC_Eff_HP | Annual | 24 |  |  |  | 4.716 | 0.254 | 4.67 | 0.254
RE-HV-DHP-16S | DEER2024 | D24_E+_Res_v5 |  | Any | DMo | New | CZ11 | rDXHP | Area-ft2-BA | 1240 | 1240 | None |  |  |  | 0.0651 | 5.2e-05 | 0 | [6 empty] | DEER:HVAC_Eff_HP | Annual | 24 |  |  |  | 5.331 | 0.255 | 5.266 | 0.255
RE-HV-DHP-16S | DEER2024 | D24_E+_Res_v5 |  | Any | DMo | New | CZ12 | rDXHP | Area-ft2-BA | 1240 | 1240 | None |  |  |  | 0.0509 | 4.4e-05 | 0 | [6 empty] | DEER:HVAC_Eff_HP | Annual | 24 |  |  |  | 4.954 | 0.255 | 4.903 | 0.255
RE-HV-DHP-16S | DEER2024 | D24_E+_Res_v5 |  | Any | DMo | New | CZ13 | rDXHP | Area-ft2-BA | 1240 | 1240 | None |  |  |  | 0.0731 | 5.2e-05 | 0 | [6 empty] | DEER:HVAC_Eff_HP | Annual | 24 |  |  |  | 5.514 | 0.254 | 5.441 | 0.254
RE-HV-DHP-16S | DEER2024 | D24_E+_Res_v5 |  | Any | DMo | New | CZ14 | rDXHP | Area-ft2-BA | 1240 | 1240 | None |  |  |  | 0.0787 | 5.2e-05 | 0 | [6 empty] | DEER:HVAC_Eff_HP | Annual | 24 |  |  |  | 5.772 | 0.254 | 5.694 | 0.254
RE-HV-DHP-16S | DEER2024 | D24_E+_Res_v5 |  | Any | DMo | New | CZ15 | rDXHP | Area-ft2-BA | 1240 | 1240 | None |  |  |  | 0.113 | 5.8e-05 | 0 | [6 empty] | DEER:HVAC_Eff_HP | Annual | 24 |  |  |  | 6.505 | 0.252 | 6.392 | 0.252
RE-HV-DHP-16S | DEER2024 | D24_E+_Res_v5 |  | Any | DMo | New | CZ16 | rDXHP | Area-ft2-BA | 1240 | 1240 | None |  |  |  | 0.0506 | 3.8e-05 | 0 | [6 empty] | DEER:HVAC_Eff_HP | Annual | 24 |  |  |  | 4.905 | 0.256 | 4.854 | 0.256
RE-HV-DHP-16S-replRmAC-ER | DEER2024 | D24_E+_Res_v5 |  | Any | Res | Ex | CZ01 | rDXHP | Area-ft2-BA | 1920 | 1920 | None | 0.41 | 8e-05 | 2e-05 | 0.406 | 6e-05 | 2e-05 | [6 empty] | DEER:HVAC_Eff_HP | Annual | 24 |  | 3.876 | 0.16 | 3.87 | 0.16 | 3.465 | 0.16
RE-HV-DHP-16S-replRmAC-ER | DEER2024 | D24_E+_Res_v5 |  | Any | Res | Ex | CZ02 | rDXHP | Area-ft2-BA | 1940 | 1940 | None | 0.916 | 0.0002 | -3e-05 | 0.896 | 0.00014 | -3e-05 | [6 empty] | DEER:HVAC_Eff_HP | Annual | 24 |  | 4.959 | 0.155 | 4.939 | 0.155 | 4.043 | 0.155
RE-HV-DHP-16S-replRmAC-ER | DEER2024 | D24_E+_Res_v5 |  | Any | Res | Ex | CZ03 | rDXHP | Area-ft2-BA | 1720 | 1720 | None | 0.577 | 0.00019 | -4e-05 | 0.545 | 0.00014 | -4e-05 | [6 empty] | DEER:HVAC_Eff_HP | Annual | 24 |  | 4.395 | 0.206 | 4.363 | 0.206 | 3.818 | 0.206
RE-HV-DHP-16S-replRmAC-ER | DEER2024 | D24_E+_Res_v5 |  | Any | Res | Ex | CZ04 | rDXHP | Area-ft2-BA | 1800 | 1800 | None | 0.573 | 0.0002 | -2e-05 | 0.542 | 0.00014 | -2e-05 | [6 empty] | DEER:HVAC_Eff_HP | Annual | 24 |  | 4.45 | 0.187 | 4.419 | 0.187 | 3.878 | 0.187
RE-HV-DHP-16S-replRmAC-ER | DEER2024 | D24_E+_Res_v5 |  | Any | Res | Ex | CZ05 | rDXHP | Area-ft2-BA | 1880 | 1880 | None | 0.753 | 0.00015 | -1e-05 | 0.719 | 0.00011 | -1e-05 | [6 empty] | DEER:HVAC_Eff_HP | Annual | 24 |  | 4.658 | 0.169 | 4.626 | 0.169 | 3.906 | 0.169
RE-HV-DHP-16S-replRmAC-ER | DEER2024 | D24_E+_Res_v5 |  | Any | Res | Ex | CZ06 | rDXHP | Area-ft2-BA | 1790 | 1790 | None | 0.378 | 0.00011 | 0 | 0.338 | 8e-05 | 0 | [6 empty] | DEER:HVAC_Eff_HP | Annual | 24 |  | 3.97 | 0.2 | 3.931 | 0.2 | 3.593 | 0.2
RE-HV-DHP-16S-replRmAC-ER | DEER2024 | D24_E+_Res_v5 |  | Any | Res | Ex | CZ07 | rDXHP | Area-ft2-BA | 1750 | 1750 | None | 0.299 | 0.00013 | -1e-05 | 0.268 | 9e-05 | -1e-05 | [6 empty] | DEER:HVAC_Eff_HP | Annual | 24 |  | 3.8 | 0.208 | 3.768 | 0.208 | 3.501 | 0.208
RE-HV-DHP-16S-replRmAC-ER | DEER2024 | D24_E+_Res_v5 |  | Any | Res | Ex | CZ08 | rDXHP | Area-ft2-BA | 1800 | 1800 | None | 0.414 | 0.00017 | -2e-05 | 0.363 | 0.00012 | -2e-05 | [6 empty] | DEER:HVAC_Eff_HP | Annual | 24 |  | 4.081 | 0.197 | 4.03 | 0.197 | 3.667 | 0.197
RE-HV-DHP-16S-replRmAC-ER | DEER2024 | D24_E+_Res_v5 |  | Any | Res | Ex | CZ09 | rDXHP | Area-ft2-BA | 1570 | 1570 | None | 0.524 | 0.0002 | -3e-05 | 0.456 | 0.00014 | -3e-05 | [6 empty] | DEER:HVAC_Eff_HP | Annual | 24 |  | 4.567 | 0.214 | 4.498 | 0.214 | 4.042 | 0.214
RE-HV-DHP-16S-replRmAC-ER | DEER2024 | D24_E+_Res_v5 |  | Any | Res | Ex | CZ10 | rDXHP | Area-ft2-BA | 1850 | 1850 | None | 0.519 | 0.00018 | -2e-05 | 0.453 | 0.00013 | -2e-05 | [6 empty] | DEER:HVAC_Eff_HP | Annual | 24 |  | 4.575 | 0.16 | 4.508 | 0.16 | 4.055 | 0.16
RE-HV-DHP-16S-replRmAC-ER | DEER2024 | D24_E+_Res_v5 |  | Any | Res | Ex | CZ11 | rDXHP | Area-ft2-BA | 1660 | 1660 | None | 0.849 | 0.00026 | -3e-05 | 0.76 | 0.00017 | -3e-05 | [6 empty] | DEER:HVAC_Eff_HP | Annual | 24 |  | 5.636 | 0.162 | 5.547 | 0.162 | 4.787 | 0.162
RE-HV-DHP-16S-replRmAC-ER | DEER2024 | D24_E+_Res_v5 |  | Any | Res | Ex | CZ12 | rDXHP | Area-ft2-BA | 1650 | 1650 | None | 0.688 | 0.00019 | -2e-05 | 0.636 | 0.00012 | -2e-05 | [6 empty] | DEER:HVAC_Eff_HP | Annual | 24 |  | 5.075 | 0.166 | 5.022 | 0.166 | 4.385 | 0.166
RE-HV-DHP-16S-replRmAC-ER | DEER2024 | D24_E+_Res_v5 |  | Any | Res | Ex | CZ13 | rDXHP | Area-ft2-BA | 1610 | 1620 | None | 0.873 | 0.00026 | 1e-05 | 0.759 | 0.00015 | 1e-05 | [6 empty] | DEER:HVAC_Eff_HP | Annual | 24 |  | 5.779 | 0.176 | 5.664 | 0.176 | 4.906 | 0.176
RE-HV-DHP-16S-replRmAC-ER | DEER2024 | D24_E+_Res_v5 |  | Any | Res | Ex | CZ14 | rDXHP | Area-ft2-BA | 1550 | 1550 | None | 0.995 | 0.00026 | -1e-05 | 0.881 | 0.00017 | -1e-05 | [6 empty] | DEER:HVAC_Eff_HP | Annual | 24 |  | 6.128 | 0.16 | 6.014 | 0.16 | 5.133 | 0.16
RE-HV-DHP-16S-replRmAC-ER | DEER2024 | D24_E+_Res_v5 |  | Any | Res | Ex | CZ15 | rDXHP | Area-ft2-BA | 1440 | 1440 | None | 0.869 | 0.00032 | 0.00013 | 0.657 | 0.0002 | 0.00013 | [6 empty] | DEER:HVAC_Eff_HP | Annual | 24 |  | 6.329 | 0.203 | 6.117 | 0.203 | 5.46 | 0.203
RE-HV-DHP-16S-replRmAC-ER | DEER2024 | D24_E+_Res_v5 |  | Any | Res | Ex | CZ16 | rDXHP | Area-ft2-BA | 1760 | 1760 | None | 1.02 | 0.00023 | -3e-05 | 0.951 | 0.00017 | -3e-05 | [6 empty] | DEER:HVAC_Eff_HP | Annual | 24 |  | 5.321 | 0.153 | 5.252 | 0.153 | 4.3 | 0.153
RE-HV-DHP-16S-replRmAC-ER | DEER2024 | D24_E+_Res_v5 |  | Any | SFm | Ex | CZ01 | rDXHP | Area-ft2-BA | 2160 | 2160 | None | 0.506 | 9.8e-05 | -4e-06 | 0.501 | 7.1e-05 | -4e-06 | [6 empty] | DEER:HVAC_Eff_HP | Annual | 24 |  | 4.019 | 0.106 | 4.013 | 0.106 | 3.512 | 0.106
RE-HV-DHP-16S-replRmAC-ER | DEER2024 | D24_E+_Res_v5 |  | Any | SFm | Ex | CZ02 | rDXHP | Area-ft2-BA | 2160 | 2160 | None | 1.02 | 0.000214 | 0 | 1 | 0.000154 | 0 | [6 empty] | DEER:HVAC_Eff_HP | Annual | 24 |  | 5.173 | 0.105 | 5.152 | 0.105 | 4.152 | 0.105
RE-HV-DHP-16S-replRmAC-ER | DEER2024 | D24_E+_Res_v5 |  | Any | SFm | Ex | CZ03 | rDXHP | Area-ft2-BA | 2160 | 2160 | None | 0.726 | 0.000225 | 0 | 0.691 | 0.000168 | 0 | [6 empty] | DEER:HVAC_Eff_HP | Annual | 24 |  | 4.642 | 0.105 | 4.607 | 0.105 | 3.916 | 0.105
RE-HV-DHP-16S-replRmAC-ER | DEER2024 | D24_E+_Res_v5 |  | Any | SFm | Ex | CZ04 | rDXHP | Area-ft2-BA | 2160 | 2160 | None | 0.656 | 0.000222 | 2e-06 | 0.621 | 0.000155 | 2e-06 | [6 empty] | DEER:HVAC_Eff_HP | Annual | 24 |  | 4.623 | 0.105 | 4.589 | 0.105 | 3.968 | 0.105
RE-HV-DHP-16S-replRmAC-ER | DEER2024 | D24_E+_Res_v5 |  | Any | SFm | Ex | CZ05 | rDXHP | Area-ft2-BA | 2160 | 2160 | None | 0.853 | 0.000168 | 3e-06 | 0.818 | 0.000126 | 3e-06 | [6 empty] | DEER:HVAC_Eff_HP | Annual | 24 |  | 4.826 | 0.105 | 4.792 | 0.105 | 3.973 | 0.105
RE-HV-DHP-16S-replRmAC-ER | DEER2024 | D24_E+_Res_v5 |  | Any | SFm | Ex | CZ06 | rDXHP | Area-ft2-BA | 2250 | 2250 | None | 0.481 | 0.000123 | 7e-06 | 0.435 | 9.3e-05 | 7e-06 | [6 empty] | DEER:HVAC_Eff_HP | Annual | 24 |  | 4.12 | 0.101 | 4.075 | 0.101 | 3.639 | 0.101
RE-HV-DHP-16S-replRmAC-ER | DEER2024 | D24_E+_Res_v5 |  | Any | SFm | Ex | CZ07 | rDXHP | Area-ft2-BA | 2250 | 2250 | None | 0.39 | 0.000144 | 6e-06 | 0.355 | 0.000103 | 6e-06 | [6 empty] | DEER:HVAC_Eff_HP | Annual | 24 |  | 3.952 | 0.101 | 3.917 | 0.101 | 3.562 | 0.101
RE-HV-DHP-16S-replRmAC-ER | DEER2024 | D24_E+_Res_v5 |  | Any | SFm | Ex | CZ08 | rDXHP | Area-ft2-BA | 2250 | 2250 | None | 0.489 | 0.000176 | 7e-06 | 0.436 | 0.000126 | 7e-06 | [6 empty] | DEER:HVAC_Eff_HP | Annual | 24 |  | 4.158 | 0.101 | 4.105 | 0.101 | 3.669 | 0.101
RE-HV-DHP-16S-replRmAC-ER | DEER2024 | D24_E+_Res_v5 |  | Any | SFm | Ex | CZ09 | rDXHP | Area-ft2-BA | 1930 | 1930 | None | 0.625 | 0.000224 | 5e-06 | 0.554 | 0.000159 | 5e-06 | [6 empty] | DEER:HVAC_Eff_HP | Annual | 24 |  | 4.775 | 0.116 | 4.704 | 0.116 | 4.149 | 0.116
RE-HV-DHP-16S-replRmAC-ER | DEER2024 | D24_E+_Res_v5 |  | Any | SFm | Ex | CZ10 | rDXHP | Area-ft2-BA | 2070 | 2070 | None | 0.501 | 0.000174 | 0 | 0.439 | 0.000119 | 0 | [6 empty] | DEER:HVAC_Eff_HP | Annual | 24 |  | 4.537 | 0.108 | 4.474 | 0.108 | 4.035 | 0.108
RE-HV-DHP-16S-replRmAC-ER | DEER2024 | D24_E+_Res_v5 |  | Any | SFm | Ex | CZ11 | rDXHP | Area-ft2-BA | 1790 | 1790 | None | 0.797 | 0.000236 | -3e-06 | 0.715 | 0.000149 | -3e-06 | [6 empty] | DEER:HVAC_Eff_HP | Annual | 24 |  | 5.585 | 0.124 | 5.504 | 0.124 | 4.788 | 0.124
RE-HV-DHP-16S-replRmAC-ER | DEER2024 | D24_E+_Res_v5 |  | Any | SFm | Ex | CZ12 | rDXHP | Area-ft2-BA | 1790 | 1790 | None | 0.698 | 0.000185 | -3e-06 | 0.647 | 0.000117 | -3e-06 | [6 empty] | DEER:HVAC_Eff_HP | Annual | 24 |  | 5.178 | 0.124 | 5.126 | 0.124 | 4.479 | 0.124
RE-HV-DHP-16S-replRmAC-ER | DEER2024 | D24_E+_Res_v5 |  | Any | SFm | Ex | CZ13 | rDXHP | Area-ft2-BA | 1790 | 1790 | None | 0.807 | 0.000225 | -1e-06 | 0.701 | 0.000131 | -1e-06 | [6 empty] | DEER:HVAC_Eff_HP | Annual | 24 |  | 5.683 | 0.124 | 5.577 | 0.124 | 4.876 | 0.124
RE-HV-DHP-16S-replRmAC-ER | DEER2024 | D24_E+_Res_v5 |  | Any | SFm | Ex | CZ14 | rDXHP | Area-ft2-BA | 1630 | 1630 | None | 0.945 | 0.000244 | -2e-06 | 0.84 | 0.000158 | -2e-06 | [6 empty] | DEER:HVAC_Eff_HP | Annual | 24 |  | 6.023 | 0.134 | 5.918 | 0.134 | 5.078 | 0.134
RE-HV-DHP-16S-replRmAC-ER | DEER2024 | D24_E+_Res_v5 |  | Any | SFm | Ex | CZ15 | rDXHP | Area-ft2-BA | 1630 | 1630 | None | 0.768 | 0.000273 | -1e-06 | 0.58 | 0.000172 | -1e-06 | [6 empty] | DEER:HVAC_Eff_HP | Annual | 24 |  | 6.096 | 0.134 | 5.908 | 0.134 | 5.328 | 0.134
RE-HV-DHP-16S-replRmAC-ER | DEER2024 | D24_E+_Res_v5 |  | Any | SFm | Ex | CZ16 | rDXHP | Area-ft2-BA | 1900 | 1900 | None | 0.905 | 0.000211 | 9e-06 | 0.841 | 0.000152 | 9e-06 | [6 empty] | DEER:HVAC_Eff_HP | Annual | 24 |  | 5.135 | 0.118 | 5.072 | 0.118 | 4.23 | 0.118
RE-HV-DHP-16S-replRmAC-ER | DEER2024 | D24_E+_Res_v5 |  | Any | MFm | Ex | CZ01 | rDXHP | Area-ft2-BA | 1020 | 1020 | None | 0.0236 | 8e-06 | 0.000201 | 0.0208 | -5e-06 | 0.000201 | [6 empty] | DEER:HVAC_Eff_HP | Annual | 24 |  | 3.286 | 0.368 | 3.283 | 0.368 | 3.263 | 0.368
RE-HV-DHP-16S-replRmAC-ER | DEER2024 | D24_E+_Res_v5 |  | Any | MFm | Ex | CZ02 | rDXHP | Area-ft2-BA | 1020 | 1020 | None | 0.457 | 0.000142 | -9e-05 | 0.442 | 9.6e-05 | -9e-05 | [6 empty] | DEER:HVAC_Eff_HP | Annual | 24 |  | 4.005 | 0.365 | 3.99 | 0.365 | 3.548 | 0.365
RE-HV-DHP-16S-replRmAC-ER | DEER2024 | D24_E+_Res_v5 |  | Any | MFm | Ex | CZ03 | rDXHP | Area-ft2-BA | 1020 | 1020 | None | 0.336 | 0.000126 | -7.5e-05 | 0.31 | 8.7e-05 | -7.5e-05 | [6 empty] | DEER:HVAC_Eff_HP | Annual | 24 |  | 3.977 | 0.366 | 3.951 | 0.366 | 3.642 | 0.366
RE-HV-DHP-16S-replRmAC-ER | DEER2024 | D24_E+_Res_v5 |  | Any | MFm | Ex | CZ04 | rDXHP | Area-ft2-BA | 1020 | 1020 | None | 0.389 | 0.000156 | -6.6e-05 | 0.365 | 0.000103 | -6.6e-05 | [6 empty] | DEER:HVAC_Eff_HP | Annual | 24 |  | 4.058 | 0.364 | 4.034 | 0.364 | 3.669 | 0.364
RE-HV-DHP-16S-replRmAC-ER | DEER2024 | D24_E+_Res_v5 |  | Any | MFm | Ex | CZ05 | rDXHP | Area-ft2-BA | 1020 | 1020 | None | 0.441 | 8.9e-05 | -4e-05 | 0.413 | 6.2e-05 | -4e-05 | [6 empty] | DEER:HVAC_Eff_HP | Annual | 24 |  | 4.124 | 0.365 | 4.096 | 0.365 | 3.683 | 0.365
RE-HV-DHP-16S-replRmAC-ER | DEER2024 | D24_E+_Res_v5 |  | Any | MFm | Ex | CZ06 | rDXHP | Area-ft2-BA | 1020 | 1020 | None | 0.205 | 7.5e-05 | -1.8e-05 | 0.175 | 5e-05 | -1.8e-05 | [6 empty] | DEER:HVAC_Eff_HP | Annual | 24 |  | 3.716 | 0.365 | 3.686 | 0.365 | 3.511 | 0.365
RE-HV-DHP-16S-replRmAC-ER | DEER2024 | D24_E+_Res_v5 |  | Any | MFm | Ex | CZ07 | rDXHP | Area-ft2-BA | 1020 | 1020 | None | 0.166 | 0.000115 | -3.2e-05 | 0.14 | 7.9e-05 | -3.2e-05 | [6 empty] | DEER:HVAC_Eff_HP | Annual | 24 |  | 3.573 | 0.364 | 3.547 | 0.364 | 3.407 | 0.364
RE-HV-DHP-16S-replRmAC-ER | DEER2024 | D24_E+_Res_v5 |  | Any | MFm | Ex | CZ08 | rDXHP | Area-ft2-BA | 1020 | 1020 | None | 0.278 | 0.000144 | -5.7e-05 | 0.232 | 0.0001 | -5.7e-05 | [6 empty] | DEER:HVAC_Eff_HP | Annual | 24 |  | 3.92 | 0.364 | 3.875 | 0.364 | 3.642 | 0.364
RE-HV-DHP-16S-replRmAC-ER | DEER2024 | D24_E+_Res_v5 |  | Any | MFm | Ex | CZ09 | rDXHP | Area-ft2-BA | 1020 | 1020 | None | 0.363 | 0.000163 | -8.7e-05 | 0.3 | 0.000114 | -8.7e-05 | [6 empty] | DEER:HVAC_Eff_HP | Annual | 24 |  | 4.213 | 0.363 | 4.15 | 0.363 | 3.85 | 0.363
RE-HV-DHP-16S-replRmAC-ER | DEER2024 | D24_E+_Res_v5 |  | Any | MFm | Ex | CZ10 | rDXHP | Area-ft2-BA | 1020 | 1020 | None | 0.499 | 0.000206 | -6.1e-05 | 0.426 | 0.000139 | -6.1e-05 | [6 empty] | DEER:HVAC_Eff_HP | Annual | 24 |  | 4.448 | 0.363 | 4.375 | 0.363 | 3.949 | 0.363
RE-HV-DHP-16S-replRmAC-ER | DEER2024 | D24_E+_Res_v5 |  | Any | MFm | Ex | CZ11 | rDXHP | Area-ft2-BA | 1020 | 1020 | None | 0.766 | 0.000299 | -7.7e-05 | 0.671 | 0.000195 | -7.7e-05 | [6 empty] | DEER:HVAC_Eff_HP | Annual | 24 |  | 5.027 | 0.364 | 4.932 | 0.364 | 4.261 | 0.364
RE-HV-DHP-16S-replRmAC-ER | DEER2024 | D24_E+_Res_v5 |  | Any | MFm | Ex | CZ12 | rDXHP | Area-ft2-BA | 1020 | 1020 | None | 0.575 | 0.000211 | -9.5e-05 | 0.524 | 0.000142 | -9.5e-05 | [6 empty] | DEER:HVAC_Eff_HP | Annual | 24 |  | 4.419 | 0.364 | 4.367 | 0.364 | 3.843 | 0.364
RE-HV-DHP-16S-replRmAC-ER | DEER2024 | D24_E+_Res_v5 |  | Any | MFm | Ex | CZ13 | rDXHP | Area-ft2-BA | 1020 | 1020 | None | 0.963 | 0.000321 | -6.8e-05 | 0.836 | 0.000205 | -6.8e-05 | [6 empty] | DEER:HVAC_Eff_HP | Annual | 24 |  | 5.71 | 0.364 | 5.583 | 0.364 | 4.747 | 0.364
RE-HV-DHP-16S-replRmAC-ER | DEER2024 | D24_E+_Res_v5 |  | Any | MFm | Ex | CZ14 | rDXHP | Area-ft2-BA | 1020 | 1020 | None | 0.752 | 0.000283 | -5.1e-05 | 0.633 | 0.000182 | -5.1e-05 | [6 empty] | DEER:HVAC_Eff_HP | Annual | 24 |  | 5.201 | 0.363 | 5.081 | 0.363 | 4.449 | 0.363
RE-HV-DHP-16S-replRmAC-ER | DEER2024 | D24_E+_Res_v5 |  | Any | MFm | Ex | CZ15 | rDXHP | Area-ft2-BA | 1020 | 1020 | None | 0.89 | 0.000344 | -2.9e-05 | 0.667 | 0.000224 | -2.9e-05 | [6 empty] | DEER:HVAC_Eff_HP | Annual | 24 |  | 6.127 | 0.363 | 5.904 | 0.363 | 5.237 | 0.363
RE-HV-DHP-16S-replRmAC-ER | DEER2024 | D24_E+_Res_v5 |  | Any | MFm | Ex | CZ16 | rDXHP | Area-ft2-BA | 1020 | 1020 | None | 1.35 | 0.000276 | -7.4e-05 | 1.27 | 0.000202 | -7.4e-05 | [6 empty] | DEER:HVAC_Eff_HP | Annual | 24 |  | 5.643 | 0.365 | 5.567 | 0.365 | 4.295 | 0.365
RE-HV-DHP-16S-replRmAC-ER | DEER2024 | D24_E+_Res_v5 |  | Any | DMo | Ex | CZ01 | rDXHP | Area-ft2-BA | 1240 | 1240 | None | 0.555 | 0.000123 | -0.00107 | 0.546 | 8.4e-05 | -0.00107 | [6 empty] | DEER:HVAC_Eff_HP | Annual | 24 |  | 4.267 | 0.256 | 4.258 | 0.256 | 3.711 | 0.257
RE-HV-DHP-16S-replRmAC-ER | DEER2024 | D24_E+_Res_v5 |  | Any | DMo | Ex | CZ02 | rDXHP | Area-ft2-BA | 1240 | 1240 | None | 0.962 | 0.000274 | -0.00105 | 0.927 | 0.000188 | -0.00105 | [6 empty] | DEER:HVAC_Eff_HP | Annual | 24 |  | 5.227 | 0.255 | 5.192 | 0.255 | 4.265 | 0.256
RE-HV-DHP-16S-replRmAC-ER | DEER2024 | D24_E+_Res_v5 |  | Any | DMo | Ex | CZ03 | rDXHP | Area-ft2-BA | 1240 | 1240 | None | 0.636 | 0.00027 | -0.00072 | 0.576 | 0.000193 | -0.00072 | [6 empty] | DEER:HVAC_Eff_HP | Annual | 24 |  | 4.937 | 0.255 | 4.877 | 0.255 | 4.301 | 0.256
RE-HV-DHP-16S-replRmAC-ER | DEER2024 | D24_E+_Res_v5 |  | Any | DMo | Ex | CZ04 | rDXHP | Area-ft2-BA | 1240 | 1240 | None | 0.642 | 0.000289 | -0.000489 | 0.59 | 0.000199 | -0.000489 | [6 empty] | DEER:HVAC_Eff_HP | Annual | 24 |  | 4.838 | 0.255 | 4.786 | 0.255 | 4.196 | 0.255
RE-HV-DHP-16S-replRmAC-ER | DEER2024 | D24_E+_Res_v5 |  | Any | DMo | Ex | CZ05 | rDXHP | Area-ft2-BA | 1240 | 1240 | None | 0.755 | 0.000223 | -0.000747 | 0.701 | 0.000161 | -0.000747 | [6 empty] | DEER:HVAC_Eff_HP | Annual | 24 |  | 5.031 | 0.255 | 4.977 | 0.255 | 4.276 | 0.256
RE-HV-DHP-16S-replRmAC-ER | DEER2024 | D24_E+_Res_v5 |  | Any | DMo | Ex | CZ06 | rDXHP | Area-ft2-BA | 1240 | 1240 | None | 0.491 | 0.000184 | 8.1e-05 | 0.408 | 0.000131 | 8.1e-05 | [6 empty] | DEER:HVAC_Eff_HP | Annual | 24 |  | 4.829 | 0.255 | 4.746 | 0.255 | 4.338 | 0.255
RE-HV-DHP-16S-replRmAC-ER | DEER2024 | D24_E+_Res_v5 |  | Any | DMo | Ex | CZ07 | rDXHP | Area-ft2-BA | 1240 | 1240 | None | 0.427 | 0.000247 | -2.5e-05 | 0.356 | 0.000181 | -2.5e-05 | [6 empty] | DEER:HVAC_Eff_HP | Annual | 24 |  | 4.653 | 0.255 | 4.582 | 0.255 | 4.226 | 0.255
RE-HV-DHP-16S-replRmAC-ER | DEER2024 | D24_E+_Res_v5 |  | Any | DMo | Ex | CZ08 | rDXHP | Area-ft2-BA | 1240 | 1240 | None | 0.512 | 0.000268 | -7e-06 | 0.42 | 0.000192 | -7e-06 | [6 empty] | DEER:HVAC_Eff_HP | Annual | 24 |  | 4.892 | 0.255 | 4.8 | 0.255 | 4.38 | 0.255
RE-HV-DHP-16S-replRmAC-ER | DEER2024 | D24_E+_Res_v5 |  | Any | DMo | Ex | CZ09 | rDXHP | Area-ft2-BA | 1240 | 1240 | None | 0.692 | 0.000331 | 0.000392 | 0.556 | 0.000234 | 0.000392 | [6 empty] | DEER:HVAC_Eff_HP | Annual | 24 |  | 5.556 | 0.255 | 5.42 | 0.255 | 4.864 | 0.254
RE-HV-DHP-16S-replRmAC-ER | DEER2024 | D24_E+_Res_v5 |  | Any | DMo | Ex | CZ10 | rDXHP | Area-ft2-BA | 1240 | 1240 | None | 1.05 | 0.000322 | -0.000161 | 0.928 | 0.000218 | -0.000161 | [6 empty] | DEER:HVAC_Eff_HP | Annual | 24 |  | 6.131 | 0.254 | 6.009 | 0.254 | 5.081 | 0.254
RE-HV-DHP-16S-replRmAC-ER | DEER2024 | D24_E+_Res_v5 |  | Any | DMo | Ex | CZ11 | rDXHP | Area-ft2-BA | 1240 | 1240 | None | 1.76 | 0.000529 | -0.000263 | 1.58 | 0.000356 | -0.000263 | [6 empty] | DEER:HVAC_Eff_HP | Annual | 24 |  | 7.664 | 0.255 | 7.49 | 0.255 | 5.908 | 0.255
RE-HV-DHP-16S-replRmAC-ER | DEER2024 | D24_E+_Res_v5 |  | Any | DMo | Ex | CZ12 | rDXHP | Area-ft2-BA | 1240 | 1240 | None | 1.55 | 0.000441 | -0.00046 | 1.42 | 0.000298 | -0.00046 | [6 empty] | DEER:HVAC_Eff_HP | Annual | 24 |  | 6.978 | 0.255 | 6.854 | 0.255 | 5.433 | 0.255
RE-HV-DHP-16S-replRmAC-ER | DEER2024 | D24_E+_Res_v5 |  | Any | DMo | Ex | CZ13 | rDXHP | Area-ft2-BA | 1240 | 1240 | None | 1.54 | 0.000484 | 0.00042 | 1.34 | 0.000317 | 0.00042 | [6 empty] | DEER:HVAC_Eff_HP | Annual | 24 |  | 7.48 | 0.254 | 7.282 | 0.254 | 5.939 | 0.254
RE-HV-DHP-16S-replRmAC-ER | DEER2024 | D24_E+_Res_v5 |  | Any | DMo | Ex | CZ14 | rDXHP | Area-ft2-BA | 1240 | 1240 | None | 1.81 | 0.000481 | -7e-06 | 1.6 | 0.000312 | -7e-06 | [6 empty] | DEER:HVAC_Eff_HP | Annual | 24 |  | 8.254 | 0.254 | 8.045 | 0.254 | 6.446 | 0.254
RE-HV-DHP-16S-replRmAC-ER | DEER2024 | D24_E+_Res_v5 |  | Any | DMo | Ex | CZ15 | rDXHP | Area-ft2-BA | 1240 | 1240 | None | 1.54 | 0.000561 | 0.00155 | 1.18 | 0.000373 | 0.00155 | [6 empty] | DEER:HVAC_Eff_HP | Annual | 24 |  | 8.563 | 0.254 | 8.206 | 0.254 | 7.024 | 0.252
RE-HV-DHP-16S-replRmAC-ER | DEER2024 | D24_E+_Res_v5 |  | Any | DMo | Ex | CZ16 | rDXHP | Area-ft2-BA | 1240 | 1240 | None | 2.06 | 0.000444 | -0.000533 | 1.92 | 0.00032 | -0.000533 | [6 empty] | DEER:HVAC_Eff_HP | Annual | 24 |  | 7.374 | 0.255 | 7.229 | 0.255 | 5.313 | 0.256
RE-HV-DHP-17S | DEER2024 | D24_E+_Res_v5 |  | Any | Res | Ex | CZ01 | rDXHP | Area-ft2-BA | 1920 | 1920 | None | 0.102 | 5e-05 | 0 | 0.0319 | 3e-05 | 0 | [6 empty] | DEER:HVAC_Eff_HP | Annual | 24 |  | 3.553 | 0.16 | 3.482 | 0.16 | 3.451 | 0.16
RE-HV-DHP-17S | DEER2024 | D24_E+_Res_v5 |  | Any | Res | Ex | CZ02 | rDXHP | Area-ft2-BA | 1940 | 1940 | None | 0.228 | 0.00011 | 0 | 0.0745 | 5e-05 | 0 | [6 empty] | DEER:HVAC_Eff_HP | Annual | 24 |  | 4.238 | 0.155 | 4.085 | 0.155 | 4.01 | 0.155
RE-HV-DHP-17S | DEER2024 | D24_E+_Res_v5 |  | Any | Res | Ex | CZ03 | rDXHP | Area-ft2-BA | 1720 | 1720 | None | 0.176 | 0.0001 | 0 | 0.0627 | 5e-05 | 0 | [6 empty] | DEER:HVAC_Eff_HP | Annual | 24 |  | 3.968 | 0.206 | 3.855 | 0.206 | 3.792 | 0.206
RE-HV-DHP-17S | DEER2024 | D24_E+_Res_v5 |  | Any | Res | Ex | CZ04 | rDXHP | Area-ft2-BA | 1800 | 1800 | None | 0.19 | 0.00012 | 0 | 0.067 | 6e-05 | 0 | [6 empty] | DEER:HVAC_Eff_HP | Annual | 24 |  | 4.039 | 0.187 | 3.916 | 0.187 | 3.849 | 0.187
RE-HV-DHP-17S | DEER2024 | D24_E+_Res_v5 |  | Any | Res | Ex | CZ05 | rDXHP | Area-ft2-BA | 1880 | 1880 | None | 0.197 | 7e-05 | 0 | 0.0691 | 4e-05 | 0 | [6 empty] | DEER:HVAC_Eff_HP | Annual | 24 |  | 4.074 | 0.169 | 3.946 | 0.169 | 3.877 | 0.169
RE-HV-DHP-17S | DEER2024 | D24_E+_Res_v5 |  | Any | Res | Ex | CZ06 | rDXHP | Area-ft2-BA | 1790 | 1790 | None | 0.132 | 5e-05 | 0 | 0.0503 | 3e-05 | 0 | [6 empty] | DEER:HVAC_Eff_HP | Annual | 24 |  | 3.704 | 0.2 | 3.623 | 0.2 | 3.573 | 0.2
RE-HV-DHP-17S | DEER2024 | D24_E+_Res_v5 |  | Any | Res | Ex | CZ07 | rDXHP | Area-ft2-BA | 1750 | 1750 | None | 0.113 | 8e-05 | 0 | 0.0434 | 4e-05 | 0 | [6 empty] | DEER:HVAC_Eff_HP | Annual | 24 |  | 3.596 | 0.208 | 3.526 | 0.208 | 3.483 | 0.208
RE-HV-DHP-17S | DEER2024 | D24_E+_Res_v5 |  | Any | Res | Ex | CZ08 | rDXHP | Area-ft2-BA | 1800 | 1800 | None | 0.145 | 9e-05 | 0 | 0.0603 | 5e-05 | 0 | [6 empty] | DEER:HVAC_Eff_HP | Annual | 24 |  | 3.791 | 0.197 | 3.705 | 0.197 | 3.645 | 0.197
RE-HV-DHP-17S | DEER2024 | D24_E+_Res_v5 |  | Any | Res | Ex | CZ09 | rDXHP | Area-ft2-BA | 1570 | 1570 | None | 0.201 | 0.00011 | 0 | 0.0841 | 6e-05 | 0 | [6 empty] | DEER:HVAC_Eff_HP | Annual | 24 |  | 4.212 | 0.214 | 4.095 | 0.214 | 4.011 | 0.214
RE-HV-DHP-17S | DEER2024 | D24_E+_Res_v5 |  | Any | Res | Ex | CZ10 | rDXHP | Area-ft2-BA | 1850 | 1850 | None | 0.213 | 0.00012 | 0 | 0.0879 | 6e-05 | 0 | [6 empty] | DEER:HVAC_Eff_HP | Annual | 24 |  | 4.234 | 0.16 | 4.109 | 0.16 | 4.021 | 0.16
RE-HV-DHP-17S | DEER2024 | D24_E+_Res_v5 |  | Any | Res | Ex | CZ11 | rDXHP | Area-ft2-BA | 1660 | 1660 | None | 0.333 | 0.0002 | 0 | 0.135 | 0.0001 | 0 | [6 empty] | DEER:HVAC_Eff_HP | Annual | 24 |  | 5.068 | 0.162 | 4.87 | 0.162 | 4.735 | 0.162
RE-HV-DHP-17S | DEER2024 | D24_E+_Res_v5 |  | Any | Res | Ex | CZ12 | rDXHP | Area-ft2-BA | 1650 | 1650 | None | 0.255 | 0.00014 | 0 | 0.096 | 7e-05 | 0 | [6 empty] | DEER:HVAC_Eff_HP | Annual | 24 |  | 4.601 | 0.166 | 4.443 | 0.166 | 4.346 | 0.166
RE-HV-DHP-17S | DEER2024 | D24_E+_Res_v5 |  | Any | Res | Ex | CZ13 | rDXHP | Area-ft2-BA | 1610 | 1620 | None | 0.361 | 0.00022 | 0 | 0.153 | 0.00011 | 0 | [6 empty] | DEER:HVAC_Eff_HP | Annual | 24 |  | 5.209 | 0.176 | 5.001 | 0.176 | 4.848 | 0.176
RE-HV-DHP-17S | DEER2024 | D24_E+_Res_v5 |  | Any | Res | Ex | CZ14 | rDXHP | Area-ft2-BA | 1550 | 1550 | None | 0.379 | 0.00019 | 0 | 0.156 | 0.0001 | 0 | [6 empty] | DEER:HVAC_Eff_HP | Annual | 24 |  | 5.452 | 0.16 | 5.229 | 0.16 | 5.073 | 0.16
RE-HV-DHP-17S | DEER2024 | D24_E+_Res_v5 |  | Any | Res | Ex | CZ15 | rDXHP | Area-ft2-BA | 1440 | 1440 | None | 0.448 | 0.00023 | 0 | 0.214 | 0.00012 | 0 | [6 empty] | DEER:HVAC_Eff_HP | Annual | 24 |  | 5.833 | 0.203 | 5.598 | 0.203 | 5.384 | 0.203
RE-HV-DHP-17S | DEER2024 | D24_E+_Res_v5 |  | Any | Res | Ex | CZ16 | rDXHP | Area-ft2-BA | 1760 | 1760 | None | 0.238 | 0.00012 | 0 | 0.0988 | 6e-05 | 0 | [6 empty] | DEER:HVAC_Eff_HP | Annual | 24 |  | 4.502 | 0.153 | 4.362 | 0.153 | 4.262 | 0.153
RE-HV-DHP-17S | DEER2024 | D24_E+_Res_v5 |  | Any | Res | New | CZ01 | rDXHP | Area-ft2-BA | 1610 | 1860 | None |  |  |  | 0.0128 | 1e-05 | 0 | [6 empty] | DEER:HVAC_Eff_HP | Annual | 24 |  |  |  | 3.692 | 0.248 | 3.68 | 0.248
RE-HV-DHP-17S | DEER2024 | D24_E+_Res_v5 |  | Any | Res | New | CZ02 | rDXHP | Area-ft2-BA | 1420 | 1380 | None |  |  |  | 0.0175 | 2e-05 | 0 | [6 empty] | DEER:HVAC_Eff_HP | Annual | 24 |  |  |  | 3.288 | 0.269 | 3.271 | 0.269
RE-HV-DHP-17S | DEER2024 | D24_E+_Res_v5 |  | Any | Res | New | CZ03 | rDXHP | Area-ft2-BA | 1390 | 1490 | None |  |  |  | 0.0265 | 2e-05 | 0 | [6 empty] | DEER:HVAC_Eff_HP | Annual | 24 |  |  |  | 3.52 | 0.279 | 3.494 | 0.279
RE-HV-DHP-17S | DEER2024 | D24_E+_Res_v5 |  | Any | Res | New | CZ04 | rDXHP | Area-ft2-BA | 1590 | 1740 | None |  |  |  | 0.0246 | 3e-05 | 0 | [6 empty] | DEER:HVAC_Eff_HP | Annual | 24 |  |  |  | 3.601 | 0.232 | 3.576 | 0.232
RE-HV-DHP-17S | DEER2024 | D24_E+_Res_v5 |  | Any | Res | New | CZ05 | rDXHP | Area-ft2-BA | 2090 | 2380 | None |  |  |  | 0.026 | 2e-05 | 0 | [6 empty] | DEER:HVAC_Eff_HP | Annual | 24 |  |  |  | 3.806 | 0.119 | 3.78 | 0.119
RE-HV-DHP-17S | DEER2024 | D24_E+_Res_v5 |  | Any | Res | New | CZ06 | rDXHP | Area-ft2-BA | 1710 | 1910 | None |  |  |  | 0.0233 | 2e-05 | 0 | [6 empty] | DEER:HVAC_Eff_HP | Annual | 24 |  |  |  | 3.56 | 0.217 | 3.537 | 0.217
RE-HV-DHP-17S | DEER2024 | D24_E+_Res_v5 |  | Any | Res | New | CZ07 | rDXHP | Area-ft2-BA | 1620 | 1800 | None |  |  |  | 0.0201 | 3e-05 | 0 | [6 empty] | DEER:HVAC_Eff_HP | Annual | 24 |  |  |  | 3.475 | 0.236 | 3.455 | 0.236
RE-HV-DHP-17S | DEER2024 | D24_E+_Res_v5 |  | Any | Res | New | CZ08 | rDXHP | Area-ft2-BA | 1390 | 1500 | None |  |  |  | 0.0242 | 3e-05 | 0 | [6 empty] | DEER:HVAC_Eff_HP | Annual | 24 |  |  |  | 3.467 | 0.283 | 3.443 | 0.283
RE-HV-DHP-17S | DEER2024 | D24_E+_Res_v5 |  | Any | Res | New | CZ09 | rDXHP | Area-ft2-BA | 1350 | 1580 | None |  |  |  | 0.0419 | 3e-05 | 0 | [6 empty] | DEER:HVAC_Eff_HP | Annual | 24 |  |  |  | 3.959 | 0.271 | 3.916 | 0.271
RE-HV-DHP-17S | DEER2024 | D24_E+_Res_v5 |  | Any | Res | New | CZ10 | rDXHP | Area-ft2-BA | 1910 | 1880 | None |  |  |  | 0.034 | 3e-05 | 0 | [6 empty] | DEER:HVAC_Eff_HP | Annual | 24 |  |  |  | 3.644 | 0.145 | 3.609 | 0.145
RE-HV-DHP-17S | DEER2024 | D24_E+_Res_v5 |  | Any | Res | New | CZ11 | rDXHP | Area-ft2-BA | 1700 | 1910 | None |  |  |  | 0.0804 | 6e-05 | 0 | [6 empty] | DEER:HVAC_Eff_HP | Annual | 24 |  |  |  | 4.823 | 0.149 | 4.742 | 0.149
RE-HV-DHP-17S | DEER2024 | D24_E+_Res_v5 |  | Any | Res | New | CZ12 | rDXHP | Area-ft2-BA | 1580 | 1760 | None |  |  |  | 0.0514 | 4e-05 | 0 | [6 empty] | DEER:HVAC_Eff_HP | Annual | 24 |  |  |  | 4.276 | 0.189 | 4.225 | 0.189
RE-HV-DHP-17S | DEER2024 | D24_E+_Res_v5 |  | Any | Res | New | CZ13 | rDXHP | Area-ft2-BA | 1660 | 1870 | None |  |  |  | 0.0838 | 6e-05 | 0 | [6 empty] | DEER:HVAC_Eff_HP | Annual | 24 |  |  |  | 4.791 | 0.161 | 4.707 | 0.161
RE-HV-DHP-17S | DEER2024 | D24_E+_Res_v5 |  | Any | Res | New | CZ14 | rDXHP | Area-ft2-BA | 1550 | 1650 | None |  |  |  | 0.0927 | 6e-05 | 0 | [6 empty] | DEER:HVAC_Eff_HP | Annual | 24 |  |  |  | 4.992 | 0.157 | 4.9 | 0.157
RE-HV-DHP-17S | DEER2024 | D24_E+_Res_v5 |  | Any | Res | New | CZ15 | rDXHP | Area-ft2-BA | 1370 | 1410 | None |  |  |  | 0.184 | 9e-05 | 0 | [6 empty] | DEER:HVAC_Eff_HP | Annual | 24 |  |  |  | 6.043 | 0.213 | 5.858 | 0.213
RE-HV-DHP-17S | DEER2024 | D24_E+_Res_v5 |  | Any | Res | New | CZ16 | rDXHP | Area-ft2-BA | 1710 | 2120 | None |  |  |  | 0.0829 | 5e-05 | 0 | [6 empty] | DEER:HVAC_Eff_HP | Annual | 24 |  |  |  | 4.999 | 0.161 | 4.917 | 0.161
RE-HV-DHP-17S | DEER2024 | D24_E+_Res_v5 |  | Any | SFm | Ex | CZ01 | rDXHP | Area-ft2-BA | 2160 | 2160 | None | 0.117 | 5.5e-05 | 0 | 0.0363 | 3.1e-05 | 0 | [6 empty] | DEER:HVAC_Eff_HP | Annual | 24 |  | 3.613 | 0.106 | 3.532 | 0.106 | 3.496 | 0.106
RE-HV-DHP-17S | DEER2024 | D24_E+_Res_v5 |  | Any | SFm | Ex | CZ02 | rDXHP | Area-ft2-BA | 2160 | 2160 | None | 0.256 | 0.000112 | 0 | 0.0827 | 5.6e-05 | 0 | [6 empty] | DEER:HVAC_Eff_HP | Annual | 24 |  | 4.371 | 0.105 | 4.198 | 0.105 | 4.115 | 0.105
RE-HV-DHP-17S | DEER2024 | D24_E+_Res_v5 |  | Any | SFm | Ex | CZ03 | rDXHP | Area-ft2-BA | 2160 | 2160 | None | 0.203 | 0.000105 | 0 | 0.0699 | 5.3e-05 | 0 | [6 empty] | DEER:HVAC_Eff_HP | Annual | 24 |  | 4.089 | 0.105 | 3.956 | 0.105 | 3.886 | 0.105
RE-HV-DHP-17S | DEER2024 | D24_E+_Res_v5 |  | Any | SFm | Ex | CZ04 | rDXHP | Area-ft2-BA | 2160 | 2160 | None | 0.214 | 0.000129 | 0 | 0.0741 | 6.5e-05 | 0 | [6 empty] | DEER:HVAC_Eff_HP | Annual | 24 |  | 4.15 | 0.105 | 4.01 | 0.105 | 3.936 | 0.105
RE-HV-DHP-17S | DEER2024 | D24_E+_Res_v5 |  | Any | SFm | Ex | CZ05 | rDXHP | Area-ft2-BA | 2160 | 2160 | None | 0.216 | 7.6e-05 | 0 | 0.0743 | 3.9e-05 | 0 | [6 empty] | DEER:HVAC_Eff_HP | Annual | 24 |  | 4.157 | 0.105 | 4.016 | 0.105 | 3.941 | 0.105
RE-HV-DHP-17S | DEER2024 | D24_E+_Res_v5 |  | Any | SFm | Ex | CZ06 | rDXHP | Area-ft2-BA | 2250 | 2250 | None | 0.15 | 5.4e-05 | 0 | 0.0556 | 2.8e-05 | 0 | [6 empty] | DEER:HVAC_Eff_HP | Annual | 24 |  | 3.766 | 0.101 | 3.672 | 0.101 | 3.617 | 0.101
RE-HV-DHP-17S | DEER2024 | D24_E+_Res_v5 |  | Any | SFm | Ex | CZ07 | rDXHP | Area-ft2-BA | 2250 | 2250 | None | 0.134 | 7.9e-05 | 0 | 0.0492 | 4e-05 | 0 | [6 empty] | DEER:HVAC_Eff_HP | Annual | 24 |  | 3.676 | 0.101 | 3.591 | 0.101 | 3.542 | 0.101
RE-HV-DHP-17S | DEER2024 | D24_E+_Res_v5 |  | Any | SFm | Ex | CZ08 | rDXHP | Area-ft2-BA | 2250 | 2250 | None | 0.153 | 9.5e-05 | 0 | 0.0615 | 4.8e-05 | 0 | [6 empty] | DEER:HVAC_Eff_HP | Annual | 24 |  | 3.799 | 0.101 | 3.707 | 0.101 | 3.645 | 0.101
RE-HV-DHP-17S | DEER2024 | D24_E+_Res_v5 |  | Any | SFm | Ex | CZ09 | rDXHP | Area-ft2-BA | 1930 | 1930 | None | 0.216 | 0.000125 | 0 | 0.0878 | 6.3e-05 | 0 | [6 empty] | DEER:HVAC_Eff_HP | Annual | 24 |  | 4.332 | 0.116 | 4.203 | 0.116 | 4.116 | 0.116
RE-HV-DHP-17S | DEER2024 | D24_E+_Res_v5 |  | Any | SFm | Ex | CZ10 | rDXHP | Area-ft2-BA | 2070 | 2070 | None | 0.212 | 0.000108 | 0 | 0.0857 | 5.4e-05 | 0 | [6 empty] | DEER:HVAC_Eff_HP | Annual | 24 |  | 4.214 | 0.108 | 4.088 | 0.108 | 4.002 | 0.108
RE-HV-DHP-17S | DEER2024 | D24_E+_Res_v5 |  | Any | SFm | Ex | CZ11 | rDXHP | Area-ft2-BA | 1790 | 1790 | None | 0.33 | 0.000185 | 0 | 0.132 | 9.6e-05 | 0 | [6 empty] | DEER:HVAC_Eff_HP | Annual | 24 |  | 5.067 | 0.124 | 4.869 | 0.124 | 4.737 | 0.124
RE-HV-DHP-17S | DEER2024 | D24_E+_Res_v5 |  | Any | SFm | Ex | CZ12 | rDXHP | Area-ft2-BA | 1790 | 1790 | None | 0.269 | 0.000142 | 0 | 0.1 | 7.2e-05 | 0 | [6 empty] | DEER:HVAC_Eff_HP | Annual | 24 |  | 4.707 | 0.124 | 4.539 | 0.124 | 4.438 | 0.124
RE-HV-DHP-17S | DEER2024 | D24_E+_Res_v5 |  | Any | SFm | Ex | CZ13 | rDXHP | Area-ft2-BA | 1790 | 1790 | None | 0.35 | 0.000208 | 0 | 0.147 | 0.00011 | 0 | [6 empty] | DEER:HVAC_Eff_HP | Annual | 24 |  | 5.17 | 0.124 | 4.968 | 0.124 | 4.82 | 0.124
RE-HV-DHP-17S | DEER2024 | D24_E+_Res_v5 |  | Any | SFm | Ex | CZ14 | rDXHP | Area-ft2-BA | 1630 | 1630 | None | 0.363 | 0.00018 | 0 | 0.148 | 9.4e-05 | 0 | [6 empty] | DEER:HVAC_Eff_HP | Annual | 24 |  | 5.383 | 0.134 | 5.168 | 0.134 | 5.02 | 0.134
RE-HV-DHP-17S | DEER2024 | D24_E+_Res_v5 |  | Any | SFm | Ex | CZ15 | rDXHP | Area-ft2-BA | 1630 | 1630 | None | 0.405 | 0.000209 | 0 | 0.193 | 0.000107 | 0 | [6 empty] | DEER:HVAC_Eff_HP | Annual | 24 |  | 5.665 | 0.134 | 5.453 | 0.134 | 5.26 | 0.134
RE-HV-DHP-17S | DEER2024 | D24_E+_Res_v5 |  | Any | SFm | Ex | CZ16 | rDXHP | Area-ft2-BA | 1900 | 1900 | None | 0.224 | 0.000112 | 0 | 0.0925 | 5.6e-05 | 0 | [6 empty] | DEER:HVAC_Eff_HP | Annual | 24 |  | 4.42 | 0.118 | 4.288 | 0.118 | 4.195 | 0.118
RE-HV-DHP-17S | DEER2024 | D24_E+_Res_v5 |  | Any | SFm | New | CZ01 | rDXHP | Area-ft2-BA | 2160 | 2470 | None |  |  |  | 0.0187 | 1.7e-05 | 0 | [6 empty] | DEER:HVAC_Eff_HP | Annual | 24 |  |  |  | 3.738 | 0.108 | 3.72 | 0.108
RE-HV-DHP-17S | DEER2024 | D24_E+_Res_v5 |  | Any | SFm | New | CZ02 | rDXHP | Area-ft2-BA | 2160 | 2040 | None |  |  |  | 0.0215 | 1.6e-05 | 0 | [6 empty] | DEER:HVAC_Eff_HP | Annual | 24 |  |  |  | 3.34 | 0.104 | 3.319 | 0.104
RE-HV-DHP-17S | DEER2024 | D24_E+_Res_v5 |  | Any | SFm | New | CZ03 | rDXHP | Area-ft2-BA | 2160 | 2470 | None |  |  |  | 0.0248 | 2.5e-05 | 0 | [6 empty] | DEER:HVAC_Eff_HP | Annual | 24 |  |  |  | 3.801 | 0.107 | 3.776 | 0.107
RE-HV-DHP-17S | DEER2024 | D24_E+_Res_v5 |  | Any | SFm | New | CZ04 | rDXHP | Area-ft2-BA | 2160 | 2470 | None |  |  |  | 0.0286 | 3.3e-05 | 0 | [6 empty] | DEER:HVAC_Eff_HP | Annual | 24 |  |  |  | 3.875 | 0.107 | 3.846 | 0.107
RE-HV-DHP-17S | DEER2024 | D24_E+_Res_v5 |  | Any | SFm | New | CZ05 | rDXHP | Area-ft2-BA | 2160 | 2470 | None |  |  |  | 0.0249 | 1.5e-05 | 0 | [6 empty] | DEER:HVAC_Eff_HP | Annual | 24 |  |  |  | 3.797 | 0.107 | 3.772 | 0.107
RE-HV-DHP-17S | DEER2024 | D24_E+_Res_v5 |  | Any | SFm | New | CZ06 | rDXHP | Area-ft2-BA | 2250 | 2620 | None |  |  |  | 0.0268 | 2e-05 | 0 | [6 empty] | DEER:HVAC_Eff_HP | Annual | 24 |  |  |  | 3.811 | 0.103 | 3.785 | 0.103
RE-HV-DHP-17S | DEER2024 | D24_E+_Res_v5 |  | Any | SFm | New | CZ07 | rDXHP | Area-ft2-BA | 2250 | 2620 | None |  |  |  | 0.0252 | 3.2e-05 | 0 | [6 empty] | DEER:HVAC_Eff_HP | Annual | 24 |  |  |  | 3.787 | 0.103 | 3.762 | 0.103
RE-HV-DHP-17S | DEER2024 | D24_E+_Res_v5 |  | Any | SFm | New | CZ08 | rDXHP | Area-ft2-BA | 2250 | 2620 | None |  |  |  | 0.025 | 3.3e-05 | 0 | [6 empty] | DEER:HVAC_Eff_HP | Annual | 24 |  |  |  | 3.803 | 0.103 | 3.778 | 0.103
RE-HV-DHP-17S | DEER2024 | D24_E+_Res_v5 |  | Any | SFm | New | CZ09 | rDXHP | Area-ft2-BA | 1930 | 2620 | None |  |  |  | 0.0449 | 4.6e-05 | 0 | [6 empty] | DEER:HVAC_Eff_HP | Annual | 24 |  |  |  | 4.662 | 0.121 | 4.617 | 0.121
RE-HV-DHP-17S | DEER2024 | D24_E+_Res_v5 |  | Any | SFm | New | CZ10 | rDXHP | Area-ft2-BA | 2070 | 2040 | None |  |  |  | 0.0297 | 2.7e-05 | 0 | [6 empty] | DEER:HVAC_Eff_HP | Annual | 24 |  |  |  | 3.588 | 0.108 | 3.558 | 0.108
RE-HV-DHP-17S | DEER2024 | D24_E+_Res_v5 |  | Any | SFm | New | CZ11 | rDXHP | Area-ft2-BA | 1790 | 2040 | None |  |  |  | 0.0754 | 5.8e-05 | 0 | [6 empty] | DEER:HVAC_Eff_HP | Annual | 24 |  |  |  | 4.81 | 0.126 | 4.734 | 0.126
RE-HV-DHP-17S | DEER2024 | D24_E+_Res_v5 |  | Any | SFm | New | CZ12 | rDXHP | Area-ft2-BA | 1790 | 2040 | None |  |  |  | 0.0567 | 4.6e-05 | 0 | [6 empty] | DEER:HVAC_Eff_HP | Annual | 24 |  |  |  | 4.541 | 0.126 | 4.485 | 0.126
RE-HV-DHP-17S | DEER2024 | D24_E+_Res_v5 |  | Any | SFm | New | CZ13 | rDXHP | Area-ft2-BA | 1790 | 2040 | None |  |  |  | 0.0816 | 6.2e-05 | 0 | [6 empty] | DEER:HVAC_Eff_HP | Annual | 24 |  |  |  | 4.854 | 0.126 | 4.773 | 0.126
RE-HV-DHP-17S | DEER2024 | D24_E+_Res_v5 |  | Any | SFm | New | CZ14 | rDXHP | Area-ft2-BA | 1630 | 1750 | None |  |  |  | 0.0781 | 4.6e-05 | 0 | [6 empty] | DEER:HVAC_Eff_HP | Annual | 24 |  |  |  | 4.822 | 0.135 | 4.744 | 0.135
RE-HV-DHP-17S | DEER2024 | D24_E+_Res_v5 |  | Any | SFm | New | CZ15 | rDXHP | Area-ft2-BA | 1630 | 1750 | None |  |  |  | 0.111 | 5.7e-05 | 0 | [6 empty] | DEER:HVAC_Eff_HP | Annual | 24 |  |  |  | 5.115 | 0.135 | 5.003 | 0.135
RE-HV-DHP-17S | DEER2024 | D24_E+_Res_v5 |  | Any | SFm | New | CZ16 | rDXHP | Area-ft2-BA | 1900 | 2470 | None |  |  |  | 0.0761 | 4.8e-05 | 0 | [6 empty] | DEER:HVAC_Eff_HP | Annual | 24 |  |  |  | 5.049 | 0.122 | 4.973 | 0.122
RE-HV-DHP-17S | DEER2024 | D24_E+_Res_v5 |  | Any | MFm | Ex | CZ01 | rDXHP | Area-ft2-BA | 1020 | 1020 | None | 0.0432 | 3.2e-05 | -1e-06 | 0.0149 | 1.9e-05 | -1e-06 | [6 empty] | DEER:HVAC_Eff_HP | Annual | 24 |  | 3.3 | 0.368 | 3.271 | 0.368 | 3.256 | 0.368
RE-HV-DHP-17S | DEER2024 | D24_E+_Res_v5 |  | Any | MFm | Ex | CZ02 | rDXHP | Area-ft2-BA | 1020 | 1020 | None | 0.109 | 9.1e-05 | 0 | 0.0391 | 4.7e-05 | 0 | [6 empty] | DEER:HVAC_Eff_HP | Annual | 24 |  | 3.641 | 0.365 | 3.571 | 0.365 | 3.532 | 0.365
RE-HV-DHP-17S | DEER2024 | D24_E+_Res_v5 |  | Any | MFm | Ex | CZ03 | rDXHP | Area-ft2-BA | 1020 | 1020 | None | 0.132 | 7.9e-05 | 0 | 0.0501 | 4e-05 | 0 | [6 empty] | DEER:HVAC_Eff_HP | Annual | 24 |  | 3.754 | 0.366 | 3.672 | 0.366 | 3.622 | 0.366
RE-HV-DHP-17S | DEER2024 | D24_E+_Res_v5 |  | Any | MFm | Ex | CZ04 | rDXHP | Area-ft2-BA | 1020 | 1020 | None | 0.138 | 0.000107 | 0 | 0.051 | 5.6e-05 | 0 | [6 empty] | DEER:HVAC_Eff_HP | Annual | 24 |  | 3.786 | 0.364 | 3.699 | 0.364 | 3.648 | 0.364
RE-HV-DHP-17S | DEER2024 | D24_E+_Res_v5 |  | Any | MFm | Ex | CZ05 | rDXHP | Area-ft2-BA | 1020 | 1020 | None | 0.14 | 5.5e-05 | 0 | 0.0523 | 2.8e-05 | 0 | [6 empty] | DEER:HVAC_Eff_HP | Annual | 24 |  | 3.802 | 0.365 | 3.714 | 0.365 | 3.662 | 0.365
RE-HV-DHP-17S | DEER2024 | D24_E+_Res_v5 |  | Any | MFm | Ex | CZ06 | rDXHP | Area-ft2-BA | 1020 | 1020 | None | 0.101 | 5.1e-05 | 1e-06 | 0.0413 | 2.5e-05 | 1e-06 | [6 empty] | DEER:HVAC_Eff_HP | Annual | 24 |  | 3.596 | 0.365 | 3.536 | 0.365 | 3.495 | 0.365
RE-HV-DHP-17S | DEER2024 | D24_E+_Res_v5 |  | Any | MFm | Ex | CZ07 | rDXHP | Area-ft2-BA | 1020 | 1020 | None | 0.0809 | 7.1e-05 | 0 | 0.0346 | 3.7e-05 | 0 | [6 empty] | DEER:HVAC_Eff_HP | Annual | 24 |  | 3.475 | 0.364 | 3.428 | 0.364 | 3.394 | 0.364
RE-HV-DHP-17S | DEER2024 | D24_E+_Res_v5 |  | Any | MFm | Ex | CZ08 | rDXHP | Area-ft2-BA | 1020 | 1020 | None | 0.13 | 8.8e-05 | 0 | 0.0568 | 4.5e-05 | 0 | [6 empty] | DEER:HVAC_Eff_HP | Annual | 24 |  | 3.752 | 0.364 | 3.679 | 0.364 | 3.622 | 0.364
RE-HV-DHP-17S | DEER2024 | D24_E+_Res_v5 |  | Any | MFm | Ex | CZ09 | rDXHP | Area-ft2-BA | 1020 | 1020 | None | 0.174 | 9.5e-05 | 0 | 0.0763 | 4.7e-05 | 0 | [6 empty] | DEER:HVAC_Eff_HP | Annual | 24 |  | 3.996 | 0.363 | 3.899 | 0.363 | 3.822 | 0.363
RE-HV-DHP-17S | DEER2024 | D24_E+_Res_v5 |  | Any | MFm | Ex | CZ10 | rDXHP | Area-ft2-BA | 1020 | 1020 | None | 0.192 | 0.000135 | 0 | 0.0853 | 6.8e-05 | 0 | [6 empty] | DEER:HVAC_Eff_HP | Annual | 24 |  | 4.11 | 0.363 | 4.003 | 0.363 | 3.917 | 0.363
RE-HV-DHP-17S | DEER2024 | D24_E+_Res_v5 |  | Any | MFm | Ex | CZ11 | rDXHP | Area-ft2-BA | 1020 | 1020 | None | 0.258 | 0.00021 | 0 | 0.114 | 0.000106 | 0 | [6 empty] | DEER:HVAC_Eff_HP | Annual | 24 |  | 4.477 | 0.364 | 4.333 | 0.364 | 4.219 | 0.364
RE-HV-DHP-17S | DEER2024 | D24_E+_Res_v5 |  | Any | MFm | Ex | CZ12 | rDXHP | Area-ft2-BA | 1020 | 1020 | None | 0.17 | 0.000138 | 0 | 0.0698 | 6.9e-05 | 0 | [6 empty] | DEER:HVAC_Eff_HP | Annual | 24 |  | 3.986 | 0.364 | 3.886 | 0.364 | 3.816 | 0.364
RE-HV-DHP-17S | DEER2024 | D24_E+_Res_v5 |  | Any | MFm | Ex | CZ13 | rDXHP | Area-ft2-BA | 1020 | 1020 | None | 0.359 | 0.000238 | 0 | 0.155 | 0.000119 | 0 | [6 empty] | DEER:HVAC_Eff_HP | Annual | 24 |  | 5.048 | 0.364 | 4.844 | 0.364 | 4.689 | 0.364
RE-HV-DHP-17S | DEER2024 | D24_E+_Res_v5 |  | Any | MFm | Ex | CZ14 | rDXHP | Area-ft2-BA | 1020 | 1020 | None | 0.292 | 0.000209 | 0 | 0.13 | 0.000105 | 0 | [6 empty] | DEER:HVAC_Eff_HP | Annual | 24 |  | 4.693 | 0.363 | 4.53 | 0.363 | 4.4 | 0.363
RE-HV-DHP-17S | DEER2024 | D24_E+_Res_v5 |  | Any | MFm | Ex | CZ15 | rDXHP | Area-ft2-BA | 1020 | 1020 | None | 0.454 | 0.000241 | 0 | 0.219 | 0.00012 | 0 | [6 empty] | DEER:HVAC_Eff_HP | Annual | 24 |  | 5.614 | 0.363 | 5.378 | 0.363 | 5.16 | 0.363
RE-HV-DHP-17S | DEER2024 | D24_E+_Res_v5 |  | Any | MFm | Ex | CZ16 | rDXHP | Area-ft2-BA | 1020 | 1020 | None | 0.26 | 0.000139 | 0 | 0.107 | 6.9e-05 | 0 | [6 empty] | DEER:HVAC_Eff_HP | Annual | 24 |  | 4.515 | 0.365 | 4.361 | 0.365 | 4.254 | 0.365
RE-HV-DHP-17S | DEER2024 | D24_E+_Res_v5 |  | Any | MFm | New | CZ01 | rDXHP | Area-ft2-BA | 853 | 1020 | None |  |  |  | 0.00477 | 1.2e-05 | 0 | [6 empty] | DEER:HVAC_Eff_HP | Annual | 24 |  |  |  | 3.63 | 0.44 | 3.626 | 0.44
RE-HV-DHP-17S | DEER2024 | D24_E+_Res_v5 |  | Any | MFm | New | CZ02 | rDXHP | Area-ft2-BA | 1020 | 1020 | None |  |  |  | 0.0131 | 2.2e-05 | 0 | [6 empty] | DEER:HVAC_Eff_HP | Annual | 24 |  |  |  | 3.188 | 0.365 | 3.175 | 0.365
RE-HV-DHP-17S | DEER2024 | D24_E+_Res_v5 |  | Any | MFm | New | CZ03 | rDXHP | Area-ft2-BA | 1020 | 1020 | None |  |  |  | 0.0263 | 2.4e-05 | 0 | [6 empty] | DEER:HVAC_Eff_HP | Annual | 24 |  |  |  | 3.357 | 0.365 | 3.331 | 0.365
RE-HV-DHP-17S | DEER2024 | D24_E+_Res_v5 |  | Any | MFm | New | CZ04 | rDXHP | Area-ft2-BA | 1020 | 1020 | None |  |  |  | 0.0169 | 2.4e-05 | 0 | [6 empty] | DEER:HVAC_Eff_HP | Annual | 24 |  |  |  | 3.23 | 0.364 | 3.213 | 0.364
RE-HV-DHP-17S | DEER2024 | D24_E+_Res_v5 |  | Any | MFm | New | CZ05 | rDXHP | Area-ft2-BA | 1020 | 1020 | None |  |  |  | 0.0254 | 1.8e-05 | 0 | [6 empty] | DEER:HVAC_Eff_HP | Annual | 24 |  |  |  | 3.349 | 0.365 | 3.323 | 0.365
RE-HV-DHP-17S | DEER2024 | D24_E+_Res_v5 |  | Any | MFm | New | CZ06 | rDXHP | Area-ft2-BA | 1020 | 1020 | None |  |  |  | 0.0164 | 1.4e-05 | 0 | [6 empty] | DEER:HVAC_Eff_HP | Annual | 24 |  |  |  | 3.194 | 0.364 | 3.178 | 0.364
RE-HV-DHP-17S | DEER2024 | D24_E+_Res_v5 |  | Any | MFm | New | CZ07 | rDXHP | Area-ft2-BA | 1020 | 1020 | None |  |  |  | 0.0148 | 2e-05 | 0 | [6 empty] | DEER:HVAC_Eff_HP | Annual | 24 |  |  |  | 3.17 | 0.363 | 3.155 | 0.363
RE-HV-DHP-17S | DEER2024 | D24_E+_Res_v5 |  | Any | MFm | New | CZ08 | rDXHP | Area-ft2-BA | 1020 | 1020 | None |  |  |  | 0.0211 | 2.1e-05 | 0 | [6 empty] | DEER:HVAC_Eff_HP | Annual | 24 |  |  |  | 3.265 | 0.364 | 3.244 | 0.364
RE-HV-DHP-17S | DEER2024 | D24_E+_Res_v5 |  | Any | MFm | New | CZ09 | rDXHP | Area-ft2-BA | 1020 | 1020 | None |  |  |  | 0.0295 | 2.1e-05 | 0 | [6 empty] | DEER:HVAC_Eff_HP | Annual | 24 |  |  |  | 3.391 | 0.363 | 3.361 | 0.363
RE-HV-DHP-17S | DEER2024 | D24_E+_Res_v5 |  | Any | MFm | New | CZ10 | rDXHP | Area-ft2-BA | 1020 | 1020 | None |  |  |  | 0.0362 | 3.2e-05 | 0 | [6 empty] | DEER:HVAC_Eff_HP | Annual | 24 |  |  |  | 3.487 | 0.363 | 3.451 | 0.363
RE-HV-DHP-17S | DEER2024 | D24_E+_Res_v5 |  | Any | MFm | New | CZ11 | rDXHP | Area-ft2-BA | 1020 | 1020 | None |  |  |  | 0.052 | 4.9e-05 | 0 | [6 empty] | DEER:HVAC_Eff_HP | Annual | 24 |  |  |  | 3.73 | 0.364 | 3.678 | 0.364
RE-HV-DHP-17S | DEER2024 | D24_E+_Res_v5 |  | Any | MFm | New | CZ12 | rDXHP | Area-ft2-BA | 1020 | 1020 | None |  |  |  | 0.0291 | 3.2e-05 | 0 | [6 empty] | DEER:HVAC_Eff_HP | Annual | 24 |  |  |  | 3.409 | 0.364 | 3.38 | 0.364
RE-HV-DHP-17S | DEER2024 | D24_E+_Res_v5 |  | Any | MFm | New | CZ13 | rDXHP | Area-ft2-BA | 1020 | 1020 | None |  |  |  | 0.066 | 5.3e-05 | 0 | [6 empty] | DEER:HVAC_Eff_HP | Annual | 24 |  |  |  | 3.935 | 0.364 | 3.869 | 0.364
RE-HV-DHP-17S | DEER2024 | D24_E+_Res_v5 |  | Any | MFm | New | CZ14 | rDXHP | Area-ft2-BA | 1020 | 1020 | None |  |  |  | 0.0577 | 4.4e-05 | 0 | [6 empty] | DEER:HVAC_Eff_HP | Annual | 24 |  |  |  | 3.796 | 0.363 | 3.738 | 0.363
RE-HV-DHP-17S | DEER2024 | D24_E+_Res_v5 |  | Any | MFm | New | CZ15 | rDXHP | Area-ft2-BA | 1020 | 1020 | None |  |  |  | 0.108 | 6e-05 | 0 | [6 empty] | DEER:HVAC_Eff_HP | Annual | 24 |  |  |  | 4.5 | 0.363 | 4.391 | 0.363
RE-HV-DHP-17S | DEER2024 | D24_E+_Res_v5 |  | Any | MFm | New | CZ16 | rDXHP | Area-ft2-BA | 1020 | 1020 | None |  |  |  | 0.0538 | 3.8e-05 | 0 | [6 empty] | DEER:HVAC_Eff_HP | Annual | 24 |  |  |  | 3.79 | 0.365 | 3.736 | 0.365
RE-HV-DHP-17S | DEER2024 | D24_E+_Res_v5 |  | Any | DMo | Ex | CZ01 | rDXHP | Area-ft2-BA | 1240 | 1240 | None | 0.0792 | 8.4e-05 | 0 | 0.0276 | 4.7e-05 | 0 | [6 empty] | DEER:HVAC_Eff_HP | Annual | 24 |  | 3.779 | 0.257 | 3.727 | 0.257 | 3.7 | 0.257
RE-HV-DHP-17S | DEER2024 | D24_E+_Res_v5 |  | Any | DMo | Ex | CZ02 | rDXHP | Area-ft2-BA | 1240 | 1240 | None | 0.197 | 0.000169 | 0 | 0.0724 | 8.5e-05 | 0 | [6 empty] | DEER:HVAC_Eff_HP | Annual | 24 |  | 4.432 | 0.256 | 4.307 | 0.256 | 4.235 | 0.256
RE-HV-DHP-17S | DEER2024 | D24_E+_Res_v5 |  | Any | DMo | Ex | CZ03 | rDXHP | Area-ft2-BA | 1240 | 1240 | None | 0.203 | 0.000147 | 0 | 0.0858 | 7.4e-05 | 0 | [6 empty] | DEER:HVAC_Eff_HP | Annual | 24 |  | 4.472 | 0.256 | 4.355 | 0.256 | 4.269 | 0.256
RE-HV-DHP-17S | DEER2024 | D24_E+_Res_v5 |  | Any | DMo | Ex | CZ04 | rDXHP | Area-ft2-BA | 1240 | 1240 | None | 0.179 | 0.000177 | 0 | 0.074 | 9e-05 | 0 | [6 empty] | DEER:HVAC_Eff_HP | Annual | 24 |  | 4.347 | 0.255 | 4.241 | 0.255 | 4.167 | 0.255
RE-HV-DHP-17S | DEER2024 | D24_E+_Res_v5 |  | Any | DMo | Ex | CZ05 | rDXHP | Area-ft2-BA | 1240 | 1240 | None | 0.198 | 0.000116 | 0 | 0.0813 | 5.9e-05 | 0 | [6 empty] | DEER:HVAC_Eff_HP | Annual | 24 |  | 4.444 | 0.256 | 4.327 | 0.256 | 4.245 | 0.256
RE-HV-DHP-17S | DEER2024 | D24_E+_Res_v5 |  | Any | DMo | Ex | CZ06 | rDXHP | Area-ft2-BA | 1240 | 1240 | None | 0.208 | 0.000102 | 0 | 0.0956 | 5.2e-05 | 0 | [6 empty] | DEER:HVAC_Eff_HP | Annual | 24 |  | 4.513 | 0.255 | 4.4 | 0.255 | 4.304 | 0.255
RE-HV-DHP-17S | DEER2024 | D24_E+_Res_v5 |  | Any | DMo | Ex | CZ07 | rDXHP | Area-ft2-BA | 1240 | 1240 | None | 0.186 | 0.000124 | 0 | 0.0854 | 6.3e-05 | 0 | [6 empty] | DEER:HVAC_Eff_HP | Annual | 24 |  | 4.382 | 0.255 | 4.281 | 0.255 | 4.196 | 0.255
RE-HV-DHP-17S | DEER2024 | D24_E+_Res_v5 |  | Any | DMo | Ex | CZ08 | rDXHP | Area-ft2-BA | 1240 | 1240 | None | 0.217 | 0.000146 | 0 | 0.102 | 7.4e-05 | 0 | [6 empty] | DEER:HVAC_Eff_HP | Annual | 24 |  | 4.561 | 0.255 | 4.447 | 0.255 | 4.345 | 0.255
RE-HV-DHP-17S | DEER2024 | D24_E+_Res_v5 |  | Any | DMo | Ex | CZ09 | rDXHP | Area-ft2-BA | 1240 | 1240 | None | 0.319 | 0.000187 | 0 | 0.151 | 9.5e-05 | 0 | [6 empty] | DEER:HVAC_Eff_HP | Annual | 24 |  | 5.131 | 0.254 | 4.963 | 0.254 | 4.812 | 0.254
RE-HV-DHP-17S | DEER2024 | D24_E+_Res_v5 |  | Any | DMo | Ex | CZ10 | rDXHP | Area-ft2-BA | 1240 | 1240 | None | 0.36 | 0.000206 | -1e-06 | 0.152 | 0.000103 | -1e-06 | [6 empty] | DEER:HVAC_Eff_HP | Annual | 24 |  | 5.382 | 0.254 | 5.175 | 0.254 | 5.022 | 0.254
RE-HV-DHP-17S | DEER2024 | D24_E+_Res_v5 |  | Any | DMo | Ex | CZ11 | rDXHP | Area-ft2-BA | 1240 | 1240 | None | 0.537 | 0.000342 | 0 | 0.227 | 0.000169 | 0 | [6 empty] | DEER:HVAC_Eff_HP | Annual | 24 |  | 6.359 | 0.255 | 6.048 | 0.255 | 5.821 | 0.255
RE-HV-DHP-17S | DEER2024 | D24_E+_Res_v5 |  | Any | DMo | Ex | CZ12 | rDXHP | Area-ft2-BA | 1240 | 1240 | None | 0.44 | 0.000278 | 0 | 0.178 | 0.000137 | 0 | [6 empty] | DEER:HVAC_Eff_HP | Annual | 24 |  | 5.802 | 0.255 | 5.541 | 0.255 | 5.363 | 0.255
RE-HV-DHP-17S | DEER2024 | D24_E+_Res_v5 |  | Any | DMo | Ex | CZ13 | rDXHP | Area-ft2-BA | 1240 | 1240 | None | 0.541 | 0.000335 | 0 | 0.237 | 0.000169 | 0 | [6 empty] | DEER:HVAC_Eff_HP | Annual | 24 |  | 6.391 | 0.254 | 6.087 | 0.254 | 5.85 | 0.254
RE-HV-DHP-17S | DEER2024 | D24_E+_Res_v5 |  | Any | DMo | Ex | CZ14 | rDXHP | Area-ft2-BA | 1240 | 1240 | None | 0.651 | 0.00034 | 0 | 0.273 | 0.000171 | 0 | [6 empty] | DEER:HVAC_Eff_HP | Annual | 24 |  | 6.993 | 0.254 | 6.615 | 0.254 | 6.342 | 0.254
RE-HV-DHP-17S | DEER2024 | D24_E+_Res_v5 |  | Any | DMo | Ex | CZ15 | rDXHP | Area-ft2-BA | 1240 | 1240 | None | 0.745 | 0.000367 | 0 | 0.35 | 0.00018 | 0 | [6 empty] | DEER:HVAC_Eff_HP | Annual | 24 |  | 7.641 | 0.252 | 7.246 | 0.252 | 6.896 | 0.252
RE-HV-DHP-17S | DEER2024 | D24_E+_Res_v5 |  | Any | DMo | Ex | CZ16 | rDXHP | Area-ft2-BA | 1240 | 1240 | None | 0.399 | 0.000231 | 0 | 0.174 | 0.000115 | 0 | [6 empty] | DEER:HVAC_Eff_HP | Annual | 24 |  | 5.648 | 0.256 | 5.423 | 0.256 | 5.249 | 0.256
RE-HV-DHP-17S | DEER2024 | D24_E+_Res_v5 |  | Any | DMo | New | CZ01 | rDXHP | Area-ft2-BA | 1240 | 1240 | None |  |  |  | 0.0121 | 2.5e-05 | 0 | [6 empty] | DEER:HVAC_Eff_HP | Annual | 24 |  |  |  | 3.547 | 0.257 | 3.535 | 0.257
RE-HV-DHP-17S | DEER2024 | D24_E+_Res_v5 |  | Any | DMo | New | CZ02 | rDXHP | Area-ft2-BA | 1240 | 1240 | None |  |  |  | 0.0373 | 5.2e-05 | 0 | [6 empty] | DEER:HVAC_Eff_HP | Annual | 24 |  |  |  | 3.962 | 0.256 | 3.925 | 0.256
RE-HV-DHP-17S | DEER2024 | D24_E+_Res_v5 |  | Any | DMo | New | CZ03 | rDXHP | Area-ft2-BA | 1240 | 1240 | None |  |  |  | 0.0483 | 4.6e-05 | 0 | [6 empty] | DEER:HVAC_Eff_HP | Annual | 24 |  |  |  | 4.083 | 0.256 | 4.035 | 0.256
RE-HV-DHP-17S | DEER2024 | D24_E+_Res_v5 |  | Any | DMo | New | CZ04 | rDXHP | Area-ft2-BA | 1240 | 1240 | None |  |  |  | 0.0432 | 5.6e-05 | 0 | [6 empty] | DEER:HVAC_Eff_HP | Annual | 24 |  |  |  | 4.005 | 0.255 | 3.962 | 0.255
RE-HV-DHP-17S | DEER2024 | D24_E+_Res_v5 |  | Any | DMo | New | CZ05 | rDXHP | Area-ft2-BA | 1240 | 1240 | None |  |  |  | 0.0412 | 3.6e-05 | 0 | [6 empty] | DEER:HVAC_Eff_HP | Annual | 24 |  |  |  | 3.981 | 0.256 | 3.94 | 0.256
RE-HV-DHP-17S | DEER2024 | D24_E+_Res_v5 |  | Any | DMo | New | CZ06 | rDXHP | Area-ft2-BA | 1240 | 1240 | None |  |  |  | 0.0661 | 3.4e-05 | 0 | [6 empty] | DEER:HVAC_Eff_HP | Annual | 24 |  |  |  | 4.309 | 0.255 | 4.243 | 0.255
RE-HV-DHP-17S | DEER2024 | D24_E+_Res_v5 |  | Any | DMo | New | CZ07 | rDXHP | Area-ft2-BA | 1240 | 1240 | None |  |  |  | 0.06 | 4.1e-05 | 0 | [6 empty] | DEER:HVAC_Eff_HP | Annual | 24 |  |  |  | 4.223 | 0.255 | 4.163 | 0.255
RE-HV-DHP-17S | DEER2024 | D24_E+_Res_v5 |  | Any | DMo | New | CZ08 | rDXHP | Area-ft2-BA | 1240 | 1240 | None |  |  |  | 0.0671 | 4.8e-05 | 0 | [6 empty] | DEER:HVAC_Eff_HP | Annual | 24 |  |  |  | 4.326 | 0.255 | 4.258 | 0.255
RE-HV-DHP-17S | DEER2024 | D24_E+_Res_v5 |  | Any | DMo | New | CZ09 | rDXHP | Area-ft2-BA | 1240 | 1240 | None |  |  |  | 0.0997 | 5.9e-05 | 0 | [6 empty] | DEER:HVAC_Eff_HP | Annual | 24 |  |  |  | 4.787 | 0.254 | 4.688 | 0.254
RE-HV-DHP-17S | DEER2024 | D24_E+_Res_v5 |  | Any | DMo | New | CZ10 | rDXHP | Area-ft2-BA | 1240 | 1240 | None |  |  |  | 0.091 | 6.4e-05 | 0 | [6 empty] | DEER:HVAC_Eff_HP | Annual | 24 |  |  |  | 4.716 | 0.254 | 4.625 | 0.254
RE-HV-DHP-17S | DEER2024 | D24_E+_Res_v5 |  | Any | DMo | New | CZ11 | rDXHP | Area-ft2-BA | 1240 | 1240 | None |  |  |  | 0.131 | 0.000102 | 0 | [6 empty] | DEER:HVAC_Eff_HP | Annual | 24 |  |  |  | 5.331 | 0.255 | 5.201 | 0.255
RE-HV-DHP-17S | DEER2024 | D24_E+_Res_v5 |  | Any | DMo | New | CZ12 | rDXHP | Area-ft2-BA | 1240 | 1240 | None |  |  |  | 0.104 | 8.5e-05 | 0 | [6 empty] | DEER:HVAC_Eff_HP | Annual | 24 |  |  |  | 4.954 | 0.255 | 4.85 | 0.255
RE-HV-DHP-17S | DEER2024 | D24_E+_Res_v5 |  | Any | DMo | New | CZ13 | rDXHP | Area-ft2-BA | 1240 | 1240 | None |  |  |  | 0.145 | 0.000101 | 0 | [6 empty] | DEER:HVAC_Eff_HP | Annual | 24 |  |  |  | 5.514 | 0.254 | 5.369 | 0.254
RE-HV-DHP-17S | DEER2024 | D24_E+_Res_v5 |  | Any | DMo | New | CZ14 | rDXHP | Area-ft2-BA | 1240 | 1240 | None |  |  |  | 0.159 | 9.9e-05 | 0 | [6 empty] | DEER:HVAC_Eff_HP | Annual | 24 |  |  |  | 5.772 | 0.254 | 5.614 | 0.254
RE-HV-DHP-17S | DEER2024 | D24_E+_Res_v5 |  | Any | DMo | New | CZ15 | rDXHP | Area-ft2-BA | 1240 | 1240 | None |  |  |  | 0.22 | 0.000111 | 0 | [6 empty] | DEER:HVAC_Eff_HP | Annual | 24 |  |  |  | 6.505 | 0.252 | 6.285 | 0.252
RE-HV-DHP-17S | DEER2024 | D24_E+_Res_v5 |  | Any | DMo | New | CZ16 | rDXHP | Area-ft2-BA | 1240 | 1240 | None |  |  |  | 0.101 | 7.3e-05 | 0 | [6 empty] | DEER:HVAC_Eff_HP | Annual | 24 |  |  |  | 4.905 | 0.256 | 4.804 | 0.256
RE-HV-DHP-17S-replRmAC-ER | DEER2024 | D24_E+_Res_v5 |  | Any | Res | Ex | CZ01 | rDXHP | Area-ft2-BA | 1920 | 1920 | None | 0.425 | 9e-05 | 2e-05 | 0.42 | 6e-05 | 2e-05 | [6 empty] | DEER:HVAC_Eff_HP | Annual | 24 |  | 3.876 | 0.16 | 3.87 | 0.16 | 3.451 | 0.16
RE-HV-DHP-17S-replRmAC-ER | DEER2024 | D24_E+_Res_v5 |  | Any | Res | Ex | CZ02 | rDXHP | Area-ft2-BA | 1940 | 1940 | None | 0.951 | 0.00022 | -3e-05 | 0.932 | 0.00016 | -3e-05 | [6 empty] | DEER:HVAC_Eff_HP | Annual | 24 |  | 4.959 | 0.155 | 4.939 | 0.155 | 4.01 | 0.155
RE-HV-DHP-17S-replRmAC-ER | DEER2024 | D24_E+_Res_v5 |  | Any | Res | Ex | CZ03 | rDXHP | Area-ft2-BA | 1720 | 1720 | None | 0.604 | 0.0002 | -4e-05 | 0.572 | 0.00015 | -4e-05 | [6 empty] | DEER:HVAC_Eff_HP | Annual | 24 |  | 4.395 | 0.206 | 4.363 | 0.206 | 3.792 | 0.206
RE-HV-DHP-17S-replRmAC-ER | DEER2024 | D24_E+_Res_v5 |  | Any | Res | Ex | CZ04 | rDXHP | Area-ft2-BA | 1800 | 1800 | None | 0.601 | 0.00022 | -2e-05 | 0.57 | 0.00016 | -2e-05 | [6 empty] | DEER:HVAC_Eff_HP | Annual | 24 |  | 4.45 | 0.187 | 4.419 | 0.187 | 3.849 | 0.187
RE-HV-DHP-17S-replRmAC-ER | DEER2024 | D24_E+_Res_v5 |  | Any | Res | Ex | CZ05 | rDXHP | Area-ft2-BA | 1880 | 1880 | None | 0.782 | 0.00016 | -1e-05 | 0.748 | 0.00012 | -1e-05 | [6 empty] | DEER:HVAC_Eff_HP | Annual | 24 |  | 4.658 | 0.169 | 4.626 | 0.169 | 3.877 | 0.169
RE-HV-DHP-17S-replRmAC-ER | DEER2024 | D24_E+_Res_v5 |  | Any | Res | Ex | CZ06 | rDXHP | Area-ft2-BA | 1790 | 1790 | None | 0.398 | 0.00011 | 0 | 0.358 | 9e-05 | 0 | [6 empty] | DEER:HVAC_Eff_HP | Annual | 24 |  | 3.97 | 0.2 | 3.931 | 0.2 | 3.573 | 0.2
RE-HV-DHP-17S-replRmAC-ER | DEER2024 | D24_E+_Res_v5 |  | Any | Res | Ex | CZ07 | rDXHP | Area-ft2-BA | 1750 | 1750 | None | 0.316 | 0.00015 | -1e-05 | 0.285 | 0.00011 | -1e-05 | [6 empty] | DEER:HVAC_Eff_HP | Annual | 24 |  | 3.8 | 0.208 | 3.768 | 0.208 | 3.483 | 0.208
RE-HV-DHP-17S-replRmAC-ER | DEER2024 | D24_E+_Res_v5 |  | Any | Res | Ex | CZ08 | rDXHP | Area-ft2-BA | 1800 | 1800 | None | 0.437 | 0.00018 | -2e-05 | 0.385 | 0.00013 | -2e-05 | [6 empty] | DEER:HVAC_Eff_HP | Annual | 24 |  | 4.081 | 0.197 | 4.03 | 0.197 | 3.645 | 0.197
RE-HV-DHP-17S-replRmAC-ER | DEER2024 | D24_E+_Res_v5 |  | Any | Res | Ex | CZ09 | rDXHP | Area-ft2-BA | 1570 | 1570 | None | 0.556 | 0.00022 | -3e-05 | 0.487 | 0.00016 | -3e-05 | [6 empty] | DEER:HVAC_Eff_HP | Annual | 24 |  | 4.567 | 0.214 | 4.498 | 0.214 | 4.011 | 0.214
RE-HV-DHP-17S-replRmAC-ER | DEER2024 | D24_E+_Res_v5 |  | Any | Res | Ex | CZ10 | rDXHP | Area-ft2-BA | 1850 | 1850 | None | 0.554 | 0.00021 | -2e-05 | 0.487 | 0.00015 | -2e-05 | [6 empty] | DEER:HVAC_Eff_HP | Annual | 24 |  | 4.575 | 0.16 | 4.508 | 0.16 | 4.021 | 0.16
RE-HV-DHP-17S-replRmAC-ER | DEER2024 | D24_E+_Res_v5 |  | Any | Res | Ex | CZ11 | rDXHP | Area-ft2-BA | 1660 | 1660 | None | 0.901 | 0.00029 | -3e-05 | 0.812 | 0.0002 | -3e-05 | [6 empty] | DEER:HVAC_Eff_HP | Annual | 24 |  | 5.636 | 0.162 | 5.547 | 0.162 | 4.735 | 0.162
RE-HV-DHP-17S-replRmAC-ER | DEER2024 | D24_E+_Res_v5 |  | Any | Res | Ex | CZ12 | rDXHP | Area-ft2-BA | 1650 | 1650 | None | 0.728 | 0.00022 | -2e-05 | 0.675 | 0.00015 | -2e-05 | [6 empty] | DEER:HVAC_Eff_HP | Annual | 24 |  | 5.075 | 0.166 | 5.022 | 0.166 | 4.346 | 0.166
RE-HV-DHP-17S-replRmAC-ER | DEER2024 | D24_E+_Res_v5 |  | Any | Res | Ex | CZ13 | rDXHP | Area-ft2-BA | 1610 | 1620 | None | 0.931 | 0.00029 | 1e-05 | 0.816 | 0.00019 | 1e-05 | [6 empty] | DEER:HVAC_Eff_HP | Annual | 24 |  | 5.779 | 0.176 | 5.664 | 0.176 | 4.848 | 0.176
RE-HV-DHP-17S-replRmAC-ER | DEER2024 | D24_E+_Res_v5 |  | Any | Res | Ex | CZ14 | rDXHP | Area-ft2-BA | 1550 | 1550 | None | 1.05 | 0.0003 | -1e-05 | 0.941 | 0.0002 | -1e-05 | [6 empty] | DEER:HVAC_Eff_HP | Annual | 24 |  | 6.128 | 0.16 | 6.014 | 0.16 | 5.073 | 0.16
RE-HV-DHP-17S-replRmAC-ER | DEER2024 | D24_E+_Res_v5 |  | Any | Res | Ex | CZ15 | rDXHP | Area-ft2-BA | 1440 | 1440 | None | 0.946 | 0.00036 | 0.00013 | 0.733 | 0.00024 | 0.00013 | [6 empty] | DEER:HVAC_Eff_HP | Annual | 24 |  | 6.329 | 0.203 | 6.117 | 0.203 | 5.384 | 0.203
RE-HV-DHP-17S-replRmAC-ER | DEER2024 | D24_E+_Res_v5 |  | Any | Res | Ex | CZ16 | rDXHP | Area-ft2-BA | 1760 | 1760 | None | 1.06 | 0.00025 | -3e-05 | 0.988 | 0.00019 | -3e-05 | [6 empty] | DEER:HVAC_Eff_HP | Annual | 24 |  | 5.321 | 0.153 | 5.252 | 0.153 | 4.262 | 0.153
RE-HV-DHP-17S-replRmAC-ER | DEER2024 | D24_E+_Res_v5 |  | Any | SFm | Ex | CZ01 | rDXHP | Area-ft2-BA | 2160 | 2160 | None | 0.523 | 0.000106 | -4e-06 | 0.517 | 8e-05 | -4e-06 | [6 empty] | DEER:HVAC_Eff_HP | Annual | 24 |  | 4.019 | 0.106 | 4.013 | 0.106 | 3.496 | 0.106
RE-HV-DHP-17S-replRmAC-ER | DEER2024 | D24_E+_Res_v5 |  | Any | SFm | Ex | CZ02 | rDXHP | Area-ft2-BA | 2160 | 2160 | None | 1.06 | 0.000234 | 0 | 1.04 | 0.000174 | 0 | [6 empty] | DEER:HVAC_Eff_HP | Annual | 24 |  | 5.173 | 0.105 | 5.152 | 0.105 | 4.115 | 0.105
RE-HV-DHP-17S-replRmAC-ER | DEER2024 | D24_E+_Res_v5 |  | Any | SFm | Ex | CZ03 | rDXHP | Area-ft2-BA | 2160 | 2160 | None | 0.756 | 0.000243 | 0 | 0.721 | 0.000185 | 0 | [6 empty] | DEER:HVAC_Eff_HP | Annual | 24 |  | 4.642 | 0.105 | 4.607 | 0.105 | 3.886 | 0.105
RE-HV-DHP-17S-replRmAC-ER | DEER2024 | D24_E+_Res_v5 |  | Any | SFm | Ex | CZ04 | rDXHP | Area-ft2-BA | 2160 | 2160 | None | 0.687 | 0.000244 | 2e-06 | 0.653 | 0.000177 | 2e-06 | [6 empty] | DEER:HVAC_Eff_HP | Annual | 24 |  | 4.623 | 0.105 | 4.589 | 0.105 | 3.936 | 0.105
RE-HV-DHP-17S-replRmAC-ER | DEER2024 | D24_E+_Res_v5 |  | Any | SFm | Ex | CZ05 | rDXHP | Area-ft2-BA | 2160 | 2160 | None | 0.885 | 0.000181 | 3e-06 | 0.85 | 0.000139 | 3e-06 | [6 empty] | DEER:HVAC_Eff_HP | Annual | 24 |  | 4.826 | 0.105 | 4.792 | 0.105 | 3.941 | 0.105
RE-HV-DHP-17S-replRmAC-ER | DEER2024 | D24_E+_Res_v5 |  | Any | SFm | Ex | CZ06 | rDXHP | Area-ft2-BA | 2250 | 2250 | None | 0.504 | 0.000132 | 7e-06 | 0.458 | 0.000102 | 7e-06 | [6 empty] | DEER:HVAC_Eff_HP | Annual | 24 |  | 4.12 | 0.101 | 4.075 | 0.101 | 3.617 | 0.101
RE-HV-DHP-17S-replRmAC-ER | DEER2024 | D24_E+_Res_v5 |  | Any | SFm | Ex | CZ07 | rDXHP | Area-ft2-BA | 2250 | 2250 | None | 0.41 | 0.000157 | 6e-06 | 0.375 | 0.000116 | 6e-06 | [6 empty] | DEER:HVAC_Eff_HP | Annual | 24 |  | 3.952 | 0.101 | 3.917 | 0.101 | 3.542 | 0.101
RE-HV-DHP-17S-replRmAC-ER | DEER2024 | D24_E+_Res_v5 |  | Any | SFm | Ex | CZ08 | rDXHP | Area-ft2-BA | 2250 | 2250 | None | 0.513 | 0.000191 | 7e-06 | 0.459 | 0.000142 | 7e-06 | [6 empty] | DEER:HVAC_Eff_HP | Annual | 24 |  | 4.158 | 0.101 | 4.105 | 0.101 | 3.645 | 0.101
RE-HV-DHP-17S-replRmAC-ER | DEER2024 | D24_E+_Res_v5 |  | Any | SFm | Ex | CZ09 | rDXHP | Area-ft2-BA | 1930 | 1930 | None | 0.659 | 0.000246 | 5e-06 | 0.588 | 0.00018 | 5e-06 | [6 empty] | DEER:HVAC_Eff_HP | Annual | 24 |  | 4.775 | 0.116 | 4.704 | 0.116 | 4.116 | 0.116
RE-HV-DHP-17S-replRmAC-ER | DEER2024 | D24_E+_Res_v5 |  | Any | SFm | Ex | CZ10 | rDXHP | Area-ft2-BA | 2070 | 2070 | None | 0.535 | 0.000193 | 0 | 0.473 | 0.000137 | 0 | [6 empty] | DEER:HVAC_Eff_HP | Annual | 24 |  | 4.537 | 0.108 | 4.474 | 0.108 | 4.002 | 0.108
RE-HV-DHP-17S-replRmAC-ER | DEER2024 | D24_E+_Res_v5 |  | Any | SFm | Ex | CZ11 | rDXHP | Area-ft2-BA | 1790 | 1790 | None | 0.848 | 0.000267 | -3e-06 | 0.766 | 0.000179 | -3e-06 | [6 empty] | DEER:HVAC_Eff_HP | Annual | 24 |  | 5.585 | 0.124 | 5.504 | 0.124 | 4.737 | 0.124
RE-HV-DHP-17S-replRmAC-ER | DEER2024 | D24_E+_Res_v5 |  | Any | SFm | Ex | CZ12 | rDXHP | Area-ft2-BA | 1790 | 1790 | None | 0.739 | 0.00021 | -3e-06 | 0.688 | 0.000141 | -3e-06 | [6 empty] | DEER:HVAC_Eff_HP | Annual | 24 |  | 5.178 | 0.124 | 5.126 | 0.124 | 4.438 | 0.124
RE-HV-DHP-17S-replRmAC-ER | DEER2024 | D24_E+_Res_v5 |  | Any | SFm | Ex | CZ13 | rDXHP | Area-ft2-BA | 1790 | 1790 | None | 0.863 | 0.000258 | -1e-06 | 0.756 | 0.000165 | -1e-06 | [6 empty] | DEER:HVAC_Eff_HP | Annual | 24 |  | 5.683 | 0.124 | 5.577 | 0.124 | 4.82 | 0.124
RE-HV-DHP-17S-replRmAC-ER | DEER2024 | D24_E+_Res_v5 |  | Any | SFm | Ex | CZ14 | rDXHP | Area-ft2-BA | 1630 | 1630 | None | 1 | 0.000273 | -2e-06 | 0.897 | 0.000188 | -2e-06 | [6 empty] | DEER:HVAC_Eff_HP | Annual | 24 |  | 6.023 | 0.134 | 5.918 | 0.134 | 5.02 | 0.134
RE-HV-DHP-17S-replRmAC-ER | DEER2024 | D24_E+_Res_v5 |  | Any | SFm | Ex | CZ15 | rDXHP | Area-ft2-BA | 1630 | 1630 | None | 0.837 | 0.000308 | -1e-06 | 0.649 | 0.000207 | -1e-06 | [6 empty] | DEER:HVAC_Eff_HP | Annual | 24 |  | 6.096 | 0.134 | 5.908 | 0.134 | 5.26 | 0.134
RE-HV-DHP-17S-replRmAC-ER | DEER2024 | D24_E+_Res_v5 |  | Any | SFm | Ex | CZ16 | rDXHP | Area-ft2-BA | 1900 | 1900 | None | 0.94 | 0.00023 | 9e-06 | 0.876 | 0.000171 | 9e-06 | [6 empty] | DEER:HVAC_Eff_HP | Annual | 24 |  | 5.135 | 0.118 | 5.072 | 0.118 | 4.195 | 0.118
RE-HV-DHP-17S-replRmAC-ER | DEER2024 | D24_E+_Res_v5 |  | Any | MFm | Ex | CZ01 | rDXHP | Area-ft2-BA | 1020 | 1020 | None | 0.0297 | 1.3e-05 | 0.000201 | 0.0269 | 0 | 0.000201 | [6 empty] | DEER:HVAC_Eff_HP | Annual | 24 |  | 3.286 | 0.368 | 3.283 | 0.368 | 3.256 | 0.368
RE-HV-DHP-17S-replRmAC-ER | DEER2024 | D24_E+_Res_v5 |  | Any | MFm | Ex | CZ02 | rDXHP | Area-ft2-BA | 1020 | 1020 | None | 0.474 | 0.000157 | -9e-05 | 0.458 | 0.000111 | -9e-05 | [6 empty] | DEER:HVAC_Eff_HP | Annual | 24 |  | 4.005 | 0.365 | 3.99 | 0.365 | 3.532 | 0.365
RE-HV-DHP-17S-replRmAC-ER | DEER2024 | D24_E+_Res_v5 |  | Any | MFm | Ex | CZ03 | rDXHP | Area-ft2-BA | 1020 | 1020 | None | 0.356 | 0.000139 | -7.5e-05 | 0.33 | 0.0001 | -7.5e-05 | [6 empty] | DEER:HVAC_Eff_HP | Annual | 24 |  | 3.977 | 0.366 | 3.951 | 0.366 | 3.622 | 0.366
RE-HV-DHP-17S-replRmAC-ER | DEER2024 | D24_E+_Res_v5 |  | Any | MFm | Ex | CZ04 | rDXHP | Area-ft2-BA | 1020 | 1020 | None | 0.41 | 0.000174 | -6.6e-05 | 0.386 | 0.000121 | -6.6e-05 | [6 empty] | DEER:HVAC_Eff_HP | Annual | 24 |  | 4.058 | 0.364 | 4.034 | 0.364 | 3.648 | 0.364
RE-HV-DHP-17S-replRmAC-ER | DEER2024 | D24_E+_Res_v5 |  | Any | MFm | Ex | CZ05 | rDXHP | Area-ft2-BA | 1020 | 1020 | None | 0.462 | 9.9e-05 | -4e-05 | 0.434 | 7.1e-05 | -4e-05 | [6 empty] | DEER:HVAC_Eff_HP | Annual | 24 |  | 4.124 | 0.365 | 4.096 | 0.365 | 3.662 | 0.365
RE-HV-DHP-17S-replRmAC-ER | DEER2024 | D24_E+_Res_v5 |  | Any | MFm | Ex | CZ06 | rDXHP | Area-ft2-BA | 1020 | 1020 | None | 0.221 | 8.4e-05 | -1.8e-05 | 0.191 | 5.9e-05 | -1.8e-05 | [6 empty] | DEER:HVAC_Eff_HP | Annual | 24 |  | 3.716 | 0.365 | 3.686 | 0.365 | 3.495 | 0.365
RE-HV-DHP-17S-replRmAC-ER | DEER2024 | D24_E+_Res_v5 |  | Any | MFm | Ex | CZ07 | rDXHP | Area-ft2-BA | 1020 | 1020 | None | 0.179 | 0.000127 | -3.2e-05 | 0.153 | 9.1e-05 | -3.2e-05 | [6 empty] | DEER:HVAC_Eff_HP | Annual | 24 |  | 3.573 | 0.364 | 3.547 | 0.364 | 3.394 | 0.364
RE-HV-DHP-17S-replRmAC-ER | DEER2024 | D24_E+_Res_v5 |  | Any | MFm | Ex | CZ08 | rDXHP | Area-ft2-BA | 1020 | 1020 | None | 0.299 | 0.000159 | -5.7e-05 | 0.253 | 0.000115 | -5.7e-05 | [6 empty] | DEER:HVAC_Eff_HP | Annual | 24 |  | 3.92 | 0.364 | 3.875 | 0.364 | 3.622 | 0.364
RE-HV-DHP-17S-replRmAC-ER | DEER2024 | D24_E+_Res_v5 |  | Any | MFm | Ex | CZ09 | rDXHP | Area-ft2-BA | 1020 | 1020 | None | 0.391 | 0.000179 | -8.7e-05 | 0.328 | 0.00013 | -8.7e-05 | [6 empty] | DEER:HVAC_Eff_HP | Annual | 24 |  | 4.213 | 0.363 | 4.15 | 0.363 | 3.822 | 0.363
RE-HV-DHP-17S-replRmAC-ER | DEER2024 | D24_E+_Res_v5 |  | Any | MFm | Ex | CZ10 | rDXHP | Area-ft2-BA | 1020 | 1020 | None | 0.531 | 0.000229 | -6.1e-05 | 0.457 | 0.000162 | -6.1e-05 | [6 empty] | DEER:HVAC_Eff_HP | Annual | 24 |  | 4.448 | 0.363 | 4.375 | 0.363 | 3.917 | 0.363
RE-HV-DHP-17S-replRmAC-ER | DEER2024 | D24_E+_Res_v5 |  | Any | MFm | Ex | CZ11 | rDXHP | Area-ft2-BA | 1020 | 1020 | None | 0.808 | 0.000334 | -7.7e-05 | 0.713 | 0.00023 | -7.7e-05 | [6 empty] | DEER:HVAC_Eff_HP | Annual | 24 |  | 5.027 | 0.364 | 4.932 | 0.364 | 4.219 | 0.364
RE-HV-DHP-17S-replRmAC-ER | DEER2024 | D24_E+_Res_v5 |  | Any | MFm | Ex | CZ12 | rDXHP | Area-ft2-BA | 1020 | 1020 | None | 0.603 | 0.000234 | -9.5e-05 | 0.551 | 0.000165 | -9.5e-05 | [6 empty] | DEER:HVAC_Eff_HP | Annual | 24 |  | 4.419 | 0.364 | 4.367 | 0.364 | 3.816 | 0.364
RE-HV-DHP-17S-replRmAC-ER | DEER2024 | D24_E+_Res_v5 |  | Any | MFm | Ex | CZ13 | rDXHP | Area-ft2-BA | 1020 | 1020 | None | 1.02 | 0.000361 | -6.8e-05 | 0.895 | 0.000245 | -6.8e-05 | [6 empty] | DEER:HVAC_Eff_HP | Annual | 24 |  | 5.71 | 0.364 | 5.583 | 0.364 | 4.689 | 0.364
RE-HV-DHP-17S-replRmAC-ER | DEER2024 | D24_E+_Res_v5 |  | Any | MFm | Ex | CZ14 | rDXHP | Area-ft2-BA | 1020 | 1020 | None | 0.801 | 0.000318 | -5.1e-05 | 0.681 | 0.000217 | -5.1e-05 | [6 empty] | DEER:HVAC_Eff_HP | Annual | 24 |  | 5.201 | 0.363 | 5.081 | 0.363 | 4.4 | 0.363
RE-HV-DHP-17S-replRmAC-ER | DEER2024 | D24_E+_Res_v5 |  | Any | MFm | Ex | CZ15 | rDXHP | Area-ft2-BA | 1020 | 1020 | None | 0.967 | 0.000386 | -2.9e-05 | 0.744 | 0.000266 | -2.9e-05 | [6 empty] | DEER:HVAC_Eff_HP | Annual | 24 |  | 6.127 | 0.363 | 5.904 | 0.363 | 5.16 | 0.363
RE-HV-DHP-17S-replRmAC-ER | DEER2024 | D24_E+_Res_v5 |  | Any | MFm | Ex | CZ16 | rDXHP | Area-ft2-BA | 1020 | 1020 | None | 1.39 | 0.0003 | -7.4e-05 | 1.31 | 0.000226 | -7.4e-05 | [6 empty] | DEER:HVAC_Eff_HP | Annual | 24 |  | 5.643 | 0.365 | 5.567 | 0.365 | 4.254 | 0.365
RE-HV-DHP-17S-replRmAC-ER | DEER2024 | D24_E+_Res_v5 |  | Any | DMo | Ex | CZ01 | rDXHP | Area-ft2-BA | 1240 | 1240 | None | 0.567 | 0.000135 | -0.00107 | 0.558 | 9.7e-05 | -0.00107 | [6 empty] | DEER:HVAC_Eff_HP | Annual | 24 |  | 4.267 | 0.256 | 4.258 | 0.256 | 3.7 | 0.257
RE-HV-DHP-17S-replRmAC-ER | DEER2024 | D24_E+_Res_v5 |  | Any | DMo | Ex | CZ02 | rDXHP | Area-ft2-BA | 1240 | 1240 | None | 0.992 | 0.000302 | -0.00105 | 0.957 | 0.000216 | -0.00105 | [6 empty] | DEER:HVAC_Eff_HP | Annual | 24 |  | 5.227 | 0.255 | 5.192 | 0.255 | 4.235 | 0.256
RE-HV-DHP-17S-replRmAC-ER | DEER2024 | D24_E+_Res_v5 |  | Any | DMo | Ex | CZ03 | rDXHP | Area-ft2-BA | 1240 | 1240 | None | 0.667 | 0.000295 | -0.00072 | 0.608 | 0.000218 | -0.00072 | [6 empty] | DEER:HVAC_Eff_HP | Annual | 24 |  | 4.937 | 0.255 | 4.877 | 0.255 | 4.269 | 0.256
RE-HV-DHP-17S-replRmAC-ER | DEER2024 | D24_E+_Res_v5 |  | Any | DMo | Ex | CZ04 | rDXHP | Area-ft2-BA | 1240 | 1240 | None | 0.67 | 0.000319 | -0.000489 | 0.618 | 0.000229 | -0.000489 | [6 empty] | DEER:HVAC_Eff_HP | Annual | 24 |  | 4.838 | 0.255 | 4.786 | 0.255 | 4.167 | 0.255
RE-HV-DHP-17S-replRmAC-ER | DEER2024 | D24_E+_Res_v5 |  | Any | DMo | Ex | CZ05 | rDXHP | Area-ft2-BA | 1240 | 1240 | None | 0.786 | 0.000242 | -0.000747 | 0.731 | 0.000181 | -0.000747 | [6 empty] | DEER:HVAC_Eff_HP | Annual | 24 |  | 5.031 | 0.255 | 4.977 | 0.255 | 4.245 | 0.256
RE-HV-DHP-17S-replRmAC-ER | DEER2024 | D24_E+_Res_v5 |  | Any | DMo | Ex | CZ06 | rDXHP | Area-ft2-BA | 1240 | 1240 | None | 0.525 | 0.000201 | 8.1e-05 | 0.442 | 0.000148 | 8.1e-05 | [6 empty] | DEER:HVAC_Eff_HP | Annual | 24 |  | 4.829 | 0.255 | 4.746 | 0.255 | 4.304 | 0.255
RE-HV-DHP-17S-replRmAC-ER | DEER2024 | D24_E+_Res_v5 |  | Any | DMo | Ex | CZ07 | rDXHP | Area-ft2-BA | 1240 | 1240 | None | 0.457 | 0.000268 | -2.5e-05 | 0.386 | 0.000202 | -2.5e-05 | [6 empty] | DEER:HVAC_Eff_HP | Annual | 24 |  | 4.653 | 0.255 | 4.582 | 0.255 | 4.196 | 0.255
RE-HV-DHP-17S-replRmAC-ER | DEER2024 | D24_E+_Res_v5 |  | Any | DMo | Ex | CZ08 | rDXHP | Area-ft2-BA | 1240 | 1240 | None | 0.548 | 0.000292 | -7e-06 | 0.455 | 0.000216 | -7e-06 | [6 empty] | DEER:HVAC_Eff_HP | Annual | 24 |  | 4.892 | 0.255 | 4.8 | 0.255 | 4.345 | 0.255
RE-HV-DHP-17S-replRmAC-ER | DEER2024 | D24_E+_Res_v5 |  | Any | DMo | Ex | CZ09 | rDXHP | Area-ft2-BA | 1240 | 1240 | None | 0.744 | 0.000363 | 0.000392 | 0.609 | 0.000265 | 0.000392 | [6 empty] | DEER:HVAC_Eff_HP | Annual | 24 |  | 5.556 | 0.255 | 5.42 | 0.255 | 4.812 | 0.254
RE-HV-DHP-17S-replRmAC-ER | DEER2024 | D24_E+_Res_v5 |  | Any | DMo | Ex | CZ10 | rDXHP | Area-ft2-BA | 1240 | 1240 | None | 1.11 | 0.000357 | -0.000161 | 0.987 | 0.000253 | -0.000161 | [6 empty] | DEER:HVAC_Eff_HP | Annual | 24 |  | 6.131 | 0.254 | 6.009 | 0.254 | 5.022 | 0.254
RE-HV-DHP-17S-replRmAC-ER | DEER2024 | D24_E+_Res_v5 |  | Any | DMo | Ex | CZ11 | rDXHP | Area-ft2-BA | 1240 | 1240 | None | 1.84 | 0.000588 | -0.000263 | 1.67 | 0.000415 | -0.000263 | [6 empty] | DEER:HVAC_Eff_HP | Annual | 24 |  | 7.664 | 0.255 | 7.49 | 0.255 | 5.821 | 0.255
RE-HV-DHP-17S-replRmAC-ER | DEER2024 | D24_E+_Res_v5 |  | Any | DMo | Ex | CZ12 | rDXHP | Area-ft2-BA | 1240 | 1240 | None | 1.62 | 0.00049 | -0.00046 | 1.49 | 0.000347 | -0.00046 | [6 empty] | DEER:HVAC_Eff_HP | Annual | 24 |  | 6.978 | 0.255 | 6.854 | 0.255 | 5.363 | 0.255
RE-HV-DHP-17S-replRmAC-ER | DEER2024 | D24_E+_Res_v5 |  | Any | DMo | Ex | CZ13 | rDXHP | Area-ft2-BA | 1240 | 1240 | None | 1.63 | 0.000541 | 0.00042 | 1.43 | 0.000374 | 0.00042 | [6 empty] | DEER:HVAC_Eff_HP | Annual | 24 |  | 7.48 | 0.254 | 7.282 | 0.254 | 5.85 | 0.254
RE-HV-DHP-17S-replRmAC-ER | DEER2024 | D24_E+_Res_v5 |  | Any | DMo | Ex | CZ14 | rDXHP | Area-ft2-BA | 1240 | 1240 | None | 1.91 | 0.000539 | -7e-06 | 1.7 | 0.00037 | -7e-06 | [6 empty] | DEER:HVAC_Eff_HP | Annual | 24 |  | 8.254 | 0.254 | 8.045 | 0.254 | 6.342 | 0.254
RE-HV-DHP-17S-replRmAC-ER | DEER2024 | D24_E+_Res_v5 |  | Any | DMo | Ex | CZ15 | rDXHP | Area-ft2-BA | 1240 | 1240 | None | 1.67 | 0.000626 | 0.00155 | 1.31 | 0.000438 | 0.00155 | [6 empty] | DEER:HVAC_Eff_HP | Annual | 24 |  | 8.563 | 0.254 | 8.206 | 0.254 | 6.896 | 0.252
RE-HV-DHP-17S-replRmAC-ER | DEER2024 | D24_E+_Res_v5 |  | Any | DMo | Ex | CZ16 | rDXHP | Area-ft2-BA | 1240 | 1240 | None | 2.12 | 0.000484 | -0.000533 | 1.98 | 0.00036 | -0.000533 | [6 empty] | DEER:HVAC_Eff_HP | Annual | 24 |  | 7.374 | 0.255 | 7.229 | 0.255 | 5.249 | 0.256
RE-HV-DHP-18S | DEER2024 | D24_E+_Res_v5 |  | Any | Res | Ex | CZ01 | rDXHP | Area-ft2-BA | 1920 | 1920 | None | 0.116 | 6e-05 | 0 | 0.0454 | 3e-05 | 0 | [6 empty] | DEER:HVAC_Eff_HP | Annual | 24 |  | 3.553 | 0.16 | 3.482 | 0.16 | 3.437 | 0.16
RE-HV-DHP-18S | DEER2024 | D24_E+_Res_v5 |  | Any | Res | Ex | CZ02 | rDXHP | Area-ft2-BA | 1940 | 1940 | None | 0.258 | 0.00012 | 0 | 0.105 | 7e-05 | 0 | [6 empty] | DEER:HVAC_Eff_HP | Annual | 24 |  | 4.238 | 0.155 | 4.085 | 0.155 | 3.979 | 0.155
RE-HV-DHP-18S | DEER2024 | D24_E+_Res_v5 |  | Any | Res | Ex | CZ03 | rDXHP | Area-ft2-BA | 1720 | 1720 | None | 0.2 | 0.00011 | 0 | 0.0862 | 6e-05 | 0 | [6 empty] | DEER:HVAC_Eff_HP | Annual | 24 |  | 3.968 | 0.206 | 3.855 | 0.206 | 3.768 | 0.206
RE-HV-DHP-18S | DEER2024 | D24_E+_Res_v5 |  | Any | Res | Ex | CZ04 | rDXHP | Area-ft2-BA | 1800 | 1800 | None | 0.216 | 0.00014 | 0 | 0.0926 | 8e-05 | 0 | [6 empty] | DEER:HVAC_Eff_HP | Annual | 24 |  | 4.039 | 0.187 | 3.916 | 0.187 | 3.823 | 0.187
RE-HV-DHP-18S | DEER2024 | D24_E+_Res_v5 |  | Any | Res | Ex | CZ05 | rDXHP | Area-ft2-BA | 1880 | 1880 | None | 0.223 | 8e-05 | 0 | 0.0953 | 5e-05 | 0 | [6 empty] | DEER:HVAC_Eff_HP | Annual | 24 |  | 4.074 | 0.169 | 3.946 | 0.169 | 3.851 | 0.169
RE-HV-DHP-18S | DEER2024 | D24_E+_Res_v5 |  | Any | Res | Ex | CZ06 | rDXHP | Area-ft2-BA | 1790 | 1790 | None | 0.15 | 6e-05 | 0 | 0.0681 | 3e-05 | 0 | [6 empty] | DEER:HVAC_Eff_HP | Annual | 24 |  | 3.704 | 0.2 | 3.623 | 0.2 | 3.555 | 0.2
RE-HV-DHP-18S | DEER2024 | D24_E+_Res_v5 |  | Any | Res | Ex | CZ07 | rDXHP | Area-ft2-BA | 1750 | 1750 | None | 0.128 | 9e-05 | 0 | 0.0584 | 5e-05 | 0 | [6 empty] | DEER:HVAC_Eff_HP | Annual | 24 |  | 3.596 | 0.208 | 3.526 | 0.208 | 3.468 | 0.208
RE-HV-DHP-18S | DEER2024 | D24_E+_Res_v5 |  | Any | Res | Ex | CZ08 | rDXHP | Area-ft2-BA | 1800 | 1800 | None | 0.165 | 0.00011 | 0 | 0.0798 | 6e-05 | 0 | [6 empty] | DEER:HVAC_Eff_HP | Annual | 24 |  | 3.791 | 0.197 | 3.705 | 0.197 | 3.625 | 0.197
RE-HV-DHP-18S | DEER2024 | D24_E+_Res_v5 |  | Any | Res | Ex | CZ09 | rDXHP | Area-ft2-BA | 1570 | 1570 | None | 0.228 | 0.00013 | 0 | 0.111 | 7e-05 | 0 | [6 empty] | DEER:HVAC_Eff_HP | Annual | 24 |  | 4.212 | 0.214 | 4.095 | 0.214 | 3.984 | 0.214
RE-HV-DHP-18S | DEER2024 | D24_E+_Res_v5 |  | Any | Res | Ex | CZ10 | rDXHP | Area-ft2-BA | 1850 | 1850 | None | 0.243 | 0.00013 | 0 | 0.117 | 7e-05 | 0 | [6 empty] | DEER:HVAC_Eff_HP | Annual | 24 |  | 4.234 | 0.16 | 4.109 | 0.16 | 3.992 | 0.16
RE-HV-DHP-18S | DEER2024 | D24_E+_Res_v5 |  | Any | Res | Ex | CZ11 | rDXHP | Area-ft2-BA | 1660 | 1660 | None | 0.378 | 0.00022 | 0 | 0.18 | 0.00013 | 0 | [6 empty] | DEER:HVAC_Eff_HP | Annual | 24 |  | 5.068 | 0.162 | 4.87 | 0.162 | 4.69 | 0.162
RE-HV-DHP-18S | DEER2024 | D24_E+_Res_v5 |  | Any | Res | Ex | CZ12 | rDXHP | Area-ft2-BA | 1650 | 1650 | None | 0.289 | 0.00016 | 0 | 0.13 | 9e-05 | 0 | [6 empty] | DEER:HVAC_Eff_HP | Annual | 24 |  | 4.601 | 0.166 | 4.443 | 0.166 | 4.312 | 0.166
RE-HV-DHP-18S | DEER2024 | D24_E+_Res_v5 |  | Any | Res | Ex | CZ13 | rDXHP | Area-ft2-BA | 1610 | 1620 | None | 0.41 | 0.00025 | 0 | 0.202 | 0.00014 | 0 | [6 empty] | DEER:HVAC_Eff_HP | Annual | 24 |  | 5.209 | 0.176 | 5.001 | 0.176 | 4.799 | 0.176
RE-HV-DHP-18S | DEER2024 | D24_E+_Res_v5 |  | Any | Res | Ex | CZ14 | rDXHP | Area-ft2-BA | 1550 | 1550 | None | 0.431 | 0.00022 | 0 | 0.207 | 0.00013 | 0 | [6 empty] | DEER:HVAC_Eff_HP | Annual | 24 |  | 5.452 | 0.16 | 5.229 | 0.16 | 5.021 | 0.16
RE-HV-DHP-18S | DEER2024 | D24_E+_Res_v5 |  | Any | Res | Ex | CZ15 | rDXHP | Area-ft2-BA | 1440 | 1440 | None | 0.511 | 0.00026 | 0 | 0.276 | 0.00015 | 0 | [6 empty] | DEER:HVAC_Eff_HP | Annual | 24 |  | 5.833 | 0.203 | 5.598 | 0.203 | 5.322 | 0.203
RE-HV-DHP-18S | DEER2024 | D24_E+_Res_v5 |  | Any | Res | Ex | CZ16 | rDXHP | Area-ft2-BA | 1760 | 1760 | None | 0.27 | 0.00014 | 0 | 0.13 | 8e-05 | 0 | [6 empty] | DEER:HVAC_Eff_HP | Annual | 24 |  | 4.502 | 0.153 | 4.362 | 0.153 | 4.231 | 0.153
RE-HV-DHP-18S | DEER2024 | D24_E+_Res_v5 |  | Any | Res | New | CZ01 | rDXHP | Area-ft2-BA | 1610 | 1860 | None |  |  |  | 0.0195 | 2e-05 | 0 | [6 empty] | DEER:HVAC_Eff_HP | Annual | 24 |  |  |  | 3.692 | 0.248 | 3.674 | 0.248
RE-HV-DHP-18S | DEER2024 | D24_E+_Res_v5 |  | Any | Res | New | CZ02 | rDXHP | Area-ft2-BA | 1420 | 1380 | None |  |  |  | 0.0261 | 3e-05 | 0 | [6 empty] | DEER:HVAC_Eff_HP | Annual | 24 |  |  |  | 3.288 | 0.269 | 3.262 | 0.269
RE-HV-DHP-18S | DEER2024 | D24_E+_Res_v5 |  | Any | Res | New | CZ03 | rDXHP | Area-ft2-BA | 1390 | 1490 | None |  |  |  | 0.0379 | 3e-05 | 0 | [6 empty] | DEER:HVAC_Eff_HP | Annual | 24 |  |  |  | 3.52 | 0.279 | 3.482 | 0.279
RE-HV-DHP-18S | DEER2024 | D24_E+_Res_v5 |  | Any | Res | New | CZ04 | rDXHP | Area-ft2-BA | 1590 | 1740 | None |  |  |  | 0.036 | 4e-05 | 0 | [6 empty] | DEER:HVAC_Eff_HP | Annual | 24 |  |  |  | 3.601 | 0.232 | 3.565 | 0.232
RE-HV-DHP-18S | DEER2024 | D24_E+_Res_v5 |  | Any | Res | New | CZ05 | rDXHP | Area-ft2-BA | 2090 | 2380 | None |  |  |  | 0.038 | 2e-05 | 0 | [6 empty] | DEER:HVAC_Eff_HP | Annual | 24 |  |  |  | 3.806 | 0.119 | 3.768 | 0.119
RE-HV-DHP-18S | DEER2024 | D24_E+_Res_v5 |  | Any | Res | New | CZ06 | rDXHP | Area-ft2-BA | 1710 | 1910 | None |  |  |  | 0.0331 | 3e-05 | 0 | [6 empty] | DEER:HVAC_Eff_HP | Annual | 24 |  |  |  | 3.56 | 0.217 | 3.527 | 0.217
RE-HV-DHP-18S | DEER2024 | D24_E+_Res_v5 |  | Any | Res | New | CZ07 | rDXHP | Area-ft2-BA | 1620 | 1800 | None |  |  |  | 0.0286 | 4e-05 | 0 | [6 empty] | DEER:HVAC_Eff_HP | Annual | 24 |  |  |  | 3.475 | 0.236 | 3.447 | 0.236
RE-HV-DHP-18S | DEER2024 | D24_E+_Res_v5 |  | Any | Res | New | CZ08 | rDXHP | Area-ft2-BA | 1390 | 1500 | None |  |  |  | 0.0341 | 4e-05 | 0 | [6 empty] | DEER:HVAC_Eff_HP | Annual | 24 |  |  |  | 3.467 | 0.283 | 3.432 | 0.283
RE-HV-DHP-18S | DEER2024 | D24_E+_Res_v5 |  | Any | Res | New | CZ09 | rDXHP | Area-ft2-BA | 1350 | 1580 | None |  |  |  | 0.0587 | 5e-05 | 0 | [6 empty] | DEER:HVAC_Eff_HP | Annual | 24 |  |  |  | 3.959 | 0.271 | 3.9 | 0.271
RE-HV-DHP-18S | DEER2024 | D24_E+_Res_v5 |  | Any | Res | New | CZ10 | rDXHP | Area-ft2-BA | 1910 | 1880 | None |  |  |  | 0.0487 | 4e-05 | 0 | [6 empty] | DEER:HVAC_Eff_HP | Annual | 24 |  |  |  | 3.644 | 0.145 | 3.595 | 0.145
RE-HV-DHP-18S | DEER2024 | D24_E+_Res_v5 |  | Any | Res | New | CZ11 | rDXHP | Area-ft2-BA | 1700 | 1910 | None |  |  |  | 0.116 | 9e-05 | 0 | [6 empty] | DEER:HVAC_Eff_HP | Annual | 24 |  |  |  | 4.823 | 0.149 | 4.707 | 0.149
RE-HV-DHP-18S | DEER2024 | D24_E+_Res_v5 |  | Any | Res | New | CZ12 | rDXHP | Area-ft2-BA | 1580 | 1760 | None |  |  |  | 0.0753 | 6e-05 | 0 | [6 empty] | DEER:HVAC_Eff_HP | Annual | 24 |  |  |  | 4.276 | 0.189 | 4.201 | 0.189
RE-HV-DHP-18S | DEER2024 | D24_E+_Res_v5 |  | Any | Res | New | CZ13 | rDXHP | Area-ft2-BA | 1660 | 1870 | None |  |  |  | 0.119 | 9e-05 | 0 | [6 empty] | DEER:HVAC_Eff_HP | Annual | 24 |  |  |  | 4.791 | 0.161 | 4.672 | 0.161
RE-HV-DHP-18S | DEER2024 | D24_E+_Res_v5 |  | Any | Res | New | CZ14 | rDXHP | Area-ft2-BA | 1550 | 1650 | None |  |  |  | 0.133 | 8e-05 | 0 | [6 empty] | DEER:HVAC_Eff_HP | Annual | 24 |  |  |  | 4.992 | 0.157 | 4.86 | 0.157
RE-HV-DHP-18S | DEER2024 | D24_E+_Res_v5 |  | Any | Res | New | CZ15 | rDXHP | Area-ft2-BA | 1370 | 1410 | None |  |  |  | 0.256 | 0.00013 | 0 | [6 empty] | DEER:HVAC_Eff_HP | Annual | 24 |  |  |  | 6.043 | 0.213 | 5.787 | 0.213
RE-HV-DHP-18S | DEER2024 | D24_E+_Res_v5 |  | Any | Res | New | CZ16 | rDXHP | Area-ft2-BA | 1710 | 2120 | None |  |  |  | 0.118 | 8e-05 | 0 | [6 empty] | DEER:HVAC_Eff_HP | Annual | 24 |  |  |  | 4.999 | 0.161 | 4.882 | 0.161
RE-HV-DHP-18S | DEER2024 | D24_E+_Res_v5 |  | Any | SFm | Ex | CZ01 | rDXHP | Area-ft2-BA | 2160 | 2160 | None | 0.133 | 6.2e-05 | 0 | 0.0518 | 3.7e-05 | 0 | [6 empty] | DEER:HVAC_Eff_HP | Annual | 24 |  | 3.613 | 0.106 | 3.532 | 0.106 | 3.48 | 0.106
RE-HV-DHP-18S | DEER2024 | D24_E+_Res_v5 |  | Any | SFm | Ex | CZ02 | rDXHP | Area-ft2-BA | 2160 | 2160 | None | 0.29 | 0.000127 | 0 | 0.117 | 7.1e-05 | 0 | [6 empty] | DEER:HVAC_Eff_HP | Annual | 24 |  | 4.371 | 0.105 | 4.198 | 0.105 | 4.081 | 0.105
RE-HV-DHP-18S | DEER2024 | D24_E+_Res_v5 |  | Any | SFm | Ex | CZ03 | rDXHP | Area-ft2-BA | 2160 | 2160 | None | 0.23 | 0.000119 | 0 | 0.0971 | 6.7e-05 | 0 | [6 empty] | DEER:HVAC_Eff_HP | Annual | 24 |  | 4.089 | 0.105 | 3.956 | 0.105 | 3.859 | 0.105
RE-HV-DHP-18S | DEER2024 | D24_E+_Res_v5 |  | Any | SFm | Ex | CZ04 | rDXHP | Area-ft2-BA | 2160 | 2160 | None | 0.243 | 0.000146 | 0 | 0.103 | 8.2e-05 | 0 | [6 empty] | DEER:HVAC_Eff_HP | Annual | 24 |  | 4.15 | 0.105 | 4.01 | 0.105 | 3.907 | 0.105
RE-HV-DHP-18S | DEER2024 | D24_E+_Res_v5 |  | Any | SFm | Ex | CZ05 | rDXHP | Area-ft2-BA | 2160 | 2160 | None | 0.244 | 8.7e-05 | 0 | 0.103 | 4.9e-05 | 0 | [6 empty] | DEER:HVAC_Eff_HP | Annual | 24 |  | 4.157 | 0.105 | 4.016 | 0.105 | 3.913 | 0.105
RE-HV-DHP-18S | DEER2024 | D24_E+_Res_v5 |  | Any | SFm | Ex | CZ06 | rDXHP | Area-ft2-BA | 2250 | 2250 | None | 0.17 | 6.2e-05 | 0 | 0.0757 | 3.5e-05 | 0 | [6 empty] | DEER:HVAC_Eff_HP | Annual | 24 |  | 3.766 | 0.101 | 3.672 | 0.101 | 3.597 | 0.101
RE-HV-DHP-18S | DEER2024 | D24_E+_Res_v5 |  | Any | SFm | Ex | CZ07 | rDXHP | Area-ft2-BA | 2250 | 2250 | None | 0.152 | 9e-05 | 0 | 0.0671 | 5.1e-05 | 0 | [6 empty] | DEER:HVAC_Eff_HP | Annual | 24 |  | 3.676 | 0.101 | 3.591 | 0.101 | 3.524 | 0.101
RE-HV-DHP-18S | DEER2024 | D24_E+_Res_v5 |  | Any | SFm | Ex | CZ08 | rDXHP | Area-ft2-BA | 2250 | 2250 | None | 0.174 | 0.000108 | 0 | 0.082 | 6.1e-05 | 0 | [6 empty] | DEER:HVAC_Eff_HP | Annual | 24 |  | 3.799 | 0.101 | 3.707 | 0.101 | 3.625 | 0.101
RE-HV-DHP-18S | DEER2024 | D24_E+_Res_v5 |  | Any | SFm | Ex | CZ09 | rDXHP | Area-ft2-BA | 1930 | 1930 | None | 0.245 | 0.000142 | 0 | 0.117 | 8e-05 | 0 | [6 empty] | DEER:HVAC_Eff_HP | Annual | 24 |  | 4.332 | 0.116 | 4.203 | 0.116 | 4.087 | 0.116
RE-HV-DHP-18S | DEER2024 | D24_E+_Res_v5 |  | Any | SFm | Ex | CZ10 | rDXHP | Area-ft2-BA | 2070 | 2070 | None | 0.241 | 0.000123 | 0 | 0.115 | 6.9e-05 | 0 | [6 empty] | DEER:HVAC_Eff_HP | Annual | 24 |  | 4.214 | 0.108 | 4.088 | 0.108 | 3.973 | 0.108
RE-HV-DHP-18S | DEER2024 | D24_E+_Res_v5 |  | Any | SFm | Ex | CZ11 | rDXHP | Area-ft2-BA | 1790 | 1790 | None | 0.374 | 0.00021 | 0 | 0.176 | 0.00012 | 0 | [6 empty] | DEER:HVAC_Eff_HP | Annual | 24 |  | 5.067 | 0.124 | 4.869 | 0.124 | 4.693 | 0.124
RE-HV-DHP-18S | DEER2024 | D24_E+_Res_v5 |  | Any | SFm | Ex | CZ12 | rDXHP | Area-ft2-BA | 1790 | 1790 | None | 0.305 | 0.000161 | 0 | 0.136 | 9.1e-05 | 0 | [6 empty] | DEER:HVAC_Eff_HP | Annual | 24 |  | 4.707 | 0.124 | 4.539 | 0.124 | 4.402 | 0.124
RE-HV-DHP-18S | DEER2024 | D24_E+_Res_v5 |  | Any | SFm | Ex | CZ13 | rDXHP | Area-ft2-BA | 1790 | 1790 | None | 0.397 | 0.000235 | 0 | 0.194 | 0.000137 | 0 | [6 empty] | DEER:HVAC_Eff_HP | Annual | 24 |  | 5.17 | 0.124 | 4.968 | 0.124 | 4.773 | 0.124
RE-HV-DHP-18S | DEER2024 | D24_E+_Res_v5 |  | Any | SFm | Ex | CZ14 | rDXHP | Area-ft2-BA | 1630 | 1630 | None | 0.412 | 0.000204 | 0 | 0.197 | 0.000118 | 0 | [6 empty] | DEER:HVAC_Eff_HP | Annual | 24 |  | 5.383 | 0.134 | 5.168 | 0.134 | 4.971 | 0.134
RE-HV-DHP-18S | DEER2024 | D24_E+_Res_v5 |  | Any | SFm | Ex | CZ15 | rDXHP | Area-ft2-BA | 1630 | 1630 | None | 0.461 | 0.000238 | 0 | 0.249 | 0.000135 | 0 | [6 empty] | DEER:HVAC_Eff_HP | Annual | 24 |  | 5.665 | 0.134 | 5.453 | 0.134 | 5.204 | 0.134
RE-HV-DHP-18S | DEER2024 | D24_E+_Res_v5 |  | Any | SFm | Ex | CZ16 | rDXHP | Area-ft2-BA | 1900 | 1900 | None | 0.254 | 0.000127 | 0 | 0.122 | 7.2e-05 | 0 | [6 empty] | DEER:HVAC_Eff_HP | Annual | 24 |  | 4.42 | 0.118 | 4.288 | 0.118 | 4.165 | 0.118
RE-HV-DHP-18S | DEER2024 | D24_E+_Res_v5 |  | Any | SFm | New | CZ01 | rDXHP | Area-ft2-BA | 2160 | 2470 | None |  |  |  | 0.0287 | 2.3e-05 | 0 | [6 empty] | DEER:HVAC_Eff_HP | Annual | 24 |  |  |  | 3.738 | 0.108 | 3.71 | 0.108
RE-HV-DHP-18S | DEER2024 | D24_E+_Res_v5 |  | Any | SFm | New | CZ02 | rDXHP | Area-ft2-BA | 2160 | 2040 | None |  |  |  | 0.0328 | 2.3e-05 | 0 | [6 empty] | DEER:HVAC_Eff_HP | Annual | 24 |  |  |  | 3.34 | 0.104 | 3.308 | 0.104
RE-HV-DHP-18S | DEER2024 | D24_E+_Res_v5 |  | Any | SFm | New | CZ03 | rDXHP | Area-ft2-BA | 2160 | 2470 | None |  |  |  | 0.0365 | 3.4e-05 | 0 | [6 empty] | DEER:HVAC_Eff_HP | Annual | 24 |  |  |  | 3.801 | 0.107 | 3.764 | 0.107
RE-HV-DHP-18S | DEER2024 | D24_E+_Res_v5 |  | Any | SFm | New | CZ04 | rDXHP | Area-ft2-BA | 2160 | 2470 | None |  |  |  | 0.0424 | 4.6e-05 | 0 | [6 empty] | DEER:HVAC_Eff_HP | Annual | 24 |  |  |  | 3.875 | 0.107 | 3.832 | 0.107
RE-HV-DHP-18S | DEER2024 | D24_E+_Res_v5 |  | Any | SFm | New | CZ05 | rDXHP | Area-ft2-BA | 2160 | 2470 | None |  |  |  | 0.0365 | 2.1e-05 | 0 | [6 empty] | DEER:HVAC_Eff_HP | Annual | 24 |  |  |  | 3.797 | 0.107 | 3.761 | 0.107
RE-HV-DHP-18S | DEER2024 | D24_E+_Res_v5 |  | Any | SFm | New | CZ06 | rDXHP | Area-ft2-BA | 2250 | 2620 | None |  |  |  | 0.0385 | 2.8e-05 | 0 | [6 empty] | DEER:HVAC_Eff_HP | Annual | 24 |  |  |  | 3.811 | 0.103 | 3.773 | 0.103
RE-HV-DHP-18S | DEER2024 | D24_E+_Res_v5 |  | Any | SFm | New | CZ07 | rDXHP | Area-ft2-BA | 2250 | 2620 | None |  |  |  | 0.0361 | 4.4e-05 | 0 | [6 empty] | DEER:HVAC_Eff_HP | Annual | 24 |  |  |  | 3.787 | 0.103 | 3.751 | 0.103
RE-HV-DHP-18S | DEER2024 | D24_E+_Res_v5 |  | Any | SFm | New | CZ08 | rDXHP | Area-ft2-BA | 2250 | 2620 | None |  |  |  | 0.0355 | 4.6e-05 | 0 | [6 empty] | DEER:HVAC_Eff_HP | Annual | 24 |  |  |  | 3.803 | 0.103 | 3.767 | 0.103
RE-HV-DHP-18S | DEER2024 | D24_E+_Res_v5 |  | Any | SFm | New | CZ09 | rDXHP | Area-ft2-BA | 1930 | 2620 | None |  |  |  | 0.063 | 6.3e-05 | 0 | [6 empty] | DEER:HVAC_Eff_HP | Annual | 24 |  |  |  | 4.662 | 0.121 | 4.599 | 0.121
RE-HV-DHP-18S | DEER2024 | D24_E+_Res_v5 |  | Any | SFm | New | CZ10 | rDXHP | Area-ft2-BA | 2070 | 2040 | None |  |  |  | 0.0427 | 3.7e-05 | 0 | [6 empty] | DEER:HVAC_Eff_HP | Annual | 24 |  |  |  | 3.588 | 0.108 | 3.545 | 0.108
RE-HV-DHP-18S | DEER2024 | D24_E+_Res_v5 |  | Any | SFm | New | CZ11 | rDXHP | Area-ft2-BA | 1790 | 2040 | None |  |  |  | 0.109 | 8e-05 | 0 | [6 empty] | DEER:HVAC_Eff_HP | Annual | 24 |  |  |  | 4.81 | 0.126 | 4.701 | 0.126
RE-HV-DHP-18S | DEER2024 | D24_E+_Res_v5 |  | Any | SFm | New | CZ12 | rDXHP | Area-ft2-BA | 1790 | 2040 | None |  |  |  | 0.0836 | 6.3e-05 | 0 | [6 empty] | DEER:HVAC_Eff_HP | Annual | 24 |  |  |  | 4.541 | 0.126 | 4.458 | 0.126
RE-HV-DHP-18S | DEER2024 | D24_E+_Res_v5 |  | Any | SFm | New | CZ13 | rDXHP | Area-ft2-BA | 1790 | 2040 | None |  |  |  | 0.116 | 8.5e-05 | 0 | [6 empty] | DEER:HVAC_Eff_HP | Annual | 24 |  |  |  | 4.854 | 0.126 | 4.738 | 0.126
RE-HV-DHP-18S | DEER2024 | D24_E+_Res_v5 |  | Any | SFm | New | CZ14 | rDXHP | Area-ft2-BA | 1630 | 1750 | None |  |  |  | 0.112 | 6.3e-05 | 0 | [6 empty] | DEER:HVAC_Eff_HP | Annual | 24 |  |  |  | 4.822 | 0.135 | 4.71 | 0.135
RE-HV-DHP-18S | DEER2024 | D24_E+_Res_v5 |  | Any | SFm | New | CZ15 | rDXHP | Area-ft2-BA | 1630 | 1750 | None |  |  |  | 0.155 | 8e-05 | 0 | [6 empty] | DEER:HVAC_Eff_HP | Annual | 24 |  |  |  | 5.115 | 0.135 | 4.96 | 0.135
RE-HV-DHP-18S | DEER2024 | D24_E+_Res_v5 |  | Any | SFm | New | CZ16 | rDXHP | Area-ft2-BA | 1900 | 2470 | None |  |  |  | 0.109 | 6.6e-05 | 0 | [6 empty] | DEER:HVAC_Eff_HP | Annual | 24 |  |  |  | 5.049 | 0.122 | 4.941 | 0.122
RE-HV-DHP-18S | DEER2024 | D24_E+_Res_v5 |  | Any | MFm | Ex | CZ01 | rDXHP | Area-ft2-BA | 1020 | 1020 | None | 0.0488 | 3.6e-05 | -1e-06 | 0.0205 | 2.2e-05 | -1e-06 | [6 empty] | DEER:HVAC_Eff_HP | Annual | 24 |  | 3.3 | 0.368 | 3.271 | 0.368 | 3.251 | 0.368
RE-HV-DHP-18S | DEER2024 | D24_E+_Res_v5 |  | Any | MFm | Ex | CZ02 | rDXHP | Area-ft2-BA | 1020 | 1020 | None | 0.124 | 0.000103 | 0 | 0.0536 | 6e-05 | 0 | [6 empty] | DEER:HVAC_Eff_HP | Annual | 24 |  | 3.641 | 0.365 | 3.571 | 0.365 | 3.517 | 0.365
RE-HV-DHP-18S | DEER2024 | D24_E+_Res_v5 |  | Any | MFm | Ex | CZ03 | rDXHP | Area-ft2-BA | 1020 | 1020 | None | 0.15 | 9e-05 | 0 | 0.0677 | 5.1e-05 | 0 | [6 empty] | DEER:HVAC_Eff_HP | Annual | 24 |  | 3.754 | 0.366 | 3.672 | 0.366 | 3.604 | 0.366
RE-HV-DHP-18S | DEER2024 | D24_E+_Res_v5 |  | Any | MFm | Ex | CZ04 | rDXHP | Area-ft2-BA | 1020 | 1020 | None | 0.157 | 0.000122 | 0 | 0.0695 | 7e-05 | 0 | [6 empty] | DEER:HVAC_Eff_HP | Annual | 24 |  | 3.786 | 0.364 | 3.699 | 0.364 | 3.629 | 0.364
RE-HV-DHP-18S | DEER2024 | D24_E+_Res_v5 |  | Any | MFm | Ex | CZ05 | rDXHP | Area-ft2-BA | 1020 | 1020 | None | 0.158 | 6.2e-05 | 0 | 0.0709 | 3.5e-05 | 0 | [6 empty] | DEER:HVAC_Eff_HP | Annual | 24 |  | 3.802 | 0.365 | 3.714 | 0.365 | 3.643 | 0.365
RE-HV-DHP-18S | DEER2024 | D24_E+_Res_v5 |  | Any | MFm | Ex | CZ06 | rDXHP | Area-ft2-BA | 1020 | 1020 | None | 0.115 | 5.7e-05 | 1e-06 | 0.0551 | 3.1e-05 | 1e-06 | [6 empty] | DEER:HVAC_Eff_HP | Annual | 24 |  | 3.596 | 0.365 | 3.536 | 0.365 | 3.481 | 0.365
RE-HV-DHP-18S | DEER2024 | D24_E+_Res_v5 |  | Any | MFm | Ex | CZ07 | rDXHP | Area-ft2-BA | 1020 | 1020 | None | 0.0918 | 8e-05 | 0 | 0.0454 | 4.6e-05 | 0 | [6 empty] | DEER:HVAC_Eff_HP | Annual | 24 |  | 3.475 | 0.364 | 3.428 | 0.364 | 3.383 | 0.364
RE-HV-DHP-18S | DEER2024 | D24_E+_Res_v5 |  | Any | MFm | Ex | CZ08 | rDXHP | Area-ft2-BA | 1020 | 1020 | None | 0.148 | 0.0001 | 0 | 0.0743 | 5.7e-05 | 0 | [6 empty] | DEER:HVAC_Eff_HP | Annual | 24 |  | 3.752 | 0.364 | 3.679 | 0.364 | 3.604 | 0.364
RE-HV-DHP-18S | DEER2024 | D24_E+_Res_v5 |  | Any | MFm | Ex | CZ09 | rDXHP | Area-ft2-BA | 1020 | 1020 | None | 0.197 | 0.000108 | 0 | 0.0998 | 6.1e-05 | 0 | [6 empty] | DEER:HVAC_Eff_HP | Annual | 24 |  | 3.996 | 0.363 | 3.899 | 0.363 | 3.799 | 0.363
RE-HV-DHP-18S | DEER2024 | D24_E+_Res_v5 |  | Any | MFm | Ex | CZ10 | rDXHP | Area-ft2-BA | 1020 | 1020 | None | 0.219 | 0.000153 | 0 | 0.112 | 8.7e-05 | 0 | [6 empty] | DEER:HVAC_Eff_HP | Annual | 24 |  | 4.11 | 0.363 | 4.003 | 0.363 | 3.891 | 0.363
RE-HV-DHP-18S | DEER2024 | D24_E+_Res_v5 |  | Any | MFm | Ex | CZ11 | rDXHP | Area-ft2-BA | 1020 | 1020 | None | 0.293 | 0.000238 | 0 | 0.149 | 0.000135 | 0 | [6 empty] | DEER:HVAC_Eff_HP | Annual | 24 |  | 4.477 | 0.364 | 4.333 | 0.364 | 4.184 | 0.364
RE-HV-DHP-18S | DEER2024 | D24_E+_Res_v5 |  | Any | MFm | Ex | CZ12 | rDXHP | Area-ft2-BA | 1020 | 1020 | None | 0.193 | 0.000156 | 0 | 0.0929 | 8.8e-05 | 0 | [6 empty] | DEER:HVAC_Eff_HP | Annual | 24 |  | 3.986 | 0.364 | 3.886 | 0.364 | 3.793 | 0.364
RE-HV-DHP-18S | DEER2024 | D24_E+_Res_v5 |  | Any | MFm | Ex | CZ13 | rDXHP | Area-ft2-BA | 1020 | 1020 | None | 0.408 | 0.000271 | 0 | 0.204 | 0.000152 | 0 | [6 empty] | DEER:HVAC_Eff_HP | Annual | 24 |  | 5.048 | 0.364 | 4.844 | 0.364 | 4.64 | 0.364
RE-HV-DHP-18S | DEER2024 | D24_E+_Res_v5 |  | Any | MFm | Ex | CZ14 | rDXHP | Area-ft2-BA | 1020 | 1020 | None | 0.333 | 0.000237 | 0 | 0.171 | 0.000134 | 0 | [6 empty] | DEER:HVAC_Eff_HP | Annual | 24 |  | 4.693 | 0.363 | 4.53 | 0.363 | 4.36 | 0.363
RE-HV-DHP-18S | DEER2024 | D24_E+_Res_v5 |  | Any | MFm | Ex | CZ15 | rDXHP | Area-ft2-BA | 1020 | 1020 | None | 0.517 | 0.000274 | 0 | 0.281 | 0.000153 | 0 | [6 empty] | DEER:HVAC_Eff_HP | Annual | 24 |  | 5.614 | 0.363 | 5.378 | 0.363 | 5.097 | 0.363
RE-HV-DHP-18S | DEER2024 | D24_E+_Res_v5 |  | Any | MFm | Ex | CZ16 | rDXHP | Area-ft2-BA | 1020 | 1020 | None | 0.295 | 0.000158 | 0 | 0.142 | 8.9e-05 | 0 | [6 empty] | DEER:HVAC_Eff_HP | Annual | 24 |  | 4.515 | 0.365 | 4.361 | 0.365 | 4.219 | 0.365
RE-HV-DHP-18S | DEER2024 | D24_E+_Res_v5 |  | Any | MFm | New | CZ01 | rDXHP | Area-ft2-BA | 853 | 1020 | None |  |  |  | 0.00686 | 1.6e-05 | 0 | [6 empty] | DEER:HVAC_Eff_HP | Annual | 24 |  |  |  | 3.63 | 0.44 | 3.624 | 0.44
RE-HV-DHP-18S | DEER2024 | D24_E+_Res_v5 |  | Any | MFm | New | CZ02 | rDXHP | Area-ft2-BA | 1020 | 1020 | None |  |  |  | 0.0193 | 3.1e-05 | 0 | [6 empty] | DEER:HVAC_Eff_HP | Annual | 24 |  |  |  | 3.188 | 0.365 | 3.168 | 0.365
RE-HV-DHP-18S | DEER2024 | D24_E+_Res_v5 |  | Any | MFm | New | CZ03 | rDXHP | Area-ft2-BA | 1020 | 1020 | None |  |  |  | 0.0373 | 3.4e-05 | 0 | [6 empty] | DEER:HVAC_Eff_HP | Annual | 24 |  |  |  | 3.357 | 0.365 | 3.32 | 0.365
RE-HV-DHP-18S | DEER2024 | D24_E+_Res_v5 |  | Any | MFm | New | CZ04 | rDXHP | Area-ft2-BA | 1020 | 1020 | None |  |  |  | 0.0247 | 3.4e-05 | 0 | [6 empty] | DEER:HVAC_Eff_HP | Annual | 24 |  |  |  | 3.23 | 0.364 | 3.206 | 0.364
RE-HV-DHP-18S | DEER2024 | D24_E+_Res_v5 |  | Any | MFm | New | CZ05 | rDXHP | Area-ft2-BA | 1020 | 1020 | None |  |  |  | 0.0363 | 2.3e-05 | 0 | [6 empty] | DEER:HVAC_Eff_HP | Annual | 24 |  |  |  | 3.349 | 0.365 | 3.312 | 0.365
RE-HV-DHP-18S | DEER2024 | D24_E+_Res_v5 |  | Any | MFm | New | CZ06 | rDXHP | Area-ft2-BA | 1020 | 1020 | None |  |  |  | 0.023 | 2e-05 | 0 | [6 empty] | DEER:HVAC_Eff_HP | Annual | 24 |  |  |  | 3.194 | 0.364 | 3.171 | 0.364
RE-HV-DHP-18S | DEER2024 | D24_E+_Res_v5 |  | Any | MFm | New | CZ07 | rDXHP | Area-ft2-BA | 1020 | 1020 | None |  |  |  | 0.0207 | 2.7e-05 | 0 | [6 empty] | DEER:HVAC_Eff_HP | Annual | 24 |  |  |  | 3.17 | 0.363 | 3.149 | 0.363
RE-HV-DHP-18S | DEER2024 | D24_E+_Res_v5 |  | Any | MFm | New | CZ08 | rDXHP | Area-ft2-BA | 1020 | 1020 | None |  |  |  | 0.0296 | 3e-05 | 0 | [6 empty] | DEER:HVAC_Eff_HP | Annual | 24 |  |  |  | 3.265 | 0.364 | 3.235 | 0.364
RE-HV-DHP-18S | DEER2024 | D24_E+_Res_v5 |  | Any | MFm | New | CZ09 | rDXHP | Area-ft2-BA | 1020 | 1020 | None |  |  |  | 0.0415 | 3e-05 | 0 | [6 empty] | DEER:HVAC_Eff_HP | Annual | 24 |  |  |  | 3.391 | 0.363 | 3.349 | 0.363
RE-HV-DHP-18S | DEER2024 | D24_E+_Res_v5 |  | Any | MFm | New | CZ10 | rDXHP | Area-ft2-BA | 1020 | 1020 | None |  |  |  | 0.0508 | 4.4e-05 | 0 | [6 empty] | DEER:HVAC_Eff_HP | Annual | 24 |  |  |  | 3.487 | 0.363 | 3.436 | 0.363
RE-HV-DHP-18S | DEER2024 | D24_E+_Res_v5 |  | Any | MFm | New | CZ11 | rDXHP | Area-ft2-BA | 1020 | 1020 | None |  |  |  | 0.0731 | 6.8e-05 | 0 | [6 empty] | DEER:HVAC_Eff_HP | Annual | 24 |  |  |  | 3.73 | 0.364 | 3.657 | 0.364
RE-HV-DHP-18S | DEER2024 | D24_E+_Res_v5 |  | Any | MFm | New | CZ12 | rDXHP | Area-ft2-BA | 1020 | 1020 | None |  |  |  | 0.0415 | 4.4e-05 | 0 | [6 empty] | DEER:HVAC_Eff_HP | Annual | 24 |  |  |  | 3.409 | 0.364 | 3.367 | 0.364
RE-HV-DHP-18S | DEER2024 | D24_E+_Res_v5 |  | Any | MFm | New | CZ13 | rDXHP | Area-ft2-BA | 1020 | 1020 | None |  |  |  | 0.0928 | 7.2e-05 | 0 | [6 empty] | DEER:HVAC_Eff_HP | Annual | 24 |  |  |  | 3.935 | 0.364 | 3.842 | 0.364
RE-HV-DHP-18S | DEER2024 | D24_E+_Res_v5 |  | Any | MFm | New | CZ14 | rDXHP | Area-ft2-BA | 1020 | 1020 | None |  |  |  | 0.0807 | 6.1e-05 | 0 | [6 empty] | DEER:HVAC_Eff_HP | Annual | 24 |  |  |  | 3.796 | 0.363 | 3.715 | 0.363
RE-HV-DHP-18S | DEER2024 | D24_E+_Res_v5 |  | Any | MFm | New | CZ15 | rDXHP | Area-ft2-BA | 1020 | 1020 | None |  |  |  | 0.15 | 8.2e-05 | 0 | [6 empty] | DEER:HVAC_Eff_HP | Annual | 24 |  |  |  | 4.5 | 0.363 | 4.349 | 0.363
RE-HV-DHP-18S | DEER2024 | D24_E+_Res_v5 |  | Any | MFm | New | CZ16 | rDXHP | Area-ft2-BA | 1020 | 1020 | None |  |  |  | 0.0762 | 5.3e-05 | 0 | [6 empty] | DEER:HVAC_Eff_HP | Annual | 24 |  |  |  | 3.79 | 0.365 | 3.714 | 0.365
RE-HV-DHP-18S | DEER2024 | D24_E+_Res_v5 |  | Any | DMo | Ex | CZ01 | rDXHP | Area-ft2-BA | 1240 | 1240 | None | 0.0897 | 9.4e-05 | 0 | 0.0381 | 5.6e-05 | 0 | [6 empty] | DEER:HVAC_Eff_HP | Annual | 24 |  | 3.779 | 0.257 | 3.727 | 0.257 | 3.689 | 0.257
RE-HV-DHP-18S | DEER2024 | D24_E+_Res_v5 |  | Any | DMo | Ex | CZ02 | rDXHP | Area-ft2-BA | 1240 | 1240 | None | 0.223 | 0.000192 | 0 | 0.0989 | 0.000108 | 0 | [6 empty] | DEER:HVAC_Eff_HP | Annual | 24 |  | 4.432 | 0.256 | 4.307 | 0.256 | 4.209 | 0.256
RE-HV-DHP-18S | DEER2024 | D24_E+_Res_v5 |  | Any | DMo | Ex | CZ03 | rDXHP | Area-ft2-BA | 1240 | 1240 | None | 0.23 | 0.000167 | 0 | 0.113 | 9.4e-05 | 0 | [6 empty] | DEER:HVAC_Eff_HP | Annual | 24 |  | 4.472 | 0.256 | 4.355 | 0.256 | 4.242 | 0.256
RE-HV-DHP-18S | DEER2024 | D24_E+_Res_v5 |  | Any | DMo | Ex | CZ04 | rDXHP | Area-ft2-BA | 1240 | 1240 | None | 0.204 | 0.000202 | 0 | 0.0983 | 0.000115 | 0 | [6 empty] | DEER:HVAC_Eff_HP | Annual | 24 |  | 4.347 | 0.255 | 4.241 | 0.255 | 4.143 | 0.255
RE-HV-DHP-18S | DEER2024 | D24_E+_Res_v5 |  | Any | DMo | Ex | CZ05 | rDXHP | Area-ft2-BA | 1240 | 1240 | None | 0.225 | 0.000131 | 0 | 0.108 | 7.4e-05 | 0 | [6 empty] | DEER:HVAC_Eff_HP | Annual | 24 |  | 4.444 | 0.256 | 4.327 | 0.256 | 4.219 | 0.256
RE-HV-DHP-18S | DEER2024 | D24_E+_Res_v5 |  | Any | DMo | Ex | CZ06 | rDXHP | Area-ft2-BA | 1240 | 1240 | None | 0.236 | 0.000115 | 0 | 0.124 | 6.5e-05 | 0 | [6 empty] | DEER:HVAC_Eff_HP | Annual | 24 |  | 4.513 | 0.255 | 4.4 | 0.255 | 4.276 | 0.255
RE-HV-DHP-18S | DEER2024 | D24_E+_Res_v5 |  | Any | DMo | Ex | CZ07 | rDXHP | Area-ft2-BA | 1240 | 1240 | None | 0.211 | 0.000141 | 0 | 0.11 | 8e-05 | 0 | [6 empty] | DEER:HVAC_Eff_HP | Annual | 24 |  | 4.382 | 0.255 | 4.281 | 0.255 | 4.171 | 0.255
RE-HV-DHP-18S | DEER2024 | D24_E+_Res_v5 |  | Any | DMo | Ex | CZ08 | rDXHP | Area-ft2-BA | 1240 | 1240 | None | 0.246 | 0.000165 | 0 | 0.131 | 9.4e-05 | 0 | [6 empty] | DEER:HVAC_Eff_HP | Annual | 24 |  | 4.561 | 0.255 | 4.447 | 0.255 | 4.315 | 0.255
RE-HV-DHP-18S | DEER2024 | D24_E+_Res_v5 |  | Any | DMo | Ex | CZ09 | rDXHP | Area-ft2-BA | 1240 | 1240 | None | 0.362 | 0.000213 | 0 | 0.194 | 0.000121 | 0 | [6 empty] | DEER:HVAC_Eff_HP | Annual | 24 |  | 5.131 | 0.254 | 4.963 | 0.254 | 4.769 | 0.254
RE-HV-DHP-18S | DEER2024 | D24_E+_Res_v5 |  | Any | DMo | Ex | CZ10 | rDXHP | Area-ft2-BA | 1240 | 1240 | None | 0.409 | 0.000234 | -1e-06 | 0.202 | 0.000131 | -1e-06 | [6 empty] | DEER:HVAC_Eff_HP | Annual | 24 |  | 5.382 | 0.254 | 5.175 | 0.254 | 4.973 | 0.254
RE-HV-DHP-18S | DEER2024 | D24_E+_Res_v5 |  | Any | DMo | Ex | CZ11 | rDXHP | Area-ft2-BA | 1240 | 1240 | None | 0.61 | 0.00039 | 0 | 0.3 | 0.000217 | 0 | [6 empty] | DEER:HVAC_Eff_HP | Annual | 24 |  | 6.359 | 0.255 | 6.048 | 0.255 | 5.748 | 0.255
RE-HV-DHP-18S | DEER2024 | D24_E+_Res_v5 |  | Any | DMo | Ex | CZ12 | rDXHP | Area-ft2-BA | 1240 | 1240 | None | 0.499 | 0.000316 | 0 | 0.238 | 0.000175 | 0 | [6 empty] | DEER:HVAC_Eff_HP | Annual | 24 |  | 5.802 | 0.255 | 5.541 | 0.255 | 5.303 | 0.255
RE-HV-DHP-18S | DEER2024 | D24_E+_Res_v5 |  | Any | DMo | Ex | CZ13 | rDXHP | Area-ft2-BA | 1240 | 1240 | None | 0.615 | 0.000381 | 0 | 0.311 | 0.000215 | 0 | [6 empty] | DEER:HVAC_Eff_HP | Annual | 24 |  | 6.391 | 0.254 | 6.087 | 0.254 | 5.776 | 0.254
RE-HV-DHP-18S | DEER2024 | D24_E+_Res_v5 |  | Any | DMo | Ex | CZ14 | rDXHP | Area-ft2-BA | 1240 | 1240 | None | 0.74 | 0.000387 | 0 | 0.361 | 0.000218 | 0 | [6 empty] | DEER:HVAC_Eff_HP | Annual | 24 |  | 6.993 | 0.254 | 6.615 | 0.254 | 6.253 | 0.254
RE-HV-DHP-18S | DEER2024 | D24_E+_Res_v5 |  | Any | DMo | Ex | CZ15 | rDXHP | Area-ft2-BA | 1240 | 1240 | None | 0.849 | 0.000419 | 0 | 0.454 | 0.000231 | 0 | [6 empty] | DEER:HVAC_Eff_HP | Annual | 24 |  | 7.641 | 0.252 | 7.246 | 0.252 | 6.791 | 0.252
RE-HV-DHP-18S | DEER2024 | D24_E+_Res_v5 |  | Any | DMo | Ex | CZ16 | rDXHP | Area-ft2-BA | 1240 | 1240 | None | 0.454 | 0.000263 | 0 | 0.228 | 0.000147 | 0 | [6 empty] | DEER:HVAC_Eff_HP | Annual | 24 |  | 5.648 | 0.256 | 5.423 | 0.256 | 5.195 | 0.256
RE-HV-DHP-18S | DEER2024 | D24_E+_Res_v5 |  | Any | DMo | New | CZ01 | rDXHP | Area-ft2-BA | 1240 | 1240 | None |  |  |  | 0.0177 | 3.5e-05 | 0 | [6 empty] | DEER:HVAC_Eff_HP | Annual | 24 |  |  |  | 3.547 | 0.257 | 3.529 | 0.257
RE-HV-DHP-18S | DEER2024 | D24_E+_Res_v5 |  | Any | DMo | New | CZ02 | rDXHP | Area-ft2-BA | 1240 | 1240 | None |  |  |  | 0.0544 | 7.3e-05 | 0 | [6 empty] | DEER:HVAC_Eff_HP | Annual | 24 |  |  |  | 3.962 | 0.256 | 3.908 | 0.256
RE-HV-DHP-18S | DEER2024 | D24_E+_Res_v5 |  | Any | DMo | New | CZ03 | rDXHP | Area-ft2-BA | 1240 | 1240 | None |  |  |  | 0.0684 | 6.4e-05 | 0 | [6 empty] | DEER:HVAC_Eff_HP | Annual | 24 |  |  |  | 4.083 | 0.256 | 4.015 | 0.256
RE-HV-DHP-18S | DEER2024 | D24_E+_Res_v5 |  | Any | DMo | New | CZ04 | rDXHP | Area-ft2-BA | 1240 | 1240 | None |  |  |  | 0.0613 | 7.8e-05 | 0 | [6 empty] | DEER:HVAC_Eff_HP | Annual | 24 |  |  |  | 4.005 | 0.255 | 3.944 | 0.255
RE-HV-DHP-18S | DEER2024 | D24_E+_Res_v5 |  | Any | DMo | New | CZ05 | rDXHP | Area-ft2-BA | 1240 | 1240 | None |  |  |  | 0.0586 | 5e-05 | 0 | [6 empty] | DEER:HVAC_Eff_HP | Annual | 24 |  |  |  | 3.981 | 0.256 | 3.923 | 0.256
RE-HV-DHP-18S | DEER2024 | D24_E+_Res_v5 |  | Any | DMo | New | CZ06 | rDXHP | Area-ft2-BA | 1240 | 1240 | None |  |  |  | 0.0922 | 4.7e-05 | 0 | [6 empty] | DEER:HVAC_Eff_HP | Annual | 24 |  |  |  | 4.309 | 0.255 | 4.217 | 0.255
RE-HV-DHP-18S | DEER2024 | D24_E+_Res_v5 |  | Any | DMo | New | CZ07 | rDXHP | Area-ft2-BA | 1240 | 1240 | None |  |  |  | 0.0838 | 5.6e-05 | 0 | [6 empty] | DEER:HVAC_Eff_HP | Annual | 24 |  |  |  | 4.223 | 0.255 | 4.139 | 0.255
RE-HV-DHP-18S | DEER2024 | D24_E+_Res_v5 |  | Any | DMo | New | CZ08 | rDXHP | Area-ft2-BA | 1240 | 1240 | None |  |  |  | 0.0937 | 6.7e-05 | 0 | [6 empty] | DEER:HVAC_Eff_HP | Annual | 24 |  |  |  | 4.326 | 0.255 | 4.232 | 0.255
RE-HV-DHP-18S | DEER2024 | D24_E+_Res_v5 |  | Any | DMo | New | CZ09 | rDXHP | Area-ft2-BA | 1240 | 1240 | None |  |  |  | 0.139 | 8.2e-05 | 0 | [6 empty] | DEER:HVAC_Eff_HP | Annual | 24 |  |  |  | 4.787 | 0.254 | 4.648 | 0.254
RE-HV-DHP-18S | DEER2024 | D24_E+_Res_v5 |  | Any | DMo | New | CZ10 | rDXHP | Area-ft2-BA | 1240 | 1240 | None |  |  |  | 0.129 | 8.9e-05 | 0 | [6 empty] | DEER:HVAC_Eff_HP | Annual | 24 |  |  |  | 4.716 | 0.254 | 4.587 | 0.254
RE-HV-DHP-18S | DEER2024 | D24_E+_Res_v5 |  | Any | DMo | New | CZ11 | rDXHP | Area-ft2-BA | 1240 | 1240 | None |  |  |  | 0.185 | 0.000141 | 0 | [6 empty] | DEER:HVAC_Eff_HP | Annual | 24 |  |  |  | 5.331 | 0.255 | 5.146 | 0.255
RE-HV-DHP-18S | DEER2024 | D24_E+_Res_v5 |  | Any | DMo | New | CZ12 | rDXHP | Area-ft2-BA | 1240 | 1240 | None |  |  |  | 0.148 | 0.000119 | 0 | [6 empty] | DEER:HVAC_Eff_HP | Annual | 24 |  |  |  | 4.954 | 0.255 | 4.806 | 0.255
RE-HV-DHP-18S | DEER2024 | D24_E+_Res_v5 |  | Any | DMo | New | CZ13 | rDXHP | Area-ft2-BA | 1240 | 1240 | None |  |  |  | 0.205 | 0.00014 | 0 | [6 empty] | DEER:HVAC_Eff_HP | Annual | 24 |  |  |  | 5.514 | 0.254 | 5.309 | 0.254
RE-HV-DHP-18S | DEER2024 | D24_E+_Res_v5 |  | Any | DMo | New | CZ14 | rDXHP | Area-ft2-BA | 1240 | 1240 | None |  |  |  | 0.226 | 0.000137 | 0 | [6 empty] | DEER:HVAC_Eff_HP | Annual | 24 |  |  |  | 5.772 | 0.254 | 5.547 | 0.254
RE-HV-DHP-18S | DEER2024 | D24_E+_Res_v5 |  | Any | DMo | New | CZ15 | rDXHP | Area-ft2-BA | 1240 | 1240 | None |  |  |  | 0.306 | 0.000154 | 0 | [6 empty] | DEER:HVAC_Eff_HP | Annual | 24 |  |  |  | 6.505 | 0.252 | 6.199 | 0.252
RE-HV-DHP-18S | DEER2024 | D24_E+_Res_v5 |  | Any | DMo | New | CZ16 | rDXHP | Area-ft2-BA | 1240 | 1240 | None |  |  |  | 0.142 | 0.000102 | 0 | [6 empty] | DEER:HVAC_Eff_HP | Annual | 24 |  |  |  | 4.905 | 0.256 | 4.762 | 0.256
RE-HV-DHP-18S-replRmAC-ER | DEER2024 | D24_E+_Res_v5 |  | Any | Res | Ex | CZ01 | rDXHP | Area-ft2-BA | 1920 | 1920 | None | 0.439 | 9e-05 | 2e-05 | 0.434 | 7e-05 | 2e-05 | [6 empty] | DEER:HVAC_Eff_HP | Annual | 24 |  | 3.876 | 0.16 | 3.87 | 0.16 | 3.437 | 0.16
RE-HV-DHP-18S-replRmAC-ER | DEER2024 | D24_E+_Res_v5 |  | Any | Res | Ex | CZ02 | rDXHP | Area-ft2-BA | 1940 | 1940 | None | 0.978 | 0.00024 | -3e-05 | 0.959 | 0.00018 | -3e-05 | [6 empty] | DEER:HVAC_Eff_HP | Annual | 24 |  | 4.959 | 0.155 | 4.939 | 0.155 | 3.979 | 0.155
RE-HV-DHP-18S-replRmAC-ER | DEER2024 | D24_E+_Res_v5 |  | Any | Res | Ex | CZ03 | rDXHP | Area-ft2-BA | 1720 | 1720 | None | 0.627 | 0.00022 | -4e-05 | 0.595 | 0.00017 | -4e-05 | [6 empty] | DEER:HVAC_Eff_HP | Annual | 24 |  | 4.395 | 0.206 | 4.363 | 0.206 | 3.768 | 0.206
RE-HV-DHP-18S-replRmAC-ER | DEER2024 | D24_E+_Res_v5 |  | Any | Res | Ex | CZ04 | rDXHP | Area-ft2-BA | 1800 | 1800 | None | 0.627 | 0.00024 | -2e-05 | 0.596 | 0.00018 | -2e-05 | [6 empty] | DEER:HVAC_Eff_HP | Annual | 24 |  | 4.45 | 0.187 | 4.419 | 0.187 | 3.823 | 0.187
RE-HV-DHP-18S-replRmAC-ER | DEER2024 | D24_E+_Res_v5 |  | Any | Res | Ex | CZ05 | rDXHP | Area-ft2-BA | 1880 | 1880 | None | 0.809 | 0.00017 | -1e-05 | 0.775 | 0.00013 | -1e-05 | [6 empty] | DEER:HVAC_Eff_HP | Annual | 24 |  | 4.658 | 0.169 | 4.626 | 0.169 | 3.851 | 0.169
RE-HV-DHP-18S-replRmAC-ER | DEER2024 | D24_E+_Res_v5 |  | Any | Res | Ex | CZ06 | rDXHP | Area-ft2-BA | 1790 | 1790 | None | 0.416 | 0.00012 | 0 | 0.376 | 9e-05 | 0 | [6 empty] | DEER:HVAC_Eff_HP | Annual | 24 |  | 3.97 | 0.2 | 3.931 | 0.2 | 3.555 | 0.2
RE-HV-DHP-18S-replRmAC-ER | DEER2024 | D24_E+_Res_v5 |  | Any | Res | Ex | CZ07 | rDXHP | Area-ft2-BA | 1750 | 1750 | None | 0.332 | 0.00016 | -1e-05 | 0.3 | 0.00012 | -1e-05 | [6 empty] | DEER:HVAC_Eff_HP | Annual | 24 |  | 3.8 | 0.208 | 3.768 | 0.208 | 3.468 | 0.208
RE-HV-DHP-18S-replRmAC-ER | DEER2024 | D24_E+_Res_v5 |  | Any | Res | Ex | CZ08 | rDXHP | Area-ft2-BA | 1800 | 1800 | None | 0.456 | 0.00019 | -2e-05 | 0.405 | 0.00015 | -2e-05 | [6 empty] | DEER:HVAC_Eff_HP | Annual | 24 |  | 4.081 | 0.197 | 4.03 | 0.197 | 3.625 | 0.197
RE-HV-DHP-18S-replRmAC-ER | DEER2024 | D24_E+_Res_v5 |  | Any | Res | Ex | CZ09 | rDXHP | Area-ft2-BA | 1570 | 1570 | None | 0.583 | 0.00024 | -3e-05 | 0.514 | 0.00018 | -3e-05 | [6 empty] | DEER:HVAC_Eff_HP | Annual | 24 |  | 4.567 | 0.214 | 4.498 | 0.214 | 3.984 | 0.214
RE-HV-DHP-18S-replRmAC-ER | DEER2024 | D24_E+_Res_v5 |  | Any | Res | Ex | CZ10 | rDXHP | Area-ft2-BA | 1850 | 1850 | None | 0.583 | 0.00022 | -2e-05 | 0.516 | 0.00016 | -2e-05 | [6 empty] | DEER:HVAC_Eff_HP | Annual | 24 |  | 4.575 | 0.16 | 4.508 | 0.16 | 3.992 | 0.16
RE-HV-DHP-18S-replRmAC-ER | DEER2024 | D24_E+_Res_v5 |  | Any | Res | Ex | CZ11 | rDXHP | Area-ft2-BA | 1660 | 1660 | None | 0.946 | 0.00032 | -3e-05 | 0.857 | 0.00023 | -3e-05 | [6 empty] | DEER:HVAC_Eff_HP | Annual | 24 |  | 5.636 | 0.162 | 5.547 | 0.162 | 4.69 | 0.162
RE-HV-DHP-18S-replRmAC-ER | DEER2024 | D24_E+_Res_v5 |  | Any | Res | Ex | CZ12 | rDXHP | Area-ft2-BA | 1650 | 1650 | None | 0.762 | 0.00024 | -2e-05 | 0.71 | 0.00017 | -2e-05 | [6 empty] | DEER:HVAC_Eff_HP | Annual | 24 |  | 5.075 | 0.166 | 5.022 | 0.166 | 4.312 | 0.166
RE-HV-DHP-18S-replRmAC-ER | DEER2024 | D24_E+_Res_v5 |  | Any | Res | Ex | CZ13 | rDXHP | Area-ft2-BA | 1610 | 1620 | None | 0.98 | 0.00032 | 1e-05 | 0.866 | 0.00022 | 1e-05 | [6 empty] | DEER:HVAC_Eff_HP | Annual | 24 |  | 5.779 | 0.176 | 5.664 | 0.176 | 4.799 | 0.176
RE-HV-DHP-18S-replRmAC-ER | DEER2024 | D24_E+_Res_v5 |  | Any | Res | Ex | CZ14 | rDXHP | Area-ft2-BA | 1550 | 1550 | None | 1.11 | 0.00032 | -1e-05 | 0.993 | 0.00023 | -1e-05 | [6 empty] | DEER:HVAC_Eff_HP | Annual | 24 |  | 6.128 | 0.16 | 6.014 | 0.16 | 5.021 | 0.16
RE-HV-DHP-18S-replRmAC-ER | DEER2024 | D24_E+_Res_v5 |  | Any | Res | Ex | CZ15 | rDXHP | Area-ft2-BA | 1440 | 1440 | None | 1.01 | 0.00039 | 0.00013 | 0.795 | 0.00028 | 0.00013 | [6 empty] | DEER:HVAC_Eff_HP | Annual | 24 |  | 6.329 | 0.203 | 6.117 | 0.203 | 5.322 | 0.203
RE-HV-DHP-18S-replRmAC-ER | DEER2024 | D24_E+_Res_v5 |  | Any | Res | Ex | CZ16 | rDXHP | Area-ft2-BA | 1760 | 1760 | None | 1.09 | 0.00027 | -3e-05 | 1.02 | 0.0002 | -3e-05 | [6 empty] | DEER:HVAC_Eff_HP | Annual | 24 |  | 5.321 | 0.153 | 5.252 | 0.153 | 4.231 | 0.153
RE-HV-DHP-18S-replRmAC-ER | DEER2024 | D24_E+_Res_v5 |  | Any | SFm | Ex | CZ01 | rDXHP | Area-ft2-BA | 2160 | 2160 | None | 0.539 | 0.000113 | -4e-06 | 0.533 | 8.6e-05 | -4e-06 | [6 empty] | DEER:HVAC_Eff_HP | Annual | 24 |  | 4.019 | 0.106 | 4.013 | 0.106 | 3.48 | 0.106
RE-HV-DHP-18S-replRmAC-ER | DEER2024 | D24_E+_Res_v5 |  | Any | SFm | Ex | CZ02 | rDXHP | Area-ft2-BA | 2160 | 2160 | None | 1.09 | 0.000249 | 0 | 1.07 | 0.000189 | 0 | [6 empty] | DEER:HVAC_Eff_HP | Annual | 24 |  | 5.173 | 0.105 | 5.152 | 0.105 | 4.081 | 0.105
RE-HV-DHP-18S-replRmAC-ER | DEER2024 | D24_E+_Res_v5 |  | Any | SFm | Ex | CZ03 | rDXHP | Area-ft2-BA | 2160 | 2160 | None | 0.783 | 0.000257 | 0 | 0.748 | 0.0002 | 0 | [6 empty] | DEER:HVAC_Eff_HP | Annual | 24 |  | 4.642 | 0.105 | 4.607 | 0.105 | 3.859 | 0.105
RE-HV-DHP-18S-replRmAC-ER | DEER2024 | D24_E+_Res_v5 |  | Any | SFm | Ex | CZ04 | rDXHP | Area-ft2-BA | 2160 | 2160 | None | 0.716 | 0.000261 | 2e-06 | 0.682 | 0.000194 | 2e-06 | [6 empty] | DEER:HVAC_Eff_HP | Annual | 24 |  | 4.623 | 0.105 | 4.589 | 0.105 | 3.907 | 0.105
RE-HV-DHP-18S-replRmAC-ER | DEER2024 | D24_E+_Res_v5 |  | Any | SFm | Ex | CZ05 | rDXHP | Area-ft2-BA | 2160 | 2160 | None | 0.914 | 0.000191 | 3e-06 | 0.879 | 0.000149 | 3e-06 | [6 empty] | DEER:HVAC_Eff_HP | Annual | 24 |  | 4.826 | 0.105 | 4.792 | 0.105 | 3.913 | 0.105
RE-HV-DHP-18S-replRmAC-ER | DEER2024 | D24_E+_Res_v5 |  | Any | SFm | Ex | CZ06 | rDXHP | Area-ft2-BA | 2250 | 2250 | None | 0.524 | 0.00014 | 7e-06 | 0.478 | 0.000109 | 7e-06 | [6 empty] | DEER:HVAC_Eff_HP | Annual | 24 |  | 4.12 | 0.101 | 4.075 | 0.101 | 3.597 | 0.101
RE-HV-DHP-18S-replRmAC-ER | DEER2024 | D24_E+_Res_v5 |  | Any | SFm | Ex | CZ07 | rDXHP | Area-ft2-BA | 2250 | 2250 | None | 0.428 | 0.000168 | 6e-06 | 0.393 | 0.000127 | 6e-06 | [6 empty] | DEER:HVAC_Eff_HP | Annual | 24 |  | 3.952 | 0.101 | 3.917 | 0.101 | 3.524 | 0.101
RE-HV-DHP-18S-replRmAC-ER | DEER2024 | D24_E+_Res_v5 |  | Any | SFm | Ex | CZ08 | rDXHP | Area-ft2-BA | 2250 | 2250 | None | 0.533 | 0.000204 | 7e-06 | 0.48 | 0.000155 | 7e-06 | [6 empty] | DEER:HVAC_Eff_HP | Annual | 24 |  | 4.158 | 0.101 | 4.105 | 0.101 | 3.625 | 0.101
RE-HV-DHP-18S-replRmAC-ER | DEER2024 | D24_E+_Res_v5 |  | Any | SFm | Ex | CZ09 | rDXHP | Area-ft2-BA | 1930 | 1930 | None | 0.688 | 0.000262 | 5e-06 | 0.617 | 0.000197 | 5e-06 | [6 empty] | DEER:HVAC_Eff_HP | Annual | 24 |  | 4.775 | 0.116 | 4.704 | 0.116 | 4.087 | 0.116
RE-HV-DHP-18S-replRmAC-ER | DEER2024 | D24_E+_Res_v5 |  | Any | SFm | Ex | CZ10 | rDXHP | Area-ft2-BA | 2070 | 2070 | None | 0.564 | 0.000208 | 0 | 0.501 | 0.000152 | 0 | [6 empty] | DEER:HVAC_Eff_HP | Annual | 24 |  | 4.537 | 0.108 | 4.474 | 0.108 | 3.973 | 0.108
RE-HV-DHP-18S-replRmAC-ER | DEER2024 | D24_E+_Res_v5 |  | Any | SFm | Ex | CZ11 | rDXHP | Area-ft2-BA | 1790 | 1790 | None | 0.892 | 0.000291 | -3e-06 | 0.811 | 0.000204 | -3e-06 | [6 empty] | DEER:HVAC_Eff_HP | Annual | 24 |  | 5.585 | 0.124 | 5.504 | 0.124 | 4.693 | 0.124
RE-HV-DHP-18S-replRmAC-ER | DEER2024 | D24_E+_Res_v5 |  | Any | SFm | Ex | CZ12 | rDXHP | Area-ft2-BA | 1790 | 1790 | None | 0.775 | 0.000229 | -3e-06 | 0.724 | 0.00016 | -3e-06 | [6 empty] | DEER:HVAC_Eff_HP | Annual | 24 |  | 5.178 | 0.124 | 5.126 | 0.124 | 4.402 | 0.124
RE-HV-DHP-18S-replRmAC-ER | DEER2024 | D24_E+_Res_v5 |  | Any | SFm | Ex | CZ13 | rDXHP | Area-ft2-BA | 1790 | 1790 | None | 0.91 | 0.000285 | -1e-06 | 0.804 | 0.000192 | -1e-06 | [6 empty] | DEER:HVAC_Eff_HP | Annual | 24 |  | 5.683 | 0.124 | 5.577 | 0.124 | 4.773 | 0.124
RE-HV-DHP-18S-replRmAC-ER | DEER2024 | D24_E+_Res_v5 |  | Any | SFm | Ex | CZ14 | rDXHP | Area-ft2-BA | 1630 | 1630 | None | 1.05 | 0.000297 | -2e-06 | 0.947 | 0.000212 | -2e-06 | [6 empty] | DEER:HVAC_Eff_HP | Annual | 24 |  | 6.023 | 0.134 | 5.918 | 0.134 | 4.971 | 0.134
RE-HV-DHP-18S-replRmAC-ER | DEER2024 | D24_E+_Res_v5 |  | Any | SFm | Ex | CZ15 | rDXHP | Area-ft2-BA | 1630 | 1630 | None | 0.892 | 0.000336 | -1e-06 | 0.704 | 0.000236 | -1e-06 | [6 empty] | DEER:HVAC_Eff_HP | Annual | 24 |  | 6.096 | 0.134 | 5.908 | 0.134 | 5.204 | 0.134
RE-HV-DHP-18S-replRmAC-ER | DEER2024 | D24_E+_Res_v5 |  | Any | SFm | Ex | CZ16 | rDXHP | Area-ft2-BA | 1900 | 1900 | None | 0.97 | 0.000245 | 9e-06 | 0.906 | 0.000186 | 9e-06 | [6 empty] | DEER:HVAC_Eff_HP | Annual | 24 |  | 5.135 | 0.118 | 5.072 | 0.118 | 4.165 | 0.118
RE-HV-DHP-18S-replRmAC-ER | DEER2024 | D24_E+_Res_v5 |  | Any | MFm | Ex | CZ01 | rDXHP | Area-ft2-BA | 1020 | 1020 | None | 0.0353 | 1.7e-05 | 0.000201 | 0.0325 | 4e-06 | 0.000201 | [6 empty] | DEER:HVAC_Eff_HP | Annual | 24 |  | 3.286 | 0.368 | 3.283 | 0.368 | 3.251 | 0.368
RE-HV-DHP-18S-replRmAC-ER | DEER2024 | D24_E+_Res_v5 |  | Any | MFm | Ex | CZ02 | rDXHP | Area-ft2-BA | 1020 | 1020 | None | 0.488 | 0.00017 | -9e-05 | 0.473 | 0.000124 | -9e-05 | [6 empty] | DEER:HVAC_Eff_HP | Annual | 24 |  | 4.005 | 0.365 | 3.99 | 0.365 | 3.517 | 0.365
RE-HV-DHP-18S-replRmAC-ER | DEER2024 | D24_E+_Res_v5 |  | Any | MFm | Ex | CZ03 | rDXHP | Area-ft2-BA | 1020 | 1020 | None | 0.373 | 0.000149 | -7.5e-05 | 0.347 | 0.00011 | -7.5e-05 | [6 empty] | DEER:HVAC_Eff_HP | Annual | 24 |  | 3.977 | 0.366 | 3.951 | 0.366 | 3.604 | 0.366
RE-HV-DHP-18S-replRmAC-ER | DEER2024 | D24_E+_Res_v5 |  | Any | MFm | Ex | CZ04 | rDXHP | Area-ft2-BA | 1020 | 1020 | None | 0.429 | 0.000188 | -6.6e-05 | 0.404 | 0.000136 | -6.6e-05 | [6 empty] | DEER:HVAC_Eff_HP | Annual | 24 |  | 4.058 | 0.364 | 4.034 | 0.364 | 3.629 | 0.364
RE-HV-DHP-18S-replRmAC-ER | DEER2024 | D24_E+_Res_v5 |  | Any | MFm | Ex | CZ05 | rDXHP | Area-ft2-BA | 1020 | 1020 | None | 0.481 | 0.000105 | -4e-05 | 0.453 | 7.8e-05 | -4e-05 | [6 empty] | DEER:HVAC_Eff_HP | Annual | 24 |  | 4.124 | 0.365 | 4.096 | 0.365 | 3.643 | 0.365
RE-HV-DHP-18S-replRmAC-ER | DEER2024 | D24_E+_Res_v5 |  | Any | MFm | Ex | CZ06 | rDXHP | Area-ft2-BA | 1020 | 1020 | None | 0.235 | 9e-05 | -1.8e-05 | 0.205 | 6.4e-05 | -1.8e-05 | [6 empty] | DEER:HVAC_Eff_HP | Annual | 24 |  | 3.716 | 0.365 | 3.686 | 0.365 | 3.481 | 0.365
RE-HV-DHP-18S-replRmAC-ER | DEER2024 | D24_E+_Res_v5 |  | Any | MFm | Ex | CZ07 | rDXHP | Area-ft2-BA | 1020 | 1020 | None | 0.19 | 0.000136 | -3.2e-05 | 0.164 | 0.0001 | -3.2e-05 | [6 empty] | DEER:HVAC_Eff_HP | Annual | 24 |  | 3.573 | 0.364 | 3.547 | 0.364 | 3.383 | 0.364
RE-HV-DHP-18S-replRmAC-ER | DEER2024 | D24_E+_Res_v5 |  | Any | MFm | Ex | CZ08 | rDXHP | Area-ft2-BA | 1020 | 1020 | None | 0.316 | 0.000171 | -5.7e-05 | 0.271 | 0.000127 | -5.7e-05 | [6 empty] | DEER:HVAC_Eff_HP | Annual | 24 |  | 3.92 | 0.364 | 3.875 | 0.364 | 3.604 | 0.364
RE-HV-DHP-18S-replRmAC-ER | DEER2024 | D24_E+_Res_v5 |  | Any | MFm | Ex | CZ09 | rDXHP | Area-ft2-BA | 1020 | 1020 | None | 0.414 | 0.000192 | -8.7e-05 | 0.351 | 0.000144 | -8.7e-05 | [6 empty] | DEER:HVAC_Eff_HP | Annual | 24 |  | 4.213 | 0.363 | 4.15 | 0.363 | 3.799 | 0.363
RE-HV-DHP-18S-replRmAC-ER | DEER2024 | D24_E+_Res_v5 |  | Any | MFm | Ex | CZ10 | rDXHP | Area-ft2-BA | 1020 | 1020 | None | 0.557 | 0.000248 | -6.1e-05 | 0.483 | 0.000181 | -6.1e-05 | [6 empty] | DEER:HVAC_Eff_HP | Annual | 24 |  | 4.448 | 0.363 | 4.375 | 0.363 | 3.891 | 0.363
RE-HV-DHP-18S-replRmAC-ER | DEER2024 | D24_E+_Res_v5 |  | Any | MFm | Ex | CZ11 | rDXHP | Area-ft2-BA | 1020 | 1020 | None | 0.843 | 0.000362 | -7.7e-05 | 0.748 | 0.000259 | -7.7e-05 | [6 empty] | DEER:HVAC_Eff_HP | Annual | 24 |  | 5.027 | 0.364 | 4.932 | 0.364 | 4.184 | 0.364
RE-HV-DHP-18S-replRmAC-ER | DEER2024 | D24_E+_Res_v5 |  | Any | MFm | Ex | CZ12 | rDXHP | Area-ft2-BA | 1020 | 1020 | None | 0.626 | 0.000253 | -9.5e-05 | 0.574 | 0.000184 | -9.5e-05 | [6 empty] | DEER:HVAC_Eff_HP | Annual | 24 |  | 4.419 | 0.364 | 4.367 | 0.364 | 3.793 | 0.364
RE-HV-DHP-18S-replRmAC-ER | DEER2024 | D24_E+_Res_v5 |  | Any | MFm | Ex | CZ13 | rDXHP | Area-ft2-BA | 1020 | 1020 | None | 1.07 | 0.000394 | -6.8e-05 | 0.943 | 0.000278 | -6.8e-05 | [6 empty] | DEER:HVAC_Eff_HP | Annual | 24 |  | 5.71 | 0.364 | 5.583 | 0.364 | 4.64 | 0.364
RE-HV-DHP-18S-replRmAC-ER | DEER2024 | D24_E+_Res_v5 |  | Any | MFm | Ex | CZ14 | rDXHP | Area-ft2-BA | 1020 | 1020 | None | 0.842 | 0.000347 | -5.1e-05 | 0.722 | 0.000245 | -5.1e-05 | [6 empty] | DEER:HVAC_Eff_HP | Annual | 24 |  | 5.201 | 0.363 | 5.081 | 0.363 | 4.36 | 0.363
RE-HV-DHP-18S-replRmAC-ER | DEER2024 | D24_E+_Res_v5 |  | Any | MFm | Ex | CZ15 | rDXHP | Area-ft2-BA | 1020 | 1020 | None | 1.03 | 0.000419 | -2.9e-05 | 0.807 | 0.000299 | -2.9e-05 | [6 empty] | DEER:HVAC_Eff_HP | Annual | 24 |  | 6.127 | 0.363 | 5.904 | 0.363 | 5.097 | 0.363
RE-HV-DHP-18S-replRmAC-ER | DEER2024 | D24_E+_Res_v5 |  | Any | MFm | Ex | CZ16 | rDXHP | Area-ft2-BA | 1020 | 1020 | None | 1.42 | 0.000319 | -7.4e-05 | 1.35 | 0.000245 | -7.4e-05 | [6 empty] | DEER:HVAC_Eff_HP | Annual | 24 |  | 5.643 | 0.365 | 5.567 | 0.365 | 4.219 | 0.365
RE-HV-DHP-18S-replRmAC-ER | DEER2024 | D24_E+_Res_v5 |  | Any | DMo | Ex | CZ01 | rDXHP | Area-ft2-BA | 1240 | 1240 | None | 0.577 | 0.000145 | -0.00107 | 0.568 | 0.000106 | -0.00107 | [6 empty] | DEER:HVAC_Eff_HP | Annual | 24 |  | 4.267 | 0.256 | 4.258 | 0.256 | 3.689 | 0.257
RE-HV-DHP-18S-replRmAC-ER | DEER2024 | D24_E+_Res_v5 |  | Any | DMo | Ex | CZ02 | rDXHP | Area-ft2-BA | 1240 | 1240 | None | 1.02 | 0.000326 | -0.00105 | 0.983 | 0.00024 | -0.00105 | [6 empty] | DEER:HVAC_Eff_HP | Annual | 24 |  | 5.227 | 0.255 | 5.192 | 0.255 | 4.209 | 0.256
RE-HV-DHP-18S-replRmAC-ER | DEER2024 | D24_E+_Res_v5 |  | Any | DMo | Ex | CZ03 | rDXHP | Area-ft2-BA | 1240 | 1240 | None | 0.695 | 0.000315 | -0.00072 | 0.635 | 0.000238 | -0.00072 | [6 empty] | DEER:HVAC_Eff_HP | Annual | 24 |  | 4.937 | 0.255 | 4.877 | 0.255 | 4.242 | 0.256
RE-HV-DHP-18S-replRmAC-ER | DEER2024 | D24_E+_Res_v5 |  | Any | DMo | Ex | CZ04 | rDXHP | Area-ft2-BA | 1240 | 1240 | None | 0.694 | 0.000343 | -0.000489 | 0.643 | 0.000253 | -0.000489 | [6 empty] | DEER:HVAC_Eff_HP | Annual | 24 |  | 4.838 | 0.255 | 4.786 | 0.255 | 4.143 | 0.255
RE-HV-DHP-18S-replRmAC-ER | DEER2024 | D24_E+_Res_v5 |  | Any | DMo | Ex | CZ05 | rDXHP | Area-ft2-BA | 1240 | 1240 | None | 0.812 | 0.000257 | -0.000747 | 0.758 | 0.000196 | -0.000747 | [6 empty] | DEER:HVAC_Eff_HP | Annual | 24 |  | 5.031 | 0.255 | 4.977 | 0.255 | 4.219 | 0.256
RE-HV-DHP-18S-replRmAC-ER | DEER2024 | D24_E+_Res_v5 |  | Any | DMo | Ex | CZ06 | rDXHP | Area-ft2-BA | 1240 | 1240 | None | 0.553 | 0.000215 | 8.1e-05 | 0.47 | 0.000162 | 8.1e-05 | [6 empty] | DEER:HVAC_Eff_HP | Annual | 24 |  | 4.829 | 0.255 | 4.746 | 0.255 | 4.276 | 0.255
RE-HV-DHP-18S-replRmAC-ER | DEER2024 | D24_E+_Res_v5 |  | Any | DMo | Ex | CZ07 | rDXHP | Area-ft2-BA | 1240 | 1240 | None | 0.482 | 0.000285 | -2.5e-05 | 0.411 | 0.000219 | -2.5e-05 | [6 empty] | DEER:HVAC_Eff_HP | Annual | 24 |  | 4.653 | 0.255 | 4.582 | 0.255 | 4.171 | 0.255
RE-HV-DHP-18S-replRmAC-ER | DEER2024 | D24_E+_Res_v5 |  | Any | DMo | Ex | CZ08 | rDXHP | Area-ft2-BA | 1240 | 1240 | None | 0.577 | 0.000311 | -7e-06 | 0.485 | 0.000235 | -7e-06 | [6 empty] | DEER:HVAC_Eff_HP | Annual | 24 |  | 4.892 | 0.255 | 4.8 | 0.255 | 4.315 | 0.255
RE-HV-DHP-18S-replRmAC-ER | DEER2024 | D24_E+_Res_v5 |  | Any | DMo | Ex | CZ09 | rDXHP | Area-ft2-BA | 1240 | 1240 | None | 0.787 | 0.000389 | 0.000392 | 0.651 | 0.000291 | 0.000392 | [6 empty] | DEER:HVAC_Eff_HP | Annual | 24 |  | 5.556 | 0.255 | 5.42 | 0.255 | 4.769 | 0.254
RE-HV-DHP-18S-replRmAC-ER | DEER2024 | D24_E+_Res_v5 |  | Any | DMo | Ex | CZ10 | rDXHP | Area-ft2-BA | 1240 | 1240 | None | 1.16 | 0.000385 | -0.000161 | 1.04 | 0.000281 | -0.000161 | [6 empty] | DEER:HVAC_Eff_HP | Annual | 24 |  | 6.131 | 0.254 | 6.009 | 0.254 | 4.973 | 0.254
RE-HV-DHP-18S-replRmAC-ER | DEER2024 | D24_E+_Res_v5 |  | Any | DMo | Ex | CZ11 | rDXHP | Area-ft2-BA | 1240 | 1240 | None | 1.92 | 0.000635 | -0.000263 | 1.74 | 0.000462 | -0.000263 | [6 empty] | DEER:HVAC_Eff_HP | Annual | 24 |  | 7.664 | 0.255 | 7.49 | 0.255 | 5.748 | 0.255
RE-HV-DHP-18S-replRmAC-ER | DEER2024 | D24_E+_Res_v5 |  | Any | DMo | Ex | CZ12 | rDXHP | Area-ft2-BA | 1240 | 1240 | None | 1.67 | 0.000527 | -0.00046 | 1.55 | 0.000385 | -0.00046 | [6 empty] | DEER:HVAC_Eff_HP | Annual | 24 |  | 6.978 | 0.255 | 6.854 | 0.255 | 5.303 | 0.255
RE-HV-DHP-18S-replRmAC-ER | DEER2024 | D24_E+_Res_v5 |  | Any | DMo | Ex | CZ13 | rDXHP | Area-ft2-BA | 1240 | 1240 | None | 1.7 | 0.000587 | 0.00042 | 1.51 | 0.00042 | 0.00042 | [6 empty] | DEER:HVAC_Eff_HP | Annual | 24 |  | 7.48 | 0.254 | 7.282 | 0.254 | 5.776 | 0.254
RE-HV-DHP-18S-replRmAC-ER | DEER2024 | D24_E+_Res_v5 |  | Any | DMo | Ex | CZ14 | rDXHP | Area-ft2-BA | 1240 | 1240 | None | 2 | 0.000585 | -7e-06 | 1.79 | 0.000417 | -7e-06 | [6 empty] | DEER:HVAC_Eff_HP | Annual | 24 |  | 8.254 | 0.254 | 8.045 | 0.254 | 6.253 | 0.254
RE-HV-DHP-18S-replRmAC-ER | DEER2024 | D24_E+_Res_v5 |  | Any | DMo | Ex | CZ15 | rDXHP | Area-ft2-BA | 1240 | 1240 | None | 1.77 | 0.000677 | 0.00155 | 1.42 | 0.00049 | 0.00155 | [6 empty] | DEER:HVAC_Eff_HP | Annual | 24 |  | 8.563 | 0.254 | 8.206 | 0.254 | 6.791 | 0.252
RE-HV-DHP-18S-replRmAC-ER | DEER2024 | D24_E+_Res_v5 |  | Any | DMo | Ex | CZ16 | rDXHP | Area-ft2-BA | 1240 | 1240 | None | 2.18 | 0.000515 | -0.000533 | 2.03 | 0.000392 | -0.000533 | [6 empty] | DEER:HVAC_Eff_HP | Annual | 24 |  | 7.374 | 0.255 | 7.229 | 0.255 | 5.195 | 0.256
RE-HV-DHP-19S | DEER2024 | D24_E+_Res_v5 |  | Any | Res | Ex | CZ01 | rDXHP | Area-ft2-BA | 1920 | 1920 | None | 0.124 | 6e-05 | 0 | 0.0541 | 4e-05 | 0 | [6 empty] | DEER:HVAC_Eff_HP | Annual | 24 |  | 3.553 | 0.16 | 3.482 | 0.16 | 3.428 | 0.16
RE-HV-DHP-19S | DEER2024 | D24_E+_Res_v5 |  | Any | Res | Ex | CZ02 | rDXHP | Area-ft2-BA | 1940 | 1940 | None | 0.279 | 0.00014 | 0 | 0.125 | 8e-05 | 0 | [6 empty] | DEER:HVAC_Eff_HP | Annual | 24 |  | 4.238 | 0.155 | 4.085 | 0.155 | 3.959 | 0.155
RE-HV-DHP-19S | DEER2024 | D24_E+_Res_v5 |  | Any | Res | Ex | CZ03 | rDXHP | Area-ft2-BA | 1720 | 1720 | None | 0.216 | 0.00012 | 0 | 0.103 | 7e-05 | 0 | [6 empty] | DEER:HVAC_Eff_HP | Annual | 24 |  | 3.968 | 0.206 | 3.855 | 0.206 | 3.752 | 0.206
RE-HV-DHP-19S | DEER2024 | D24_E+_Res_v5 |  | Any | Res | Ex | CZ04 | rDXHP | Area-ft2-BA | 1800 | 1800 | None | 0.234 | 0.00015 | 0 | 0.11 | 9e-05 | 0 | [6 empty] | DEER:HVAC_Eff_HP | Annual | 24 |  | 4.039 | 0.187 | 3.916 | 0.187 | 3.806 | 0.187
RE-HV-DHP-19S | DEER2024 | D24_E+_Res_v5 |  | Any | Res | Ex | CZ05 | rDXHP | Area-ft2-BA | 1880 | 1880 | None | 0.242 | 9e-05 | 0 | 0.114 | 5e-05 | 0 | [6 empty] | DEER:HVAC_Eff_HP | Annual | 24 |  | 4.074 | 0.169 | 3.946 | 0.169 | 3.832 | 0.169
RE-HV-DHP-19S | DEER2024 | D24_E+_Res_v5 |  | Any | Res | Ex | CZ06 | rDXHP | Area-ft2-BA | 1790 | 1790 | None | 0.162 | 7e-05 | 0 | 0.0811 | 4e-05 | 0 | [6 empty] | DEER:HVAC_Eff_HP | Annual | 24 |  | 3.704 | 0.2 | 3.623 | 0.2 | 3.542 | 0.2
RE-HV-DHP-19S | DEER2024 | D24_E+_Res_v5 |  | Any | Res | Ex | CZ07 | rDXHP | Area-ft2-BA | 1750 | 1750 | None | 0.139 | 0.0001 | 0 | 0.0693 | 6e-05 | 0 | [6 empty] | DEER:HVAC_Eff_HP | Annual | 24 |  | 3.596 | 0.208 | 3.526 | 0.208 | 3.457 | 0.208
RE-HV-DHP-19S | DEER2024 | D24_E+_Res_v5 |  | Any | Res | Ex | CZ08 | rDXHP | Area-ft2-BA | 1800 | 1800 | None | 0.18 | 0.00012 | 0 | 0.0947 | 7e-05 | 0 | [6 empty] | DEER:HVAC_Eff_HP | Annual | 24 |  | 3.791 | 0.197 | 3.705 | 0.197 | 3.61 | 0.197
RE-HV-DHP-19S | DEER2024 | D24_E+_Res_v5 |  | Any | Res | Ex | CZ09 | rDXHP | Area-ft2-BA | 1570 | 1570 | None | 0.249 | 0.00014 | 0 | 0.132 | 9e-05 | 0 | [6 empty] | DEER:HVAC_Eff_HP | Annual | 24 |  | 4.212 | 0.214 | 4.095 | 0.214 | 3.963 | 0.214
RE-HV-DHP-19S | DEER2024 | D24_E+_Res_v5 |  | Any | Res | Ex | CZ10 | rDXHP | Area-ft2-BA | 1850 | 1850 | None | 0.264 | 0.00015 | 0 | 0.139 | 9e-05 | 0 | [6 empty] | DEER:HVAC_Eff_HP | Annual | 24 |  | 4.234 | 0.16 | 4.109 | 0.16 | 3.969 | 0.16
RE-HV-DHP-19S | DEER2024 | D24_E+_Res_v5 |  | Any | Res | Ex | CZ11 | rDXHP | Area-ft2-BA | 1660 | 1660 | None | 0.411 | 0.00025 | 0 | 0.214 | 0.00015 | 0 | [6 empty] | DEER:HVAC_Eff_HP | Annual | 24 |  | 5.068 | 0.162 | 4.87 | 0.162 | 4.656 | 0.162
RE-HV-DHP-19S | DEER2024 | D24_E+_Res_v5 |  | Any | Res | Ex | CZ12 | rDXHP | Area-ft2-BA | 1650 | 1650 | None | 0.314 | 0.00018 | 0 | 0.156 | 0.00011 | 0 | [6 empty] | DEER:HVAC_Eff_HP | Annual | 24 |  | 4.601 | 0.166 | 4.443 | 0.166 | 4.287 | 0.166
RE-HV-DHP-19S | DEER2024 | D24_E+_Res_v5 |  | Any | Res | Ex | CZ13 | rDXHP | Area-ft2-BA | 1610 | 1620 | None | 0.448 | 0.00027 | 0 | 0.24 | 0.00017 | 0 | [6 empty] | DEER:HVAC_Eff_HP | Annual | 24 |  | 5.209 | 0.176 | 5.001 | 0.176 | 4.761 | 0.176
RE-HV-DHP-19S | DEER2024 | D24_E+_Res_v5 |  | Any | Res | Ex | CZ14 | rDXHP | Area-ft2-BA | 1550 | 1550 | None | 0.471 | 0.00024 | 0 | 0.246 | 0.00015 | 0 | [6 empty] | DEER:HVAC_Eff_HP | Annual | 24 |  | 5.452 | 0.16 | 5.229 | 0.16 | 4.982 | 0.16
RE-HV-DHP-19S | DEER2024 | D24_E+_Res_v5 |  | Any | Res | Ex | CZ15 | rDXHP | Area-ft2-BA | 1440 | 1440 | None | 0.563 | 0.00029 | 0 | 0.327 | 0.00018 | 0 | [6 empty] | DEER:HVAC_Eff_HP | Annual | 24 |  | 5.833 | 0.203 | 5.598 | 0.203 | 5.27 | 0.203
RE-HV-DHP-19S | DEER2024 | D24_E+_Res_v5 |  | Any | Res | Ex | CZ16 | rDXHP | Area-ft2-BA | 1760 | 1760 | None | 0.295 | 0.00015 | 0 | 0.155 | 9e-05 | 0 | [6 empty] | DEER:HVAC_Eff_HP | Annual | 24 |  | 4.502 | 0.153 | 4.362 | 0.153 | 4.207 | 0.153
RE-HV-DHP-19S | DEER2024 | D24_E+_Res_v5 |  | Any | Res | New | CZ01 | rDXHP | Area-ft2-BA | 1610 | 1860 | None |  |  |  | 0.0239 | 3e-05 | 0 | [6 empty] | DEER:HVAC_Eff_HP | Annual | 24 |  |  |  | 3.692 | 0.248 | 3.669 | 0.248
RE-HV-DHP-19S | DEER2024 | D24_E+_Res_v5 |  | Any | Res | New | CZ02 | rDXHP | Area-ft2-BA | 1420 | 1380 | None |  |  |  | 0.0321 | 4e-05 | 0 | [6 empty] | DEER:HVAC_Eff_HP | Annual | 24 |  |  |  | 3.288 | 0.269 | 3.256 | 0.269
RE-HV-DHP-19S | DEER2024 | D24_E+_Res_v5 |  | Any | Res | New | CZ03 | rDXHP | Area-ft2-BA | 1390 | 1490 | None |  |  |  | 0.0469 | 4e-05 | 0 | [6 empty] | DEER:HVAC_Eff_HP | Annual | 24 |  |  |  | 3.52 | 0.279 | 3.474 | 0.279
RE-HV-DHP-19S | DEER2024 | D24_E+_Res_v5 |  | Any | Res | New | CZ04 | rDXHP | Area-ft2-BA | 1590 | 1740 | None |  |  |  | 0.0444 | 5e-05 | 0 | [6 empty] | DEER:HVAC_Eff_HP | Annual | 24 |  |  |  | 3.601 | 0.232 | 3.556 | 0.232
RE-HV-DHP-19S | DEER2024 | D24_E+_Res_v5 |  | Any | Res | New | CZ05 | rDXHP | Area-ft2-BA | 2090 | 2380 | None |  |  |  | 0.0469 | 3e-05 | 0 | [6 empty] | DEER:HVAC_Eff_HP | Annual | 24 |  |  |  | 3.806 | 0.119 | 3.759 | 0.119
RE-HV-DHP-19S | DEER2024 | D24_E+_Res_v5 |  | Any | Res | New | CZ06 | rDXHP | Area-ft2-BA | 1710 | 1910 | None |  |  |  | 0.0409 | 3e-05 | 0 | [6 empty] | DEER:HVAC_Eff_HP | Annual | 24 |  |  |  | 3.56 | 0.217 | 3.52 | 0.217
RE-HV-DHP-19S | DEER2024 | D24_E+_Res_v5 |  | Any | Res | New | CZ07 | rDXHP | Area-ft2-BA | 1620 | 1800 | None |  |  |  | 0.0354 | 4e-05 | 0 | [6 empty] | DEER:HVAC_Eff_HP | Annual | 24 |  |  |  | 3.475 | 0.236 | 3.44 | 0.236
RE-HV-DHP-19S | DEER2024 | D24_E+_Res_v5 |  | Any | Res | New | CZ08 | rDXHP | Area-ft2-BA | 1390 | 1500 | None |  |  |  | 0.0422 | 4e-05 | 0 | [6 empty] | DEER:HVAC_Eff_HP | Annual | 24 |  |  |  | 3.467 | 0.283 | 3.424 | 0.283
RE-HV-DHP-19S | DEER2024 | D24_E+_Res_v5 |  | Any | Res | New | CZ09 | rDXHP | Area-ft2-BA | 1350 | 1580 | None |  |  |  | 0.0727 | 6e-05 | 0 | [6 empty] | DEER:HVAC_Eff_HP | Annual | 24 |  |  |  | 3.959 | 0.271 | 3.886 | 0.271
RE-HV-DHP-19S | DEER2024 | D24_E+_Res_v5 |  | Any | Res | New | CZ10 | rDXHP | Area-ft2-BA | 1910 | 1880 | None |  |  |  | 0.0602 | 5e-05 | 0 | [6 empty] | DEER:HVAC_Eff_HP | Annual | 24 |  |  |  | 3.644 | 0.145 | 3.583 | 0.145
RE-HV-DHP-19S | DEER2024 | D24_E+_Res_v5 |  | Any | Res | New | CZ11 | rDXHP | Area-ft2-BA | 1700 | 1910 | None |  |  |  | 0.143 | 0.00011 | 0 | [6 empty] | DEER:HVAC_Eff_HP | Annual | 24 |  |  |  | 4.823 | 0.149 | 4.679 | 0.149
RE-HV-DHP-19S | DEER2024 | D24_E+_Res_v5 |  | Any | Res | New | CZ12 | rDXHP | Area-ft2-BA | 1580 | 1760 | None |  |  |  | 0.0929 | 7e-05 | 0 | [6 empty] | DEER:HVAC_Eff_HP | Annual | 24 |  |  |  | 4.276 | 0.189 | 4.183 | 0.189
RE-HV-DHP-19S | DEER2024 | D24_E+_Res_v5 |  | Any | Res | New | CZ13 | rDXHP | Area-ft2-BA | 1660 | 1870 | None |  |  |  | 0.148 | 0.00011 | 0 | [6 empty] | DEER:HVAC_Eff_HP | Annual | 24 |  |  |  | 4.791 | 0.161 | 4.643 | 0.161
RE-HV-DHP-19S | DEER2024 | D24_E+_Res_v5 |  | Any | Res | New | CZ14 | rDXHP | Area-ft2-BA | 1550 | 1650 | None |  |  |  | 0.164 | 9e-05 | 0 | [6 empty] | DEER:HVAC_Eff_HP | Annual | 24 |  |  |  | 4.992 | 0.157 | 4.828 | 0.157
RE-HV-DHP-19S | DEER2024 | D24_E+_Res_v5 |  | Any | Res | New | CZ15 | rDXHP | Area-ft2-BA | 1370 | 1410 | None |  |  |  | 0.317 | 0.00016 | 0 | [6 empty] | DEER:HVAC_Eff_HP | Annual | 24 |  |  |  | 6.043 | 0.213 | 5.725 | 0.213
RE-HV-DHP-19S | DEER2024 | D24_E+_Res_v5 |  | Any | Res | New | CZ16 | rDXHP | Area-ft2-BA | 1710 | 2120 | None |  |  |  | 0.145 | 9e-05 | 0 | [6 empty] | DEER:HVAC_Eff_HP | Annual | 24 |  |  |  | 4.999 | 0.161 | 4.854 | 0.161
RE-HV-DHP-19S | DEER2024 | D24_E+_Res_v5 |  | Any | SFm | Ex | CZ01 | rDXHP | Area-ft2-BA | 2160 | 2160 | None | 0.143 | 6.7e-05 | 0 | 0.0618 | 4.3e-05 | 0 | [6 empty] | DEER:HVAC_Eff_HP | Annual | 24 |  | 3.613 | 0.106 | 3.532 | 0.106 | 3.47 | 0.106
RE-HV-DHP-19S | DEER2024 | D24_E+_Res_v5 |  | Any | SFm | Ex | CZ02 | rDXHP | Area-ft2-BA | 2160 | 2160 | None | 0.313 | 0.00014 | 0 | 0.139 | 8.4e-05 | 0 | [6 empty] | DEER:HVAC_Eff_HP | Annual | 24 |  | 4.371 | 0.105 | 4.198 | 0.105 | 4.058 | 0.105
RE-HV-DHP-19S | DEER2024 | D24_E+_Res_v5 |  | Any | SFm | Ex | CZ03 | rDXHP | Area-ft2-BA | 2160 | 2160 | None | 0.249 | 0.000131 | 0 | 0.116 | 8e-05 | 0 | [6 empty] | DEER:HVAC_Eff_HP | Annual | 24 |  | 4.089 | 0.105 | 3.956 | 0.105 | 3.84 | 0.105
RE-HV-DHP-19S | DEER2024 | D24_E+_Res_v5 |  | Any | SFm | Ex | CZ04 | rDXHP | Area-ft2-BA | 2160 | 2160 | None | 0.263 | 0.000161 | 0 | 0.123 | 9.7e-05 | 0 | [6 empty] | DEER:HVAC_Eff_HP | Annual | 24 |  | 4.15 | 0.105 | 4.01 | 0.105 | 3.888 | 0.105
RE-HV-DHP-19S | DEER2024 | D24_E+_Res_v5 |  | Any | SFm | Ex | CZ05 | rDXHP | Area-ft2-BA | 2160 | 2160 | None | 0.264 | 9.5e-05 | 0 | 0.123 | 5.8e-05 | 0 | [6 empty] | DEER:HVAC_Eff_HP | Annual | 24 |  | 4.157 | 0.105 | 4.016 | 0.105 | 3.893 | 0.105
RE-HV-DHP-19S | DEER2024 | D24_E+_Res_v5 |  | Any | SFm | Ex | CZ06 | rDXHP | Area-ft2-BA | 2250 | 2250 | None | 0.184 | 6.8e-05 | 0 | 0.0901 | 4.1e-05 | 0 | [6 empty] | DEER:HVAC_Eff_HP | Annual | 24 |  | 3.766 | 0.101 | 3.672 | 0.101 | 3.582 | 0.101
RE-HV-DHP-19S | DEER2024 | D24_E+_Res_v5 |  | Any | SFm | Ex | CZ07 | rDXHP | Area-ft2-BA | 2250 | 2250 | None | 0.165 | 9.9e-05 | 0 | 0.0797 | 6e-05 | 0 | [6 empty] | DEER:HVAC_Eff_HP | Annual | 24 |  | 3.676 | 0.101 | 3.591 | 0.101 | 3.511 | 0.101
RE-HV-DHP-19S | DEER2024 | D24_E+_Res_v5 |  | Any | SFm | Ex | CZ08 | rDXHP | Area-ft2-BA | 2250 | 2250 | None | 0.189 | 0.000119 | 0 | 0.0973 | 7.2e-05 | 0 | [6 empty] | DEER:HVAC_Eff_HP | Annual | 24 |  | 3.799 | 0.101 | 3.707 | 0.101 | 3.61 | 0.101
RE-HV-DHP-19S | DEER2024 | D24_E+_Res_v5 |  | Any | SFm | Ex | CZ09 | rDXHP | Area-ft2-BA | 1930 | 1930 | None | 0.267 | 0.000156 | 0 | 0.139 | 9.5e-05 | 0 | [6 empty] | DEER:HVAC_Eff_HP | Annual | 24 |  | 4.332 | 0.116 | 4.203 | 0.116 | 4.065 | 0.116
RE-HV-DHP-19S | DEER2024 | D24_E+_Res_v5 |  | Any | SFm | Ex | CZ10 | rDXHP | Area-ft2-BA | 2070 | 2070 | None | 0.262 | 0.000135 | 0 | 0.136 | 8.1e-05 | 0 | [6 empty] | DEER:HVAC_Eff_HP | Annual | 24 |  | 4.214 | 0.108 | 4.088 | 0.108 | 3.951 | 0.108
RE-HV-DHP-19S | DEER2024 | D24_E+_Res_v5 |  | Any | SFm | Ex | CZ11 | rDXHP | Area-ft2-BA | 1790 | 1790 | None | 0.407 | 0.000231 | 0 | 0.209 | 0.000142 | 0 | [6 empty] | DEER:HVAC_Eff_HP | Annual | 24 |  | 5.067 | 0.124 | 4.869 | 0.124 | 4.66 | 0.124
RE-HV-DHP-19S | DEER2024 | D24_E+_Res_v5 |  | Any | SFm | Ex | CZ12 | rDXHP | Area-ft2-BA | 1790 | 1790 | None | 0.331 | 0.000178 | 0 | 0.163 | 0.000108 | 0 | [6 empty] | DEER:HVAC_Eff_HP | Annual | 24 |  | 4.707 | 0.124 | 4.539 | 0.124 | 4.376 | 0.124
RE-HV-DHP-19S | DEER2024 | D24_E+_Res_v5 |  | Any | SFm | Ex | CZ13 | rDXHP | Area-ft2-BA | 1790 | 1790 | None | 0.433 | 0.000258 | 0 | 0.231 | 0.00016 | 0 | [6 empty] | DEER:HVAC_Eff_HP | Annual | 24 |  | 5.17 | 0.124 | 4.968 | 0.124 | 4.737 | 0.124
RE-HV-DHP-19S | DEER2024 | D24_E+_Res_v5 |  | Any | SFm | Ex | CZ14 | rDXHP | Area-ft2-BA | 1630 | 1630 | None | 0.45 | 0.000224 | 0 | 0.234 | 0.000138 | 0 | [6 empty] | DEER:HVAC_Eff_HP | Annual | 24 |  | 5.383 | 0.134 | 5.168 | 0.134 | 4.934 | 0.134
RE-HV-DHP-19S | DEER2024 | D24_E+_Res_v5 |  | Any | SFm | Ex | CZ15 | rDXHP | Area-ft2-BA | 1630 | 1630 | None | 0.508 | 0.000262 | 0 | 0.295 | 0.000159 | 0 | [6 empty] | DEER:HVAC_Eff_HP | Annual | 24 |  | 5.665 | 0.134 | 5.453 | 0.134 | 5.157 | 0.134
RE-HV-DHP-19S | DEER2024 | D24_E+_Res_v5 |  | Any | SFm | Ex | CZ16 | rDXHP | Area-ft2-BA | 1900 | 1900 | None | 0.277 | 0.000141 | 0 | 0.145 | 8.5e-05 | 0 | [6 empty] | DEER:HVAC_Eff_HP | Annual | 24 |  | 4.42 | 0.118 | 4.288 | 0.118 | 4.143 | 0.118
RE-HV-DHP-19S | DEER2024 | D24_E+_Res_v5 |  | Any | SFm | New | CZ01 | rDXHP | Area-ft2-BA | 2160 | 2470 | None |  |  |  | 0.0352 | 2.9e-05 | 0 | [6 empty] | DEER:HVAC_Eff_HP | Annual | 24 |  |  |  | 3.738 | 0.108 | 3.703 | 0.108
RE-HV-DHP-19S | DEER2024 | D24_E+_Res_v5 |  | Any | SFm | New | CZ02 | rDXHP | Area-ft2-BA | 2160 | 2040 | None |  |  |  | 0.0403 | 2.8e-05 | 0 | [6 empty] | DEER:HVAC_Eff_HP | Annual | 24 |  |  |  | 3.34 | 0.104 | 3.3 | 0.104
RE-HV-DHP-19S | DEER2024 | D24_E+_Res_v5 |  | Any | SFm | New | CZ03 | rDXHP | Area-ft2-BA | 2160 | 2470 | None |  |  |  | 0.045 | 4.2e-05 | 0 | [6 empty] | DEER:HVAC_Eff_HP | Annual | 24 |  |  |  | 3.801 | 0.107 | 3.756 | 0.107
RE-HV-DHP-19S | DEER2024 | D24_E+_Res_v5 |  | Any | SFm | New | CZ04 | rDXHP | Area-ft2-BA | 2160 | 2470 | None |  |  |  | 0.0522 | 5.7e-05 | 0 | [6 empty] | DEER:HVAC_Eff_HP | Annual | 24 |  |  |  | 3.875 | 0.107 | 3.823 | 0.107
RE-HV-DHP-19S | DEER2024 | D24_E+_Res_v5 |  | Any | SFm | New | CZ05 | rDXHP | Area-ft2-BA | 2160 | 2470 | None |  |  |  | 0.045 | 2.7e-05 | 0 | [6 empty] | DEER:HVAC_Eff_HP | Annual | 24 |  |  |  | 3.797 | 0.107 | 3.752 | 0.107
RE-HV-DHP-19S | DEER2024 | D24_E+_Res_v5 |  | Any | SFm | New | CZ06 | rDXHP | Area-ft2-BA | 2250 | 2620 | None |  |  |  | 0.0476 | 3.5e-05 | 0 | [6 empty] | DEER:HVAC_Eff_HP | Annual | 24 |  |  |  | 3.811 | 0.103 | 3.764 | 0.103
RE-HV-DHP-19S | DEER2024 | D24_E+_Res_v5 |  | Any | SFm | New | CZ07 | rDXHP | Area-ft2-BA | 2250 | 2620 | None |  |  |  | 0.0446 | 5.4e-05 | 0 | [6 empty] | DEER:HVAC_Eff_HP | Annual | 24 |  |  |  | 3.787 | 0.103 | 3.743 | 0.103
RE-HV-DHP-19S | DEER2024 | D24_E+_Res_v5 |  | Any | SFm | New | CZ08 | rDXHP | Area-ft2-BA | 2250 | 2620 | None |  |  |  | 0.044 | 5.7e-05 | 0 | [6 empty] | DEER:HVAC_Eff_HP | Annual | 24 |  |  |  | 3.803 | 0.103 | 3.759 | 0.103
RE-HV-DHP-19S | DEER2024 | D24_E+_Res_v5 |  | Any | SFm | New | CZ09 | rDXHP | Area-ft2-BA | 1930 | 2620 | None |  |  |  | 0.078 | 7.8e-05 | 0 | [6 empty] | DEER:HVAC_Eff_HP | Annual | 24 |  |  |  | 4.662 | 0.121 | 4.584 | 0.121
RE-HV-DHP-19S | DEER2024 | D24_E+_Res_v5 |  | Any | SFm | New | CZ10 | rDXHP | Area-ft2-BA | 2070 | 2040 | None |  |  |  | 0.0528 | 4.6e-05 | 0 | [6 empty] | DEER:HVAC_Eff_HP | Annual | 24 |  |  |  | 3.588 | 0.108 | 3.535 | 0.108
RE-HV-DHP-19S | DEER2024 | D24_E+_Res_v5 |  | Any | SFm | New | CZ11 | rDXHP | Area-ft2-BA | 1790 | 2040 | None |  |  |  | 0.135 | 0.0001 | 0 | [6 empty] | DEER:HVAC_Eff_HP | Annual | 24 |  |  |  | 4.81 | 0.126 | 4.675 | 0.126
RE-HV-DHP-19S | DEER2024 | D24_E+_Res_v5 |  | Any | SFm | New | CZ12 | rDXHP | Area-ft2-BA | 1790 | 2040 | None |  |  |  | 0.103 | 7.8e-05 | 0 | [6 empty] | DEER:HVAC_Eff_HP | Annual | 24 |  |  |  | 4.541 | 0.126 | 4.438 | 0.126
RE-HV-DHP-19S | DEER2024 | D24_E+_Res_v5 |  | Any | SFm | New | CZ13 | rDXHP | Area-ft2-BA | 1790 | 2040 | None |  |  |  | 0.144 | 0.000106 | 0 | [6 empty] | DEER:HVAC_Eff_HP | Annual | 24 |  |  |  | 4.854 | 0.126 | 4.71 | 0.126
RE-HV-DHP-19S | DEER2024 | D24_E+_Res_v5 |  | Any | SFm | New | CZ14 | rDXHP | Area-ft2-BA | 1630 | 1750 | None |  |  |  | 0.139 | 7.8e-05 | 0 | [6 empty] | DEER:HVAC_Eff_HP | Annual | 24 |  |  |  | 4.822 | 0.135 | 4.683 | 0.135
RE-HV-DHP-19S | DEER2024 | D24_E+_Res_v5 |  | Any | SFm | New | CZ15 | rDXHP | Area-ft2-BA | 1630 | 1750 | None |  |  |  | 0.192 | 9.9e-05 | 0 | [6 empty] | DEER:HVAC_Eff_HP | Annual | 24 |  |  |  | 5.115 | 0.135 | 4.922 | 0.135
RE-HV-DHP-19S | DEER2024 | D24_E+_Res_v5 |  | Any | SFm | New | CZ16 | rDXHP | Area-ft2-BA | 1900 | 2470 | None |  |  |  | 0.134 | 8.3e-05 | 0 | [6 empty] | DEER:HVAC_Eff_HP | Annual | 24 |  |  |  | 5.049 | 0.122 | 4.915 | 0.122
RE-HV-DHP-19S | DEER2024 | D24_E+_Res_v5 |  | Any | MFm | Ex | CZ01 | rDXHP | Area-ft2-BA | 1020 | 1020 | None | 0.0525 | 4e-05 | -1e-06 | 0.0242 | 2.6e-05 | -1e-06 | [6 empty] | DEER:HVAC_Eff_HP | Annual | 24 |  | 3.3 | 0.368 | 3.271 | 0.368 | 3.247 | 0.368
RE-HV-DHP-19S | DEER2024 | D24_E+_Res_v5 |  | Any | MFm | Ex | CZ02 | rDXHP | Area-ft2-BA | 1020 | 1020 | None | 0.134 | 0.000113 | 0 | 0.0638 | 6.9e-05 | 0 | [6 empty] | DEER:HVAC_Eff_HP | Annual | 24 |  | 3.641 | 0.365 | 3.571 | 0.365 | 3.507 | 0.365
RE-HV-DHP-19S | DEER2024 | D24_E+_Res_v5 |  | Any | MFm | Ex | CZ03 | rDXHP | Area-ft2-BA | 1020 | 1020 | None | 0.162 | 0.0001 | 0 | 0.0805 | 6.1e-05 | 0 | [6 empty] | DEER:HVAC_Eff_HP | Annual | 24 |  | 3.754 | 0.366 | 3.672 | 0.366 | 3.591 | 0.366
RE-HV-DHP-19S | DEER2024 | D24_E+_Res_v5 |  | Any | MFm | Ex | CZ04 | rDXHP | Area-ft2-BA | 1020 | 1020 | None | 0.17 | 0.000134 | 0 | 0.0827 | 8.2e-05 | 0 | [6 empty] | DEER:HVAC_Eff_HP | Annual | 24 |  | 3.786 | 0.364 | 3.699 | 0.364 | 3.616 | 0.364
RE-HV-DHP-19S | DEER2024 | D24_E+_Res_v5 |  | Any | MFm | Ex | CZ05 | rDXHP | Area-ft2-BA | 1020 | 1020 | None | 0.172 | 6.8e-05 | 0 | 0.0843 | 4.2e-05 | 0 | [6 empty] | DEER:HVAC_Eff_HP | Annual | 24 |  | 3.802 | 0.365 | 3.714 | 0.365 | 3.63 | 0.365
RE-HV-DHP-19S | DEER2024 | D24_E+_Res_v5 |  | Any | MFm | Ex | CZ06 | rDXHP | Area-ft2-BA | 1020 | 1020 | None | 0.126 | 6.3e-05 | 1e-06 | 0.0657 | 3.8e-05 | 1e-06 | [6 empty] | DEER:HVAC_Eff_HP | Annual | 24 |  | 3.596 | 0.365 | 3.536 | 0.365 | 3.471 | 0.365
RE-HV-DHP-19S | DEER2024 | D24_E+_Res_v5 |  | Any | MFm | Ex | CZ07 | rDXHP | Area-ft2-BA | 1020 | 1020 | None | 0.1 | 8.9e-05 | 0 | 0.0538 | 5.5e-05 | 0 | [6 empty] | DEER:HVAC_Eff_HP | Annual | 24 |  | 3.475 | 0.364 | 3.428 | 0.364 | 3.375 | 0.364
RE-HV-DHP-19S | DEER2024 | D24_E+_Res_v5 |  | Any | MFm | Ex | CZ08 | rDXHP | Area-ft2-BA | 1020 | 1020 | None | 0.162 | 0.000109 | 0 | 0.0881 | 6.6e-05 | 0 | [6 empty] | DEER:HVAC_Eff_HP | Annual | 24 |  | 3.752 | 0.364 | 3.679 | 0.364 | 3.59 | 0.364
RE-HV-DHP-19S | DEER2024 | D24_E+_Res_v5 |  | Any | MFm | Ex | CZ09 | rDXHP | Area-ft2-BA | 1020 | 1020 | None | 0.216 | 0.000119 | 0 | 0.118 | 7.1e-05 | 0 | [6 empty] | DEER:HVAC_Eff_HP | Annual | 24 |  | 3.996 | 0.363 | 3.899 | 0.363 | 3.78 | 0.363
RE-HV-DHP-19S | DEER2024 | D24_E+_Res_v5 |  | Any | MFm | Ex | CZ10 | rDXHP | Area-ft2-BA | 1020 | 1020 | None | 0.24 | 0.000169 | 0 | 0.133 | 0.000103 | 0 | [6 empty] | DEER:HVAC_Eff_HP | Annual | 24 |  | 4.11 | 0.363 | 4.003 | 0.363 | 3.87 | 0.363
RE-HV-DHP-19S | DEER2024 | D24_E+_Res_v5 |  | Any | MFm | Ex | CZ11 | rDXHP | Area-ft2-BA | 1020 | 1020 | None | 0.321 | 0.000263 | 0 | 0.177 | 0.000159 | 0 | [6 empty] | DEER:HVAC_Eff_HP | Annual | 24 |  | 4.477 | 0.364 | 4.333 | 0.364 | 4.156 | 0.364
RE-HV-DHP-19S | DEER2024 | D24_E+_Res_v5 |  | Any | MFm | Ex | CZ12 | rDXHP | Area-ft2-BA | 1020 | 1020 | None | 0.211 | 0.000173 | 0 | 0.111 | 0.000104 | 0 | [6 empty] | DEER:HVAC_Eff_HP | Annual | 24 |  | 3.986 | 0.364 | 3.886 | 0.364 | 3.775 | 0.364
RE-HV-DHP-19S | DEER2024 | D24_E+_Res_v5 |  | Any | MFm | Ex | CZ13 | rDXHP | Area-ft2-BA | 1020 | 1020 | None | 0.447 | 0.000299 | 0 | 0.243 | 0.00018 | 0 | [6 empty] | DEER:HVAC_Eff_HP | Annual | 24 |  | 5.048 | 0.364 | 4.844 | 0.364 | 4.601 | 0.364
RE-HV-DHP-19S | DEER2024 | D24_E+_Res_v5 |  | Any | MFm | Ex | CZ14 | rDXHP | Area-ft2-BA | 1020 | 1020 | None | 0.366 | 0.000262 | 0 | 0.203 | 0.000158 | 0 | [6 empty] | DEER:HVAC_Eff_HP | Annual | 24 |  | 4.693 | 0.363 | 4.53 | 0.363 | 4.327 | 0.363
RE-HV-DHP-19S | DEER2024 | D24_E+_Res_v5 |  | Any | MFm | Ex | CZ15 | rDXHP | Area-ft2-BA | 1020 | 1020 | None | 0.57 | 0.000303 | 0 | 0.334 | 0.000182 | 0 | [6 empty] | DEER:HVAC_Eff_HP | Annual | 24 |  | 5.614 | 0.363 | 5.378 | 0.363 | 5.044 | 0.363
RE-HV-DHP-19S | DEER2024 | D24_E+_Res_v5 |  | Any | MFm | Ex | CZ16 | rDXHP | Area-ft2-BA | 1020 | 1020 | None | 0.322 | 0.000175 | 0 | 0.169 | 0.000105 | 0 | [6 empty] | DEER:HVAC_Eff_HP | Annual | 24 |  | 4.515 | 0.365 | 4.361 | 0.365 | 4.193 | 0.365
RE-HV-DHP-19S | DEER2024 | D24_E+_Res_v5 |  | Any | MFm | New | CZ01 | rDXHP | Area-ft2-BA | 853 | 1020 | None |  |  |  | 0.00848 | 2e-05 | 0 | [6 empty] | DEER:HVAC_Eff_HP | Annual | 24 |  |  |  | 3.63 | 0.44 | 3.622 | 0.44
RE-HV-DHP-19S | DEER2024 | D24_E+_Res_v5 |  | Any | MFm | New | CZ02 | rDXHP | Area-ft2-BA | 1020 | 1020 | None |  |  |  | 0.0238 | 3.8e-05 | 0 | [6 empty] | DEER:HVAC_Eff_HP | Annual | 24 |  |  |  | 3.188 | 0.365 | 3.164 | 0.365
RE-HV-DHP-19S | DEER2024 | D24_E+_Res_v5 |  | Any | MFm | New | CZ03 | rDXHP | Area-ft2-BA | 1020 | 1020 | None |  |  |  | 0.0462 | 4.2e-05 | 0 | [6 empty] | DEER:HVAC_Eff_HP | Annual | 24 |  |  |  | 3.357 | 0.365 | 3.311 | 0.365
RE-HV-DHP-19S | DEER2024 | D24_E+_Res_v5 |  | Any | MFm | New | CZ04 | rDXHP | Area-ft2-BA | 1020 | 1020 | None |  |  |  | 0.0304 | 4.2e-05 | 0 | [6 empty] | DEER:HVAC_Eff_HP | Annual | 24 |  |  |  | 3.23 | 0.364 | 3.2 | 0.364
RE-HV-DHP-19S | DEER2024 | D24_E+_Res_v5 |  | Any | MFm | New | CZ05 | rDXHP | Area-ft2-BA | 1020 | 1020 | None |  |  |  | 0.0448 | 2.9e-05 | 0 | [6 empty] | DEER:HVAC_Eff_HP | Annual | 24 |  |  |  | 3.349 | 0.365 | 3.304 | 0.365
RE-HV-DHP-19S | DEER2024 | D24_E+_Res_v5 |  | Any | MFm | New | CZ06 | rDXHP | Area-ft2-BA | 1020 | 1020 | None |  |  |  | 0.0284 | 2.3e-05 | 0 | [6 empty] | DEER:HVAC_Eff_HP | Annual | 24 |  |  |  | 3.194 | 0.364 | 3.166 | 0.364
RE-HV-DHP-19S | DEER2024 | D24_E+_Res_v5 |  | Any | MFm | New | CZ07 | rDXHP | Area-ft2-BA | 1020 | 1020 | None |  |  |  | 0.0257 | 3.4e-05 | 0 | [6 empty] | DEER:HVAC_Eff_HP | Annual | 24 |  |  |  | 3.17 | 0.363 | 3.144 | 0.363
RE-HV-DHP-19S | DEER2024 | D24_E+_Res_v5 |  | Any | MFm | New | CZ08 | rDXHP | Area-ft2-BA | 1020 | 1020 | None |  |  |  | 0.0367 | 3.7e-05 | 0 | [6 empty] | DEER:HVAC_Eff_HP | Annual | 24 |  |  |  | 3.265 | 0.364 | 3.228 | 0.364
RE-HV-DHP-19S | DEER2024 | D24_E+_Res_v5 |  | Any | MFm | New | CZ09 | rDXHP | Area-ft2-BA | 1020 | 1020 | None |  |  |  | 0.0514 | 3.8e-05 | 0 | [6 empty] | DEER:HVAC_Eff_HP | Annual | 24 |  |  |  | 3.391 | 0.363 | 3.34 | 0.363
RE-HV-DHP-19S | DEER2024 | D24_E+_Res_v5 |  | Any | MFm | New | CZ10 | rDXHP | Area-ft2-BA | 1020 | 1020 | None |  |  |  | 0.063 | 5.5e-05 | 0 | [6 empty] | DEER:HVAC_Eff_HP | Annual | 24 |  |  |  | 3.487 | 0.363 | 3.424 | 0.363
RE-HV-DHP-19S | DEER2024 | D24_E+_Res_v5 |  | Any | MFm | New | CZ11 | rDXHP | Area-ft2-BA | 1020 | 1020 | None |  |  |  | 0.0906 | 8.4e-05 | 0 | [6 empty] | DEER:HVAC_Eff_HP | Annual | 24 |  |  |  | 3.73 | 0.364 | 3.639 | 0.364
RE-HV-DHP-19S | DEER2024 | D24_E+_Res_v5 |  | Any | MFm | New | CZ12 | rDXHP | Area-ft2-BA | 1020 | 1020 | None |  |  |  | 0.0513 | 5.5e-05 | 0 | [6 empty] | DEER:HVAC_Eff_HP | Annual | 24 |  |  |  | 3.409 | 0.364 | 3.358 | 0.364
RE-HV-DHP-19S | DEER2024 | D24_E+_Res_v5 |  | Any | MFm | New | CZ13 | rDXHP | Area-ft2-BA | 1020 | 1020 | None |  |  |  | 0.115 | 9e-05 | 0 | [6 empty] | DEER:HVAC_Eff_HP | Annual | 24 |  |  |  | 3.935 | 0.364 | 3.82 | 0.364
RE-HV-DHP-19S | DEER2024 | D24_E+_Res_v5 |  | Any | MFm | New | CZ14 | rDXHP | Area-ft2-BA | 1020 | 1020 | None |  |  |  | 0.1 | 7.6e-05 | 0 | [6 empty] | DEER:HVAC_Eff_HP | Annual | 24 |  |  |  | 3.796 | 0.363 | 3.696 | 0.363
RE-HV-DHP-19S | DEER2024 | D24_E+_Res_v5 |  | Any | MFm | New | CZ15 | rDXHP | Area-ft2-BA | 1020 | 1020 | None |  |  |  | 0.186 | 0.000102 | 0 | [6 empty] | DEER:HVAC_Eff_HP | Annual | 24 |  |  |  | 4.5 | 0.363 | 4.313 | 0.363
RE-HV-DHP-19S | DEER2024 | D24_E+_Res_v5 |  | Any | MFm | New | CZ16 | rDXHP | Area-ft2-BA | 1020 | 1020 | None |  |  |  | 0.0943 | 6.6e-05 | 0 | [6 empty] | DEER:HVAC_Eff_HP | Annual | 24 |  |  |  | 3.79 | 0.365 | 3.696 | 0.365
RE-HV-DHP-19S | DEER2024 | D24_E+_Res_v5 |  | Any | DMo | Ex | CZ01 | rDXHP | Area-ft2-BA | 1240 | 1240 | None | 0.0969 | 0.000102 | 0 | 0.0453 | 6.5e-05 | 0 | [6 empty] | DEER:HVAC_Eff_HP | Annual | 24 |  | 3.779 | 0.257 | 3.727 | 0.257 | 3.682 | 0.257
RE-HV-DHP-19S | DEER2024 | D24_E+_Res_v5 |  | Any | DMo | Ex | CZ02 | rDXHP | Area-ft2-BA | 1240 | 1240 | None | 0.242 | 0.000212 | 0 | 0.118 | 0.000128 | 0 | [6 empty] | DEER:HVAC_Eff_HP | Annual | 24 |  | 4.432 | 0.256 | 4.307 | 0.256 | 4.19 | 0.256
RE-HV-DHP-19S | DEER2024 | D24_E+_Res_v5 |  | Any | DMo | Ex | CZ03 | rDXHP | Area-ft2-BA | 1240 | 1240 | None | 0.251 | 0.000184 | 0 | 0.134 | 0.000111 | 0 | [6 empty] | DEER:HVAC_Eff_HP | Annual | 24 |  | 4.472 | 0.256 | 4.355 | 0.256 | 4.221 | 0.256
RE-HV-DHP-19S | DEER2024 | D24_E+_Res_v5 |  | Any | DMo | Ex | CZ04 | rDXHP | Area-ft2-BA | 1240 | 1240 | None | 0.222 | 0.000222 | 0 | 0.117 | 0.000135 | 0 | [6 empty] | DEER:HVAC_Eff_HP | Annual | 24 |  | 4.347 | 0.255 | 4.241 | 0.255 | 4.125 | 0.255
RE-HV-DHP-19S | DEER2024 | D24_E+_Res_v5 |  | Any | DMo | Ex | CZ05 | rDXHP | Area-ft2-BA | 1240 | 1240 | None | 0.245 | 0.000145 | 0 | 0.128 | 8.8e-05 | 0 | [6 empty] | DEER:HVAC_Eff_HP | Annual | 24 |  | 4.444 | 0.256 | 4.327 | 0.256 | 4.199 | 0.256
RE-HV-DHP-19S | DEER2024 | D24_E+_Res_v5 |  | Any | DMo | Ex | CZ06 | rDXHP | Area-ft2-BA | 1240 | 1240 | None | 0.259 | 0.000127 | 0 | 0.146 | 7.7e-05 | 0 | [6 empty] | DEER:HVAC_Eff_HP | Annual | 24 |  | 4.513 | 0.255 | 4.4 | 0.255 | 4.253 | 0.255
RE-HV-DHP-19S | DEER2024 | D24_E+_Res_v5 |  | Any | DMo | Ex | CZ07 | rDXHP | Area-ft2-BA | 1240 | 1240 | None | 0.231 | 0.000156 | 0 | 0.13 | 9.4e-05 | 0 | [6 empty] | DEER:HVAC_Eff_HP | Annual | 24 |  | 4.382 | 0.255 | 4.281 | 0.255 | 4.151 | 0.255
RE-HV-DHP-19S | DEER2024 | D24_E+_Res_v5 |  | Any | DMo | Ex | CZ08 | rDXHP | Area-ft2-BA | 1240 | 1240 | None | 0.27 | 0.000182 | 0 | 0.155 | 0.00011 | 0 | [6 empty] | DEER:HVAC_Eff_HP | Annual | 24 |  | 4.561 | 0.255 | 4.447 | 0.255 | 4.291 | 0.255
RE-HV-DHP-19S | DEER2024 | D24_E+_Res_v5 |  | Any | DMo | Ex | CZ09 | rDXHP | Area-ft2-BA | 1240 | 1240 | None | 0.397 | 0.000235 | 0 | 0.229 | 0.000143 | 0 | [6 empty] | DEER:HVAC_Eff_HP | Annual | 24 |  | 5.131 | 0.254 | 4.963 | 0.254 | 4.734 | 0.254
RE-HV-DHP-19S | DEER2024 | D24_E+_Res_v5 |  | Any | DMo | Ex | CZ10 | rDXHP | Area-ft2-BA | 1240 | 1240 | None | 0.448 | 0.000258 | -1e-06 | 0.241 | 0.000156 | -1e-06 | [6 empty] | DEER:HVAC_Eff_HP | Annual | 24 |  | 5.382 | 0.254 | 5.175 | 0.254 | 4.934 | 0.254
RE-HV-DHP-19S | DEER2024 | D24_E+_Res_v5 |  | Any | DMo | Ex | CZ11 | rDXHP | Area-ft2-BA | 1240 | 1240 | None | 0.667 | 0.00043 | 0 | 0.357 | 0.000257 | 0 | [6 empty] | DEER:HVAC_Eff_HP | Annual | 24 |  | 6.359 | 0.255 | 6.048 | 0.255 | 5.691 | 0.255
RE-HV-DHP-19S | DEER2024 | D24_E+_Res_v5 |  | Any | DMo | Ex | CZ12 | rDXHP | Area-ft2-BA | 1240 | 1240 | None | 0.545 | 0.00035 | 0 | 0.284 | 0.000209 | 0 | [6 empty] | DEER:HVAC_Eff_HP | Annual | 24 |  | 5.802 | 0.255 | 5.541 | 0.255 | 5.258 | 0.255
RE-HV-DHP-19S | DEER2024 | D24_E+_Res_v5 |  | Any | DMo | Ex | CZ13 | rDXHP | Area-ft2-BA | 1240 | 1240 | None | 0.674 | 0.000421 | 0 | 0.37 | 0.000254 | 0 | [6 empty] | DEER:HVAC_Eff_HP | Annual | 24 |  | 6.391 | 0.254 | 6.087 | 0.254 | 5.717 | 0.254
RE-HV-DHP-19S | DEER2024 | D24_E+_Res_v5 |  | Any | DMo | Ex | CZ14 | rDXHP | Area-ft2-BA | 1240 | 1240 | None | 0.809 | 0.000427 | 0 | 0.43 | 0.000258 | 0 | [6 empty] | DEER:HVAC_Eff_HP | Annual | 24 |  | 6.993 | 0.254 | 6.615 | 0.254 | 6.184 | 0.254
RE-HV-DHP-19S | DEER2024 | D24_E+_Res_v5 |  | Any | DMo | Ex | CZ15 | rDXHP | Area-ft2-BA | 1240 | 1240 | None | 0.937 | 0.000463 | 0 | 0.542 | 0.000276 | 0 | [6 empty] | DEER:HVAC_Eff_HP | Annual | 24 |  | 7.641 | 0.252 | 7.246 | 0.252 | 6.704 | 0.252
RE-HV-DHP-19S | DEER2024 | D24_E+_Res_v5 |  | Any | DMo | Ex | CZ16 | rDXHP | Area-ft2-BA | 1240 | 1240 | None | 0.496 | 0.000291 | 0 | 0.271 | 0.000175 | 0 | [6 empty] | DEER:HVAC_Eff_HP | Annual | 24 |  | 5.648 | 0.256 | 5.423 | 0.256 | 5.152 | 0.256
RE-HV-DHP-19S | DEER2024 | D24_E+_Res_v5 |  | Any | DMo | New | CZ01 | rDXHP | Area-ft2-BA | 1240 | 1240 | None |  |  |  | 0.0218 | 4.3e-05 | 0 | [6 empty] | DEER:HVAC_Eff_HP | Annual | 24 |  |  |  | 3.547 | 0.257 | 3.525 | 0.257
RE-HV-DHP-19S | DEER2024 | D24_E+_Res_v5 |  | Any | DMo | New | CZ02 | rDXHP | Area-ft2-BA | 1240 | 1240 | None |  |  |  | 0.0672 | 9e-05 | 0 | [6 empty] | DEER:HVAC_Eff_HP | Annual | 24 |  |  |  | 3.962 | 0.256 | 3.895 | 0.256
RE-HV-DHP-19S | DEER2024 | D24_E+_Res_v5 |  | Any | DMo | New | CZ03 | rDXHP | Area-ft2-BA | 1240 | 1240 | None |  |  |  | 0.0847 | 7.9e-05 | 0 | [6 empty] | DEER:HVAC_Eff_HP | Annual | 24 |  |  |  | 4.083 | 0.256 | 3.998 | 0.256
RE-HV-DHP-19S | DEER2024 | D24_E+_Res_v5 |  | Any | DMo | New | CZ04 | rDXHP | Area-ft2-BA | 1240 | 1240 | None |  |  |  | 0.0759 | 9.8e-05 | 0 | [6 empty] | DEER:HVAC_Eff_HP | Annual | 24 |  |  |  | 4.005 | 0.255 | 3.93 | 0.255
RE-HV-DHP-19S | DEER2024 | D24_E+_Res_v5 |  | Any | DMo | New | CZ05 | rDXHP | Area-ft2-BA | 1240 | 1240 | None |  |  |  | 0.0725 | 6.2e-05 | 0 | [6 empty] | DEER:HVAC_Eff_HP | Annual | 24 |  |  |  | 3.981 | 0.256 | 3.909 | 0.256
RE-HV-DHP-19S | DEER2024 | D24_E+_Res_v5 |  | Any | DMo | New | CZ06 | rDXHP | Area-ft2-BA | 1240 | 1240 | None |  |  |  | 0.114 | 5.8e-05 | 0 | [6 empty] | DEER:HVAC_Eff_HP | Annual | 24 |  |  |  | 4.309 | 0.255 | 4.195 | 0.255
RE-HV-DHP-19S | DEER2024 | D24_E+_Res_v5 |  | Any | DMo | New | CZ07 | rDXHP | Area-ft2-BA | 1240 | 1240 | None |  |  |  | 0.104 | 7e-05 | 0 | [6 empty] | DEER:HVAC_Eff_HP | Annual | 24 |  |  |  | 4.223 | 0.255 | 4.119 | 0.255
RE-HV-DHP-19S | DEER2024 | D24_E+_Res_v5 |  | Any | DMo | New | CZ08 | rDXHP | Area-ft2-BA | 1240 | 1240 | None |  |  |  | 0.116 | 8.3e-05 | 0 | [6 empty] | DEER:HVAC_Eff_HP | Annual | 24 |  |  |  | 4.326 | 0.255 | 4.209 | 0.255
RE-HV-DHP-19S | DEER2024 | D24_E+_Res_v5 |  | Any | DMo | New | CZ09 | rDXHP | Area-ft2-BA | 1240 | 1240 | None |  |  |  | 0.172 | 0.000102 | 0 | [6 empty] | DEER:HVAC_Eff_HP | Annual | 24 |  |  |  | 4.787 | 0.254 | 4.615 | 0.254
RE-HV-DHP-19S | DEER2024 | D24_E+_Res_v5 |  | Any | DMo | New | CZ10 | rDXHP | Area-ft2-BA | 1240 | 1240 | None |  |  |  | 0.159 | 0.00011 | 0 | [6 empty] | DEER:HVAC_Eff_HP | Annual | 24 |  |  |  | 4.716 | 0.254 | 4.557 | 0.254
RE-HV-DHP-19S | DEER2024 | D24_E+_Res_v5 |  | Any | DMo | New | CZ11 | rDXHP | Area-ft2-BA | 1240 | 1240 | None |  |  |  | 0.229 | 0.000175 | 0 | [6 empty] | DEER:HVAC_Eff_HP | Annual | 24 |  |  |  | 5.331 | 0.255 | 5.102 | 0.255
RE-HV-DHP-19S | DEER2024 | D24_E+_Res_v5 |  | Any | DMo | New | CZ12 | rDXHP | Area-ft2-BA | 1240 | 1240 | None |  |  |  | 0.183 | 0.000147 | 0 | [6 empty] | DEER:HVAC_Eff_HP | Annual | 24 |  |  |  | 4.954 | 0.255 | 4.771 | 0.255
RE-HV-DHP-19S | DEER2024 | D24_E+_Res_v5 |  | Any | DMo | New | CZ13 | rDXHP | Area-ft2-BA | 1240 | 1240 | None |  |  |  | 0.253 | 0.000173 | 0 | [6 empty] | DEER:HVAC_Eff_HP | Annual | 24 |  |  |  | 5.514 | 0.254 | 5.26 | 0.254
RE-HV-DHP-19S | DEER2024 | D24_E+_Res_v5 |  | Any | DMo | New | CZ14 | rDXHP | Area-ft2-BA | 1240 | 1240 | None |  |  |  | 0.279 | 0.00017 | 0 | [6 empty] | DEER:HVAC_Eff_HP | Annual | 24 |  |  |  | 5.772 | 0.254 | 5.493 | 0.254
RE-HV-DHP-19S | DEER2024 | D24_E+_Res_v5 |  | Any | DMo | New | CZ15 | rDXHP | Area-ft2-BA | 1240 | 1240 | None |  |  |  | 0.379 | 0.000191 | 0 | [6 empty] | DEER:HVAC_Eff_HP | Annual | 24 |  |  |  | 6.505 | 0.252 | 6.126 | 0.252
RE-HV-DHP-19S | DEER2024 | D24_E+_Res_v5 |  | Any | DMo | New | CZ16 | rDXHP | Area-ft2-BA | 1240 | 1240 | None |  |  |  | 0.176 | 0.000126 | 0 | [6 empty] | DEER:HVAC_Eff_HP | Annual | 24 |  |  |  | 4.905 | 0.256 | 4.729 | 0.256
RE-HV-DHP-16S | DEER2020 | D20 v1 | 2020-12-02 | Any | SFm | Ex | CZ01 | rDXHP | Area-ft2-BA | 2300 | 2300 | None | 0.01344 | 0 | 0 | 0.0090618 | 0 | 0 | [6 empty] | DEER:HVAC_Eff_HP | Annual
RE-HV-DHP-16S | DEER2020 | D20 v1 | 2020-12-02 | Any | SFm | Ex | CZ02 | rDXHP | Area-ft2-BA | 1950 | 1950 | None | 0.048535 | 0.00011027 | 0 | 0.030924 | 6.766e-05 | 0 | [6 empty] | DEER:HVAC_Eff_HP | Annual
RE-HV-DHP-16S | DEER2020 | D20 v1 | 2020-12-02 | Any | SFm | Ex | CZ03 | rDXHP | Area-ft2-BA | 2300 | 2300 | None | 0.021214 | 7.4711e-05 | 0 | 0.013596 | 4.5782e-05 | 0 | [6 empty] | DEER:HVAC_Eff_HP | Annual
RE-HV-DHP-16S | DEER2020 | D20 v1 | 2020-12-02 | Any | SFm | Ex | CZ04 | rDXHP | Area-ft2-BA | 2300 | 2300 | None | 0.087775 | 0.00015216 | 0 | 0.05439 | 9.3308e-05 | 0 | [6 empty] | DEER:HVAC_Eff_HP | Annual
RE-HV-DHP-16S | DEER2020 | D20 v1 | 2020-12-02 | Any | SFm | Ex | CZ05 | rDXHP | Area-ft2-BA | 2300 | 2300 | None | 0.016269 | 4.2754e-05 | 0 | 0.01061 | 2.6239e-05 | 0 | [6 empty] | DEER:HVAC_Eff_HP | Annual
RE-HV-DHP-16S | DEER2020 | D20 v1 | 2020-12-02 | Any | SFm | Ex | CZ06 | rDXHP | Area-ft2-BA | 2390 | 2390 | None | 0.079026 | 8.1039e-05 | 0 | 0.048674 | 4.9664e-05 | 0 | [6 empty] | DEER:HVAC_Eff_HP | Annual
RE-HV-DHP-16S | DEER2020 | D20 v1 | 2020-12-02 | Any | SFm | Ex | CZ07 | rDXHP | Area-ft2-BA | 2390 | 2390 | None | 0.090186 | 8.4212e-05 | 0 | 0.055531 | 5.1709e-05 | 0 | [6 empty] | DEER:HVAC_Eff_HP | Annual
RE-HV-DHP-16S | DEER2020 | D20 v1 | 2020-12-02 | Any | SFm | Ex | CZ08 | rDXHP | Area-ft2-BA | 2390 | 2390 | None | 0.18671 | 0.0001437 | 0 | 0.11468 | 8.8177e-05 | 0 | [6 empty] | DEER:HVAC_Eff_HP | Annual
RE-HV-DHP-16S | DEER2020 | D20 v1 | 2020-12-02 | Any | SFm | Ex | CZ09 | rDXHP | Area-ft2-BA | 2420 | 2420 | None | 0.13318 | 0.00014775 | 0 | 0.082027 | 9.0656e-05 | 0 | [6 empty] | DEER:HVAC_Eff_HP | Annual
RE-HV-DHP-16S | DEER2020 | D20 v1 | 2020-12-02 | Any | SFm | Ex | CZ10 | rDXHP | Area-ft2-BA | 1950 | 1950 | None | 0.16456 | 0.00014869 | 0 | 0.10167 | 9.121e-05 | 0 | [6 empty] | DEER:HVAC_Eff_HP | Annual
RE-HV-DHP-16S | DEER2020 | D20 v1 | 2020-12-02 | Any | SFm | Ex | CZ11 | rDXHP | Area-ft2-BA | 1950 | 1950 | None | 0.15193 | 0.0001993 | 0 | 0.093878 | 0.00012222 | 0 | [6 empty] | DEER:HVAC_Eff_HP | Annual
RE-HV-DHP-16S | DEER2020 | D20 v1 | 2020-12-02 | Any | SFm | Ex | CZ12 | rDXHP | Area-ft2-BA | 1950 | 1950 | None | 0.09665 | 0.00017695 | 0 | 0.060029 | 0.00010855 | 0 | [6 empty] | DEER:HVAC_Eff_HP | Annual
RE-HV-DHP-16S | DEER2020 | D20 v1 | 2020-12-02 | Any | SFm | Ex | CZ13 | rDXHP | Area-ft2-BA | 1950 | 1950 | None | 0.19531 | 0.0001955 | 0 | 0.12044 | 0.00011992 | 0 | [6 empty] | DEER:HVAC_Eff_HP | Annual
RE-HV-DHP-16S | DEER2020 | D20 v1 | 2020-12-02 | Any | SFm | Ex | CZ14 | rDXHP | Area-ft2-BA | 2160 | 2160 | None | 0.25865 | 0.00020614 | 0 | 0.15942 | 0.00012644 | 0 | [6 empty] | DEER:HVAC_Eff_HP | Annual
RE-HV-DHP-16S | DEER2020 | D20 v1 | 2020-12-02 | Any | SFm | Ex | CZ15 | rDXHP | Area-ft2-BA | 2160 | 2160 | None | 0.31907 | 0.00024965 | 0 | 0.19607 | 0.00015316 | 0 | [6 empty] | DEER:HVAC_Eff_HP | Annual
RE-HV-DHP-16S | DEER2020 | D20 v1 | 2020-12-02 | Any | SFm | Ex | CZ16 | rDXHP | Area-ft2-BA | 2300 | 2300 | None | 0.038085 | 6.5137e-05 | 0 | 0.024247 | 4.0024e-05 | 0 | [6 empty] | DEER:HVAC_Eff_HP | Annual
RE-HV-DHP-16S | DEER2020 | D20 v1 | 2020-12-02 | Any | SFm | New | CZ01 | rDXHP | Area-ft2-BA | 2300 | 2300 | None | 0.0089916 | 0 | 0 | 0.0060581 | 0 | 0 | [6 empty] | DEER:HVAC_Eff_HP | Annual
RE-HV-DHP-16S | DEER2020 | D20 v1 | 2020-12-02 | Any | SFm | New | CZ02 | rDXHP | Area-ft2-BA | 1950 | 1950 | None | 0.039951 | 9.0667e-05 | 0 | 0.025249 | 5.5647e-05 | 0 | [6 empty] | DEER:HVAC_Eff_HP | Annual
RE-HV-DHP-16S | DEER2020 | D20 v1 | 2020-12-02 | Any | SFm | New | CZ03 | rDXHP | Area-ft2-BA | 2300 | 2300 | None | 0.020229 | 8.1171e-05 | 0 | 0.012702 | 4.9854e-05 | 0 | [6 empty] | DEER:HVAC_Eff_HP | Annual
RE-HV-DHP-16S | DEER2020 | D20 v1 | 2020-12-02 | Any | SFm | New | CZ04 | rDXHP | Area-ft2-BA | 2300 | 2300 | None | 0.069057 | 0.00011839 | 0 | 0.04267 | 7.2634e-05 | 0 | [6 empty] | DEER:HVAC_Eff_HP | Annual
RE-HV-DHP-16S | DEER2020 | D20 v1 | 2020-12-02 | Any | SFm | New | CZ05 | rDXHP | Area-ft2-BA | 2300 | 2300 | None | 0.01287 | 4.4452e-05 | 0 | 0.008184 | 2.732e-05 | 0 | [6 empty] | DEER:HVAC_Eff_HP | Annual
RE-HV-DHP-16S | DEER2020 | D20 v1 | 2020-12-02 | Any | SFm | New | CZ06 | rDXHP | Area-ft2-BA | 2390 | 2390 | None | 0.051446 | 5.9395e-05 | 0 | 0.031838 | 3.6409e-05 | 0 | [6 empty] | DEER:HVAC_Eff_HP | Annual
RE-HV-DHP-16S | DEER2020 | D20 v1 | 2020-12-02 | Any | SFm | New | CZ07 | rDXHP | Area-ft2-BA | 2390 | 2390 | None | 0.087678 | 7.9243e-05 | 0 | 0.053887 | 4.862e-05 | 0 | [6 empty] | DEER:HVAC_Eff_HP | Annual
RE-HV-DHP-16S | DEER2020 | D20 v1 | 2020-12-02 | Any | SFm | New | CZ08 | rDXHP | Area-ft2-BA | 2390 | 2390 | None | 0.11432 | 0.00011799 | 0 | 0.070232 | 7.2403e-05 | 0 | [6 empty] | DEER:HVAC_Eff_HP | Annual
RE-HV-DHP-16S | DEER2020 | D20 v1 | 2020-12-02 | Any | SFm | New | CZ09 | rDXHP | Area-ft2-BA | 2420 | 2420 | None | 0.071575 | 0.00011586 | 0 | 0.04418 | 7.1021e-05 | 0 | [6 empty] | DEER:HVAC_Eff_HP | Annual
RE-HV-DHP-16S | DEER2020 | D20 v1 | 2020-12-02 | Any | SFm | New | CZ10 | rDXHP | Area-ft2-BA | 1950 | 1950 | None | 0.11868 | 0.00012339 | 0 | 0.073334 | 7.5641e-05 | 0 | [6 empty] | DEER:HVAC_Eff_HP | Annual
RE-HV-DHP-16S | DEER2020 | D20 v1 | 2020-12-02 | Any | SFm | New | CZ11 | rDXHP | Area-ft2-BA | 1950 | 1950 | None | 0.10977 | 0.00016697 | 0 | 0.067831 | 0.00010244 | 0 | [6 empty] | DEER:HVAC_Eff_HP | Annual
RE-HV-DHP-16S | DEER2020 | D20 v1 | 2020-12-02 | Any | SFm | New | CZ12 | rDXHP | Area-ft2-BA | 1950 | 1950 | None | 0.054349 | 0.00013313 | 0 | 0.034926 | 8.2207e-05 | 0 | [6 empty] | DEER:HVAC_Eff_HP | Annual
RE-HV-DHP-16S | DEER2020 | D20 v1 | 2020-12-02 | Any | SFm | New | CZ13 | rDXHP | Area-ft2-BA | 1950 | 1950 | None | 0.15565 | 0.00016817 | 0 | 0.09597 | 0.00010318 | 0 | [6 empty] | DEER:HVAC_Eff_HP | Annual
RE-HV-DHP-16S | DEER2020 | D20 v1 | 2020-12-02 | Any | SFm | New | CZ14 | rDXHP | Area-ft2-BA | 2160 | 2160 | None | 0.21485 | 0.00017259 | 0 | 0.13238 | 0.00010581 | 0 | [6 empty] | DEER:HVAC_Eff_HP | Annual
RE-HV-DHP-16S | DEER2020 | D20 v1 | 2020-12-02 | Any | SFm | New | CZ15 | rDXHP | Area-ft2-BA | 2160 | 2160 | None | 0.33707 | 0.00022446 | 0 | 0.2071 | 0.00013773 | 0 | [6 empty] | DEER:HVAC_Eff_HP | Annual
RE-HV-DHP-16S | DEER2020 | D20 v1 | 2020-12-02 | Any | SFm | New | CZ16 | rDXHP | Area-ft2-BA | 2300 | 2300 | None | 0.036852 | 5.7917e-05 | 0 | 0.023125 | 3.5472e-05 | 0 | [6 empty] | DEER:HVAC_Eff_HP | Annual
RE-HV-DHP-16S | DEER2020 | D20 v1 | 2020-12-02 | Any | MFm | Ex | CZ01 | rDXHP | Area-ft2-BA | 999 | 999 | None | 0.014648 | 1.5015e-06 | 0 | 0.0098651 | 9.009e-07 | 0 | [6 empty] | DEER:HVAC_Eff_HP | Annual
RE-HV-DHP-16S | DEER2020 | D20 v1 | 2020-12-02 | Any | MFm | Ex | CZ02 | rDXHP | Area-ft2-BA | 1070 | 1070 | None | 0.040784 | 8.6449e-05 | 0 | 0.025524 | 5.2991e-05 | 0 | [6 empty] | DEER:HVAC_Eff_HP | Annual
RE-HV-DHP-16S | DEER2020 | D20 v1 | 2020-12-02 | Any | MFm | Ex | CZ03 | rDXHP | Area-ft2-BA | 999 | 999 | None | 0.017979 | 3.4935e-05 | 0 | 0.011593 | 2.1421e-05 | 0 | [6 empty] | DEER:HVAC_Eff_HP | Annual
RE-HV-DHP-16S | DEER2020 | D20 v1 | 2020-12-02 | Any | MFm | Ex | CZ04 | rDXHP | Area-ft2-BA | 999 | 999 | None | 0.088317 | 0.00013433 | 0 | 0.054393 | 8.2382e-05 | 0 | [6 empty] | DEER:HVAC_Eff_HP | Annual
RE-HV-DHP-16S | DEER2020 | D20 v1 | 2020-12-02 | Any | MFm | Ex | CZ05 | rDXHP | Area-ft2-BA | 999 | 999 | None | 0.017859 | 1.6553e-05 | 0 | 0.011329 | 1.0202e-05 | 0 | [6 empty] | DEER:HVAC_Eff_HP | Annual
RE-HV-DHP-16S | DEER2020 | D20 v1 | 2020-12-02 | Any | MFm | Ex | CZ06 | rDXHP | Area-ft2-BA | 1210 | 1210 | None | 0.05308 | 6.2096e-05 | 0 | 0.032797 | 3.8083e-05 | 0 | [6 empty] | DEER:HVAC_Eff_HP | Annual
RE-HV-DHP-16S | DEER2020 | D20 v1 | 2020-12-02 | Any | MFm | Ex | CZ07 | rDXHP | Area-ft2-BA | 1210 | 1210 | None | 0.083728 | 7.5131e-05 | 0 | 0.051629 | 4.6051e-05 | 0 | [6 empty] | DEER:HVAC_Eff_HP | Annual
RE-HV-DHP-16S | DEER2020 | D20 v1 | 2020-12-02 | Any | MFm | Ex | CZ08 | rDXHP | Area-ft2-BA | 1210 | 1210 | None | 0.14872 | 0.00010641 | 0 | 0.091424 | 6.5302e-05 | 0 | [6 empty] | DEER:HVAC_Eff_HP | Annual
RE-HV-DHP-16S | DEER2020 | D20 v1 | 2020-12-02 | Any | MFm | Ex | CZ09 | rDXHP | Area-ft2-BA | 1130 | 1130 | None | 0.12292 | 0.00011381 | 0 | 0.075724 | 6.9735e-05 | 0 | [6 empty] | DEER:HVAC_Eff_HP | Annual
RE-HV-DHP-16S | DEER2020 | D20 v1 | 2020-12-02 | Any | MFm | Ex | CZ10 | rDXHP | Area-ft2-BA | 1070 | 1070 | None | 0.12838 | 0.00011645 | 0 | 0.079025 | 7.1402e-05 | 0 | [6 empty] | DEER:HVAC_Eff_HP | Annual
RE-HV-DHP-16S | DEER2020 | D20 v1 | 2020-12-02 | Any | MFm | Ex | CZ11 | rDXHP | Area-ft2-BA | 1070 | 1070 | None | 0.20997 | 0.00018748 | 0 | 0.12941 | 0.00011495 | 0 | [6 empty] | DEER:HVAC_Eff_HP | Annual
RE-HV-DHP-16S | DEER2020 | D20 v1 | 2020-12-02 | Any | MFm | Ex | CZ12 | rDXHP | Area-ft2-BA | 1070 | 1070 | None | 0.1223 | 0.00015841 | 0 | 0.075457 | 9.7103e-05 | 0 | [6 empty] | DEER:HVAC_Eff_HP | Annual
RE-HV-DHP-16S | DEER2020 | D20 v1 | 2020-12-02 | Any | MFm | Ex | CZ13 | rDXHP | Area-ft2-BA | 1070 | 1070 | None | 0.22566 | 0.00017486 | 0 | 0.13887 | 0.00010729 | 0 | [6 empty] | DEER:HVAC_Eff_HP | Annual
RE-HV-DHP-16S | DEER2020 | D20 v1 | 2020-12-02 | Any | MFm | Ex | CZ14 | rDXHP | Area-ft2-BA | 1090 | 1090 | None | 0.25829 | 0.00017856 | 0 | 0.15924 | 0.00010955 | 0 | [6 empty] | DEER:HVAC_Eff_HP | Annual
RE-HV-DHP-16S | DEER2020 | D20 v1 | 2020-12-02 | Any | MFm | Ex | CZ15 | rDXHP | Area-ft2-BA | 1090 | 1090 | None | 0.3514 | 0.00021355 | 0 | 0.2158 | 0.00013094 | 0 | [6 empty] | DEER:HVAC_Eff_HP | Annual
RE-HV-DHP-16S | DEER2020 | D20 v1 | 2020-12-02 | Any | MFm | Ex | CZ16 | rDXHP | Area-ft2-BA | 999 | 999 | None | 0.12257 | 9.5095e-05 | 0 | 0.070522 | 5.8258e-05 | 0 | [6 empty] | DEER:HVAC_Eff_HP | Annual
RE-HV-DHP-16S | DEER2020 | D20 v1 | 2020-12-02 | Any | MFm | New | CZ01 | rDXHP | Area-ft2-BA | 999 | 999 | None | 0.0091731 | 2.2022e-06 | 0 | 0.0062308 | 1.4014e-06 | 0 | [6 empty] | DEER:HVAC_Eff_HP | Annual
RE-HV-DHP-16S | DEER2020 | D20 v1 | 2020-12-02 | Any | MFm | New | CZ02 | rDXHP | Area-ft2-BA | 1070 | 1070 | None | 0.03979 | 7.5607e-05 | 0 | 0.024781 | 4.6355e-05 | 0 | [6 empty] | DEER:HVAC_Eff_HP | Annual
RE-HV-DHP-16S | DEER2020 | D20 v1 | 2020-12-02 | Any | MFm | New | CZ03 | rDXHP | Area-ft2-BA | 999 | 999 | None | 0.016749 | 4.2142e-05 | 0 | 0.010618 | 2.5826e-05 | 0 | [6 empty] | DEER:HVAC_Eff_HP | Annual
RE-HV-DHP-16S | DEER2020 | D20 v1 | 2020-12-02 | Any | MFm | New | CZ04 | rDXHP | Area-ft2-BA | 999 | 999 | None | 0.084258 | 0.00011822 | 0 | 0.051783 | 7.2472e-05 | 0 | [6 empty] | DEER:HVAC_Eff_HP | Annual
RE-HV-DHP-16S | DEER2020 | D20 v1 | 2020-12-02 | Any | MFm | New | CZ05 | rDXHP | Area-ft2-BA | 999 | 999 | None | 0.020671 | 2.2591e-05 | 0 | 0.01286 | 1.3846e-05 | 0 | [6 empty] | DEER:HVAC_Eff_HP | Annual
RE-HV-DHP-16S | DEER2020 | D20 v1 | 2020-12-02 | Any | MFm | New | CZ06 | rDXHP | Area-ft2-BA | 1210 | 1210 | None | 0.045206 | 6.0086e-05 | 0 | 0.027973 | 3.6813e-05 | 0 | [6 empty] | DEER:HVAC_Eff_HP | Annual
RE-HV-DHP-16S | DEER2020 | D20 v1 | 2020-12-02 | Any | MFm | New | CZ07 | rDXHP | Area-ft2-BA | 1210 | 1210 | None | 0.087322 | 8.2562e-05 | 0 | 0.053798 | 5.0638e-05 | 0 | [6 empty] | DEER:HVAC_Eff_HP | Annual
RE-HV-DHP-16S | DEER2020 | D20 v1 | 2020-12-02 | Any | MFm | New | CZ08 | rDXHP | Area-ft2-BA | 1210 | 1210 | None | 0.16397 | 0.0001068 | 0 | 0.10069 | 6.5499e-05 | 0 | [6 empty] | DEER:HVAC_Eff_HP | Annual
RE-HV-DHP-16S | DEER2020 | D20 v1 | 2020-12-02 | Any | MFm | New | CZ09 | rDXHP | Area-ft2-BA | 1130 | 1130 | None | 0.13734 | 9.6372e-05 | 0 | 0.08448 | 5.9027e-05 | 0 | [6 empty] | DEER:HVAC_Eff_HP | Annual
RE-HV-DHP-16S | DEER2020 | D20 v1 | 2020-12-02 | Any | MFm | New | CZ10 | rDXHP | Area-ft2-BA | 1070 | 1070 | None | 0.14329 | 0.00011383 | 0 | 0.088066 | 6.9813e-05 | 0 | [6 empty] | DEER:HVAC_Eff_HP | Annual
RE-HV-DHP-16S | DEER2020 | D20 v1 | 2020-12-02 | Any | MFm | New | CZ11 | rDXHP | Area-ft2-BA | 1070 | 1070 | None | 0.20748 | 0.00016981 | 0 | 0.12775 | 0.00010411 | 0 | [6 empty] | DEER:HVAC_Eff_HP | Annual
RE-HV-DHP-16S | DEER2020 | D20 v1 | 2020-12-02 | Any | MFm | New | CZ12 | rDXHP | Area-ft2-BA | 1070 | 1070 | None | 0.1166 | 0.00014252 | 0 | 0.071852 | 8.7383e-05 | 0 | [6 empty] | DEER:HVAC_Eff_HP | Annual
RE-HV-DHP-16S | DEER2020 | D20 v1 | 2020-12-02 | Any | MFm | New | CZ13 | rDXHP | Area-ft2-BA | 1070 | 1070 | None | 0.22423 | 0.00015252 | 0 | 0.13785 | 9.3551e-05 | 0 | [6 empty] | DEER:HVAC_Eff_HP | Annual
RE-HV-DHP-16S | DEER2020 | D20 v1 | 2020-12-02 | Any | MFm | New | CZ14 | rDXHP | Area-ft2-BA | 1090 | 1090 | None | 0.24548 | 0.0001606 | 0 | 0.1513 | 9.846e-05 | 0 | [6 empty] | DEER:HVAC_Eff_HP | Annual
RE-HV-DHP-16S | DEER2020 | D20 v1 | 2020-12-02 | Any | MFm | New | CZ15 | rDXHP | Area-ft2-BA | 1090 | 1090 | None | 0.37559 | 0.00019814 | 0 | 0.2306 | 0.00012154 | 0 | [6 empty] | DEER:HVAC_Eff_HP | Annual
RE-HV-DHP-16S | DEER2020 | D20 v1 | 2020-12-02 | Any | MFm | New | CZ16 | rDXHP | Area-ft2-BA | 999 | 999 | None | 0.11872 | 9.3493e-05 | 0 | 0.074447 | 5.7257e-05 | 0 | [6 empty] | DEER:HVAC_Eff_HP | Annual
RE-HV-DHP-16S | DEER2020 | D20 v1 | 2020-12-02 | Any | DMo | Ex | CZ01 | rDXHP | Area-ft2-BA | 1240 | 1240 | None | 0.018538 | 0 | 0 | 0.012498 | 0 | 0 | [6 empty] | DEER:HVAC_Eff_HP | Annual
RE-HV-DHP-16S | DEER2020 | D20 v1 | 2020-12-02 | Any | DMo | Ex | CZ02 | rDXHP | Area-ft2-BA | 1240 | 1240 | None | 0.098564 | 0.00021113 | 0 | 0.061436 | 0.00012927 | 0 | [6 empty] | DEER:HVAC_Eff_HP | Annual
RE-HV-DHP-16S | DEER2020 | D20 v1 | 2020-12-02 | Any | DMo | Ex | CZ03 | rDXHP | Area-ft2-BA | 1240 | 1240 | None | 0.039796 | 0.00014113 | 0 | 0.025153 | 8.6653e-05 | 0 | [6 empty] | DEER:HVAC_Eff_HP | Annual
RE-HV-DHP-16S | DEER2020 | D20 v1 | 2020-12-02 | Any | DMo | Ex | CZ04 | rDXHP | Area-ft2-BA | 1240 | 1240 | None | 0.15255 | 0.00023456 | 0 | 0.094242 | 0.00014395 | 0 | [6 empty] | DEER:HVAC_Eff_HP | Annual
RE-HV-DHP-16S | DEER2020 | D20 v1 | 2020-12-02 | Any | DMo | Ex | CZ05 | rDXHP | Area-ft2-BA | 1240 | 1240 | None | 0.033972 | 8.3266e-05 | 0 | 0.0218 | 5.1089e-05 | 0 | [6 empty] | DEER:HVAC_Eff_HP | Annual
RE-HV-DHP-16S | DEER2020 | D20 v1 | 2020-12-02 | Any | DMo | Ex | CZ06 | rDXHP | Area-ft2-BA | 1240 | 1240 | None | 0.15537 | 0.00014169 | 0 | 0.095735 | 8.6935e-05 | 0 | [6 empty] | DEER:HVAC_Eff_HP | Annual
RE-HV-DHP-16S | DEER2020 | D20 v1 | 2020-12-02 | Any | DMo | Ex | CZ07 | rDXHP | Area-ft2-BA | 1240 | 1240 | None | 0.15448 | 0.00012956 | 0 | 0.095208 | 7.9315e-05 | 0 | [6 empty] | DEER:HVAC_Eff_HP | Annual
RE-HV-DHP-16S | DEER2020 | D20 v1 | 2020-12-02 | Any | DMo | Ex | CZ08 | rDXHP | Area-ft2-BA | 1240 | 1240 | None | 0.30154 | 0.0002275 | 0 | 0.18537 | 0.00013944 | 0 | [6 empty] | DEER:HVAC_Eff_HP | Annual
RE-HV-DHP-16S | DEER2020 | D20 v1 | 2020-12-02 | Any | DMo | Ex | CZ09 | rDXHP | Area-ft2-BA | 1240 | 1240 | None | 0.2518 | 0.00023456 | 0 | 0.15506 | 0.00014395 | 0 | [6 empty] | DEER:HVAC_Eff_HP | Annual
RE-HV-DHP-16S | DEER2020 | D20 v1 | 2020-12-02 | Any | DMo | Ex | CZ10 | rDXHP | Area-ft2-BA | 1240 | 1240 | None | 0.34434 | 0.00025827 | 0 | 0.21184 | 0.00015835 | 0 | [6 empty] | DEER:HVAC_Eff_HP | Annual
RE-HV-DHP-16S | DEER2020 | D20 v1 | 2020-12-02 | Any | DMo | Ex | CZ11 | rDXHP | Area-ft2-BA | 1240 | 1240 | None | 0.37142 | 0.0003771 | 0 | 0.22891 | 0.00023117 | 0 | [6 empty] | DEER:HVAC_Eff_HP | Annual
RE-HV-DHP-16S | DEER2020 | D20 v1 | 2020-12-02 | Any | DMo | Ex | CZ12 | rDXHP | Area-ft2-BA | 1240 | 1240 | None | 0.24063 | 0.00033222 | 0 | 0.14844 | 0.00020379 | 0 | [6 empty] | DEER:HVAC_Eff_HP | Annual
RE-HV-DHP-16S | DEER2020 | D20 v1 | 2020-12-02 | Any | DMo | Ex | CZ13 | rDXHP | Area-ft2-BA | 1240 | 1240 | None | 0.41802 | 0.00036778 | 0 | 0.25716 | 0.00022552 | 0 | [6 empty] | DEER:HVAC_Eff_HP | Annual
RE-HV-DHP-16S | DEER2020 | D20 v1 | 2020-12-02 | Any | DMo | Ex | CZ14 | rDXHP | Area-ft2-BA | 1240 | 1240 | None | 0.3577 | 0.00034859 | 0 | 0.22017 | 0.00021367 | 0 | [6 empty] | DEER:HVAC_Eff_HP | Annual
RE-HV-DHP-16S | DEER2020 | D20 v1 | 2020-12-02 | Any | DMo | Ex | CZ15 | rDXHP | Area-ft2-BA | 1240 | 1240 | None | 0.60548 | 0.00043214 | 0 | 0.37174 | 0.00026504 | 0 | [6 empty] | DEER:HVAC_Eff_HP | Annual
RE-HV-DHP-16S | DEER2020 | D20 v1 | 2020-12-02 | Any | DMo | Ex | CZ16 | rDXHP | Area-ft2-BA | 1240 | 1240 | None | 0.11561 | 0.00015073 | 0 | 0.07241 | 9.2581e-05 | 0 | [6 empty] | DEER:HVAC_Eff_HP | Annual
RE-HV-DHP-16S | DEER2020 | D20 v1 | 2020-12-02 | Any | DMo | New | CZ01 | rDXHP | Area-ft2-BA | 1240 | 1240 | None | 0.018476 | 0 | 0 | 0.012454 | 0 | 0 | [6 empty] | DEER:HVAC_Eff_HP | Annual
RE-HV-DHP-16S | DEER2020 | D20 v1 | 2020-12-02 | Any | DMo | New | CZ02 | rDXHP | Area-ft2-BA | 1240 | 1240 | None | 0.13955 | 0.00023456 | 0 | 0.086668 | 0.00014395 | 0 | [6 empty] | DEER:HVAC_Eff_HP | Annual
RE-HV-DHP-16S | DEER2020 | D20 v1 | 2020-12-02 | Any | DMo | New | CZ03 | rDXHP | Area-ft2-BA | 1240 | 1240 | None | 0.047662 | 0.0001527 | 0 | 0.029897 | 9.371e-05 | 0 | [6 empty] | DEER:HVAC_Eff_HP | Annual
RE-HV-DHP-16S | DEER2020 | D20 v1 | 2020-12-02 | Any | DMo | New | CZ04 | rDXHP | Area-ft2-BA | 1240 | 1240 | None | 0.20412 | 0.00025629 | 0 | 0.12572 | 0.00015722 | 0 | [6 empty] | DEER:HVAC_Eff_HP | Annual
RE-HV-DHP-16S | DEER2020 | D20 v1 | 2020-12-02 | Any | DMo | New | CZ05 | rDXHP | Area-ft2-BA | 1240 | 1240 | None | 0.034684 | 8.496e-05 | 0 | 0.021916 | 5.2218e-05 | 0 | [6 empty] | DEER:HVAC_Eff_HP | Annual
RE-HV-DHP-16S | DEER2020 | D20 v1 | 2020-12-02 | Any | DMo | New | CZ06 | rDXHP | Area-ft2-BA | 1240 | 1240 | None | 0.17303 | 0.00014141 | 0 | 0.10647 | 8.6653e-05 | 0 | [6 empty] | DEER:HVAC_Eff_HP | Annual
RE-HV-DHP-16S | DEER2020 | D20 v1 | 2020-12-02 | Any | DMo | New | CZ07 | rDXHP | Area-ft2-BA | 1240 | 1240 | None | 0.26786 | 0.00017839 | 0 | 0.16446 | 0.00010923 | 0 | [6 empty] | DEER:HVAC_Eff_HP | Annual
RE-HV-DHP-16S | DEER2020 | D20 v1 | 2020-12-02 | Any | DMo | New | CZ08 | rDXHP | Area-ft2-BA | 1240 | 1240 | None | 0.39627 | 0.00025234 | 0 | 0.24324 | 0.00015468 | 0 | [6 empty] | DEER:HVAC_Eff_HP | Annual
RE-HV-DHP-16S | DEER2020 | D20 v1 | 2020-12-02 | Any | DMo | New | CZ09 | rDXHP | Area-ft2-BA | 1240 | 1240 | None | 0.31933 | 0.00024782 | 0 | 0.19632 | 0.00015214 | 0 | [6 empty] | DEER:HVAC_Eff_HP | Annual
RE-HV-DHP-16S | DEER2020 | D20 v1 | 2020-12-02 | Any | DMo | New | CZ10 | rDXHP | Area-ft2-BA | 1240 | 1240 | None | 0.42648 | 0.00027887 | 0 | 0.26222 | 0.00017105 | 0 | [6 empty] | DEER:HVAC_Eff_HP | Annual
RE-HV-DHP-16S | DEER2020 | D20 v1 | 2020-12-02 | Any | DMo | New | CZ11 | rDXHP | Area-ft2-BA | 1240 | 1240 | None | 0.40454 | 0.00038839 | 0 | 0.24881 | 0.00023823 | 0 | [6 empty] | DEER:HVAC_Eff_HP | Annual
RE-HV-DHP-16S | DEER2020 | D20 v1 | 2020-12-02 | Any | DMo | New | CZ12 | rDXHP | Area-ft2-BA | 1240 | 1240 | None | 0.25821 | 0.00033278 | 0 | 0.15933 | 0.00020407 | 0 | [6 empty] | DEER:HVAC_Eff_HP | Annual
RE-HV-DHP-16S | DEER2020 | D20 v1 | 2020-12-02 | Any | DMo | New | CZ13 | rDXHP | Area-ft2-BA | 1240 | 1240 | None | 0.47619 | 0.00037597 | 0 | 0.2928 | 0.0002306 | 0 | [6 empty] | DEER:HVAC_Eff_HP | Annual
RE-HV-DHP-16S | DEER2020 | D20 v1 | 2020-12-02 | Any | DMo | New | CZ14 | rDXHP | Area-ft2-BA | 1240 | 1240 | None | 0.47639 | 0.00035847 | 0 | 0.29297 | 0.00021988 | 0 | [6 empty] | DEER:HVAC_Eff_HP | Annual
RE-HV-DHP-16S | DEER2020 | D20 v1 | 2020-12-02 | Any | DMo | New | CZ15 | rDXHP | Area-ft2-BA | 1240 | 1240 | None | 0.73003 | 0.00046319 | 0 | 0.44812 | 0.00028395 | 0 | [6 empty] | DEER:HVAC_Eff_HP | Annual
RE-HV-DHP-16S | DEER2020 | D20 v1 | 2020-12-02 | Any | DMo | New | CZ16 | rDXHP | Area-ft2-BA | 1240 | 1240 | None | 0.089636 | 0.00012871 | 0 | 0.056338 | 7.9032e-05 | 0 | [6 empty] | DEER:HVAC_Eff_HP | Annual
RE-HV-DHP-17S | DEER2020 | D20 v1 | 2020-12-02 | Any | SFm | Ex | CZ01 | rDXHP | Area-ft2-BA | 2300 | 2300 | None | 0.015815 | 0 | 0 | 0.011437 | 0 | 0 | [6 empty] | DEER:HVAC_Eff_HP | Annual
RE-HV-DHP-17S | DEER2020 | D20 v1 | 2020-12-02 | Any | SFm | Ex | CZ02 | rDXHP | Area-ft2-BA | 1950 | 1950 | None | 0.058331 | 0.0001343 | 0 | 0.040719 | 9.1573e-05 | 0 | [6 empty] | DEER:HVAC_Eff_HP | Annual
RE-HV-DHP-17S | DEER2020 | D20 v1 | 2020-12-02 | Any | SFm | Ex | CZ03 | rDXHP | Area-ft2-BA | 2300 | 2300 | None | 0.02543 | 9.1002e-05 | 0 | 0.017812 | 6.2072e-05 | 0 | [6 empty] | DEER:HVAC_Eff_HP | Annual
RE-HV-DHP-17S | DEER2020 | D20 v1 | 2020-12-02 | Any | SFm | Ex | CZ04 | rDXHP | Area-ft2-BA | 2300 | 2300 | None | 0.10648 | 0.00018524 | 0 | 0.073093 | 0.00012639 | 0 | [6 empty] | DEER:HVAC_Eff_HP | Annual
RE-HV-DHP-17S | DEER2020 | D20 v1 | 2020-12-02 | Any | SFm | Ex | CZ05 | rDXHP | Area-ft2-BA | 2300 | 2300 | None | 0.019375 | 5.2015e-05 | 0 | 0.013716 | 3.55e-05 | 0 | [6 empty] | DEER:HVAC_Eff_HP | Annual
RE-HV-DHP-17S | DEER2020 | D20 v1 | 2020-12-02 | Any | SFm | Ex | CZ06 | rDXHP | Area-ft2-BA | 2390 | 2390 | None | 0.09607 | 9.8656e-05 | 0 | 0.065719 | 6.7281e-05 | 0 | [6 empty] | DEER:HVAC_Eff_HP | Annual
RE-HV-DHP-17S | DEER2020 | D20 v1 | 2020-12-02 | Any | SFm | Ex | CZ07 | rDXHP | Area-ft2-BA | 2390 | 2390 | None | 0.10965 | 0.00010261 | 0 | 0.074994 | 6.9975e-05 | 0 | [6 empty] | DEER:HVAC_Eff_HP | Annual
RE-HV-DHP-17S | DEER2020 | D20 v1 | 2020-12-02 | Any | SFm | Ex | CZ08 | rDXHP | Area-ft2-BA | 2390 | 2390 | None | 0.22721 | 0.00017493 | 0 | 0.15517 | 0.00011941 | 0 | [6 empty] | DEER:HVAC_Eff_HP | Annual
RE-HV-DHP-17S | DEER2020 | D20 v1 | 2020-12-02 | Any | SFm | Ex | CZ09 | rDXHP | Area-ft2-BA | 2420 | 2420 | None | 0.1619 | 0.00017992 | 0 | 0.11075 | 0.00012282 | 0 | [6 empty] | DEER:HVAC_Eff_HP | Annual
RE-HV-DHP-17S | DEER2020 | D20 v1 | 2020-12-02 | Any | SFm | Ex | CZ10 | rDXHP | Area-ft2-BA | 1950 | 1950 | None | 0.19983 | 0.00018099 | 0 | 0.13693 | 0.00012352 | 0 | [6 empty] | DEER:HVAC_Eff_HP | Annual
RE-HV-DHP-17S | DEER2020 | D20 v1 | 2020-12-02 | Any | SFm | Ex | CZ11 | rDXHP | Area-ft2-BA | 1950 | 1950 | None | 0.1845 | 0.00024267 | 0 | 0.12645 | 0.0001656 | 0 | [6 empty] | DEER:HVAC_Eff_HP | Annual
RE-HV-DHP-17S | DEER2020 | D20 v1 | 2020-12-02 | Any | SFm | Ex | CZ12 | rDXHP | Area-ft2-BA | 1950 | 1950 | None | 0.11713 | 0.00021546 | 0 | 0.080508 | 0.00014706 | 0 | [6 empty] | DEER:HVAC_Eff_HP | Annual
RE-HV-DHP-17S | DEER2020 | D20 v1 | 2020-12-02 | Any | SFm | Ex | CZ13 | rDXHP | Area-ft2-BA | 1950 | 1950 | None | 0.23736 | 0.00023813 | 0 | 0.16248 | 0.00016242 | 0 | [6 empty] | DEER:HVAC_Eff_HP | Annual
RE-HV-DHP-17S | DEER2020 | D20 v1 | 2020-12-02 | Any | SFm | Ex | CZ14 | rDXHP | Area-ft2-BA | 2160 | 2160 | None | 0.31437 | 0.00025097 | 0 | 0.21515 | 0.00017127 | 0 | [6 empty] | DEER:HVAC_Eff_HP | Annual
RE-HV-DHP-17S | DEER2020 | D20 v1 | 2020-12-02 | Any | SFm | Ex | CZ15 | rDXHP | Area-ft2-BA | 2160 | 2160 | None | 0.3882 | 0.00030395 | 0 | 0.2652 | 0.00020746 | 0 | [6 empty] | DEER:HVAC_Eff_HP | Annual
RE-HV-DHP-17S | DEER2020 | D20 v1 | 2020-12-02 | Any | SFm | Ex | CZ16 | rDXHP | Area-ft2-BA | 2300 | 2300 | None | 0.045795 | 7.9263e-05 | 0 | 0.031958 | 5.415e-05 | 0 | [6 empty] | DEER:HVAC_Eff_HP | Annual
RE-HV-DHP-17S | DEER2020 | D20 v1 | 2020-12-02 | Any | SFm | New | CZ01 | rDXHP | Area-ft2-BA | 2300 | 2300 | None | 0.01058 | 0 | 0 | 0.007646 | 0 | 0 | [6 empty] | DEER:HVAC_Eff_HP | Annual
RE-HV-DHP-17S | DEER2020 | D20 v1 | 2020-12-02 | Any | SFm | New | CZ02 | rDXHP | Area-ft2-BA | 1950 | 1950 | None | 0.048137 | 0.00011039 | 0 | 0.033434 | 7.5367e-05 | 0 | [6 empty] | DEER:HVAC_Eff_HP | Annual
RE-HV-DHP-17S | DEER2020 | D20 v1 | 2020-12-02 | Any | SFm | New | CZ03 | rDXHP | Area-ft2-BA | 2300 | 2300 | None | 0.024427 | 9.8866e-05 | 0 | 0.0169 | 6.7409e-05 | 0 | [6 empty] | DEER:HVAC_Eff_HP | Annual
RE-HV-DHP-17S | DEER2020 | D20 v1 | 2020-12-02 | Any | SFm | New | CZ04 | rDXHP | Area-ft2-BA | 2300 | 2300 | None | 0.083862 | 0.00014417 | 0 | 0.057476 | 9.8408e-05 | 0 | [6 empty] | DEER:HVAC_Eff_HP | Annual
RE-HV-DHP-17S | DEER2020 | D20 v1 | 2020-12-02 | Any | SFm | New | CZ05 | rDXHP | Area-ft2-BA | 2300 | 2300 | None | 0.015467 | 5.4176e-05 | 0 | 0.010781 | 3.6889e-05 | 0 | [6 empty] | DEER:HVAC_Eff_HP | Annual
RE-HV-DHP-17S | DEER2020 | D20 v1 | 2020-12-02 | Any | SFm | New | CZ06 | rDXHP | Area-ft2-BA | 2390 | 2390 | None | 0.062436 | 7.2482e-05 | 0 | 0.042828 | 4.9328e-05 | 0 | [6 empty] | DEER:HVAC_Eff_HP | Annual
RE-HV-DHP-17S | DEER2020 | D20 v1 | 2020-12-02 | Any | SFm | New | CZ07 | rDXHP | Area-ft2-BA | 2390 | 2390 | None | 0.10667 | 9.6569e-05 | 0 | 0.072878 | 6.5946e-05 | 0 | [6 empty] | DEER:HVAC_Eff_HP | Annual
RE-HV-DHP-17S | DEER2020 | D20 v1 | 2020-12-02 | Any | SFm | New | CZ08 | rDXHP | Area-ft2-BA | 2390 | 2390 | None | 0.13909 | 0.0001437 | 0 | 0.095011 | 9.8115e-05 | 0 | [6 empty] | DEER:HVAC_Eff_HP | Annual
RE-HV-DHP-17S | DEER2020 | D20 v1 | 2020-12-02 | Any | SFm | New | CZ09 | rDXHP | Area-ft2-BA | 2420 | 2420 | None | 0.086948 | 0.00014107 | 0 | 0.059553 | 9.6226e-05 | 0 | [6 empty] | DEER:HVAC_Eff_HP | Annual
RE-HV-DHP-17S | DEER2020 | D20 v1 | 2020-12-02 | Any | SFm | New | CZ10 | rDXHP | Area-ft2-BA | 1950 | 1950 | None | 0.14411 | 0.00015024 | 0 | 0.098771 | 0.0001025 | 0 | [6 empty] | DEER:HVAC_Eff_HP | Annual
RE-HV-DHP-17S | DEER2020 | D20 v1 | 2020-12-02 | Any | SFm | New | CZ11 | rDXHP | Area-ft2-BA | 1950 | 1950 | None | 0.1333 | 0.00020325 | 0 | 0.091362 | 0.00013873 | 0 | [6 empty] | DEER:HVAC_Eff_HP | Annual
RE-HV-DHP-17S | DEER2020 | D20 v1 | 2020-12-02 | Any | SFm | New | CZ12 | rDXHP | Area-ft2-BA | 1950 | 1950 | None | 0.066068 | 0.00016226 | 0 | 0.046645 | 0.00011134 | 0 | [6 empty] | DEER:HVAC_Eff_HP | Annual
RE-HV-DHP-17S | DEER2020 | D20 v1 | 2020-12-02 | Any | SFm | New | CZ13 | rDXHP | Area-ft2-BA | 1950 | 1950 | None | 0.18916 | 0.00020478 | 0 | 0.12948 | 0.00013979 | 0 | [6 empty] | DEER:HVAC_Eff_HP | Annual
RE-HV-DHP-17S | DEER2020 | D20 v1 | 2020-12-02 | Any | SFm | New | CZ14 | rDXHP | Area-ft2-BA | 2160 | 2160 | None | 0.26117 | 0.00021016 | 0 | 0.1787 | 0.00014338 | 0 | [6 empty] | DEER:HVAC_Eff_HP | Annual
RE-HV-DHP-17S | DEER2020 | D20 v1 | 2020-12-02 | Any | SFm | New | CZ15 | rDXHP | Area-ft2-BA | 2160 | 2160 | None | 0.41012 | 0.00027342 | 0 | 0.28015 | 0.00018653 | 0 | [6 empty] | DEER:HVAC_Eff_HP | Annual
RE-HV-DHP-17S | DEER2020 | D20 v1 | 2020-12-02 | Any | SFm | New | CZ16 | rDXHP | Area-ft2-BA | 2300 | 2300 | None | 0.04452 | 7.0473e-05 | 0 | 0.030793 | 4.8029e-05 | 0 | [6 empty] | DEER:HVAC_Eff_HP | Annual
RE-HV-DHP-17S | DEER2020 | D20 v1 | 2020-12-02 | Any | MFm | Ex | CZ01 | rDXHP | Area-ft2-BA | 999 | 999 | None | 0.017233 | 1.8018e-06 | 0 | 0.01245 | 1.2012e-06 | 0 | [6 empty] | DEER:HVAC_Eff_HP | Annual
RE-HV-DHP-17S | DEER2020 | D20 v1 | 2020-12-02 | Any | MFm | Ex | CZ02 | rDXHP | Area-ft2-BA | 1070 | 1070 | None | 0.049306 | 0.00010523 | 0 | 0.034046 | 7.1776e-05 | 0 | [6 empty] | DEER:HVAC_Eff_HP | Annual
RE-HV-DHP-17S | DEER2020 | D20 v1 | 2020-12-02 | Any | MFm | Ex | CZ03 | rDXHP | Area-ft2-BA | 999 | 999 | None | 0.021502 | 4.2543e-05 | 0 | 0.015116 | 2.9029e-05 | 0 | [6 empty] | DEER:HVAC_Eff_HP | Annual
RE-HV-DHP-17S | DEER2020 | D20 v1 | 2020-12-02 | Any | MFm | Ex | CZ04 | rDXHP | Area-ft2-BA | 999 | 999 | None | 0.10737 | 0.00016356 | 0 | 0.073444 | 0.00011161 | 0 | [6 empty] | DEER:HVAC_Eff_HP | Annual
RE-HV-DHP-17S | DEER2020 | D20 v1 | 2020-12-02 | Any | MFm | Ex | CZ05 | rDXHP | Area-ft2-BA | 999 | 999 | None | 0.021485 | 2.0196e-05 | 0 | 0.014955 | 1.3742e-05 | 0 | [6 empty] | DEER:HVAC_Eff_HP | Annual
RE-HV-DHP-17S | DEER2020 | D20 v1 | 2020-12-02 | Any | MFm | Ex | CZ06 | rDXHP | Area-ft2-BA | 1210 | 1210 | None | 0.064455 | 7.5531e-05 | 0 | 0.044172 | 5.1517e-05 | 0 | [6 empty] | DEER:HVAC_Eff_HP | Annual
RE-HV-DHP-17S | DEER2020 | D20 v1 | 2020-12-02 | Any | MFm | Ex | CZ07 | rDXHP | Area-ft2-BA | 1210 | 1210 | None | 0.10175 | 9.146e-05 | 0 | 0.069647 | 6.238e-05 | 0 | [6 empty] | DEER:HVAC_Eff_HP | Annual
RE-HV-DHP-17S | DEER2020 | D20 v1 | 2020-12-02 | Any | MFm | Ex | CZ08 | rDXHP | Area-ft2-BA | 1210 | 1210 | None | 0.18092 | 0.00012962 | 0 | 0.12362 | 8.8414e-05 | 0 | [6 empty] | DEER:HVAC_Eff_HP | Annual
RE-HV-DHP-17S | DEER2020 | D20 v1 | 2020-12-02 | Any | MFm | Ex | CZ09 | rDXHP | Area-ft2-BA | 1130 | 1130 | None | 0.14943 | 0.00013858 | 0 | 0.10223 | 9.4513e-05 | 0 | [6 empty] | DEER:HVAC_Eff_HP | Annual
RE-HV-DHP-17S | DEER2020 | D20 v1 | 2020-12-02 | Any | MFm | Ex | CZ10 | rDXHP | Area-ft2-BA | 1070 | 1070 | None | 0.15613 | 0.00014178 | 0 | 0.10677 | 9.6729e-05 | 0 | [6 empty] | DEER:HVAC_Eff_HP | Annual
RE-HV-DHP-17S | DEER2020 | D20 v1 | 2020-12-02 | Any | MFm | Ex | CZ11 | rDXHP | Area-ft2-BA | 1070 | 1070 | None | 0.25364 | 0.00022776 | 0 | 0.17308 | 0.00015533 | 0 | [6 empty] | DEER:HVAC_Eff_HP | Annual
RE-HV-DHP-17S | DEER2020 | D20 v1 | 2020-12-02 | Any | MFm | Ex | CZ12 | rDXHP | Area-ft2-BA | 1070 | 1070 | None | 0.14883 | 0.0001929 | 0 | 0.10199 | 0.00013159 | 0 | [6 empty] | DEER:HVAC_Eff_HP | Annual
RE-HV-DHP-17S | DEER2020 | D20 v1 | 2020-12-02 | Any | MFm | Ex | CZ13 | rDXHP | Area-ft2-BA | 1070 | 1070 | None | 0.27443 | 0.0002129 | 0 | 0.18764 | 0.00014533 | 0 | [6 empty] | DEER:HVAC_Eff_HP | Annual
RE-HV-DHP-17S | DEER2020 | D20 v1 | 2020-12-02 | Any | MFm | Ex | CZ14 | rDXHP | Area-ft2-BA | 1090 | 1090 | None | 0.3139 | 0.00021744 | 0 | 0.21485 | 0.00014833 | 0 | [6 empty] | DEER:HVAC_Eff_HP | Annual
RE-HV-DHP-17S | DEER2020 | D20 v1 | 2020-12-02 | Any | MFm | Ex | CZ15 | rDXHP | Area-ft2-BA | 1090 | 1090 | None | 0.42762 | 0.00025996 | 0 | 0.29203 | 0.00017734 | 0 | [6 empty] | DEER:HVAC_Eff_HP | Annual
RE-HV-DHP-17S | DEER2020 | D20 v1 | 2020-12-02 | Any | MFm | Ex | CZ16 | rDXHP | Area-ft2-BA | 999 | 999 | None | 0.14606 | 0.00011572 | 0 | 0.094005 | 7.8979e-05 | 0 | [6 empty] | DEER:HVAC_Eff_HP | Annual
RE-HV-DHP-17S | DEER2020 | D20 v1 | 2020-12-02 | Any | MFm | New | CZ01 | rDXHP | Area-ft2-BA | 999 | 999 | None | 0.01303 | 2.6026e-06 | 0 | 0.010088 | 1.8018e-06 | 0 | [6 empty] | DEER:HVAC_Eff_HP | Annual
RE-HV-DHP-17S | DEER2020 | D20 v1 | 2020-12-02 | Any | MFm | New | CZ02 | rDXHP | Area-ft2-BA | 1070 | 1070 | None | 0.048178 | 9.2056e-05 | 0 | 0.033169 | 6.2804e-05 | 0 | [6 empty] | DEER:HVAC_Eff_HP | Annual
RE-HV-DHP-17S | DEER2020 | D20 v1 | 2020-12-02 | Any | MFm | New | CZ03 | rDXHP | Area-ft2-BA | 999 | 999 | None | 0.020155 | 5.1351e-05 | 0 | 0.014023 | 3.5035e-05 | 0 | [6 empty] | DEER:HVAC_Eff_HP | Annual
RE-HV-DHP-17S | DEER2020 | D20 v1 | 2020-12-02 | Any | MFm | New | CZ04 | rDXHP | Area-ft2-BA | 999 | 999 | None | 0.1025 | 0.00014394 | 0 | 0.07003 | 9.8198e-05 | 0 | [6 empty] | DEER:HVAC_Eff_HP | Annual
RE-HV-DHP-17S | DEER2020 | D20 v1 | 2020-12-02 | Any | MFm | New | CZ05 | rDXHP | Area-ft2-BA | 999 | 999 | None | 0.025039 | 2.7588e-05 | 0 | 0.017228 | 1.8843e-05 | 0 | [6 empty] | DEER:HVAC_Eff_HP | Annual
RE-HV-DHP-17S | DEER2020 | D20 v1 | 2020-12-02 | Any | MFm | New | CZ06 | rDXHP | Area-ft2-BA | 1210 | 1210 | None | 0.054866 | 7.3098e-05 | 0 | 0.037634 | 4.9931e-05 | 0 | [6 empty] | DEER:HVAC_Eff_HP | Annual
RE-HV-DHP-17S | DEER2020 | D20 v1 | 2020-12-02 | Any | MFm | New | CZ07 | rDXHP | Area-ft2-BA | 1210 | 1210 | None | 0.10615 | 0.00010045 | 0 | 0.072621 | 6.8526e-05 | 0 | [6 empty] | DEER:HVAC_Eff_HP | Annual
RE-HV-DHP-17S | DEER2020 | D20 v1 | 2020-12-02 | Any | MFm | New | CZ08 | rDXHP | Area-ft2-BA | 1210 | 1210 | None | 0.19954 | 0.00013001 | 0 | 0.13627 | 8.8709e-05 | 0 | [6 empty] | DEER:HVAC_Eff_HP | Annual
RE-HV-DHP-17S | DEER2020 | D20 v1 | 2020-12-02 | Any | MFm | New | CZ09 | rDXHP | Area-ft2-BA | 1130 | 1130 | None | 0.16704 | 0.00011726 | 0 | 0.11418 | 8e-05 | 0 | [6 empty] | DEER:HVAC_Eff_HP | Annual
RE-HV-DHP-17S | DEER2020 | D20 v1 | 2020-12-02 | Any | MFm | New | CZ10 | rDXHP | Area-ft2-BA | 1070 | 1070 | None | 0.17432 | 0.0001386 | 0 | 0.1191 | 9.4579e-05 | 0 | [6 empty] | DEER:HVAC_Eff_HP | Annual
RE-HV-DHP-17S | DEER2020 | D20 v1 | 2020-12-02 | Any | MFm | New | CZ11 | rDXHP | Area-ft2-BA | 1070 | 1070 | None | 0.2523 | 0.00020673 | 0 | 0.17257 | 0.00014103 | 0 | [6 empty] | DEER:HVAC_Eff_HP | Annual
RE-HV-DHP-17S | DEER2020 | D20 v1 | 2020-12-02 | Any | MFm | New | CZ12 | rDXHP | Area-ft2-BA | 1070 | 1070 | None | 0.14172 | 0.00017355 | 0 | 0.096973 | 0.00011841 | 0 | [6 empty] | DEER:HVAC_Eff_HP | Annual
RE-HV-DHP-17S | DEER2020 | D20 v1 | 2020-12-02 | Any | MFm | New | CZ13 | rDXHP | Area-ft2-BA | 1070 | 1070 | None | 0.27278 | 0.0001857 | 0 | 0.1864 | 0.00012673 | 0 | [6 empty] | DEER:HVAC_Eff_HP | Annual
RE-HV-DHP-17S | DEER2020 | D20 v1 | 2020-12-02 | Any | MFm | New | CZ14 | rDXHP | Area-ft2-BA | 1090 | 1090 | None | 0.29837 | 0.00019554 | 0 | 0.20419 | 0.00013341 | 0 | [6 empty] | DEER:HVAC_Eff_HP | Annual
RE-HV-DHP-17S | DEER2020 | D20 v1 | 2020-12-02 | Any | MFm | New | CZ15 | rDXHP | Area-ft2-BA | 1090 | 1090 | None | 0.4571 | 0.00024129 | 0 | 0.31212 | 0.00016459 | 0 | [6 empty] | DEER:HVAC_Eff_HP | Annual
RE-HV-DHP-17S | DEER2020 | D20 v1 | 2020-12-02 | Any | MFm | New | CZ16 | rDXHP | Area-ft2-BA | 999 | 999 | None | 0.14227 | 0.00011381 | 0 | 0.097997 | 7.7678e-05 | 0 | [6 empty] | DEER:HVAC_Eff_HP | Annual
RE-HV-DHP-17S | DEER2020 | D20 v1 | 2020-12-02 | Any | DMo | Ex | CZ01 | rDXHP | Area-ft2-BA | 1240 | 1240 | None | 0.0218 | 0 | 0 | 0.015761 | 0 | 0 | [6 empty] | DEER:HVAC_Eff_HP | Annual
RE-HV-DHP-17S | DEER2020 | D20 v1 | 2020-12-02 | Any | DMo | Ex | CZ02 | rDXHP | Area-ft2-BA | 1240 | 1240 | None | 0.11936 | 0.00025685 | 0 | 0.082232 | 0.00017528 | 0 | [6 empty] | DEER:HVAC_Eff_HP | Annual
RE-HV-DHP-17S | DEER2020 | D20 v1 | 2020-12-02 | Any | DMo | Ex | CZ03 | rDXHP | Area-ft2-BA | 1240 | 1240 | None | 0.047921 | 0.0001719 | 0 | 0.033278 | 0.00011742 | 0 | [6 empty] | DEER:HVAC_Eff_HP | Annual
RE-HV-DHP-17S | DEER2020 | D20 v1 | 2020-12-02 | Any | DMo | Ex | CZ04 | rDXHP | Area-ft2-BA | 1240 | 1240 | None | 0.18522 | 0.00028565 | 0 | 0.12691 | 0.00019504 | 0 | [6 empty] | DEER:HVAC_Eff_HP | Annual
RE-HV-DHP-17S | DEER2020 | D20 v1 | 2020-12-02 | Any | DMo | Ex | CZ05 | rDXHP | Area-ft2-BA | 1240 | 1240 | None | 0.04058 | 0.00010133 | 0 | 0.028407 | 6.9153e-05 | 0 | [6 empty] | DEER:HVAC_Eff_HP | Annual
RE-HV-DHP-17S | DEER2020 | D20 v1 | 2020-12-02 | Any | DMo | Ex | CZ06 | rDXHP | Area-ft2-BA | 1240 | 1240 | None | 0.18886 | 0.00017246 | 0 | 0.12922 | 0.0001177 | 0 | [6 empty] | DEER:HVAC_Eff_HP | Annual
RE-HV-DHP-17S | DEER2020 | D20 v1 | 2020-12-02 | Any | DMo | Ex | CZ07 | rDXHP | Area-ft2-BA | 1240 | 1240 | None | 0.18775 | 0.0001575 | 0 | 0.12848 | 0.00010754 | 0 | [6 empty] | DEER:HVAC_Eff_HP | Annual
RE-HV-DHP-17S | DEER2020 | D20 v1 | 2020-12-02 | Any | DMo | Ex | CZ08 | rDXHP | Area-ft2-BA | 1240 | 1240 | None | 0.36683 | 0.00027718 | 0 | 0.25065 | 0.00018911 | 0 | [6 empty] | DEER:HVAC_Eff_HP | Annual
RE-HV-DHP-17S | DEER2020 | D20 v1 | 2020-12-02 | Any | DMo | Ex | CZ09 | rDXHP | Area-ft2-BA | 1240 | 1240 | None | 0.30613 | 0.00028536 | 0 | 0.20939 | 0.00019476 | 0 | [6 empty] | DEER:HVAC_Eff_HP | Annual
RE-HV-DHP-17S | DEER2020 | D20 v1 | 2020-12-02 | Any | DMo | Ex | CZ10 | rDXHP | Area-ft2-BA | 1240 | 1240 | None | 0.41878 | 0.00031444 | 0 | 0.28628 | 0.00021452 | 0 | [6 empty] | DEER:HVAC_Eff_HP | Annual
RE-HV-DHP-17S | DEER2020 | D20 v1 | 2020-12-02 | Any | DMo | Ex | CZ11 | rDXHP | Area-ft2-BA | 1240 | 1240 | None | 0.45146 | 0.00045923 | 0 | 0.30895 | 0.00031331 | 0 | [6 empty] | DEER:HVAC_Eff_HP | Annual
RE-HV-DHP-17S | DEER2020 | D20 v1 | 2020-12-02 | Any | DMo | Ex | CZ12 | rDXHP | Area-ft2-BA | 1240 | 1240 | None | 0.29235 | 0.00040448 | 0 | 0.20017 | 0.00027605 | 0 | [6 empty] | DEER:HVAC_Eff_HP | Annual
RE-HV-DHP-17S | DEER2020 | D20 v1 | 2020-12-02 | Any | DMo | Ex | CZ13 | rDXHP | Area-ft2-BA | 1240 | 1240 | None | 0.50841 | 0.00044766 | 0 | 0.34755 | 0.0003054 | 0 | [6 empty] | DEER:HVAC_Eff_HP | Annual
RE-HV-DHP-17S | DEER2020 | D20 v1 | 2020-12-02 | Any | DMo | Ex | CZ14 | rDXHP | Area-ft2-BA | 1240 | 1240 | None | 0.43497 | 0.00042423 | 0 | 0.29744 | 0.0002896 | 0 | [6 empty] | DEER:HVAC_Eff_HP | Annual
RE-HV-DHP-17S | DEER2020 | D20 v1 | 2020-12-02 | Any | DMo | Ex | CZ15 | rDXHP | Area-ft2-BA | 1240 | 1240 | None | 0.7369 | 0.00052613 | 0 | 0.50315 | 0.00035903 | 0 | [6 empty] | DEER:HVAC_Eff_HP | Annual
RE-HV-DHP-17S | DEER2020 | D20 v1 | 2020-12-02 | Any | DMo | Ex | CZ16 | rDXHP | Area-ft2-BA | 1240 | 1240 | None | 0.13973 | 0.00018347 | 0 | 0.096531 | 0.00012532 | 0 | [6 empty] | DEER:HVAC_Eff_HP | Annual
RE-HV-DHP-17S | DEER2020 | D20 v1 | 2020-12-02 | Any | DMo | New | CZ01 | rDXHP | Area-ft2-BA | 1240 | 1240 | None | 0.021736 | 0 | 0 | 0.015714 | 0 | 0 | [6 empty] | DEER:HVAC_Eff_HP | Annual
RE-HV-DHP-17S | DEER2020 | D20 v1 | 2020-12-02 | Any | DMo | New | CZ02 | rDXHP | Area-ft2-BA | 1240 | 1240 | None | 0.16921 | 0.00028565 | 0 | 0.11633 | 0.00019504 | 0 | [6 empty] | DEER:HVAC_Eff_HP | Annual
RE-HV-DHP-17S | DEER2020 | D20 v1 | 2020-12-02 | Any | DMo | New | CZ03 | rDXHP | Area-ft2-BA | 1240 | 1240 | None | 0.057546 | 0.00018601 | 0 | 0.039781 | 0.00012673 | 0 | [6 empty] | DEER:HVAC_Eff_HP | Annual
RE-HV-DHP-17S | DEER2020 | D20 v1 | 2020-12-02 | Any | DMo | New | CZ04 | rDXHP | Area-ft2-BA | 1240 | 1240 | None | 0.24814 | 0.00031218 | 0 | 0.16974 | 0.0002131 | 0 | [6 empty] | DEER:HVAC_Eff_HP | Annual
RE-HV-DHP-17S | DEER2020 | D20 v1 | 2020-12-02 | Any | DMo | New | CZ05 | rDXHP | Area-ft2-BA | 1240 | 1240 | None | 0.041636 | 0.00010359 | 0 | 0.028868 | 7.0565e-05 | 0 | [6 empty] | DEER:HVAC_Eff_HP | Annual
RE-HV-DHP-17S | DEER2020 | D20 v1 | 2020-12-02 | Any | DMo | New | CZ06 | rDXHP | Area-ft2-BA | 1240 | 1240 | None | 0.21041 | 0.00017218 | 0 | 0.14385 | 0.00011742 | 0 | [6 empty] | DEER:HVAC_Eff_HP | Annual
RE-HV-DHP-17S | DEER2020 | D20 v1 | 2020-12-02 | Any | DMo | New | CZ07 | rDXHP | Area-ft2-BA | 1240 | 1240 | None | 0.32599 | 0.00021706 | 0 | 0.22259 | 0.00014819 | 0 | [6 empty] | DEER:HVAC_Eff_HP | Annual
RE-HV-DHP-17S | DEER2020 | D20 v1 | 2020-12-02 | Any | DMo | New | CZ08 | rDXHP | Area-ft2-BA | 1240 | 1240 | None | 0.48231 | 0.0003071 | 0 | 0.32928 | 0.00020972 | 0 | [6 empty] | DEER:HVAC_Eff_HP | Annual
RE-HV-DHP-17S | DEER2020 | D20 v1 | 2020-12-02 | Any | DMo | New | CZ09 | rDXHP | Area-ft2-BA | 1240 | 1240 | None | 0.38845 | 0.00030173 | 0 | 0.26544 | 0.00020605 | 0 | [6 empty] | DEER:HVAC_Eff_HP | Annual
RE-HV-DHP-17S | DEER2020 | D20 v1 | 2020-12-02 | Any | DMo | New | CZ10 | rDXHP | Area-ft2-BA | 1240 | 1240 | None | 0.51878 | 0.00033956 | 0 | 0.35452 | 0.00023173 | 0 | [6 empty] | DEER:HVAC_Eff_HP | Annual
RE-HV-DHP-17S | DEER2020 | D20 v1 | 2020-12-02 | Any | DMo | New | CZ11 | rDXHP | Area-ft2-BA | 1240 | 1240 | None | 0.49206 | 0.00047278 | 0 | 0.33634 | 0.00032262 | 0 | [6 empty] | DEER:HVAC_Eff_HP | Annual
RE-HV-DHP-17S | DEER2020 | D20 v1 | 2020-12-02 | Any | DMo | New | CZ12 | rDXHP | Area-ft2-BA | 1240 | 1240 | None | 0.31366 | 0.00040504 | 0 | 0.21478 | 0.00027633 | 0 | [6 empty] | DEER:HVAC_Eff_HP | Annual
RE-HV-DHP-17S | DEER2020 | D20 v1 | 2020-12-02 | Any | DMo | New | CZ13 | rDXHP | Area-ft2-BA | 1240 | 1240 | None | 0.57926 | 0.00045782 | 0 | 0.39586 | 0.00031246 | 0 | [6 empty] | DEER:HVAC_Eff_HP | Annual
RE-HV-DHP-17S | DEER2020 | D20 v1 | 2020-12-02 | Any | DMo | New | CZ14 | rDXHP | Area-ft2-BA | 1240 | 1240 | None | 0.57948 | 0.00043637 | 0 | 0.39606 | 0.00029778 | 0 | [6 empty] | DEER:HVAC_Eff_HP | Annual
RE-HV-DHP-17S | DEER2020 | D20 v1 | 2020-12-02 | Any | DMo | New | CZ15 | rDXHP | Area-ft2-BA | 1240 | 1240 | None | 0.88854 | 0.00056395 | 0 | 0.60663 | 0.00038472 | 0 | [6 empty] | DEER:HVAC_Eff_HP | Annual
RE-HV-DHP-17S | DEER2020 | D20 v1 | 2020-12-02 | Any | DMo | New | CZ16 | rDXHP | Area-ft2-BA | 1240 | 1240 | None | 0.10823 | 0.00015665 | 0 | 0.074931 | 0.00010698 | 0 | [6 empty] | DEER:HVAC_Eff_HP | Annual
RE-HV-DHP-18S | DEER2020 | D20 v1 | 2020-12-02 | Any | SFm | Ex | CZ01 | rDXHP | Area-ft2-BA | 2300 | 2300 | None | 0.01819 | 0 | 0 | 0.013812 | 0 | 0 | [6 empty] | DEER:HVAC_Eff_HP | Annual
RE-HV-DHP-18S | DEER2020 | D20 v1 | 2020-12-02 | Any | SFm | Ex | CZ02 | rDXHP | Area-ft2-BA | 1950 | 1950 | None | 0.067518 | 0.00015595 | 0 | 0.049907 | 0.00011333 | 0 | [6 empty] | DEER:HVAC_Eff_HP | Annual
RE-HV-DHP-18S | DEER2020 | D20 v1 | 2020-12-02 | Any | SFm | Ex | CZ03 | rDXHP | Area-ft2-BA | 2300 | 2300 | None | 0.029408 | 0.00010575 | 0 | 0.021789 | 7.6818e-05 | 0 | [6 empty] | DEER:HVAC_Eff_HP | Annual
RE-HV-DHP-18S | DEER2020 | D20 v1 | 2020-12-02 | Any | SFm | Ex | CZ04 | rDXHP | Area-ft2-BA | 2300 | 2300 | None | 0.12358 | 0.00021528 | 0 | 0.090197 | 0.00015643 | 0 | [6 empty] | DEER:HVAC_Eff_HP | Annual
RE-HV-DHP-18S | DEER2020 | D20 v1 | 2020-12-02 | Any | SFm | Ex | CZ05 | rDXHP | Area-ft2-BA | 2300 | 2300 | None | 0.022361 | 6.035e-05 | 0 | 0.016702 | 4.3835e-05 | 0 | [6 empty] | DEER:HVAC_Eff_HP | Annual
RE-HV-DHP-18S | DEER2020 | D20 v1 | 2020-12-02 | Any | SFm | Ex | CZ06 | rDXHP | Area-ft2-BA | 2390 | 2390 | None | 0.11157 | 0.00011476 | 0 | 0.081218 | 8.3388e-05 | 0 | [6 empty] | DEER:HVAC_Eff_HP | Annual
RE-HV-DHP-18S | DEER2020 | D20 v1 | 2020-12-02 | Any | SFm | Ex | CZ07 | rDXHP | Area-ft2-BA | 2390 | 2390 | None | 0.12734 | 0.00011913 | 0 | 0.092689 | 8.663e-05 | 0 | [6 empty] | DEER:HVAC_Eff_HP | Annual
RE-HV-DHP-18S | DEER2020 | D20 v1 | 2020-12-02 | Any | SFm | Ex | CZ08 | rDXHP | Area-ft2-BA | 2390 | 2390 | None | 0.26394 | 0.00020333 | 0 | 0.19191 | 0.0001478 | 0 | [6 empty] | DEER:HVAC_Eff_HP | Annual
RE-HV-DHP-18S | DEER2020 | D20 v1 | 2020-12-02 | Any | SFm | Ex | CZ09 | rDXHP | Area-ft2-BA | 2420 | 2420 | None | 0.18803 | 0.00020902 | 0 | 0.13688 | 0.00015193 | 0 | [6 empty] | DEER:HVAC_Eff_HP | Annual
RE-HV-DHP-18S | DEER2020 | D20 v1 | 2020-12-02 | Any | SFm | Ex | CZ10 | rDXHP | Area-ft2-BA | 1950 | 1950 | None | 0.23202 | 0.00021031 | 0 | 0.16912 | 0.00015284 | 0 | [6 empty] | DEER:HVAC_Eff_HP | Annual
RE-HV-DHP-18S | DEER2020 | D20 v1 | 2020-12-02 | Any | SFm | Ex | CZ11 | rDXHP | Area-ft2-BA | 1950 | 1950 | None | 0.21419 | 0.00028196 | 0 | 0.15614 | 0.00020489 | 0 | [6 empty] | DEER:HVAC_Eff_HP | Annual
RE-HV-DHP-18S | DEER2020 | D20 v1 | 2020-12-02 | Any | SFm | Ex | CZ12 | rDXHP | Area-ft2-BA | 1950 | 1950 | None | 0.13588 | 0.00025042 | 0 | 0.099263 | 0.00018189 | 0 | [6 empty] | DEER:HVAC_Eff_HP | Annual
RE-HV-DHP-18S | DEER2020 | D20 v1 | 2020-12-02 | Any | SFm | Ex | CZ13 | rDXHP | Area-ft2-BA | 1950 | 1950 | None | 0.27563 | 0.00027658 | 0 | 0.20075 | 0.00020099 | 0 | [6 empty] | DEER:HVAC_Eff_HP | Annual
RE-HV-DHP-18S | DEER2020 | D20 v1 | 2020-12-02 | Any | SFm | Ex | CZ14 | rDXHP | Area-ft2-BA | 2160 | 2160 | None | 0.36508 | 0.0002917 | 0 | 0.26586 | 0.000212 | 0 | [6 empty] | DEER:HVAC_Eff_HP | Annual
RE-HV-DHP-18S | DEER2020 | D20 v1 | 2020-12-02 | Any | SFm | Ex | CZ15 | rDXHP | Area-ft2-BA | 2160 | 2160 | None | 0.45093 | 0.00035322 | 0 | 0.32794 | 0.00025657 | 0 | [6 empty] | DEER:HVAC_Eff_HP | Annual
RE-HV-DHP-18S | DEER2020 | D20 v1 | 2020-12-02 | Any | SFm | Ex | CZ16 | rDXHP | Area-ft2-BA | 2300 | 2300 | None | 0.053019 | 9.2133e-05 | 0 | 0.039182 | 6.702e-05 | 0 | [6 empty] | DEER:HVAC_Eff_HP | Annual
RE-HV-DHP-18S | DEER2020 | D20 v1 | 2020-12-02 | Any | SFm | New | CZ01 | rDXHP | Area-ft2-BA | 2300 | 2300 | None | 0.012163 | 0 | 0 | 0.0092291 | 0 | 0 | [6 empty] | DEER:HVAC_Eff_HP | Annual
RE-HV-DHP-18S | DEER2020 | D20 v1 | 2020-12-02 | Any | SFm | New | CZ02 | rDXHP | Area-ft2-BA | 1950 | 1950 | None | 0.055755 | 0.00012829 | 0 | 0.041053 | 9.316e-05 | 0 | [6 empty] | DEER:HVAC_Eff_HP | Annual
RE-HV-DHP-18S | DEER2020 | D20 v1 | 2020-12-02 | Any | SFm | New | CZ03 | rDXHP | Area-ft2-BA | 2300 | 2300 | None | 0.028298 | 0.00011488 | 0 | 0.020772 | 8.3418e-05 | 0 | [6 empty] | DEER:HVAC_Eff_HP | Annual
RE-HV-DHP-18S | DEER2020 | D20 v1 | 2020-12-02 | Any | SFm | New | CZ04 | rDXHP | Area-ft2-BA | 2300 | 2300 | None | 0.097353 | 0.0001676 | 0 | 0.070967 | 0.0001217 | 0 | [6 empty] | DEER:HVAC_Eff_HP | Annual
RE-HV-DHP-18S | DEER2020 | D20 v1 | 2020-12-02 | Any | SFm | New | CZ05 | rDXHP | Area-ft2-BA | 2300 | 2300 | None | 0.017888 | 6.2974e-05 | 0 | 0.013202 | 4.5687e-05 | 0 | [6 empty] | DEER:HVAC_Eff_HP | Annual
RE-HV-DHP-18S | DEER2020 | D20 v1 | 2020-12-02 | Any | SFm | New | CZ06 | rDXHP | Area-ft2-BA | 2390 | 2390 | None | 0.072472 | 8.4227e-05 | 0 | 0.052864 | 6.1073e-05 | 0 | [6 empty] | DEER:HVAC_Eff_HP | Annual
RE-HV-DHP-18S | DEER2020 | D20 v1 | 2020-12-02 | Any | SFm | New | CZ07 | rDXHP | Area-ft2-BA | 2390 | 2390 | None | 0.12391 | 0.00011215 | 0 | 0.090116 | 8.1526e-05 | 0 | [6 empty] | DEER:HVAC_Eff_HP | Annual
RE-HV-DHP-18S | DEER2020 | D20 v1 | 2020-12-02 | Any | SFm | New | CZ08 | rDXHP | Area-ft2-BA | 2390 | 2390 | None | 0.16158 | 0.00016705 | 0 | 0.1175 | 0.0001213 | 0 | [6 empty] | DEER:HVAC_Eff_HP | Annual
RE-HV-DHP-18S | DEER2020 | D20 v1 | 2020-12-02 | Any | SFm | New | CZ09 | rDXHP | Area-ft2-BA | 2420 | 2420 | None | 0.10095 | 0.0001639 | 0 | 0.073559 | 0.00011906 | 0 | [6 empty] | DEER:HVAC_Eff_HP | Annual
RE-HV-DHP-18S | DEER2020 | D20 v1 | 2020-12-02 | Any | SFm | New | CZ10 | rDXHP | Area-ft2-BA | 1950 | 1950 | None | 0.16732 | 0.00017451 | 0 | 0.12197 | 0.00012676 | 0 | [6 empty] | DEER:HVAC_Eff_HP | Annual
RE-HV-DHP-18S | DEER2020 | D20 v1 | 2020-12-02 | Any | SFm | New | CZ11 | rDXHP | Area-ft2-BA | 1950 | 1950 | None | 0.15476 | 0.00023613 | 0 | 0.11282 | 0.0001716 | 0 | [6 empty] | DEER:HVAC_Eff_HP | Annual
RE-HV-DHP-18S | DEER2020 | D20 v1 | 2020-12-02 | Any | SFm | New | CZ12 | rDXHP | Area-ft2-BA | 1950 | 1950 | None | 0.076877 | 0.00018873 | 0 | 0.057453 | 0.00013769 | 0 | [6 empty] | DEER:HVAC_Eff_HP | Annual
RE-HV-DHP-18S | DEER2020 | D20 v1 | 2020-12-02 | Any | SFm | New | CZ13 | rDXHP | Area-ft2-BA | 1950 | 1950 | None | 0.21966 | 0.00023787 | 0 | 0.15998 | 0.00017288 | 0 | [6 empty] | DEER:HVAC_Eff_HP | Annual
RE-HV-DHP-18S | DEER2020 | D20 v1 | 2020-12-02 | Any | SFm | New | CZ14 | rDXHP | Area-ft2-BA | 2160 | 2160 | None | 0.30331 | 0.00024421 | 0 | 0.22084 | 0.00017743 | 0 | [6 empty] | DEER:HVAC_Eff_HP | Annual
RE-HV-DHP-18S | DEER2020 | D20 v1 | 2020-12-02 | Any | SFm | New | CZ15 | rDXHP | Area-ft2-BA | 2160 | 2160 | None | 0.47641 | 0.00031765 | 0 | 0.34644 | 0.00023076 | 0 | [6 empty] | DEER:HVAC_Eff_HP | Annual
RE-HV-DHP-18S | DEER2020 | D20 v1 | 2020-12-02 | Any | SFm | New | CZ16 | rDXHP | Area-ft2-BA | 2300 | 2300 | None | 0.051616 | 8.1931e-05 | 0 | 0.037889 | 5.9487e-05 | 0 | [6 empty] | DEER:HVAC_Eff_HP | Annual
RE-HV-DHP-18S | DEER2020 | D20 v1 | 2020-12-02 | Any | MFm | Ex | CZ01 | rDXHP | Area-ft2-BA | 999 | 999 | None | 0.019811 | 2.1021e-06 | 0 | 0.015027 | 1.5015e-06 | 0 | [6 empty] | DEER:HVAC_Eff_HP | Annual
RE-HV-DHP-18S | DEER2020 | D20 v1 | 2020-12-02 | Any | MFm | Ex | CZ02 | rDXHP | Area-ft2-BA | 1070 | 1070 | None | 0.057167 | 0.00012224 | 0 | 0.041907 | 8.8879e-05 | 0 | [6 empty] | DEER:HVAC_Eff_HP | Annual
RE-HV-DHP-18S | DEER2020 | D20 v1 | 2020-12-02 | Any | MFm | Ex | CZ03 | rDXHP | Area-ft2-BA | 999 | 999 | None | 0.024843 | 4.9449e-05 | 0 | 0.018457 | 3.5936e-05 | 0 | [6 empty] | DEER:HVAC_Eff_HP | Annual
RE-HV-DHP-18S | DEER2020 | D20 v1 | 2020-12-02 | Any | MFm | Ex | CZ04 | rDXHP | Area-ft2-BA | 999 | 999 | None | 0.12469 | 0.00019009 | 0 | 0.090768 | 0.00013814 | 0 | [6 empty] | DEER:HVAC_Eff_HP | Annual
RE-HV-DHP-18S | DEER2020 | D20 v1 | 2020-12-02 | Any | MFm | Ex | CZ05 | rDXHP | Area-ft2-BA | 999 | 999 | None | 0.02487 | 2.3423e-05 | 0 | 0.01834 | 1.7073e-05 | 0 | [6 empty] | DEER:HVAC_Eff_HP | Annual
RE-HV-DHP-18S | DEER2020 | D20 v1 | 2020-12-02 | Any | MFm | Ex | CZ06 | rDXHP | Area-ft2-BA | 1210 | 1210 | None | 0.07483 | 8.7802e-05 | 0 | 0.054546 | 6.3788e-05 | 0 | [6 empty] | DEER:HVAC_Eff_HP | Annual
RE-HV-DHP-18S | DEER2020 | D20 v1 | 2020-12-02 | Any | MFm | Ex | CZ07 | rDXHP | Area-ft2-BA | 1210 | 1210 | None | 0.11815 | 0.00010632 | 0 | 0.086047 | 7.7241e-05 | 0 | [6 empty] | DEER:HVAC_Eff_HP | Annual
RE-HV-DHP-18S | DEER2020 | D20 v1 | 2020-12-02 | Any | MFm | Ex | CZ08 | rDXHP | Area-ft2-BA | 1210 | 1210 | None | 0.21015 | 0.00015057 | 0 | 0.15285 | 0.00010936 | 0 | [6 empty] | DEER:HVAC_Eff_HP | Annual
RE-HV-DHP-18S | DEER2020 | D20 v1 | 2020-12-02 | Any | MFm | Ex | CZ09 | rDXHP | Area-ft2-BA | 1130 | 1130 | None | 0.17353 | 0.00016097 | 0 | 0.12633 | 0.00011699 | 0 | [6 empty] | DEER:HVAC_Eff_HP | Annual
RE-HV-DHP-18S | DEER2020 | D20 v1 | 2020-12-02 | Any | MFm | Ex | CZ10 | rDXHP | Area-ft2-BA | 1070 | 1070 | None | 0.18134 | 0.00016467 | 0 | 0.13198 | 0.00011963 | 0 | [6 empty] | DEER:HVAC_Eff_HP | Annual
RE-HV-DHP-18S | DEER2020 | D20 v1 | 2020-12-02 | Any | MFm | Ex | CZ11 | rDXHP | Area-ft2-BA | 1070 | 1070 | None | 0.29639 | 0.00026514 | 0 | 0.21582 | 0.00019271 | 0 | [6 empty] | DEER:HVAC_Eff_HP | Annual
RE-HV-DHP-18S | DEER2020 | D20 v1 | 2020-12-02 | Any | MFm | Ex | CZ12 | rDXHP | Area-ft2-BA | 1070 | 1070 | None | 0.17275 | 0.00022411 | 0 | 0.12591 | 0.0001629 | 0 | [6 empty] | DEER:HVAC_Eff_HP | Annual
RE-HV-DHP-18S | DEER2020 | D20 v1 | 2020-12-02 | Any | MFm | Ex | CZ13 | rDXHP | Area-ft2-BA | 1070 | 1070 | None | 0.31874 | 0.00024738 | 0 | 0.23195 | 0.00017972 | 0 | [6 empty] | DEER:HVAC_Eff_HP | Annual
RE-HV-DHP-18S | DEER2020 | D20 v1 | 2020-12-02 | Any | MFm | Ex | CZ14 | rDXHP | Area-ft2-BA | 1090 | 1090 | None | 0.36451 | 0.00025268 | 0 | 0.26546 | 0.00018357 | 0 | [6 empty] | DEER:HVAC_Eff_HP | Annual
RE-HV-DHP-18S | DEER2020 | D20 v1 | 2020-12-02 | Any | MFm | Ex | CZ15 | rDXHP | Area-ft2-BA | 1090 | 1090 | None | 0.49677 | 0.00030201 | 0 | 0.36117 | 0.0002195 | 0 | [6 empty] | DEER:HVAC_Eff_HP | Annual
RE-HV-DHP-18S | DEER2020 | D20 v1 | 2020-12-02 | Any | MFm | Ex | CZ16 | rDXHP | Area-ft2-BA | 999 | 999 | None | 0.16681 | 0.00013453 | 0 | 0.11476 | 9.7698e-05 | 0 | [6 empty] | DEER:HVAC_Eff_HP | Annual
RE-HV-DHP-18S | DEER2020 | D20 v1 | 2020-12-02 | Any | MFm | New | CZ01 | rDXHP | Area-ft2-BA | 999 | 999 | None | 0.016309 | 3.003e-06 | 0 | 0.013366 | 2.2022e-06 | 0 | [6 empty] | DEER:HVAC_Eff_HP | Annual
RE-HV-DHP-18S | DEER2020 | D20 v1 | 2020-12-02 | Any | MFm | New | CZ02 | rDXHP | Area-ft2-BA | 1070 | 1070 | None | 0.055884 | 0.00010701 | 0 | 0.040875 | 7.7757e-05 | 0 | [6 empty] | DEER:HVAC_Eff_HP | Annual
RE-HV-DHP-18S | DEER2020 | D20 v1 | 2020-12-02 | Any | MFm | New | CZ03 | rDXHP | Area-ft2-BA | 999 | 999 | None | 0.023332 | 5.966e-05 | 0 | 0.0172 | 4.3343e-05 | 0 | [6 empty] | DEER:HVAC_Eff_HP | Annual
RE-HV-DHP-18S | DEER2020 | D20 v1 | 2020-12-02 | Any | MFm | New | CZ04 | rDXHP | Area-ft2-BA | 999 | 999 | None | 0.11907 | 0.00016727 | 0 | 0.086598 | 0.00012152 | 0 | [6 empty] | DEER:HVAC_Eff_HP | Annual
RE-HV-DHP-18S | DEER2020 | D20 v1 | 2020-12-02 | Any | MFm | New | CZ05 | rDXHP | Area-ft2-BA | 999 | 999 | None | 0.029039 | 3.2064e-05 | 0 | 0.021228 | 2.3319e-05 | 0 | [6 empty] | DEER:HVAC_Eff_HP | Annual
RE-HV-DHP-18S | DEER2020 | D20 v1 | 2020-12-02 | Any | MFm | New | CZ06 | rDXHP | Area-ft2-BA | 1210 | 1210 | None | 0.063686 | 8.4945e-05 | 0 | 0.046454 | 6.1673e-05 | 0 | [6 empty] | DEER:HVAC_Eff_HP | Annual
RE-HV-DHP-18S | DEER2020 | D20 v1 | 2020-12-02 | Any | MFm | New | CZ07 | rDXHP | Area-ft2-BA | 1210 | 1210 | None | 0.12327 | 0.00011678 | 0 | 0.089742 | 8.4855e-05 | 0 | [6 empty] | DEER:HVAC_Eff_HP | Annual
RE-HV-DHP-18S | DEER2020 | D20 v1 | 2020-12-02 | Any | MFm | New | CZ08 | rDXHP | Area-ft2-BA | 1210 | 1210 | None | 0.23181 | 0.00015106 | 0 | 0.16853 | 0.00010976 | 0 | [6 empty] | DEER:HVAC_Eff_HP | Annual
RE-HV-DHP-18S | DEER2020 | D20 v1 | 2020-12-02 | Any | MFm | New | CZ09 | rDXHP | Area-ft2-BA | 1130 | 1130 | None | 0.19402 | 0.00013628 | 0 | 0.14116 | 9.9027e-05 | 0 | [6 empty] | DEER:HVAC_Eff_HP | Annual
RE-HV-DHP-18S | DEER2020 | D20 v1 | 2020-12-02 | Any | MFm | New | CZ10 | rDXHP | Area-ft2-BA | 1070 | 1070 | None | 0.20249 | 0.00016112 | 0 | 0.14726 | 0.00011701 | 0 | [6 empty] | DEER:HVAC_Eff_HP | Annual
RE-HV-DHP-18S | DEER2020 | D20 v1 | 2020-12-02 | Any | MFm | New | CZ11 | rDXHP | Area-ft2-BA | 1070 | 1070 | None | 0.29304 | 0.00024019 | 0 | 0.21331 | 0.00017449 | 0 | [6 empty] | DEER:HVAC_Eff_HP | Annual
RE-HV-DHP-18S | DEER2020 | D20 v1 | 2020-12-02 | Any | MFm | New | CZ12 | rDXHP | Area-ft2-BA | 1070 | 1070 | None | 0.16457 | 0.00020159 | 0 | 0.11983 | 0.00014645 | 0 | [6 empty] | DEER:HVAC_Eff_HP | Annual
RE-HV-DHP-18S | DEER2020 | D20 v1 | 2020-12-02 | Any | MFm | New | CZ13 | rDXHP | Area-ft2-BA | 1070 | 1070 | None | 0.31685 | 0.0002157 | 0 | 0.23047 | 0.00015673 | 0 | [6 empty] | DEER:HVAC_Eff_HP | Annual
RE-HV-DHP-18S | DEER2020 | D20 v1 | 2020-12-02 | Any | MFm | New | CZ14 | rDXHP | Area-ft2-BA | 1090 | 1090 | None | 0.34649 | 0.00022725 | 0 | 0.25231 | 0.00016511 | 0 | [6 empty] | DEER:HVAC_Eff_HP | Annual
RE-HV-DHP-18S | DEER2020 | D20 v1 | 2020-12-02 | Any | MFm | New | CZ15 | rDXHP | Area-ft2-BA | 1090 | 1090 | None | 0.53103 | 0.00028033 | 0 | 0.38604 | 0.00020362 | 0 | [6 empty] | DEER:HVAC_Eff_HP | Annual
RE-HV-DHP-18S | DEER2020 | D20 v1 | 2020-12-02 | Any | MFm | New | CZ16 | rDXHP | Area-ft2-BA | 999 | 999 | None | 0.16505 | 0.00013223 | 0 | 0.12078 | 9.6096e-05 | 0 | [6 empty] | DEER:HVAC_Eff_HP | Annual
RE-HV-DHP-18S | DEER2020 | D20 v1 | 2020-12-02 | Any | DMo | Ex | CZ01 | rDXHP | Area-ft2-BA | 1240 | 1240 | None | 0.025047 | 0 | 0 | 0.019007 | 0 | 0 | [6 empty] | DEER:HVAC_Eff_HP | Annual
RE-HV-DHP-18S | DEER2020 | D20 v1 | 2020-12-02 | Any | DMo | Ex | CZ02 | rDXHP | Area-ft2-BA | 1240 | 1240 | None | 0.13846 | 0.00029863 | 0 | 0.10133 | 0.00021677 | 0 | [6 empty] | DEER:HVAC_Eff_HP | Annual
RE-HV-DHP-18S | DEER2020 | D20 v1 | 2020-12-02 | Any | DMo | Ex | CZ03 | rDXHP | Area-ft2-BA | 1240 | 1240 | None | 0.055448 | 0.00019984 | 0 | 0.040805 | 0.00014508 | 0 | [6 empty] | DEER:HVAC_Eff_HP | Annual
RE-HV-DHP-18S | DEER2020 | D20 v1 | 2020-12-02 | Any | DMo | Ex | CZ04 | rDXHP | Area-ft2-BA | 1240 | 1240 | None | 0.21495 | 0.00033194 | 0 | 0.15664 | 0.00024105 | 0 | [6 empty] | DEER:HVAC_Eff_HP | Annual
RE-HV-DHP-18S | DEER2020 | D20 v1 | 2020-12-02 | Any | DMo | Ex | CZ05 | rDXHP | Area-ft2-BA | 1240 | 1240 | None | 0.046909 | 0.0001177 | 0 | 0.034736 | 8.5524e-05 | 0 | [6 empty] | DEER:HVAC_Eff_HP | Annual
RE-HV-DHP-18S | DEER2020 | D20 v1 | 2020-12-02 | Any | DMo | Ex | CZ06 | rDXHP | Area-ft2-BA | 1240 | 1240 | None | 0.21932 | 0.0002004 | 0 | 0.15968 | 0.00014565 | 0 | [6 empty] | DEER:HVAC_Eff_HP | Annual
RE-HV-DHP-18S | DEER2020 | D20 v1 | 2020-12-02 | Any | DMo | Ex | CZ07 | rDXHP | Area-ft2-BA | 1240 | 1240 | None | 0.21803 | 0.00018319 | 0 | 0.15876 | 0.00013294 | 0 | [6 empty] | DEER:HVAC_Eff_HP | Annual
RE-HV-DHP-18S | DEER2020 | D20 v1 | 2020-12-02 | Any | DMo | Ex | CZ08 | rDXHP | Area-ft2-BA | 1240 | 1240 | None | 0.4261 | 0.00032177 | 0 | 0.30992 | 0.00023399 | 0 | [6 empty] | DEER:HVAC_Eff_HP | Annual
RE-HV-DHP-18S | DEER2020 | D20 v1 | 2020-12-02 | Any | DMo | Ex | CZ09 | rDXHP | Area-ft2-BA | 1240 | 1240 | None | 0.35553 | 0.00033165 | 0 | 0.25878 | 0.00024105 | 0 | [6 empty] | DEER:HVAC_Eff_HP | Annual
RE-HV-DHP-18S | DEER2020 | D20 v1 | 2020-12-02 | Any | DMo | Ex | CZ10 | rDXHP | Area-ft2-BA | 1240 | 1240 | None | 0.4864 | 0.00036552 | 0 | 0.3539 | 0.0002656 | 0 | [6 empty] | DEER:HVAC_Eff_HP | Annual
RE-HV-DHP-18S | DEER2020 | D20 v1 | 2020-12-02 | Any | DMo | Ex | CZ11 | rDXHP | Area-ft2-BA | 1240 | 1240 | None | 0.5243 | 0.00053347 | 0 | 0.38178 | 0.00038782 | 0 | [6 empty] | DEER:HVAC_Eff_HP | Annual
RE-HV-DHP-18S | DEER2020 | D20 v1 | 2020-12-02 | Any | DMo | Ex | CZ12 | rDXHP | Area-ft2-BA | 1240 | 1240 | None | 0.3394 | 0.00046996 | 0 | 0.24721 | 0.00034153 | 0 | [6 empty] | DEER:HVAC_Eff_HP | Annual
RE-HV-DHP-18S | DEER2020 | D20 v1 | 2020-12-02 | Any | DMo | Ex | CZ13 | rDXHP | Area-ft2-BA | 1240 | 1240 | None | 0.59053 | 0.0005202 | 0 | 0.42967 | 0.00037794 | 0 | [6 empty] | DEER:HVAC_Eff_HP | Annual
RE-HV-DHP-18S | DEER2020 | D20 v1 | 2020-12-02 | Any | DMo | Ex | CZ14 | rDXHP | Area-ft2-BA | 1240 | 1240 | None | 0.5052 | 0.0004931 | 0 | 0.36768 | 0.00035819 | 0 | [6 empty] | DEER:HVAC_Eff_HP | Annual
RE-HV-DHP-18S | DEER2020 | D20 v1 | 2020-12-02 | Any | DMo | Ex | CZ15 | rDXHP | Area-ft2-BA | 1240 | 1240 | None | 0.85608 | 0.00061109 | 0 | 0.62233 | 0.00044399 | 0 | [6 empty] | DEER:HVAC_Eff_HP | Annual
RE-HV-DHP-18S | DEER2020 | D20 v1 | 2020-12-02 | Any | DMo | Ex | CZ16 | rDXHP | Area-ft2-BA | 1240 | 1240 | None | 0.16204 | 0.00021339 | 0 | 0.11884 | 0.00015496 | 0 | [6 empty] | DEER:HVAC_Eff_HP | Annual
RE-HV-DHP-18S | DEER2020 | D20 v1 | 2020-12-02 | Any | DMo | New | CZ01 | rDXHP | Area-ft2-BA | 1240 | 1240 | None | 0.024966 | 0 | 0 | 0.018944 | 0 | 0 | [6 empty] | DEER:HVAC_Eff_HP | Annual
RE-HV-DHP-18S | DEER2020 | D20 v1 | 2020-12-02 | Any | DMo | New | CZ02 | rDXHP | Area-ft2-BA | 1240 | 1240 | None | 0.19635 | 0.00033194 | 0 | 0.14347 | 0.00024133 | 0 | [6 empty] | DEER:HVAC_Eff_HP | Annual
RE-HV-DHP-18S | DEER2020 | D20 v1 | 2020-12-02 | Any | DMo | New | CZ03 | rDXHP | Area-ft2-BA | 1240 | 1240 | None | 0.066672 | 0.00021593 | 0 | 0.048907 | 0.00015694 | 0 | [6 empty] | DEER:HVAC_Eff_HP | Annual
RE-HV-DHP-18S | DEER2020 | D20 v1 | 2020-12-02 | Any | DMo | New | CZ04 | rDXHP | Area-ft2-BA | 1240 | 1240 | None | 0.28814 | 0.0003627 | 0 | 0.20974 | 0.00026363 | 0 | [6 empty] | DEER:HVAC_Eff_HP | Annual
RE-HV-DHP-18S | DEER2020 | D20 v1 | 2020-12-02 | Any | DMo | New | CZ05 | rDXHP | Area-ft2-BA | 1240 | 1240 | None | 0.048259 | 0.00012024 | 0 | 0.03549 | 8.75e-05 | 0 | [6 empty] | DEER:HVAC_Eff_HP | Annual
RE-HV-DHP-18S | DEER2020 | D20 v1 | 2020-12-02 | Any | DMo | New | CZ06 | rDXHP | Area-ft2-BA | 1240 | 1240 | None | 0.24439 | 0.00020012 | 0 | 0.17783 | 0.00014536 | 0 | [6 empty] | DEER:HVAC_Eff_HP | Annual
RE-HV-DHP-18S | DEER2020 | D20 v1 | 2020-12-02 | Any | DMo | New | CZ07 | rDXHP | Area-ft2-BA | 1240 | 1240 | None | 0.37871 | 0.00025234 | 0 | 0.27531 | 0.00018319 | 0 | [6 empty] | DEER:HVAC_Eff_HP | Annual
RE-HV-DHP-18S | DEER2020 | D20 v1 | 2020-12-02 | Any | DMo | New | CZ08 | rDXHP | Area-ft2-BA | 1240 | 1240 | None | 0.56032 | 0.00035706 | 0 | 0.4073 | 0.0002594 | 0 | [6 empty] | DEER:HVAC_Eff_HP | Annual
RE-HV-DHP-18S | DEER2020 | D20 v1 | 2020-12-02 | Any | DMo | New | CZ09 | rDXHP | Area-ft2-BA | 1240 | 1240 | None | 0.4512 | 0.00035056 | 0 | 0.3282 | 0.00025488 | 0 | [6 empty] | DEER:HVAC_Eff_HP | Annual
RE-HV-DHP-18S | DEER2020 | D20 v1 | 2020-12-02 | Any | DMo | New | CZ10 | rDXHP | Area-ft2-BA | 1240 | 1240 | None | 0.60259 | 0.0003946 | 0 | 0.43833 | 0.00028649 | 0 | [6 empty] | DEER:HVAC_Eff_HP | Annual
RE-HV-DHP-18S | DEER2020 | D20 v1 | 2020-12-02 | Any | DMo | New | CZ11 | rDXHP | Area-ft2-BA | 1240 | 1240 | None | 0.57157 | 0.00054927 | 0 | 0.41584 | 0.00039911 | 0 | [6 empty] | DEER:HVAC_Eff_HP | Annual
RE-HV-DHP-18S | DEER2020 | D20 v1 | 2020-12-02 | Any | DMo | New | CZ12 | rDXHP | Area-ft2-BA | 1240 | 1240 | None | 0.36409 | 0.00047052 | 0 | 0.26521 | 0.00034181 | 0 | [6 empty] | DEER:HVAC_Eff_HP | Annual
RE-HV-DHP-18S | DEER2020 | D20 v1 | 2020-12-02 | Any | DMo | New | CZ13 | rDXHP | Area-ft2-BA | 1240 | 1240 | None | 0.67285 | 0.00053206 | 0 | 0.48945 | 0.00038669 | 0 | [6 empty] | DEER:HVAC_Eff_HP | Annual
RE-HV-DHP-18S | DEER2020 | D20 v1 | 2020-12-02 | Any | DMo | New | CZ14 | rDXHP | Area-ft2-BA | 1240 | 1240 | None | 0.6731 | 0.00050694 | 0 | 0.48968 | 0.00036835 | 0 | [6 empty] | DEER:HVAC_Eff_HP | Annual
RE-HV-DHP-18S | DEER2020 | D20 v1 | 2020-12-02 | Any | DMo | New | CZ15 | rDXHP | Area-ft2-BA | 1240 | 1240 | None | 1.0323 | 0.00065512 | 0 | 0.75035 | 0.00047617 | 0 | [6 empty] | DEER:HVAC_Eff_HP | Annual
RE-HV-DHP-18S | DEER2020 | D20 v1 | 2020-12-02 | Any | DMo | New | CZ16 | rDXHP | Area-ft2-BA | 1240 | 1240 | None | 0.12547 | 0.00018177 | 0 | 0.092169 | 0.0001321 | 0 | [6 empty] | DEER:HVAC_Eff_HP | Annual
RE-HV-DHP-19S | DEER2020 | D20 v1 | 2020-12-02 | Any | SFm | Ex | CZ01 | rDXHP | Area-ft2-BA | 2300 | 2300 | None | 0.020559 | 0 | 0 | 0.016181 | 0 | 0 | [6 empty] | DEER:HVAC_Eff_HP | Annual
RE-HV-DHP-19S | DEER2020 | D20 v1 | 2020-12-02 | Any | SFm | Ex | CZ02 | rDXHP | Area-ft2-BA | 1950 | 1950 | None | 0.076181 | 0.00017578 | 0 | 0.05857 | 0.00013317 | 0 | [6 empty] | DEER:HVAC_Eff_HP | Annual
RE-HV-DHP-19S | DEER2020 | D20 v1 | 2020-12-02 | Any | SFm | Ex | CZ03 | rDXHP | Area-ft2-BA | 2300 | 2300 | None | 0.033176 | 0.00011909 | 0 | 0.025558 | 9.0159e-05 | 0 | [6 empty] | DEER:HVAC_Eff_HP | Annual
RE-HV-DHP-19S | DEER2020 | D20 v1 | 2020-12-02 | Any | SFm | Ex | CZ04 | rDXHP | Area-ft2-BA | 2300 | 2300 | None | 0.13931 | 0.00024257 | 0 | 0.10592 | 0.00018372 | 0 | [6 empty] | DEER:HVAC_Eff_HP | Annual
RE-HV-DHP-19S | DEER2020 | D20 v1 | 2020-12-02 | Any | SFm | Ex | CZ05 | rDXHP | Area-ft2-BA | 2300 | 2300 | None | 0.025228 | 6.8067e-05 | 0 | 0.019569 | 5.1552e-05 | 0 | [6 empty] | DEER:HVAC_Eff_HP | Annual
RE-HV-DHP-19S | DEER2020 | D20 v1 | 2020-12-02 | Any | SFm | Ex | CZ06 | rDXHP | Area-ft2-BA | 2390 | 2390 | None | 0.12574 | 0.00012919 | 0 | 0.09539 | 9.7817e-05 | 0 | [6 empty] | DEER:HVAC_Eff_HP | Annual
RE-HV-DHP-19S | DEER2020 | D20 v1 | 2020-12-02 | Any | SFm | Ex | CZ07 | rDXHP | Area-ft2-BA | 2390 | 2390 | None | 0.14352 | 0.00013431 | 0 | 0.10886 | 0.00010181 | 0 | [6 empty] | DEER:HVAC_Eff_HP | Annual
RE-HV-DHP-19S | DEER2020 | D20 v1 | 2020-12-02 | Any | SFm | Ex | CZ08 | rDXHP | Area-ft2-BA | 2390 | 2390 | None | 0.29745 | 0.0002292 | 0 | 0.22541 | 0.00017351 | 0 | [6 empty] | DEER:HVAC_Eff_HP | Annual
RE-HV-DHP-19S | DEER2020 | D20 v1 | 2020-12-02 | Any | SFm | Ex | CZ09 | rDXHP | Area-ft2-BA | 2420 | 2420 | None | 0.21191 | 0.00023562 | 0 | 0.16076 | 0.00017839 | 0 | [6 empty] | DEER:HVAC_Eff_HP | Annual
RE-HV-DHP-19S | DEER2020 | D20 v1 | 2020-12-02 | Any | SFm | Ex | CZ10 | rDXHP | Area-ft2-BA | 1950 | 1950 | None | 0.26153 | 0.00023704 | 0 | 0.19863 | 0.00017957 | 0 | [6 empty] | DEER:HVAC_Eff_HP | Annual
RE-HV-DHP-19S | DEER2020 | D20 v1 | 2020-12-02 | Any | SFm | Ex | CZ11 | rDXHP | Area-ft2-BA | 1950 | 1950 | None | 0.24143 | 0.0003177 | 0 | 0.18338 | 0.00024063 | 0 | [6 empty] | DEER:HVAC_Eff_HP | Annual
RE-HV-DHP-19S | DEER2020 | D20 v1 | 2020-12-02 | Any | SFm | Ex | CZ12 | rDXHP | Area-ft2-BA | 1950 | 1950 | None | 0.15314 | 0.00028221 | 0 | 0.11652 | 0.00021369 | 0 | [6 empty] | DEER:HVAC_Eff_HP | Annual
RE-HV-DHP-19S | DEER2020 | D20 v1 | 2020-12-02 | Any | SFm | Ex | CZ13 | rDXHP | Area-ft2-BA | 1950 | 1950 | None | 0.31066 | 0.00031175 | 0 | 0.23578 | 0.00023617 | 0 | [6 empty] | DEER:HVAC_Eff_HP | Annual
RE-HV-DHP-19S | DEER2020 | D20 v1 | 2020-12-02 | Any | SFm | Ex | CZ14 | rDXHP | Area-ft2-BA | 2160 | 2160 | None | 0.41148 | 0.00032862 | 0 | 0.31225 | 0.00024892 | 0 | [6 empty] | DEER:HVAC_Eff_HP | Annual
RE-HV-DHP-19S | DEER2020 | D20 v1 | 2020-12-02 | Any | SFm | Ex | CZ15 | rDXHP | Area-ft2-BA | 2160 | 2160 | None | 0.50819 | 0.00039808 | 0 | 0.38519 | 0.00030144 | 0 | [6 empty] | DEER:HVAC_Eff_HP | Annual
RE-HV-DHP-19S | DEER2020 | D20 v1 | 2020-12-02 | Any | SFm | Ex | CZ16 | rDXHP | Area-ft2-BA | 2300 | 2300 | None | 0.059816 | 0.00010391 | 0 | 0.045978 | 7.8635e-05 | 0 | [6 empty] | DEER:HVAC_Eff_HP | Annual
RE-HV-DHP-19S | DEER2020 | D20 v1 | 2020-12-02 | Any | SFm | New | CZ01 | rDXHP | Area-ft2-BA | 2300 | 2300 | None | 0.013748 | 0 | 0 | 0.010815 | 0 | 0 | [6 empty] | DEER:HVAC_Eff_HP | Annual
RE-HV-DHP-19S | DEER2020 | D20 v1 | 2020-12-02 | Any | SFm | New | CZ02 | rDXHP | Area-ft2-BA | 1950 | 1950 | None | 0.062884 | 0.0001445 | 0 | 0.048181 | 0.00010948 | 0 | [6 empty] | DEER:HVAC_Eff_HP | Annual
RE-HV-DHP-19S | DEER2020 | D20 v1 | 2020-12-02 | Any | SFm | New | CZ03 | rDXHP | Area-ft2-BA | 2300 | 2300 | None | 0.031911 | 0.00012934 | 0 | 0.024384 | 9.8023e-05 | 0 | [6 empty] | DEER:HVAC_Eff_HP | Annual
RE-HV-DHP-19S | DEER2020 | D20 v1 | 2020-12-02 | Any | SFm | New | CZ04 | rDXHP | Area-ft2-BA | 2300 | 2300 | None | 0.10973 | 0.00018882 | 0 | 0.083345 | 0.00014306 | 0 | [6 empty] | DEER:HVAC_Eff_HP | Annual
RE-HV-DHP-19S | DEER2020 | D20 v1 | 2020-12-02 | Any | SFm | New | CZ05 | rDXHP | Area-ft2-BA | 2300 | 2300 | None | 0.020193 | 7.0846e-05 | 0 | 0.015507 | 5.3713e-05 | 0 | [6 empty] | DEER:HVAC_Eff_HP | Annual
RE-HV-DHP-19S | DEER2020 | D20 v1 | 2020-12-02 | Any | SFm | New | CZ06 | rDXHP | Area-ft2-BA | 2390 | 2390 | None | 0.081688 | 9.4797e-05 | 0 | 0.06208 | 7.1811e-05 | 0 | [6 empty] | DEER:HVAC_Eff_HP | Annual
RE-HV-DHP-19S | DEER2020 | D20 v1 | 2020-12-02 | Any | SFm | New | CZ07 | rDXHP | Area-ft2-BA | 2390 | 2390 | None | 0.13964 | 0.00012639 | 0 | 0.10585 | 9.5763e-05 | 0 | [6 empty] | DEER:HVAC_Eff_HP | Annual
RE-HV-DHP-19S | DEER2020 | D20 v1 | 2020-12-02 | Any | SFm | New | CZ08 | rDXHP | Area-ft2-BA | 2390 | 2390 | None | 0.18209 | 0.00018818 | 0 | 0.13801 | 0.00014244 | 0 | [6 empty] | DEER:HVAC_Eff_HP | Annual
RE-HV-DHP-19S | DEER2020 | D20 v1 | 2020-12-02 | Any | SFm | New | CZ09 | rDXHP | Area-ft2-BA | 2420 | 2420 | None | 0.11378 | 0.00018479 | 0 | 0.086389 | 0.00013995 | 0 | [6 empty] | DEER:HVAC_Eff_HP | Annual
RE-HV-DHP-19S | DEER2020 | D20 v1 | 2020-12-02 | Any | SFm | New | CZ10 | rDXHP | Area-ft2-BA | 1950 | 1950 | None | 0.18859 | 0.00019669 | 0 | 0.14325 | 0.00014895 | 0 | [6 empty] | DEER:HVAC_Eff_HP | Annual
RE-HV-DHP-19S | DEER2020 | D20 v1 | 2020-12-02 | Any | SFm | New | CZ11 | rDXHP | Area-ft2-BA | 1950 | 1950 | None | 0.17445 | 0.00026614 | 0 | 0.13251 | 0.00020148 | 0 | [6 empty] | DEER:HVAC_Eff_HP | Annual
RE-HV-DHP-19S | DEER2020 | D20 v1 | 2020-12-02 | Any | SFm | New | CZ12 | rDXHP | Area-ft2-BA | 1950 | 1950 | None | 0.086848 | 0.0002128 | 0 | 0.067425 | 0.00016175 | 0 | [6 empty] | DEER:HVAC_Eff_HP | Annual
RE-HV-DHP-19S | DEER2020 | D20 v1 | 2020-12-02 | Any | SFm | New | CZ13 | rDXHP | Area-ft2-BA | 1950 | 1950 | None | 0.24758 | 0.00026808 | 0 | 0.1879 | 0.00020308 | 0 | [6 empty] | DEER:HVAC_Eff_HP | Annual
RE-HV-DHP-19S | DEER2020 | D20 v1 | 2020-12-02 | Any | SFm | New | CZ14 | rDXHP | Area-ft2-BA | 2160 | 2160 | None | 0.34185 | 0.00027517 | 0 | 0.25938 | 0.0002084 | 0 | [6 empty] | DEER:HVAC_Eff_HP | Annual
RE-HV-DHP-19S | DEER2020 | D20 v1 | 2020-12-02 | Any | SFm | New | CZ15 | rDXHP | Area-ft2-BA | 2160 | 2160 | None | 0.5369 | 0.00035794 | 0 | 0.40693 | 0.00027106 | 0 | [6 empty] | DEER:HVAC_Eff_HP | Annual
RE-HV-DHP-19S | DEER2020 | D20 v1 | 2020-12-02 | Any | SFm | New | CZ16 | rDXHP | Area-ft2-BA | 2300 | 2300 | None | 0.058216 | 9.229e-05 | 0 | 0.044489 | 7.0003e-05 | 0 | [6 empty] | DEER:HVAC_Eff_HP | Annual
RE-HV-DHP-19S | DEER2020 | D20 v1 | 2020-12-02 | Any | MFm | Ex | CZ01 | rDXHP | Area-ft2-BA | 999 | 999 | None | 0.022384 | 2.3023e-06 | 0 | 0.017601 | 1.8018e-06 | 0 | [6 empty] | DEER:HVAC_Eff_HP | Annual
RE-HV-DHP-19S | DEER2020 | D20 v1 | 2020-12-02 | Any | MFm | Ex | CZ02 | rDXHP | Area-ft2-BA | 1070 | 1070 | None | 0.064454 | 0.00013776 | 0 | 0.049194 | 0.00010439 | 0 | [6 empty] | DEER:HVAC_Eff_HP | Annual
RE-HV-DHP-19S | DEER2020 | D20 v1 | 2020-12-02 | Any | MFm | Ex | CZ03 | rDXHP | Area-ft2-BA | 999 | 999 | None | 0.028033 | 5.5756e-05 | 0 | 0.021647 | 4.2242e-05 | 0 | [6 empty] | DEER:HVAC_Eff_HP | Annual
RE-HV-DHP-19S | DEER2020 | D20 v1 | 2020-12-02 | Any | MFm | Ex | CZ04 | rDXHP | Area-ft2-BA | 999 | 999 | None | 0.14053 | 0.00021421 | 0 | 0.10661 | 0.00016226 | 0 | [6 empty] | DEER:HVAC_Eff_HP | Annual
RE-HV-DHP-19S | DEER2020 | D20 v1 | 2020-12-02 | Any | MFm | Ex | CZ05 | rDXHP | Area-ft2-BA | 999 | 999 | None | 0.027816 | 2.6442e-05 | 0 | 0.021286 | 1.9988e-05 | 0 | [6 empty] | DEER:HVAC_Eff_HP | Annual
RE-HV-DHP-19S | DEER2020 | D20 v1 | 2020-12-02 | Any | MFm | Ex | CZ06 | rDXHP | Area-ft2-BA | 1210 | 1210 | None | 0.084343 | 9.8909e-05 | 0 | 0.06406 | 7.4896e-05 | 0 | [6 empty] | DEER:HVAC_Eff_HP | Annual
RE-HV-DHP-19S | DEER2020 | D20 v1 | 2020-12-02 | Any | MFm | Ex | CZ07 | rDXHP | Area-ft2-BA | 1210 | 1210 | None | 0.13316 | 0.00011981 | 0 | 0.10106 | 9.0726e-05 | 0 | [6 empty] | DEER:HVAC_Eff_HP | Annual
RE-HV-DHP-19S | DEER2020 | D20 v1 | 2020-12-02 | Any | MFm | Ex | CZ08 | rDXHP | Area-ft2-BA | 1210 | 1210 | None | 0.23683 | 0.00016965 | 0 | 0.17954 | 0.00012854 | 0 | [6 empty] | DEER:HVAC_Eff_HP | Annual
RE-HV-DHP-19S | DEER2020 | D20 v1 | 2020-12-02 | Any | MFm | Ex | CZ09 | rDXHP | Area-ft2-BA | 1130 | 1130 | None | 0.19558 | 0.00018142 | 0 | 0.14838 | 0.00013735 | 0 | [6 empty] | DEER:HVAC_Eff_HP | Annual
RE-HV-DHP-19S | DEER2020 | D20 v1 | 2020-12-02 | Any | MFm | Ex | CZ10 | rDXHP | Area-ft2-BA | 1070 | 1070 | None | 0.20437 | 0.00018561 | 0 | 0.15501 | 0.00014056 | 0 | [6 empty] | DEER:HVAC_Eff_HP | Annual
RE-HV-DHP-19S | DEER2020 | D20 v1 | 2020-12-02 | Any | MFm | Ex | CZ11 | rDXHP | Area-ft2-BA | 1070 | 1070 | None | 0.33406 | 0.00029879 | 0 | 0.2535 | 0.00022636 | 0 | [6 empty] | DEER:HVAC_Eff_HP | Annual
RE-HV-DHP-19S | DEER2020 | D20 v1 | 2020-12-02 | Any | MFm | Ex | CZ12 | rDXHP | Area-ft2-BA | 1070 | 1070 | None | 0.19466 | 0.00025252 | 0 | 0.14782 | 0.00019131 | 0 | [6 empty] | DEER:HVAC_Eff_HP | Annual
RE-HV-DHP-19S | DEER2020 | D20 v1 | 2020-12-02 | Any | MFm | Ex | CZ13 | rDXHP | Area-ft2-BA | 1070 | 1070 | None | 0.35923 | 0.00027879 | 0 | 0.27244 | 0.00021112 | 0 | [6 empty] | DEER:HVAC_Eff_HP | Annual
RE-HV-DHP-19S | DEER2020 | D20 v1 | 2020-12-02 | Any | MFm | Ex | CZ14 | rDXHP | Area-ft2-BA | 1090 | 1090 | None | 0.51577 | 0.00030559 | 0 | 0.41673 | 0.00023648 | 0 | [6 empty] | DEER:HVAC_Eff_HP | Annual
RE-HV-DHP-19S | DEER2020 | D20 v1 | 2020-12-02 | Any | MFm | Ex | CZ15 | rDXHP | Area-ft2-BA | 1090 | 1090 | None | 0.55983 | 0.00034035 | 0 | 0.42423 | 0.00025784 | 0 | [6 empty] | DEER:HVAC_Eff_HP | Annual
RE-HV-DHP-19S | DEER2020 | D20 v1 | 2020-12-02 | Any | MFm | Ex | CZ16 | rDXHP | Area-ft2-BA | 999 | 999 | None | 0.18701 | 0.00015155 | 0 | 0.13496 | 0.00011481 | 0 | [6 empty] | DEER:HVAC_Eff_HP | Annual
RE-HV-DHP-19S | DEER2020 | D20 v1 | 2020-12-02 | Any | MFm | New | CZ01 | rDXHP | Area-ft2-BA | 999 | 999 | None | 0.018274 | 3.4034e-06 | 0 | 0.015332 | 2.6026e-06 | 0 | [6 empty] | DEER:HVAC_Eff_HP | Annual
RE-HV-DHP-19S | DEER2020 | D20 v1 | 2020-12-02 | Any | MFm | New | CZ02 | rDXHP | Area-ft2-BA | 1070 | 1070 | None | 0.062985 | 0.00012056 | 0 | 0.047977 | 9.1308e-05 | 0 | [6 empty] | DEER:HVAC_Eff_HP | Annual
RE-HV-DHP-19S | DEER2020 | D20 v1 | 2020-12-02 | Any | MFm | New | CZ03 | rDXHP | Area-ft2-BA | 999 | 999 | None | 0.026315 | 6.7267e-05 | 0 | 0.020183 | 5.0951e-05 | 0 | [6 empty] | DEER:HVAC_Eff_HP | Annual
RE-HV-DHP-19S | DEER2020 | D20 v1 | 2020-12-02 | Any | MFm | New | CZ04 | rDXHP | Area-ft2-BA | 999 | 999 | None | 0.13419 | 0.00018849 | 0 | 0.10171 | 0.00014274 | 0 | [6 empty] | DEER:HVAC_Eff_HP | Annual
RE-HV-DHP-19S | DEER2020 | D20 v1 | 2020-12-02 | Any | MFm | New | CZ05 | rDXHP | Area-ft2-BA | 999 | 999 | None | 0.032733 | 3.6124e-05 | 0 | 0.024923 | 2.7379e-05 | 0 | [6 empty] | DEER:HVAC_Eff_HP | Annual
RE-HV-DHP-19S | DEER2020 | D20 v1 | 2020-12-02 | Any | MFm | New | CZ06 | rDXHP | Area-ft2-BA | 1210 | 1210 | None | 0.071786 | 9.5736e-05 | 0 | 0.054553 | 7.2463e-05 | 0 | [6 empty] | DEER:HVAC_Eff_HP | Annual
RE-HV-DHP-19S | DEER2020 | D20 v1 | 2020-12-02 | Any | MFm | New | CZ07 | rDXHP | Area-ft2-BA | 1210 | 1210 | None | 0.13893 | 0.00013155 | 0 | 0.1054 | 9.9625e-05 | 0 | [6 empty] | DEER:HVAC_Eff_HP | Annual
RE-HV-DHP-19S | DEER2020 | D20 v1 | 2020-12-02 | Any | MFm | New | CZ08 | rDXHP | Area-ft2-BA | 1210 | 1210 | None | 0.26123 | 0.00017024 | 0 | 0.19796 | 0.00012893 | 0 | [6 empty] | DEER:HVAC_Eff_HP | Annual
RE-HV-DHP-19S | DEER2020 | D20 v1 | 2020-12-02 | Any | MFm | New | CZ09 | rDXHP | Area-ft2-BA | 1130 | 1130 | None | 0.21866 | 0.00015354 | 0 | 0.1658 | 0.00011628 | 0 | [6 empty] | DEER:HVAC_Eff_HP | Annual
RE-HV-DHP-19S | DEER2020 | D20 v1 | 2020-12-02 | Any | MFm | New | CZ10 | rDXHP | Area-ft2-BA | 1070 | 1070 | None | 0.22819 | 0.0001815 | 0 | 0.17296 | 0.00013748 | 0 | [6 empty] | DEER:HVAC_Eff_HP | Annual
RE-HV-DHP-19S | DEER2020 | D20 v1 | 2020-12-02 | Any | MFm | New | CZ11 | rDXHP | Area-ft2-BA | 1070 | 1070 | None | 0.33029 | 0.00027065 | 0 | 0.25056 | 0.00020495 | 0 | [6 empty] | DEER:HVAC_Eff_HP | Annual
RE-HV-DHP-19S | DEER2020 | D20 v1 | 2020-12-02 | Any | MFm | New | CZ12 | rDXHP | Area-ft2-BA | 1070 | 1070 | None | 0.18548 | 0.0002272 | 0 | 0.14073 | 0.00017206 | 0 | [6 empty] | DEER:HVAC_Eff_HP | Annual
RE-HV-DHP-19S | DEER2020 | D20 v1 | 2020-12-02 | Any | MFm | New | CZ13 | rDXHP | Area-ft2-BA | 1070 | 1070 | None | 0.35709 | 0.00024308 | 0 | 0.27071 | 0.00018411 | 0 | [6 empty] | DEER:HVAC_Eff_HP | Annual
RE-HV-DHP-19S | DEER2020 | D20 v1 | 2020-12-02 | Any | MFm | New | CZ14 | rDXHP | Area-ft2-BA | 1090 | 1090 | None | 0.39052 | 0.00025611 | 0 | 0.29634 | 0.00019397 | 0 | [6 empty] | DEER:HVAC_Eff_HP | Annual
RE-HV-DHP-19S | DEER2020 | D20 v1 | 2020-12-02 | Any | MFm | New | CZ15 | rDXHP | Area-ft2-BA | 1090 | 1090 | None | 0.59843 | 0.00031588 | 0 | 0.45345 | 0.00023928 | 0 | [6 empty] | DEER:HVAC_Eff_HP | Annual
RE-HV-DHP-19S | DEER2020 | D20 v1 | 2020-12-02 | Any | MFm | New | CZ16 | rDXHP | Area-ft2-BA | 999 | 999 | None | 0.18734 | 0.00014905 | 0 | 0.14306 | 0.00011291 | 0 | [6 empty] | DEER:HVAC_Eff_HP | Annual
RE-HV-DHP-19S | DEER2020 | D20 v1 | 2020-12-02 | Any | DMo | Ex | CZ01 | rDXHP | Area-ft2-BA | 1240 | 1240 | None | 0.028262 | 0 | 0 | 0.022222 | 0 | 0 | [6 empty] | DEER:HVAC_Eff_HP | Annual
RE-HV-DHP-19S | DEER2020 | D20 v1 | 2020-12-02 | Any | DMo | Ex | CZ02 | rDXHP | Area-ft2-BA | 1240 | 1240 | None | 0.15608 | 0.00033645 | 0 | 0.11896 | 0.00025488 | 0 | [6 empty] | DEER:HVAC_Eff_HP | Annual
RE-HV-DHP-19S | DEER2020 | D20 v1 | 2020-12-02 | Any | DMo | Ex | CZ03 | rDXHP | Area-ft2-BA | 1240 | 1240 | None | 0.062555 | 0.00022524 | 0 | 0.047912 | 0.00017048 | 0 | [6 empty] | DEER:HVAC_Eff_HP | Annual
RE-HV-DHP-19S | DEER2020 | D20 v1 | 2020-12-02 | Any | DMo | Ex | CZ04 | rDXHP | Area-ft2-BA | 1240 | 1240 | None | 0.24225 | 0.00037399 | 0 | 0.18394 | 0.00028339 | 0 | [6 empty] | DEER:HVAC_Eff_HP | Annual
RE-HV-DHP-19S | DEER2020 | D20 v1 | 2020-12-02 | Any | DMo | Ex | CZ05 | rDXHP | Area-ft2-BA | 1240 | 1240 | None | 0.052919 | 0.00013266 | 0 | 0.040747 | 0.00010048 | 0 | [6 empty] | DEER:HVAC_Eff_HP | Annual
RE-HV-DHP-19S | DEER2020 | D20 v1 | 2020-12-02 | Any | DMo | Ex | CZ06 | rDXHP | Area-ft2-BA | 1240 | 1240 | None | 0.24718 | 0.00022581 | 0 | 0.18754 | 0.00017105 | 0 | [6 empty] | DEER:HVAC_Eff_HP | Annual
RE-HV-DHP-19S | DEER2020 | D20 v1 | 2020-12-02 | Any | DMo | Ex | CZ07 | rDXHP | Area-ft2-BA | 1240 | 1240 | None | 0.24572 | 0.00020633 | 0 | 0.18646 | 0.00015637 | 0 | [6 empty] | DEER:HVAC_Eff_HP | Annual
RE-HV-DHP-19S | DEER2020 | D20 v1 | 2020-12-02 | Any | DMo | Ex | CZ08 | rDXHP | Area-ft2-BA | 1240 | 1240 | None | 0.4802 | 0.0003627 | 0 | 0.36402 | 0.00027464 | 0 | [6 empty] | DEER:HVAC_Eff_HP | Annual
RE-HV-DHP-19S | DEER2020 | D20 v1 | 2020-12-02 | Any | DMo | Ex | CZ09 | rDXHP | Area-ft2-BA | 1240 | 1240 | None | 0.40069 | 0.00037371 | 0 | 0.30394 | 0.0002831 | 0 | [6 empty] | DEER:HVAC_Eff_HP | Annual
RE-HV-DHP-19S | DEER2020 | D20 v1 | 2020-12-02 | Any | DMo | Ex | CZ10 | rDXHP | Area-ft2-BA | 1240 | 1240 | None | 0.54819 | 0.00041181 | 0 | 0.41569 | 0.0003119 | 0 | [6 empty] | DEER:HVAC_Eff_HP | Annual
RE-HV-DHP-19S | DEER2020 | D20 v1 | 2020-12-02 | Any | DMo | Ex | CZ11 | rDXHP | Area-ft2-BA | 1240 | 1240 | None | 0.59088 | 0.00060121 | 0 | 0.44837 | 0.00045556 | 0 | [6 empty] | DEER:HVAC_Eff_HP | Annual
RE-HV-DHP-19S | DEER2020 | D20 v1 | 2020-12-02 | Any | DMo | Ex | CZ12 | rDXHP | Area-ft2-BA | 1240 | 1240 | None | 0.3825 | 0.0005298 | 0 | 0.29031 | 0.00040109 | 0 | [6 empty] | DEER:HVAC_Eff_HP | Annual
RE-HV-DHP-19S | DEER2020 | D20 v1 | 2020-12-02 | Any | DMo | Ex | CZ13 | rDXHP | Area-ft2-BA | 1240 | 1240 | None | 0.66554 | 0.00058625 | 0 | 0.50468 | 0.00044399 | 0 | [6 empty] | DEER:HVAC_Eff_HP | Annual
RE-HV-DHP-19S | DEER2020 | D20 v1 | 2020-12-02 | Any | DMo | Ex | CZ14 | rDXHP | Area-ft2-BA | 1240 | 1240 | None | 0.56939 | 0.00055548 | 0 | 0.43186 | 0.00042085 | 0 | [6 empty] | DEER:HVAC_Eff_HP | Annual
RE-HV-DHP-19S | DEER2020 | D20 v1 | 2020-12-02 | Any | DMo | Ex | CZ15 | rDXHP | Area-ft2-BA | 1240 | 1240 | None | 0.96474 | 0.00068871 | 0 | 0.731 | 0.00052161 | 0 | [6 empty] | DEER:HVAC_Eff_HP | Annual
RE-HV-DHP-19S | DEER2020 | D20 v1 | 2020-12-02 | Any | DMo | Ex | CZ16 | rDXHP | Area-ft2-BA | 1240 | 1240 | None | 0.18269 | 0.0002402 | 0 | 0.13949 | 0.00018206 | 0 | [6 empty] | DEER:HVAC_Eff_HP | Annual
RE-HV-DHP-19S | DEER2020 | D20 v1 | 2020-12-02 | Any | DMo | New | CZ01 | rDXHP | Area-ft2-BA | 1240 | 1240 | None | 0.028181 | 0 | 0 | 0.022159 | 0 | 0 | [6 empty] | DEER:HVAC_Eff_HP | Annual
RE-HV-DHP-19S | DEER2020 | D20 v1 | 2020-12-02 | Any | DMo | New | CZ02 | rDXHP | Area-ft2-BA | 1240 | 1240 | None | 0.22127 | 0.00037399 | 0 | 0.16839 | 0.00028339 | 0 | [6 empty] | DEER:HVAC_Eff_HP | Annual
RE-HV-DHP-19S | DEER2020 | D20 v1 | 2020-12-02 | Any | DMo | New | CZ03 | rDXHP | Area-ft2-BA | 1240 | 1240 | None | 0.075197 | 0.00024331 | 0 | 0.057432 | 0.00018431 | 0 | [6 empty] | DEER:HVAC_Eff_HP | Annual
RE-HV-DHP-19S | DEER2020 | D20 v1 | 2020-12-02 | Any | DMo | New | CZ04 | rDXHP | Area-ft2-BA | 1240 | 1240 | None | 0.32472 | 0.00040871 | 0 | 0.24632 | 0.00030964 | 0 | [6 empty] | DEER:HVAC_Eff_HP | Annual
RE-HV-DHP-19S | DEER2020 | D20 v1 | 2020-12-02 | Any | DMo | New | CZ05 | rDXHP | Area-ft2-BA | 1240 | 1240 | None | 0.054441 | 0.00013548 | 0 | 0.041673 | 0.00010274 | 0 | [6 empty] | DEER:HVAC_Eff_HP | Annual
RE-HV-DHP-19S | DEER2020 | D20 v1 | 2020-12-02 | Any | DMo | New | CZ06 | rDXHP | Area-ft2-BA | 1240 | 1240 | None | 0.27542 | 0.00022552 | 0 | 0.20886 | 0.00017077 | 0 | [6 empty] | DEER:HVAC_Eff_HP | Annual
RE-HV-DHP-19S | DEER2020 | D20 v1 | 2020-12-02 | Any | DMo | New | CZ07 | rDXHP | Area-ft2-BA | 1240 | 1240 | None | 0.42679 | 0.00028423 | 0 | 0.32339 | 0.00021536 | 0 | [6 empty] | DEER:HVAC_Eff_HP | Annual
RE-HV-DHP-19S | DEER2020 | D20 v1 | 2020-12-02 | Any | DMo | New | CZ08 | rDXHP | Area-ft2-BA | 1240 | 1240 | None | 0.63144 | 0.00040222 | 0 | 0.47842 | 0.00030456 | 0 | [6 empty] | DEER:HVAC_Eff_HP | Annual
RE-HV-DHP-19S | DEER2020 | D20 v1 | 2020-12-02 | Any | DMo | New | CZ09 | rDXHP | Area-ft2-BA | 1240 | 1240 | None | 0.50849 | 0.00039516 | 0 | 0.38549 | 0.00029919 | 0 | [6 empty] | DEER:HVAC_Eff_HP | Annual
RE-HV-DHP-19S | DEER2020 | D20 v1 | 2020-12-02 | Any | DMo | New | CZ10 | rDXHP | Area-ft2-BA | 1240 | 1240 | None | 0.67912 | 0.00044456 | 0 | 0.51486 | 0.00033673 | 0 | [6 empty] | DEER:HVAC_Eff_HP | Annual
RE-HV-DHP-19S | DEER2020 | D20 v1 | 2020-12-02 | Any | DMo | New | CZ11 | rDXHP | Area-ft2-BA | 1240 | 1240 | None | 0.64418 | 0.00061899 | 0 | 0.48846 | 0.00046883 | 0 | [6 empty] | DEER:HVAC_Eff_HP | Annual
RE-HV-DHP-19S | DEER2020 | D20 v1 | 2020-12-02 | Any | DMo | New | CZ12 | rDXHP | Area-ft2-BA | 1240 | 1240 | None | 0.41032 | 0.00053036 | 0 | 0.31144 | 0.00040165 | 0 | [6 empty] | DEER:HVAC_Eff_HP | Annual
RE-HV-DHP-19S | DEER2020 | D20 v1 | 2020-12-02 | Any | DMo | New | CZ13 | rDXHP | Area-ft2-BA | 1240 | 1240 | None | 0.7583 | 0.00059952 | 0 | 0.5749 | 0.00045415 | 0 | [6 empty] | DEER:HVAC_Eff_HP | Annual
RE-HV-DHP-19S | DEER2020 | D20 v1 | 2020-12-02 | Any | DMo | New | CZ14 | rDXHP | Area-ft2-BA | 1240 | 1240 | None | 0.75859 | 0.00057129 | 0 | 0.57517 | 0.0004327 | 0 | [6 empty] | DEER:HVAC_Eff_HP | Annual
RE-HV-DHP-19S | DEER2020 | D20 v1 | 2020-12-02 | Any | DMo | New | CZ15 | rDXHP | Area-ft2-BA | 1240 | 1240 | None | 1.1633 | 0.00073839 | 0 | 0.88138 | 0.00055915 | 0 | [6 empty] | DEER:HVAC_Eff_HP | Annual
RE-HV-DHP-19S | DEER2020 | D20 v1 | 2020-12-02 | Any | DMo | New | CZ16 | rDXHP | Area-ft2-BA | 1240 | 1240 | None | 0.14148 | 0.00020492 | 0 | 0.10818 | 0.00015524 | 0 | [6 empty] | DEER:HVAC_Eff_HP | Annual

## 1 EnergyImpact_preconversion (hidden)
EnergyImpactID | Version | VersionSource | LastMod | PA | BldgType | BldgVint | BldgLoc | BldgHVAC | NormUnit | NumUnit | MeasArea | ScaleBasis | APreWBkWh | APreWBkW | APreWBtherm | AStdWBkWh | AStdWBkW | AStdWBtherm | APreEUkWh | APreEUkW | APreEUtherm | AStdEUkWh | AStdEUkW | AStdEUtherm | ElecImpactProfileID | GasImpactProfileID | Flag | SourceDesc | APreUseEUkWh | APreUseEUtherm | AStdUseEUkWh | AStdUseEUtherm | AMsrUseEUkWh | AMsrUseEUtherm
RE-HV-ResDHP-16S | DEER2024 | D24_E+_Res_v4 | 2022-09-10 00:55 | Any | SFm | Ex | CZ01 | rDXHP | Area-ft2-BA | 2160 | 2160 | None | 0.101 | 4.7e-05 | 0 | 0.0196 | 2.2e-05 | 0 | [6 empty] | DEER:HVAC_Eff_HP | Annual | 20 |  | 3.613 | 0.106 | 3.532 | 0.106 | 3.512 | 0.106
RE-HV-ResDHP-16S | DEER2024 | D24_E+_Res_v4 | 2022-09-10 00:55 | Any | Res | Ex | CZ01 | rDXHP | Area-ft2-BA | 1920 | 1920 | None | 0.0879 | 4e-05 | 0 | 0.0174 | 2e-05 | 0 | [6 empty] | DEER:HVAC_Eff_HP | Annual | 20 |  | 3.553 | 0.16 | 3.482 | 0.16 | 3.465 | 0.16
RE-HV-ResDHP-16S | DEER2024 | D24_E+_Res_v4 | 2022-09-10 00:55 | Any | MFm | Ex | CZ01 | rDXHP | Area-ft2-BA | 1020 | 1020 | None | 0.0371 | 2.7e-05 | -1e-06 | 0.00881 | 1.4e-05 | -1e-06 | [6 empty] | DEER:HVAC_Eff_HP | Annual | 20 |  | 3.3 | 0.368 | 3.271 | 0.368 | 3.263 | 0.368
RE-HV-ResDHP-16S | DEER2024 | D24_E+_Res_v4 | 2022-09-10 00:55 | Any | DMo | Ex | CZ01 | rDXHP | Area-ft2-BA | 1240 | 1240 | None | 0.0675 | 7.1e-05 | 0 | 0.0159 | 3.4e-05 | 0 | [6 empty] | DEER:HVAC_Eff_HP | Annual | 20 |  | 3.779 | 0.257 | 3.727 | 0.257 | 3.711 | 0.257
RE-HV-ResDHP-16S | DEER2024 | D24_E+_Res_v4 | 2022-09-10 00:55 | Any | SFm | Ex | CZ02 | rDXHP | Area-ft2-BA | 2160 | 2160 | None | 0.219 | 9.2e-05 | 0 | 0.0455 | 3.6e-05 | 0 | [6 empty] | DEER:HVAC_Eff_HP | Annual | 20 |  | 4.371 | 0.105 | 4.198 | 0.105 | 4.152 | 0.105
RE-HV-ResDHP-16S | DEER2024 | D24_E+_Res_v4 | 2022-09-10 00:55 | Any | Res | Ex | CZ02 | rDXHP | Area-ft2-BA | 1940 | 1940 | None | 0.195 | 9e-05 | 0 | 0.0413 | 4e-05 | 0 | [6 empty] | DEER:HVAC_Eff_HP | Annual | 20 |  | 4.238 | 0.155 | 4.085 | 0.155 | 4.043 | 0.155
RE-HV-ResDHP-16S | DEER2024 | D24_E+_Res_v4 | 2022-09-10 00:55 | Any | MFm | Ex | CZ02 | rDXHP | Area-ft2-BA | 1020 | 1020 | None | 0.093 | 7.5e-05 | 0 | 0.0228 | 3.1e-05 | 0 | [6 empty] | DEER:HVAC_Eff_HP | Annual | 20 |  | 3.641 | 0.365 | 3.571 | 0.365 | 3.548 | 0.365
RE-HV-ResDHP-16S | DEER2024 | D24_E+_Res_v4 | 2022-09-10 00:55 | Any | DMo | Ex | CZ02 | rDXHP | Area-ft2-BA | 1240 | 1240 | None | 0.167 | 0.00014 | 0 | 0.0425 | 5.6e-05 | 0 | [6 empty] | DEER:HVAC_Eff_HP | Annual | 20 |  | 4.432 | 0.256 | 4.307 | 0.256 | 4.265 | 0.256
RE-HV-ResDHP-16S | DEER2024 | D24_E+_Res_v4 | 2022-09-10 00:55 | Any | SFm | Ex | CZ03 | rDXHP | Area-ft2-BA | 2160 | 2160 | None | 0.173 | 8.7e-05 | 0 | 0.0398 | 3.5e-05 | 0 | [6 empty] | DEER:HVAC_Eff_HP | Annual | 20 |  | 4.089 | 0.105 | 3.956 | 0.105 | 3.916 | 0.105
RE-HV-ResDHP-16S | DEER2024 | D24_E+_Res_v4 | 2022-09-10 00:55 | Any | Res | Ex | CZ03 | rDXHP | Area-ft2-BA | 1720 | 1720 | None | 0.15 | 8e-05 | 0 | 0.0363 | 3e-05 | 0 | [6 empty] | DEER:HVAC_Eff_HP | Annual | 20 |  | 3.968 | 0.206 | 3.855 | 0.206 | 3.818 | 0.206
RE-HV-ResDHP-16S | DEER2024 | D24_E+_Res_v4 | 2022-09-10 00:55 | Any | MFm | Ex | CZ03 | rDXHP | Area-ft2-BA | 1020 | 1020 | None | 0.112 | 6.6e-05 | 0 | 0.0301 | 2.7e-05 | 0 | [6 empty] | DEER:HVAC_Eff_HP | Annual | 20 |  | 3.754 | 0.366 | 3.672 | 0.366 | 3.642 | 0.366
RE-HV-ResDHP-16S | DEER2024 | D24_E+_Res_v4 | 2022-09-10 00:55 | Any | DMo | Ex | CZ03 | rDXHP | Area-ft2-BA | 1240 | 1240 | None | 0.171 | 0.000122 | 0 | 0.0538 | 4.9e-05 | 0 | [6 empty] | DEER:HVAC_Eff_HP | Annual | 20 |  | 4.472 | 0.256 | 4.355 | 0.256 | 4.301 | 0.256
RE-HV-ResDHP-16S | DEER2024 | D24_E+_Res_v4 | 2022-09-10 00:55 | Any | SFm | Ex | CZ04 | rDXHP | Area-ft2-BA | 2160 | 2160 | None | 0.182 | 0.000107 | 0 | 0.0423 | 4.3e-05 | 0 | [6 empty] | DEER:HVAC_Eff_HP | Annual | 20 |  | 4.15 | 0.105 | 4.01 | 0.105 | 3.968 | 0.105
RE-HV-ResDHP-16S | DEER2024 | D24_E+_Res_v4 | 2022-09-10 00:55 | Any | Res | Ex | CZ04 | rDXHP | Area-ft2-BA | 1800 | 1800 | None | 0.162 | 0.0001 | 0 | 0.0386 | 4e-05 | 0 | [6 empty] | DEER:HVAC_Eff_HP | Annual | 20 |  | 4.039 | 0.187 | 3.916 | 0.187 | 3.878 | 0.187
RE-HV-ResDHP-16S | DEER2024 | D24_E+_Res_v4 | 2022-09-10 00:55 | Any | MFm | Ex | CZ04 | rDXHP | Area-ft2-BA | 1020 | 1020 | None | 0.118 | 9e-05 | 0 | 0.0301 | 3.8e-05 | 0 | [6 empty] | DEER:HVAC_Eff_HP | Annual | 20 |  | 3.786 | 0.364 | 3.699 | 0.364 | 3.669 | 0.364
RE-HV-ResDHP-16S | DEER2024 | D24_E+_Res_v4 | 2022-09-10 00:55 | Any | DMo | Ex | CZ04 | rDXHP | Area-ft2-BA | 1240 | 1240 | None | 0.151 | 0.000148 | 0 | 0.0456 | 6e-05 | 0 | [6 empty] | DEER:HVAC_Eff_HP | Annual | 20 |  | 4.347 | 0.255 | 4.241 | 0.255 | 4.196 | 0.255
RE-HV-ResDHP-16S | DEER2024 | D24_E+_Res_v4 | 2022-09-10 00:55 | Any | SFm | Ex | CZ05 | rDXHP | Area-ft2-BA | 2160 | 2160 | None | 0.184 | 6.3e-05 | 0 | 0.0424 | 2.6e-05 | 0 | [6 empty] | DEER:HVAC_Eff_HP | Annual | 20 |  | 4.157 | 0.105 | 4.016 | 0.105 | 3.973 | 0.105
RE-HV-ResDHP-16S | DEER2024 | D24_E+_Res_v4 | 2022-09-10 00:55 | Any | Res | Ex | CZ05 | rDXHP | Area-ft2-BA | 1880 | 1880 | None | 0.168 | 6e-05 | 0 | 0.0398 | 2e-05 | 0 | [6 empty] | DEER:HVAC_Eff_HP | Annual | 20 |  | 4.074 | 0.169 | 3.946 | 0.169 | 3.906 | 0.169
RE-HV-ResDHP-16S | DEER2024 | D24_E+_Res_v4 | 2022-09-10 00:55 | Any | MFm | Ex | CZ05 | rDXHP | Area-ft2-BA | 1020 | 1020 | None | 0.119 | 4.5e-05 | 0 | 0.0312 | 1.9e-05 | 0 | [6 empty] | DEER:HVAC_Eff_HP | Annual | 20 |  | 3.802 | 0.365 | 3.714 | 0.365 | 3.683 | 0.365
RE-HV-ResDHP-16S | DEER2024 | D24_E+_Res_v4 | 2022-09-10 00:55 | Any | DMo | Ex | CZ05 | rDXHP | Area-ft2-BA | 1240 | 1240 | None | 0.167 | 9.7e-05 | 0 | 0.0504 | 4e-05 | 0 | [6 empty] | DEER:HVAC_Eff_HP | Annual | 20 |  | 4.444 | 0.256 | 4.327 | 0.256 | 4.276 | 0.256
RE-HV-ResDHP-16S | DEER2024 | D24_E+_Res_v4 | 2022-09-10 00:55 | Any | SFm | Ex | CZ06 | rDXHP | Area-ft2-BA | 2250 | 2250 | None | 0.127 | 4.5e-05 | 0 | 0.0329 | 1.9e-05 | 0 | [6 empty] | DEER:HVAC_Eff_HP | Annual | 20 |  | 3.766 | 0.101 | 3.672 | 0.101 | 3.639 | 0.101
RE-HV-ResDHP-16S | DEER2024 | D24_E+_Res_v4 | 2022-09-10 00:55 | Any | Res | Ex | CZ06 | rDXHP | Area-ft2-BA | 1790 | 1790 | None | 0.112 | 4e-05 | 0 | 0.03 | 2e-05 | 0 | [6 empty] | DEER:HVAC_Eff_HP | Annual | 20 |  | 3.704 | 0.2 | 3.623 | 0.2 | 3.593 | 0.2
RE-HV-ResDHP-16S | DEER2024 | D24_E+_Res_v4 | 2022-09-10 00:55 | Any | MFm | Ex | CZ06 | rDXHP | Area-ft2-BA | 1020 | 1020 | None | 0.0853 | 4.2e-05 | 1e-06 | 0.0251 | 1.7e-05 | 1e-06 | [6 empty] | DEER:HVAC_Eff_HP | Annual | 20 |  | 3.596 | 0.365 | 3.536 | 0.365 | 3.511 | 0.365
RE-HV-ResDHP-16S | DEER2024 | D24_E+_Res_v4 | 2022-09-10 00:55 | Any | DMo | Ex | CZ06 | rDXHP | Area-ft2-BA | 1240 | 1240 | None | 0.175 | 8.5e-05 | 0 | 0.0617 | 3.5e-05 | 0 | [6 empty] | DEER:HVAC_Eff_HP | Annual | 20 |  | 4.513 | 0.255 | 4.4 | 0.255 | 4.338 | 0.255
RE-HV-ResDHP-16S | DEER2024 | D24_E+_Res_v4 | 2022-09-10 00:55 | Any | SFm | Ex | CZ07 | rDXHP | Area-ft2-BA | 2250 | 2250 | None | 0.114 | 6.6e-05 | 0 | 0.0292 | 2.7e-05 | 0 | [6 empty] | DEER:HVAC_Eff_HP | Annual | 20 |  | 3.676 | 0.101 | 3.591 | 0.101 | 3.562 | 0.101
RE-HV-ResDHP-16S | DEER2024 | D24_E+_Res_v4 | 2022-09-10 00:55 | Any | Res | Ex | CZ07 | rDXHP | Area-ft2-BA | 1750 | 1750 | None | 0.0955 | 6e-05 | 0 | 0.0263 | 3e-05 | 0 | [6 empty] | DEER:HVAC_Eff_HP | Annual | 20 |  | 3.596 | 0.208 | 3.526 | 0.208 | 3.501 | 0.208
RE-HV-ResDHP-16S | DEER2024 | D24_E+_Res_v4 | 2022-09-10 00:55 | Any | MFm | Ex | CZ07 | rDXHP | Area-ft2-BA | 1020 | 1020 | None | 0.0682 | 6e-05 | 0 | 0.0219 | 2.5e-05 | 0 | [6 empty] | DEER:HVAC_Eff_HP | Annual | 20 |  | 3.475 | 0.364 | 3.428 | 0.364 | 3.407 | 0.364
RE-HV-ResDHP-16S | DEER2024 | D24_E+_Res_v4 | 2022-09-10 00:55 | Any | DMo | Ex | CZ07 | rDXHP | Area-ft2-BA | 1240 | 1240 | None | 0.156 | 0.000103 | 0 | 0.0554 | 4.2e-05 | 0 | [6 empty] | DEER:HVAC_Eff_HP | Annual | 20 |  | 4.382 | 0.255 | 4.281 | 0.255 | 4.226 | 0.255
RE-HV-ResDHP-16S | DEER2024 | D24_E+_Res_v4 | 2022-09-10 00:55 | Any | SFm | Ex | CZ08 | rDXHP | Area-ft2-BA | 2250 | 2250 | None | 0.13 | 7.9e-05 | 0 | 0.0378 | 3.2e-05 | 0 | [6 empty] | DEER:HVAC_Eff_HP | Annual | 20 |  | 3.799 | 0.101 | 3.707 | 0.101 | 3.669 | 0.101
RE-HV-ResDHP-16S | DEER2024 | D24_E+_Res_v4 | 2022-09-10 00:55 | Any | Res | Ex | CZ08 | rDXHP | Area-ft2-BA | 1800 | 1800 | None | 0.123 | 8e-05 | 0 | 0.0375 | 3e-05 | 0 | [6 empty] | DEER:HVAC_Eff_HP | Annual | 20 |  | 3.791 | 0.197 | 3.705 | 0.197 | 3.667 | 0.197
RE-HV-ResDHP-16S | DEER2024 | D24_E+_Res_v4 | 2022-09-10 00:55 | Any | MFm | Ex | CZ08 | rDXHP | Area-ft2-BA | 1020 | 1020 | None | 0.109 | 7.2e-05 | 0 | 0.036 | 2.9e-05 | 0 | [6 empty] | DEER:HVAC_Eff_HP | Annual | 20 |  | 3.752 | 0.364 | 3.679 | 0.364 | 3.642 | 0.364
RE-HV-ResDHP-16S | DEER2024 | D24_E+_Res_v4 | 2022-09-10 00:55 | Any | DMo | Ex | CZ08 | rDXHP | Area-ft2-BA | 1240 | 1240 | None | 0.181 | 0.000122 | 0 | 0.0664 | 5e-05 | 0 | [6 empty] | DEER:HVAC_Eff_HP | Annual | 20 |  | 4.561 | 0.255 | 4.447 | 0.255 | 4.38 | 0.255
RE-HV-ResDHP-16S | DEER2024 | D24_E+_Res_v4 | 2022-09-10 00:55 | Any | SFm | Ex | CZ09 | rDXHP | Area-ft2-BA | 1930 | 1930 | None | 0.182 | 0.000104 | 0 | 0.0541 | 4.2e-05 | 0 | [6 empty] | DEER:HVAC_Eff_HP | Annual | 20 |  | 4.332 | 0.116 | 4.203 | 0.116 | 4.149 | 0.116
RE-HV-ResDHP-16S | DEER2024 | D24_E+_Res_v4 | 2022-09-10 00:55 | Any | Res | Ex | CZ09 | rDXHP | Area-ft2-BA | 1570 | 1570 | None | 0.169 | 9e-05 | 0 | 0.0525 | 4e-05 | 0 | [6 empty] | DEER:HVAC_Eff_HP | Annual | 20 |  | 4.212 | 0.214 | 4.095 | 0.214 | 4.042 | 0.214
RE-HV-ResDHP-16S | DEER2024 | D24_E+_Res_v4 | 2022-09-10 00:55 | Any | MFm | Ex | CZ09 | rDXHP | Area-ft2-BA | 1020 | 1020 | None | 0.146 | 7.9e-05 | 0 | 0.0484 | 3.1e-05 | 0 | [6 empty] | DEER:HVAC_Eff_HP | Annual | 20 |  | 3.996 | 0.363 | 3.899 | 0.363 | 3.85 | 0.363
RE-HV-ResDHP-16S | DEER2024 | D24_E+_Res_v4 | 2022-09-10 00:55 | Any | DMo | Ex | CZ09 | rDXHP | Area-ft2-BA | 1240 | 1240 | None | 0.266 | 0.000156 | 0 | 0.0988 | 6.4e-05 | 0 | [6 empty] | DEER:HVAC_Eff_HP | Annual | 20 |  | 5.131 | 0.254 | 4.963 | 0.254 | 4.864 | 0.254
RE-HV-ResDHP-16S | DEER2024 | D24_E+_Res_v4 | 2022-09-10 00:55 | Any | SFm | Ex | CZ10 | rDXHP | Area-ft2-BA | 2070 | 2070 | None | 0.178 | 8.9e-05 | 0 | 0.0522 | 3.5e-05 | 0 | [6 empty] | DEER:HVAC_Eff_HP | Annual | 20 |  | 4.214 | 0.108 | 4.088 | 0.108 | 4.035 | 0.108
RE-HV-ResDHP-16S | DEER2024 | D24_E+_Res_v4 | 2022-09-10 00:55 | Any | Res | Ex | CZ10 | rDXHP | Area-ft2-BA | 1850 | 1850 | None | 0.179 | 0.0001 | 0 | 0.0539 | 4e-05 | 0 | [6 empty] | DEER:HVAC_Eff_HP | Annual | 20 |  | 4.234 | 0.16 | 4.109 | 0.16 | 4.055 | 0.16
RE-HV-ResDHP-16S | DEER2024 | D24_E+_Res_v4 | 2022-09-10 00:55 | Any | MFm | Ex | CZ10 | rDXHP | Area-ft2-BA | 1020 | 1020 | None | 0.161 | 0.000111 | 0 | 0.0539 | 4.5e-05 | 0 | [6 empty] | DEER:HVAC_Eff_HP | Annual | 20 |  | 4.11 | 0.363 | 4.003 | 0.363 | 3.949 | 0.363
RE-HV-ResDHP-16S | DEER2024 | D24_E+_Res_v4 | 2022-09-10 00:55 | Any | DMo | Ex | CZ10 | rDXHP | Area-ft2-BA | 1240 | 1240 | None | 0.301 | 0.00017 | -1e-06 | 0.0936 | 6.8e-05 | -1e-06 | [6 empty] | DEER:HVAC_Eff_HP | Annual | 20 |  | 5.382 | 0.254 | 5.175 | 0.254 | 5.081 | 0.254
RE-HV-ResDHP-16S | DEER2024 | D24_E+_Res_v4 | 2022-09-10 00:55 | Any | SFm | Ex | CZ11 | rDXHP | Area-ft2-BA | 1790 | 1790 | None | 0.279 | 0.000155 | 0 | 0.0806 | 6.6e-05 | 0 | [6 empty] | DEER:HVAC_Eff_HP | Annual | 20 |  | 5.067 | 0.124 | 4.869 | 0.124 | 4.788 | 0.124
RE-HV-ResDHP-16S | DEER2024 | D24_E+_Res_v4 | 2022-09-10 00:55 | Any | Res | Ex | CZ11 | rDXHP | Area-ft2-BA | 1660 | 1660 | None | 0.281 | 0.00017 | 0 | 0.083 | 7e-05 | 0 | [6 empty] | DEER:HVAC_Eff_HP | Annual | 20 |  | 5.068 | 0.162 | 4.87 | 0.162 | 4.787 | 0.162
RE-HV-ResDHP-16S | DEER2024 | D24_E+_Res_v4 | 2022-09-10 00:55 | Any | MFm | Ex | CZ11 | rDXHP | Area-ft2-BA | 1020 | 1020 | None | 0.216 | 0.000175 | 0 | 0.0718 | 7.1e-05 | 0 | [6 empty] | DEER:HVAC_Eff_HP | Annual | 20 |  | 4.477 | 0.364 | 4.333 | 0.364 | 4.261 | 0.364
RE-HV-ResDHP-16S | DEER2024 | D24_E+_Res_v4 | 2022-09-10 00:55 | Any | DMo | Ex | CZ11 | rDXHP | Area-ft2-BA | 1240 | 1240 | None | 0.451 | 0.000283 | 0 | 0.14 | 0.00011 | 0 | [6 empty] | DEER:HVAC_Eff_HP | Annual | 20 |  | 6.359 | 0.255 | 6.048 | 0.255 | 5.908 | 0.255
RE-HV-ResDHP-16S | DEER2024 | D24_E+_Res_v4 | 2022-09-10 00:55 | Any | SFm | Ex | CZ12 | rDXHP | Area-ft2-BA | 1790 | 1790 | None | 0.228 | 0.000118 | 0 | 0.0594 | 4.8e-05 | 0 | [6 empty] | DEER:HVAC_Eff_HP | Annual | 20 |  | 4.707 | 0.124 | 4.539 | 0.124 | 4.479 | 0.124
RE-HV-ResDHP-16S | DEER2024 | D24_E+_Res_v4 | 2022-09-10 00:55 | Any | Res | Ex | CZ12 | rDXHP | Area-ft2-BA | 1650 | 1650 | None | 0.216 | 0.00012 | 0 | 0.0573 | 5e-05 | 0 | [6 empty] | DEER:HVAC_Eff_HP | Annual | 20 |  | 4.601 | 0.166 | 4.443 | 0.166 | 4.385 | 0.166
RE-HV-ResDHP-16S | DEER2024 | D24_E+_Res_v4 | 2022-09-10 00:55 | Any | MFm | Ex | CZ12 | rDXHP | Area-ft2-BA | 1020 | 1020 | None | 0.143 | 0.000114 | 0 | 0.0427 | 4.6e-05 | 0 | [6 empty] | DEER:HVAC_Eff_HP | Annual | 20 |  | 3.986 | 0.364 | 3.886 | 0.364 | 3.843 | 0.364
RE-HV-ResDHP-16S | DEER2024 | D24_E+_Res_v4 | 2022-09-10 00:55 | Any | DMo | Ex | CZ12 | rDXHP | Area-ft2-BA | 1240 | 1240 | None | 0.37 | 0.00023 | 0 | 0.109 | 8.9e-05 | 0 | [6 empty] | DEER:HVAC_Eff_HP | Annual | 20 |  | 5.802 | 0.255 | 5.541 | 0.255 | 5.433 | 0.255
RE-HV-ResDHP-16S | DEER2024 | D24_E+_Res_v4 | 2022-09-10 00:55 | Any | SFm | Ex | CZ13 | rDXHP | Area-ft2-BA | 1790 | 1790 | None | 0.294 | 0.000174 | 0 | 0.0918 | 7.6e-05 | 0 | [6 empty] | DEER:HVAC_Eff_HP | Annual | 20 |  | 5.17 | 0.124 | 4.968 | 0.124 | 4.876 | 0.124
RE-HV-ResDHP-16S | DEER2024 | D24_E+_Res_v4 | 2022-09-10 00:55 | Any | Res | Ex | CZ13 | rDXHP | Area-ft2-BA | 1610 | 1620 | None | 0.303 | 0.00018 | 0 | 0.0957 | 8e-05 | 0 | [6 empty] | DEER:HVAC_Eff_HP | Annual | 20 |  | 5.209 | 0.176 | 5.001 | 0.176 | 4.906 | 0.176
RE-HV-ResDHP-16S | DEER2024 | D24_E+_Res_v4 | 2022-09-10 00:55 | Any | MFm | Ex | CZ13 | rDXHP | Area-ft2-BA | 1020 | 1020 | None | 0.301 | 0.000198 | 0 | 0.0973 | 7.9e-05 | 0 | [6 empty] | DEER:HVAC_Eff_HP | Annual | 20 |  | 5.048 | 0.364 | 4.844 | 0.364 | 4.747 | 0.364
RE-HV-ResDHP-16S | DEER2024 | D24_E+_Res_v4 | 2022-09-10 00:55 | Any | DMo | Ex | CZ13 | rDXHP | Area-ft2-BA | 1240 | 1240 | None | 0.453 | 0.000278 | 0 | 0.149 | 0.000111 | 0 | [6 empty] | DEER:HVAC_Eff_HP | Annual | 20 |  | 6.391 | 0.254 | 6.087 | 0.254 | 5.939 | 0.254
RE-HV-ResDHP-16S | DEER2024 | D24_E+_Res_v4 | 2022-09-10 00:55 | Any | SFm | Ex | CZ14 | rDXHP | Area-ft2-BA | 1630 | 1630 | None | 0.306 | 0.00015 | 0 | 0.0903 | 6.4e-05 | 0 | [6 empty] | DEER:HVAC_Eff_HP | Annual | 20 |  | 5.383 | 0.134 | 5.168 | 0.134 | 5.078 | 0.134
RE-HV-ResDHP-16S | DEER2024 | D24_E+_Res_v4 | 2022-09-10 00:55 | Any | Res | Ex | CZ14 | rDXHP | Area-ft2-BA | 1550 | 1550 | None | 0.319 | 0.00016 | 0 | 0.0955 | 7e-05 | 0 | [6 empty] | DEER:HVAC_Eff_HP | Annual | 20 |  | 5.452 | 0.16 | 5.229 | 0.16 | 5.133 | 0.16
RE-HV-ResDHP-16S | DEER2024 | D24_E+_Res_v4 | 2022-09-10 00:55 | Any | MFm | Ex | CZ14 | rDXHP | Area-ft2-BA | 1020 | 1020 | None | 0.244 | 0.000174 | 0 | 0.0814 | 7e-05 | 0 | [6 empty] | DEER:HVAC_Eff_HP | Annual | 20 |  | 4.693 | 0.363 | 4.53 | 0.363 | 4.449 | 0.363
RE-HV-ResDHP-16S | DEER2024 | D24_E+_Res_v4 | 2022-09-10 00:55 | Any | DMo | Ex | CZ14 | rDXHP | Area-ft2-BA | 1240 | 1240 | None | 0.547 | 0.000282 | 0 | 0.168 | 0.000113 | 0 | [6 empty] | DEER:HVAC_Eff_HP | Annual | 20 |  | 6.993 | 0.254 | 6.615 | 0.254 | 6.446 | 0.254
RE-HV-ResDHP-16S | DEER2024 | D24_E+_Res_v4 | 2022-09-10 00:55 | Any | SFm | Ex | CZ15 | rDXHP | Area-ft2-BA | 1630 | 1630 | None | 0.337 | 0.000174 | 0 | 0.125 | 7.2e-05 | 0 | [6 empty] | DEER:HVAC_Eff_HP | Annual | 20 |  | 5.665 | 0.134 | 5.453 | 0.134 | 5.328 | 0.134
RE-HV-ResDHP-16S | DEER2024 | D24_E+_Res_v4 | 2022-09-10 00:55 | Any | Res | Ex | CZ15 | rDXHP | Area-ft2-BA | 1440 | 1440 | None | 0.373 | 0.00019 | 0 | 0.138 | 8e-05 | 0 | [6 empty] | DEER:HVAC_Eff_HP | Annual | 20 |  | 5.833 | 0.203 | 5.598 | 0.203 | 5.46 | 0.203
RE-HV-ResDHP-16S | DEER2024 | D24_E+_Res_v4 | 2022-09-10 00:55 | Any | MFm | Ex | CZ15 | rDXHP | Area-ft2-BA | 1020 | 1020 | None | 0.377 | 0.000199 | 0 | 0.142 | 7.8e-05 | 0 | [6 empty] | DEER:HVAC_Eff_HP | Annual | 20 |  | 5.614 | 0.363 | 5.378 | 0.363 | 5.237 | 0.363
RE-HV-ResDHP-16S | DEER2024 | D24_E+_Res_v4 | 2022-09-10 00:55 | Any | DMo | Ex | CZ15 | rDXHP | Area-ft2-BA | 1240 | 1240 | None | 0.617 | 0.000302 | 0 | 0.222 | 0.000115 | 0 | [6 empty] | DEER:HVAC_Eff_HP | Annual | 20 |  | 7.641 | 0.252 | 7.246 | 0.252 | 7.024 | 0.252
RE-HV-ResDHP-16S | DEER2024 | D24_E+_Res_v4 | 2022-09-10 00:55 | Any | SFm | Ex | CZ16 | rDXHP | Area-ft2-BA | 1900 | 1900 | None | 0.189 | 9.3e-05 | 0 | 0.0575 | 3.7e-05 | 0 | [6 empty] | DEER:HVAC_Eff_HP | Annual | 20 |  | 4.42 | 0.118 | 4.288 | 0.118 | 4.23 | 0.118
RE-HV-ResDHP-16S | DEER2024 | D24_E+_Res_v4 | 2022-09-10 00:55 | Any | Res | Ex | CZ16 | rDXHP | Area-ft2-BA | 1760 | 1760 | None | 0.201 | 0.0001 | 0 | 0.0615 | 4e-05 | 0 | [6 empty] | DEER:HVAC_Eff_HP | Annual | 20 |  | 4.502 | 0.153 | 4.362 | 0.153 | 4.3 | 0.153
RE-HV-ResDHP-16S | DEER2024 | D24_E+_Res_v4 | 2022-09-10 00:55 | Any | MFm | Ex | CZ16 | rDXHP | Area-ft2-BA | 1020 | 1020 | None | 0.22 | 0.000115 | 0 | 0.0662 | 4.6e-05 | 0 | [6 empty] | DEER:HVAC_Eff_HP | Annual | 20 |  | 4.515 | 0.365 | 4.361 | 0.365 | 4.295 | 0.365
RE-HV-ResDHP-16S | DEER2024 | D24_E+_Res_v4 | 2022-09-10 00:55 | Any | DMo | Ex | CZ16 | rDXHP | Area-ft2-BA | 1240 | 1240 | None | 0.335 | 0.000191 | 0 | 0.11 | 7.5e-05 | 0 | [6 empty] | DEER:HVAC_Eff_HP | Annual | 20 |  | 5.648 | 0.256 | 5.423 | 0.256 | 5.313 | 0.256
RE-HV-ResDHP-16S-EERbase | DEER2024 | D24_E+_Res_v4 | 2022-09-10 00:55 | Any | SFm | Ex | CZ01 | rDXHP | Area-ft2-BA | 2160 | 2160 | None | 0.506 | 9.8e-05 | -4e-06 | 0.501 | 7.1e-05 | -4e-06 | [6 empty] | DEER:HVAC_Eff_HP | Annual | 20 |  | 4.019 | 0.106 | 4.013 | 0.106 | 3.512 | 0.106
RE-HV-ResDHP-16S-EERbase | DEER2024 | D24_E+_Res_v4 | 2022-09-10 00:55 | Any | Res | Ex | CZ01 | rDXHP | Area-ft2-BA | 1920 | 1920 | None | 0.41 | 8e-05 | 2e-05 | 0.406 | 6e-05 | 2e-05 | [6 empty] | DEER:HVAC_Eff_HP | Annual | 20 |  | 3.876 | 0.16 | 3.87 | 0.16 | 3.465 | 0.16
RE-HV-ResDHP-16S-EERbase | DEER2024 | D24_E+_Res_v4 | 2022-09-10 00:55 | Any | MFm | Ex | CZ01 | rDXHP | Area-ft2-BA | 1020 | 1020 | None | 0.0236 | 8e-06 | 0.000201 | 0.0208 | -5e-06 | 0.000201 | [6 empty] | DEER:HVAC_Eff_HP | Annual | 20 |  | 3.286 | 0.368 | 3.283 | 0.368 | 3.263 | 0.368
RE-HV-ResDHP-16S-EERbase | DEER2024 | D24_E+_Res_v4 | 2022-09-10 00:55 | Any | DMo | Ex | CZ01 | rDXHP | Area-ft2-BA | 1240 | 1240 | None | 0.555 | 0.000123 | -0.00107 | 0.546 | 8.4e-05 | -0.00107 | [6 empty] | DEER:HVAC_Eff_HP | Annual | 20 |  | 4.267 | 0.256 | 4.258 | 0.256 | 3.711 | 0.257
RE-HV-ResDHP-16S-EERbase | DEER2024 | D24_E+_Res_v4 | 2022-09-10 00:55 | Any | SFm | Ex | CZ02 | rDXHP | Area-ft2-BA | 2160 | 2160 | None | 1.02 | 0.000214 | 0 | 1 | 0.000154 | 0 | [6 empty] | DEER:HVAC_Eff_HP | Annual | 20 |  | 5.173 | 0.105 | 5.152 | 0.105 | 4.152 | 0.105
RE-HV-ResDHP-16S-EERbase | DEER2024 | D24_E+_Res_v4 | 2022-09-10 00:55 | Any | Res | Ex | CZ02 | rDXHP | Area-ft2-BA | 1940 | 1940 | None | 0.916 | 0.0002 | -3e-05 | 0.896 | 0.00014 | -3e-05 | [6 empty] | DEER:HVAC_Eff_HP | Annual | 20 |  | 4.959 | 0.155 | 4.939 | 0.155 | 4.043 | 0.155
RE-HV-ResDHP-16S-EERbase | DEER2024 | D24_E+_Res_v4 | 2022-09-10 00:55 | Any | MFm | Ex | CZ02 | rDXHP | Area-ft2-BA | 1020 | 1020 | None | 0.457 | 0.000142 | -9e-05 | 0.442 | 9.6e-05 | -9e-05 | [6 empty] | DEER:HVAC_Eff_HP | Annual | 20 |  | 4.005 | 0.365 | 3.99 | 0.365 | 3.548 | 0.365
RE-HV-ResDHP-16S-EERbase | DEER2024 | D24_E+_Res_v4 | 2022-09-10 00:55 | Any | DMo | Ex | CZ02 | rDXHP | Area-ft2-BA | 1240 | 1240 | None | 0.962 | 0.000274 | -0.00105 | 0.927 | 0.000188 | -0.00105 | [6 empty] | DEER:HVAC_Eff_HP | Annual | 20 |  | 5.227 | 0.255 | 5.192 | 0.255 | 4.265 | 0.256
RE-HV-ResDHP-16S-EERbase | DEER2024 | D24_E+_Res_v4 | 2022-09-10 00:55 | Any | SFm | Ex | CZ03 | rDXHP | Area-ft2-BA | 2160 | 2160 | None | 0.726 | 0.000225 | 0 | 0.691 | 0.000168 | 0 | [6 empty] | DEER:HVAC_Eff_HP | Annual | 20 |  | 4.642 | 0.105 | 4.607 | 0.105 | 3.916 | 0.105
RE-HV-ResDHP-16S-EERbase | DEER2024 | D24_E+_Res_v4 | 2022-09-10 00:55 | Any | Res | Ex | CZ03 | rDXHP | Area-ft2-BA | 1720 | 1720 | None | 0.577 | 0.00019 | -4e-05 | 0.545 | 0.00014 | -4e-05 | [6 empty] | DEER:HVAC_Eff_HP | Annual | 20 |  | 4.395 | 0.206 | 4.363 | 0.206 | 3.818 | 0.206
RE-HV-ResDHP-16S-EERbase | DEER2024 | D24_E+_Res_v4 | 2022-09-10 00:55 | Any | MFm | Ex | CZ03 | rDXHP | Area-ft2-BA | 1020 | 1020 | None | 0.336 | 0.000126 | -7.5e-05 | 0.31 | 8.7e-05 | -7.5e-05 | [6 empty] | DEER:HVAC_Eff_HP | Annual | 20 |  | 3.977 | 0.366 | 3.951 | 0.366 | 3.642 | 0.366
RE-HV-ResDHP-16S-EERbase | DEER2024 | D24_E+_Res_v4 | 2022-09-10 00:55 | Any | DMo | Ex | CZ03 | rDXHP | Area-ft2-BA | 1240 | 1240 | None | 0.636 | 0.00027 | -0.00072 | 0.576 | 0.000193 | -0.00072 | [6 empty] | DEER:HVAC_Eff_HP | Annual | 20 |  | 4.937 | 0.255 | 4.877 | 0.255 | 4.301 | 0.256
RE-HV-ResDHP-16S-EERbase | DEER2024 | D24_E+_Res_v4 | 2022-09-10 00:55 | Any | SFm | Ex | CZ04 | rDXHP | Area-ft2-BA | 2160 | 2160 | None | 0.656 | 0.000222 | 2e-06 | 0.621 | 0.000155 | 2e-06 | [6 empty] | DEER:HVAC_Eff_HP | Annual | 20 |  | 4.623 | 0.105 | 4.589 | 0.105 | 3.968 | 0.105
RE-HV-ResDHP-16S-EERbase | DEER2024 | D24_E+_Res_v4 | 2022-09-10 00:55 | Any | Res | Ex | CZ04 | rDXHP | Area-ft2-BA | 1800 | 1800 | None | 0.573 | 0.0002 | -2e-05 | 0.542 | 0.00014 | -2e-05 | [6 empty] | DEER:HVAC_Eff_HP | Annual | 20 |  | 4.45 | 0.187 | 4.419 | 0.187 | 3.878 | 0.187
RE-HV-ResDHP-16S-EERbase | DEER2024 | D24_E+_Res_v4 | 2022-09-10 00:55 | Any | MFm | Ex | CZ04 | rDXHP | Area-ft2-BA | 1020 | 1020 | None | 0.389 | 0.000156 | -6.6e-05 | 0.365 | 0.000103 | -6.6e-05 | [6 empty] | DEER:HVAC_Eff_HP | Annual | 20 |  | 4.058 | 0.364 | 4.034 | 0.364 | 3.669 | 0.364
RE-HV-ResDHP-16S-EERbase | DEER2024 | D24_E+_Res_v4 | 2022-09-10 00:55 | Any | DMo | Ex | CZ04 | rDXHP | Area-ft2-BA | 1240 | 1240 | None | 0.642 | 0.000289 | -0.000489 | 0.59 | 0.000199 | -0.000489 | [6 empty] | DEER:HVAC_Eff_HP | Annual | 20 |  | 4.838 | 0.255 | 4.786 | 0.255 | 4.196 | 0.255
RE-HV-ResDHP-16S-EERbase | DEER2024 | D24_E+_Res_v4 | 2022-09-10 00:55 | Any | SFm | Ex | CZ05 | rDXHP | Area-ft2-BA | 2160 | 2160 | None | 0.853 | 0.000168 | 3e-06 | 0.818 | 0.000126 | 3e-06 | [6 empty] | DEER:HVAC_Eff_HP | Annual | 20 |  | 4.826 | 0.105 | 4.792 | 0.105 | 3.973 | 0.105
RE-HV-ResDHP-16S-EERbase | DEER2024 | D24_E+_Res_v4 | 2022-09-10 00:55 | Any | Res | Ex | CZ05 | rDXHP | Area-ft2-BA | 1880 | 1880 | None | 0.753 | 0.00015 | -1e-05 | 0.719 | 0.00011 | -1e-05 | [6 empty] | DEER:HVAC_Eff_HP | Annual | 20 |  | 4.658 | 0.169 | 4.626 | 0.169 | 3.906 | 0.169
RE-HV-ResDHP-16S-EERbase | DEER2024 | D24_E+_Res_v4 | 2022-09-10 00:55 | Any | MFm | Ex | CZ05 | rDXHP | Area-ft2-BA | 1020 | 1020 | None | 0.441 | 8.9e-05 | -4e-05 | 0.413 | 6.2e-05 | -4e-05 | [6 empty] | DEER:HVAC_Eff_HP | Annual | 20 |  | 4.124 | 0.365 | 4.096 | 0.365 | 3.683 | 0.365
RE-HV-ResDHP-16S-EERbase | DEER2024 | D24_E+_Res_v4 | 2022-09-10 00:55 | Any | DMo | Ex | CZ05 | rDXHP | Area-ft2-BA | 1240 | 1240 | None | 0.755 | 0.000223 | -0.000747 | 0.701 | 0.000161 | -0.000747 | [6 empty] | DEER:HVAC_Eff_HP | Annual | 20 |  | 5.031 | 0.255 | 4.977 | 0.255 | 4.276 | 0.256
RE-HV-ResDHP-16S-EERbase | DEER2024 | D24_E+_Res_v4 | 2022-09-10 00:55 | Any | SFm | Ex | CZ06 | rDXHP | Area-ft2-BA | 2250 | 2250 | None | 0.481 | 0.000123 | 7e-06 | 0.435 | 9.3e-05 | 7e-06 | [6 empty] | DEER:HVAC_Eff_HP | Annual | 20 |  | 4.12 | 0.101 | 4.075 | 0.101 | 3.639 | 0.101
RE-HV-ResDHP-16S-EERbase | DEER2024 | D24_E+_Res_v4 | 2022-09-10 00:55 | Any | Res | Ex | CZ06 | rDXHP | Area-ft2-BA | 1790 | 1790 | None | 0.378 | 0.00011 | 0 | 0.338 | 8e-05 | 0 | [6 empty] | DEER:HVAC_Eff_HP | Annual | 20 |  | 3.97 | 0.2 | 3.931 | 0.2 | 3.593 | 0.2
RE-HV-ResDHP-16S-EERbase | DEER2024 | D24_E+_Res_v4 | 2022-09-10 00:55 | Any | MFm | Ex | CZ06 | rDXHP | Area-ft2-BA | 1020 | 1020 | None | 0.205 | 7.5e-05 | -1.8e-05 | 0.175 | 5e-05 | -1.8e-05 | [6 empty] | DEER:HVAC_Eff_HP | Annual | 20 |  | 3.716 | 0.365 | 3.686 | 0.365 | 3.511 | 0.365
RE-HV-ResDHP-16S-EERbase | DEER2024 | D24_E+_Res_v4 | 2022-09-10 00:55 | Any | DMo | Ex | CZ06 | rDXHP | Area-ft2-BA | 1240 | 1240 | None | 0.491 | 0.000184 | 8.1e-05 | 0.408 | 0.000131 | 8.1e-05 | [6 empty] | DEER:HVAC_Eff_HP | Annual | 20 |  | 4.829 | 0.255 | 4.746 | 0.255 | 4.338 | 0.255
RE-HV-ResDHP-16S-EERbase | DEER2024 | D24_E+_Res_v4 | 2022-09-10 00:55 | Any | SFm | Ex | CZ07 | rDXHP | Area-ft2-BA | 2250 | 2250 | None | 0.39 | 0.000144 | 6e-06 | 0.355 | 0.000103 | 6e-06 | [6 empty] | DEER:HVAC_Eff_HP | Annual | 20 |  | 3.952 | 0.101 | 3.917 | 0.101 | 3.562 | 0.101
RE-HV-ResDHP-16S-EERbase | DEER2024 | D24_E+_Res_v4 | 2022-09-10 00:55 | Any | Res | Ex | CZ07 | rDXHP | Area-ft2-BA | 1750 | 1750 | None | 0.299 | 0.00013 | -1e-05 | 0.268 | 9e-05 | -1e-05 | [6 empty] | DEER:HVAC_Eff_HP | Annual | 20 |  | 3.8 | 0.208 | 3.768 | 0.208 | 3.501 | 0.208
RE-HV-ResDHP-16S-EERbase | DEER2024 | D24_E+_Res_v4 | 2022-09-10 00:55 | Any | MFm | Ex | CZ07 | rDXHP | Area-ft2-BA | 1020 | 1020 | None | 0.166 | 0.000115 | -3.2e-05 | 0.14 | 7.9e-05 | -3.2e-05 | [6 empty] | DEER:HVAC_Eff_HP | Annual | 20 |  | 3.573 | 0.364 | 3.547 | 0.364 | 3.407 | 0.364
RE-HV-ResDHP-16S-EERbase | DEER2024 | D24_E+_Res_v4 | 2022-09-10 00:55 | Any | DMo | Ex | CZ07 | rDXHP | Area-ft2-BA | 1240 | 1240 | None | 0.427 | 0.000247 | -2.5e-05 | 0.356 | 0.000181 | -2.5e-05 | [6 empty] | DEER:HVAC_Eff_HP | Annual | 20 |  | 4.653 | 0.255 | 4.582 | 0.255 | 4.226 | 0.255
RE-HV-ResDHP-16S-EERbase | DEER2024 | D24_E+_Res_v4 | 2022-09-10 00:55 | Any | SFm | Ex | CZ08 | rDXHP | Area-ft2-BA | 2250 | 2250 | None | 0.489 | 0.000176 | 7e-06 | 0.436 | 0.000126 | 7e-06 | [6 empty] | DEER:HVAC_Eff_HP | Annual | 20 |  | 4.158 | 0.101 | 4.105 | 0.101 | 3.669 | 0.101
RE-HV-ResDHP-16S-EERbase | DEER2024 | D24_E+_Res_v4 | 2022-09-10 00:55 | Any | Res | Ex | CZ08 | rDXHP | Area-ft2-BA | 1800 | 1800 | None | 0.414 | 0.00017 | -2e-05 | 0.363 | 0.00012 | -2e-05 | [6 empty] | DEER:HVAC_Eff_HP | Annual | 20 |  | 4.081 | 0.197 | 4.03 | 0.197 | 3.667 | 0.197
RE-HV-ResDHP-16S-EERbase | DEER2024 | D24_E+_Res_v4 | 2022-09-10 00:55 | Any | MFm | Ex | CZ08 | rDXHP | Area-ft2-BA | 1020 | 1020 | None | 0.278 | 0.000144 | -5.7e-05 | 0.232 | 0.0001 | -5.7e-05 | [6 empty] | DEER:HVAC_Eff_HP | Annual | 20 |  | 3.92 | 0.364 | 3.875 | 0.364 | 3.642 | 0.364
RE-HV-ResDHP-16S-EERbase | DEER2024 | D24_E+_Res_v4 | 2022-09-10 00:55 | Any | DMo | Ex | CZ08 | rDXHP | Area-ft2-BA | 1240 | 1240 | None | 0.512 | 0.000268 | -7e-06 | 0.42 | 0.000192 | -7e-06 | [6 empty] | DEER:HVAC_Eff_HP | Annual | 20 |  | 4.892 | 0.255 | 4.8 | 0.255 | 4.38 | 0.255
RE-HV-ResDHP-16S-EERbase | DEER2024 | D24_E+_Res_v4 | 2022-09-10 00:55 | Any | SFm | Ex | CZ09 | rDXHP | Area-ft2-BA | 1930 | 1930 | None | 0.625 | 0.000224 | 5e-06 | 0.554 | 0.000159 | 5e-06 | [6 empty] | DEER:HVAC_Eff_HP | Annual | 20 |  | 4.775 | 0.116 | 4.704 | 0.116 | 4.149 | 0.116
RE-HV-ResDHP-16S-EERbase | DEER2024 | D24_E+_Res_v4 | 2022-09-10 00:55 | Any | Res | Ex | CZ09 | rDXHP | Area-ft2-BA | 1570 | 1570 | None | 0.524 | 0.0002 | -3e-05 | 0.456 | 0.00014 | -3e-05 | [6 empty] | DEER:HVAC_Eff_HP | Annual | 20 |  | 4.567 | 0.214 | 4.498 | 0.214 | 4.042 | 0.214
RE-HV-ResDHP-16S-EERbase | DEER2024 | D24_E+_Res_v4 | 2022-09-10 00:55 | Any | MFm | Ex | CZ09 | rDXHP | Area-ft2-BA | 1020 | 1020 | None | 0.363 | 0.000163 | -8.7e-05 | 0.3 | 0.000114 | -8.7e-05 | [6 empty] | DEER:HVAC_Eff_HP | Annual | 20 |  | 4.213 | 0.363 | 4.15 | 0.363 | 3.85 | 0.363
RE-HV-ResDHP-16S-EERbase | DEER2024 | D24_E+_Res_v4 | 2022-09-10 00:55 | Any | DMo | Ex | CZ09 | rDXHP | Area-ft2-BA | 1240 | 1240 | None | 0.692 | 0.000331 | 0.000392 | 0.556 | 0.000234 | 0.000392 | [6 empty] | DEER:HVAC_Eff_HP | Annual | 20 |  | 5.556 | 0.255 | 5.42 | 0.255 | 4.864 | 0.254
RE-HV-ResDHP-16S-EERbase | DEER2024 | D24_E+_Res_v4 | 2022-09-10 00:55 | Any | SFm | Ex | CZ10 | rDXHP | Area-ft2-BA | 2070 | 2070 | None | 0.501 | 0.000174 | 0 | 0.439 | 0.000119 | 0 | [6 empty] | DEER:HVAC_Eff_HP | Annual | 20 |  | 4.537 | 0.108 | 4.474 | 0.108 | 4.035 | 0.108
RE-HV-ResDHP-16S-EERbase | DEER2024 | D24_E+_Res_v4 | 2022-09-10 00:55 | Any | Res | Ex | CZ10 | rDXHP | Area-ft2-BA | 1850 | 1850 | None | 0.519 | 0.00018 | -2e-05 | 0.453 | 0.00013 | -2e-05 | [6 empty] | DEER:HVAC_Eff_HP | Annual | 20 |  | 4.575 | 0.16 | 4.508 | 0.16 | 4.055 | 0.16
RE-HV-ResDHP-16S-EERbase | DEER2024 | D24_E+_Res_v4 | 2022-09-10 00:55 | Any | MFm | Ex | CZ10 | rDXHP | Area-ft2-BA | 1020 | 1020 | None | 0.499 | 0.000206 | -6.1e-05 | 0.426 | 0.000139 | -6.1e-05 | [6 empty] | DEER:HVAC_Eff_HP | Annual | 20 |  | 4.448 | 0.363 | 4.375 | 0.363 | 3.949 | 0.363
RE-HV-ResDHP-16S-EERbase | DEER2024 | D24_E+_Res_v4 | 2022-09-10 00:55 | Any | DMo | Ex | CZ10 | rDXHP | Area-ft2-BA | 1240 | 1240 | None | 1.05 | 0.000322 | -0.000161 | 0.928 | 0.000218 | -0.000161 | [6 empty] | DEER:HVAC_Eff_HP | Annual | 20 |  | 6.131 | 0.254 | 6.009 | 0.254 | 5.081 | 0.254
RE-HV-ResDHP-16S-EERbase | DEER2024 | D24_E+_Res_v4 | 2022-09-10 00:55 | Any | SFm | Ex | CZ11 | rDXHP | Area-ft2-BA | 1790 | 1790 | None | 0.797 | 0.000236 | -3e-06 | 0.715 | 0.000149 | -3e-06 | [6 empty] | DEER:HVAC_Eff_HP | Annual | 20 |  | 5.585 | 0.124 | 5.504 | 0.124 | 4.788 | 0.124
RE-HV-ResDHP-16S-EERbase | DEER2024 | D24_E+_Res_v4 | 2022-09-10 00:55 | Any | Res | Ex | CZ11 | rDXHP | Area-ft2-BA | 1660 | 1660 | None | 0.849 | 0.00026 | -3e-05 | 0.76 | 0.00017 | -3e-05 | [6 empty] | DEER:HVAC_Eff_HP | Annual | 20 |  | 5.636 | 0.162 | 5.547 | 0.162 | 4.787 | 0.162
RE-HV-ResDHP-16S-EERbase | DEER2024 | D24_E+_Res_v4 | 2022-09-10 00:55 | Any | MFm | Ex | CZ11 | rDXHP | Area-ft2-BA | 1020 | 1020 | None | 0.766 | 0.000299 | -7.7e-05 | 0.671 | 0.000195 | -7.7e-05 | [6 empty] | DEER:HVAC_Eff_HP | Annual | 20 |  | 5.027 | 0.364 | 4.932 | 0.364 | 4.261 | 0.364
RE-HV-ResDHP-16S-EERbase | DEER2024 | D24_E+_Res_v4 | 2022-09-10 00:55 | Any | DMo | Ex | CZ11 | rDXHP | Area-ft2-BA | 1240 | 1240 | None | 1.76 | 0.000529 | -0.000263 | 1.58 | 0.000356 | -0.000263 | [6 empty] | DEER:HVAC_Eff_HP | Annual | 20 |  | 7.664 | 0.255 | 7.49 | 0.255 | 5.908 | 0.255
RE-HV-ResDHP-16S-EERbase | DEER2024 | D24_E+_Res_v4 | 2022-09-10 00:55 | Any | SFm | Ex | CZ12 | rDXHP | Area-ft2-BA | 1790 | 1790 | None | 0.698 | 0.000185 | -3e-06 | 0.647 | 0.000117 | -3e-06 | [6 empty] | DEER:HVAC_Eff_HP | Annual | 20 |  | 5.178 | 0.124 | 5.126 | 0.124 | 4.479 | 0.124
RE-HV-ResDHP-16S-EERbase | DEER2024 | D24_E+_Res_v4 | 2022-09-10 00:55 | Any | Res | Ex | CZ12 | rDXHP | Area-ft2-BA | 1650 | 1650 | None | 0.688 | 0.00019 | -2e-05 | 0.636 | 0.00012 | -2e-05 | [6 empty] | DEER:HVAC_Eff_HP | Annual | 20 |  | 5.075 | 0.166 | 5.022 | 0.166 | 4.385 | 0.166
RE-HV-ResDHP-16S-EERbase | DEER2024 | D24_E+_Res_v4 | 2022-09-10 00:55 | Any | MFm | Ex | CZ12 | rDXHP | Area-ft2-BA | 1020 | 1020 | None | 0.575 | 0.000211 | -9.5e-05 | 0.524 | 0.000142 | -9.5e-05 | [6 empty] | DEER:HVAC_Eff_HP | Annual | 20 |  | 4.419 | 0.364 | 4.367 | 0.364 | 3.843 | 0.364
RE-HV-ResDHP-16S-EERbase | DEER2024 | D24_E+_Res_v4 | 2022-09-10 00:55 | Any | DMo | Ex | CZ12 | rDXHP | Area-ft2-BA | 1240 | 1240 | None | 1.55 | 0.000441 | -0.00046 | 1.42 | 0.000298 | -0.00046 | [6 empty] | DEER:HVAC_Eff_HP | Annual | 20 |  | 6.978 | 0.255 | 6.854 | 0.255 | 5.433 | 0.255
RE-HV-ResDHP-16S-EERbase | DEER2024 | D24_E+_Res_v4 | 2022-09-10 00:55 | Any | SFm | Ex | CZ13 | rDXHP | Area-ft2-BA | 1790 | 1790 | None | 0.807 | 0.000225 | -1e-06 | 0.701 | 0.000131 | -1e-06 | [6 empty] | DEER:HVAC_Eff_HP | Annual | 20 |  | 5.683 | 0.124 | 5.577 | 0.124 | 4.876 | 0.124
RE-HV-ResDHP-16S-EERbase | DEER2024 | D24_E+_Res_v4 | 2022-09-10 00:55 | Any | Res | Ex | CZ13 | rDXHP | Area-ft2-BA | 1610 | 1620 | None | 0.873 | 0.00026 | 1e-05 | 0.759 | 0.00015 | 1e-05 | [6 empty] | DEER:HVAC_Eff_HP | Annual | 20 |  | 5.779 | 0.176 | 5.664 | 0.176 | 4.906 | 0.176
RE-HV-ResDHP-16S-EERbase | DEER2024 | D24_E+_Res_v4 | 2022-09-10 00:55 | Any | MFm | Ex | CZ13 | rDXHP | Area-ft2-BA | 1020 | 1020 | None | 0.963 | 0.000321 | -6.8e-05 | 0.836 | 0.000205 | -6.8e-05 | [6 empty] | DEER:HVAC_Eff_HP | Annual | 20 |  | 5.71 | 0.364 | 5.583 | 0.364 | 4.747 | 0.364
RE-HV-ResDHP-16S-EERbase | DEER2024 | D24_E+_Res_v4 | 2022-09-10 00:55 | Any | DMo | Ex | CZ13 | rDXHP | Area-ft2-BA | 1240 | 1240 | None | 1.54 | 0.000484 | 0.00042 | 1.34 | 0.000317 | 0.00042 | [6 empty] | DEER:HVAC_Eff_HP | Annual | 20 |  | 7.48 | 0.254 | 7.282 | 0.254 | 5.939 | 0.254
RE-HV-ResDHP-16S-EERbase | DEER2024 | D24_E+_Res_v4 | 2022-09-10 00:55 | Any | SFm | Ex | CZ14 | rDXHP | Area-ft2-BA | 1630 | 1630 | None | 0.945 | 0.000244 | -2e-06 | 0.84 | 0.000158 | -2e-06 | [6 empty] | DEER:HVAC_Eff_HP | Annual | 20 |  | 6.023 | 0.134 | 5.918 | 0.134 | 5.078 | 0.134
RE-HV-ResDHP-16S-EERbase | DEER2024 | D24_E+_Res_v4 | 2022-09-10 00:55 | Any | Res | Ex | CZ14 | rDXHP | Area-ft2-BA | 1550 | 1550 | None | 0.995 | 0.00026 | -1e-05 | 0.881 | 0.00017 | -1e-05 | [6 empty] | DEER:HVAC_Eff_HP | Annual | 20 |  | 6.128 | 0.16 | 6.014 | 0.16 | 5.133 | 0.16
RE-HV-ResDHP-16S-EERbase | DEER2024 | D24_E+_Res_v4 | 2022-09-10 00:55 | Any | MFm | Ex | CZ14 | rDXHP | Area-ft2-BA | 1020 | 1020 | None | 0.752 | 0.000283 | -5.1e-05 | 0.633 | 0.000182 | -5.1e-05 | [6 empty] | DEER:HVAC_Eff_HP | Annual | 20 |  | 5.201 | 0.363 | 5.081 | 0.363 | 4.449 | 0.363
RE-HV-ResDHP-16S-EERbase | DEER2024 | D24_E+_Res_v4 | 2022-09-10 00:55 | Any | DMo | Ex | CZ14 | rDXHP | Area-ft2-BA | 1240 | 1240 | None | 1.81 | 0.000481 | -7e-06 | 1.6 | 0.000312 | -7e-06 | [6 empty] | DEER:HVAC_Eff_HP | Annual | 20 |  | 8.254 | 0.254 | 8.045 | 0.254 | 6.446 | 0.254
RE-HV-ResDHP-16S-EERbase | DEER2024 | D24_E+_Res_v4 | 2022-09-10 00:55 | Any | SFm | Ex | CZ15 | rDXHP | Area-ft2-BA | 1630 | 1630 | None | 0.768 | 0.000273 | -1e-06 | 0.58 | 0.000172 | -1e-06 | [6 empty] | DEER:HVAC_Eff_HP | Annual | 20 |  | 6.096 | 0.134 | 5.908 | 0.134 | 5.328 | 0.134
RE-HV-ResDHP-16S-EERbase | DEER2024 | D24_E+_Res_v4 | 2022-09-10 00:55 | Any | Res | Ex | CZ15 | rDXHP | Area-ft2-BA | 1440 | 1440 | None | 0.869 | 0.00032 | 0.00013 | 0.657 | 0.0002 | 0.00013 | [6 empty] | DEER:HVAC_Eff_HP | Annual | 20 |  | 6.329 | 0.203 | 6.117 | 0.203 | 5.46 | 0.203
RE-HV-ResDHP-16S-EERbase | DEER2024 | D24_E+_Res_v4 | 2022-09-10 00:55 | Any | MFm | Ex | CZ15 | rDXHP | Area-ft2-BA | 1020 | 1020 | None | 0.89 | 0.000344 | -2.9e-05 | 0.667 | 0.000224 | -2.9e-05 | [6 empty] | DEER:HVAC_Eff_HP | Annual | 20 |  | 6.127 | 0.363 | 5.904 | 0.363 | 5.237 | 0.363
RE-HV-ResDHP-16S-EERbase | DEER2024 | D24_E+_Res_v4 | 2022-09-10 00:55 | Any | DMo | Ex | CZ15 | rDXHP | Area-ft2-BA | 1240 | 1240 | None | 1.54 | 0.000561 | 0.00155 | 1.18 | 0.000373 | 0.00155 | [6 empty] | DEER:HVAC_Eff_HP | Annual | 20 |  | 8.563 | 0.254 | 8.206 | 0.254 | 7.024 | 0.252
RE-HV-ResDHP-16S-EERbase | DEER2024 | D24_E+_Res_v4 | 2022-09-10 00:55 | Any | SFm | Ex | CZ16 | rDXHP | Area-ft2-BA | 1900 | 1900 | None | 0.905 | 0.000211 | 9e-06 | 0.841 | 0.000152 | 9e-06 | [6 empty] | DEER:HVAC_Eff_HP | Annual | 20 |  | 5.135 | 0.118 | 5.072 | 0.118 | 4.23 | 0.118
RE-HV-ResDHP-16S-EERbase | DEER2024 | D24_E+_Res_v4 | 2022-09-10 00:55 | Any | Res | Ex | CZ16 | rDXHP | Area-ft2-BA | 1760 | 1760 | None | 1.02 | 0.00023 | -3e-05 | 0.951 | 0.00017 | -3e-05 | [6 empty] | DEER:HVAC_Eff_HP | Annual | 20 |  | 5.321 | 0.153 | 5.252 | 0.153 | 4.3 | 0.153
RE-HV-ResDHP-16S-EERbase | DEER2024 | D24_E+_Res_v4 | 2022-09-10 00:55 | Any | MFm | Ex | CZ16 | rDXHP | Area-ft2-BA | 1020 | 1020 | None | 1.35 | 0.000276 | -7.4e-05 | 1.27 | 0.000202 | -7.4e-05 | [6 empty] | DEER:HVAC_Eff_HP | Annual | 20 |  | 5.643 | 0.365 | 5.567 | 0.365 | 4.295 | 0.365
RE-HV-ResDHP-16S-EERbase | DEER2024 | D24_E+_Res_v4 | 2022-09-10 00:55 | Any | DMo | Ex | CZ16 | rDXHP | Area-ft2-BA | 1240 | 1240 | None | 2.06 | 0.000444 | -0.000533 | 1.92 | 0.00032 | -0.000533 | [6 empty] | DEER:HVAC_Eff_HP | Annual | 20 |  | 7.374 | 0.255 | 7.229 | 0.255 | 5.313 | 0.256
RE-HV-ResDHP-17S | DEER2024 | D24_E+_Res_v4 | 2022-09-10 00:55 | Any | SFm | Ex | CZ01 | rDXHP | Area-ft2-BA | 2160 | 2160 | None | 0.117 | 5.5e-05 | 0 | 0.0363 | 3.1e-05 | 0 | [6 empty] | DEER:HVAC_Eff_HP | Annual | 20 |  | 3.613 | 0.106 | 3.532 | 0.106 | 3.496 | 0.106
RE-HV-ResDHP-17S | DEER2024 | D24_E+_Res_v4 | 2022-09-10 00:55 | Any | Res | Ex | CZ01 | rDXHP | Area-ft2-BA | 1920 | 1920 | None | 0.102 | 5e-05 | 0 | 0.0319 | 3e-05 | 0 | [6 empty] | DEER:HVAC_Eff_HP | Annual | 20 |  | 3.553 | 0.16 | 3.482 | 0.16 | 3.451 | 0.16
RE-HV-ResDHP-17S | DEER2024 | D24_E+_Res_v4 | 2022-09-10 00:55 | Any | MFm | Ex | CZ01 | rDXHP | Area-ft2-BA | 1020 | 1020 | None | 0.0432 | 3.2e-05 | -1e-06 | 0.0149 | 1.9e-05 | -1e-06 | [6 empty] | DEER:HVAC_Eff_HP | Annual | 20 |  | 3.3 | 0.368 | 3.271 | 0.368 | 3.256 | 0.368
RE-HV-ResDHP-17S | DEER2024 | D24_E+_Res_v4 | 2022-09-10 00:55 | Any | DMo | Ex | CZ01 | rDXHP | Area-ft2-BA | 1240 | 1240 | None | 0.0792 | 8.4e-05 | 0 | 0.0276 | 4.7e-05 | 0 | [6 empty] | DEER:HVAC_Eff_HP | Annual | 20 |  | 3.779 | 0.257 | 3.727 | 0.257 | 3.7 | 0.257
RE-HV-ResDHP-17S | DEER2024 | D24_E+_Res_v4 | 2022-09-10 00:55 | Any | SFm | Ex | CZ02 | rDXHP | Area-ft2-BA | 2160 | 2160 | None | 0.256 | 0.000112 | 0 | 0.0827 | 5.6e-05 | 0 | [6 empty] | DEER:HVAC_Eff_HP | Annual | 20 |  | 4.371 | 0.105 | 4.198 | 0.105 | 4.115 | 0.105
RE-HV-ResDHP-17S | DEER2024 | D24_E+_Res_v4 | 2022-09-10 00:55 | Any | Res | Ex | CZ02 | rDXHP | Area-ft2-BA | 1940 | 1940 | None | 0.228 | 0.00011 | 0 | 0.0745 | 5e-05 | 0 | [6 empty] | DEER:HVAC_Eff_HP | Annual | 20 |  | 4.238 | 0.155 | 4.085 | 0.155 | 4.01 | 0.155
RE-HV-ResDHP-17S | DEER2024 | D24_E+_Res_v4 | 2022-09-10 00:55 | Any | MFm | Ex | CZ02 | rDXHP | Area-ft2-BA | 1020 | 1020 | None | 0.109 | 9.1e-05 | 0 | 0.0391 | 4.7e-05 | 0 | [6 empty] | DEER:HVAC_Eff_HP | Annual | 20 |  | 3.641 | 0.365 | 3.571 | 0.365 | 3.532 | 0.365
RE-HV-ResDHP-17S | DEER2024 | D24_E+_Res_v4 | 2022-09-10 00:55 | Any | DMo | Ex | CZ02 | rDXHP | Area-ft2-BA | 1240 | 1240 | None | 0.197 | 0.000169 | 0 | 0.0724 | 8.5e-05 | 0 | [6 empty] | DEER:HVAC_Eff_HP | Annual | 20 |  | 4.432 | 0.256 | 4.307 | 0.256 | 4.235 | 0.256
RE-HV-ResDHP-17S | DEER2024 | D24_E+_Res_v4 | 2022-09-10 00:55 | Any | SFm | Ex | CZ03 | rDXHP | Area-ft2-BA | 2160 | 2160 | None | 0.203 | 0.000105 | 0 | 0.0699 | 5.3e-05 | 0 | [6 empty] | DEER:HVAC_Eff_HP | Annual | 20 |  | 4.089 | 0.105 | 3.956 | 0.105 | 3.886 | 0.105
RE-HV-ResDHP-17S | DEER2024 | D24_E+_Res_v4 | 2022-09-10 00:55 | Any | Res | Ex | CZ03 | rDXHP | Area-ft2-BA | 1720 | 1720 | None | 0.176 | 0.0001 | 0 | 0.0627 | 5e-05 | 0 | [6 empty] | DEER:HVAC_Eff_HP | Annual | 20 |  | 3.968 | 0.206 | 3.855 | 0.206 | 3.792 | 0.206
RE-HV-ResDHP-17S | DEER2024 | D24_E+_Res_v4 | 2022-09-10 00:55 | Any | MFm | Ex | CZ03 | rDXHP | Area-ft2-BA | 1020 | 1020 | None | 0.132 | 7.9e-05 | 0 | 0.0501 | 4e-05 | 0 | [6 empty] | DEER:HVAC_Eff_HP | Annual | 20 |  | 3.754 | 0.366 | 3.672 | 0.366 | 3.622 | 0.366
RE-HV-ResDHP-17S | DEER2024 | D24_E+_Res_v4 | 2022-09-10 00:55 | Any | DMo | Ex | CZ03 | rDXHP | Area-ft2-BA | 1240 | 1240 | None | 0.203 | 0.000147 | 0 | 0.0858 | 7.4e-05 | 0 | [6 empty] | DEER:HVAC_Eff_HP | Annual | 20 |  | 4.472 | 0.256 | 4.355 | 0.256 | 4.269 | 0.256
RE-HV-ResDHP-17S | DEER2024 | D24_E+_Res_v4 | 2022-09-10 00:55 | Any | SFm | Ex | CZ04 | rDXHP | Area-ft2-BA | 2160 | 2160 | None | 0.214 | 0.000129 | 0 | 0.0741 | 6.5e-05 | 0 | [6 empty] | DEER:HVAC_Eff_HP | Annual | 20 |  | 4.15 | 0.105 | 4.01 | 0.105 | 3.936 | 0.105
RE-HV-ResDHP-17S | DEER2024 | D24_E+_Res_v4 | 2022-09-10 00:55 | Any | Res | Ex | CZ04 | rDXHP | Area-ft2-BA | 1800 | 1800 | None | 0.19 | 0.00012 | 0 | 0.067 | 6e-05 | 0 | [6 empty] | DEER:HVAC_Eff_HP | Annual | 20 |  | 4.039 | 0.187 | 3.916 | 0.187 | 3.849 | 0.187
RE-HV-ResDHP-17S | DEER2024 | D24_E+_Res_v4 | 2022-09-10 00:55 | Any | MFm | Ex | CZ04 | rDXHP | Area-ft2-BA | 1020 | 1020 | None | 0.138 | 0.000107 | 0 | 0.051 | 5.6e-05 | 0 | [6 empty] | DEER:HVAC_Eff_HP | Annual | 20 |  | 3.786 | 0.364 | 3.699 | 0.364 | 3.648 | 0.364
RE-HV-ResDHP-17S | DEER2024 | D24_E+_Res_v4 | 2022-09-10 00:55 | Any | DMo | Ex | CZ04 | rDXHP | Area-ft2-BA | 1240 | 1240 | None | 0.179 | 0.000177 | 0 | 0.074 | 9e-05 | 0 | [6 empty] | DEER:HVAC_Eff_HP | Annual | 20 |  | 4.347 | 0.255 | 4.241 | 0.255 | 4.167 | 0.255
RE-HV-ResDHP-17S | DEER2024 | D24_E+_Res_v4 | 2022-09-10 00:55 | Any | SFm | Ex | CZ05 | rDXHP | Area-ft2-BA | 2160 | 2160 | None | 0.216 | 7.6e-05 | 0 | 0.0743 | 3.9e-05 | 0 | [6 empty] | DEER:HVAC_Eff_HP | Annual | 20 |  | 4.157 | 0.105 | 4.016 | 0.105 | 3.941 | 0.105
RE-HV-ResDHP-17S | DEER2024 | D24_E+_Res_v4 | 2022-09-10 00:55 | Any | Res | Ex | CZ05 | rDXHP | Area-ft2-BA | 1880 | 1880 | None | 0.197 | 7e-05 | 0 | 0.0691 | 4e-05 | 0 | [6 empty] | DEER:HVAC_Eff_HP | Annual | 20 |  | 4.074 | 0.169 | 3.946 | 0.169 | 3.877 | 0.169
RE-HV-ResDHP-17S | DEER2024 | D24_E+_Res_v4 | 2022-09-10 00:55 | Any | MFm | Ex | CZ05 | rDXHP | Area-ft2-BA | 1020 | 1020 | None | 0.14 | 5.5e-05 | 0 | 0.0523 | 2.8e-05 | 0 | [6 empty] | DEER:HVAC_Eff_HP | Annual | 20 |  | 3.802 | 0.365 | 3.714 | 0.365 | 3.662 | 0.365
RE-HV-ResDHP-17S | DEER2024 | D24_E+_Res_v4 | 2022-09-10 00:55 | Any | DMo | Ex | CZ05 | rDXHP | Area-ft2-BA | 1240 | 1240 | None | 0.198 | 0.000116 | 0 | 0.0813 | 5.9e-05 | 0 | [6 empty] | DEER:HVAC_Eff_HP | Annual | 20 |  | 4.444 | 0.256 | 4.327 | 0.256 | 4.245 | 0.256
RE-HV-ResDHP-17S | DEER2024 | D24_E+_Res_v4 | 2022-09-10 00:55 | Any | SFm | Ex | CZ06 | rDXHP | Area-ft2-BA | 2250 | 2250 | None | 0.15 | 5.4e-05 | 0 | 0.0556 | 2.8e-05 | 0 | [6 empty] | DEER:HVAC_Eff_HP | Annual | 20 |  | 3.766 | 0.101 | 3.672 | 0.101 | 3.617 | 0.101
RE-HV-ResDHP-17S | DEER2024 | D24_E+_Res_v4 | 2022-09-10 00:55 | Any | Res | Ex | CZ06 | rDXHP | Area-ft2-BA | 1790 | 1790 | None | 0.132 | 5e-05 | 0 | 0.0503 | 3e-05 | 0 | [6 empty] | DEER:HVAC_Eff_HP | Annual | 20 |  | 3.704 | 0.2 | 3.623 | 0.2 | 3.573 | 0.2
RE-HV-ResDHP-17S | DEER2024 | D24_E+_Res_v4 | 2022-09-10 00:55 | Any | MFm | Ex | CZ06 | rDXHP | Area-ft2-BA | 1020 | 1020 | None | 0.101 | 5.1e-05 | 1e-06 | 0.0413 | 2.5e-05 | 1e-06 | [6 empty] | DEER:HVAC_Eff_HP | Annual | 20 |  | 3.596 | 0.365 | 3.536 | 0.365 | 3.495 | 0.365
RE-HV-ResDHP-17S | DEER2024 | D24_E+_Res_v4 | 2022-09-10 00:55 | Any | DMo | Ex | CZ06 | rDXHP | Area-ft2-BA | 1240 | 1240 | None | 0.208 | 0.000102 | 0 | 0.0956 | 5.2e-05 | 0 | [6 empty] | DEER:HVAC_Eff_HP | Annual | 20 |  | 4.513 | 0.255 | 4.4 | 0.255 | 4.304 | 0.255
RE-HV-ResDHP-17S | DEER2024 | D24_E+_Res_v4 | 2022-09-10 00:55 | Any | SFm | Ex | CZ07 | rDXHP | Area-ft2-BA | 2250 | 2250 | None | 0.134 | 7.9e-05 | 0 | 0.0492 | 4e-05 | 0 | [6 empty] | DEER:HVAC_Eff_HP | Annual | 20 |  | 3.676 | 0.101 | 3.591 | 0.101 | 3.542 | 0.101
RE-HV-ResDHP-17S | DEER2024 | D24_E+_Res_v4 | 2022-09-10 00:55 | Any | Res | Ex | CZ07 | rDXHP | Area-ft2-BA | 1750 | 1750 | None | 0.113 | 8e-05 | 0 | 0.0434 | 4e-05 | 0 | [6 empty] | DEER:HVAC_Eff_HP | Annual | 20 |  | 3.596 | 0.208 | 3.526 | 0.208 | 3.483 | 0.208
RE-HV-ResDHP-17S | DEER2024 | D24_E+_Res_v4 | 2022-09-10 00:55 | Any | MFm | Ex | CZ07 | rDXHP | Area-ft2-BA | 1020 | 1020 | None | 0.0809 | 7.1e-05 | 0 | 0.0346 | 3.7e-05 | 0 | [6 empty] | DEER:HVAC_Eff_HP | Annual | 20 |  | 3.475 | 0.364 | 3.428 | 0.364 | 3.394 | 0.364
RE-HV-ResDHP-17S | DEER2024 | D24_E+_Res_v4 | 2022-09-10 00:55 | Any | DMo | Ex | CZ07 | rDXHP | Area-ft2-BA | 1240 | 1240 | None | 0.186 | 0.000124 | 0 | 0.0854 | 6.3e-05 | 0 | [6 empty] | DEER:HVAC_Eff_HP | Annual | 20 |  | 4.382 | 0.255 | 4.281 | 0.255 | 4.196 | 0.255
RE-HV-ResDHP-17S | DEER2024 | D24_E+_Res_v4 | 2022-09-10 00:55 | Any | SFm | Ex | CZ08 | rDXHP | Area-ft2-BA | 2250 | 2250 | None | 0.153 | 9.5e-05 | 0 | 0.0615 | 4.8e-05 | 0 | [6 empty] | DEER:HVAC_Eff_HP | Annual | 20 |  | 3.799 | 0.101 | 3.707 | 0.101 | 3.645 | 0.101
RE-HV-ResDHP-17S | DEER2024 | D24_E+_Res_v4 | 2022-09-10 00:55 | Any | Res | Ex | CZ08 | rDXHP | Area-ft2-BA | 1800 | 1800 | None | 0.145 | 9e-05 | 0 | 0.0603 | 5e-05 | 0 | [6 empty] | DEER:HVAC_Eff_HP | Annual | 20 |  | 3.791 | 0.197 | 3.705 | 0.197 | 3.645 | 0.197
RE-HV-ResDHP-17S | DEER2024 | D24_E+_Res_v4 | 2022-09-10 00:55 | Any | MFm | Ex | CZ08 | rDXHP | Area-ft2-BA | 1020 | 1020 | None | 0.13 | 8.8e-05 | 0 | 0.0568 | 4.5e-05 | 0 | [6 empty] | DEER:HVAC_Eff_HP | Annual | 20 |  | 3.752 | 0.364 | 3.679 | 0.364 | 3.622 | 0.364
RE-HV-ResDHP-17S | DEER2024 | D24_E+_Res_v4 | 2022-09-10 00:55 | Any | DMo | Ex | CZ08 | rDXHP | Area-ft2-BA | 1240 | 1240 | None | 0.217 | 0.000146 | 0 | 0.102 | 7.4e-05 | 0 | [6 empty] | DEER:HVAC_Eff_HP | Annual | 20 |  | 4.561 | 0.255 | 4.447 | 0.255 | 4.345 | 0.255
RE-HV-ResDHP-17S | DEER2024 | D24_E+_Res_v4 | 2022-09-10 00:55 | Any | SFm | Ex | CZ09 | rDXHP | Area-ft2-BA | 1930 | 1930 | None | 0.216 | 0.000125 | 0 | 0.0878 | 6.3e-05 | 0 | [6 empty] | DEER:HVAC_Eff_HP | Annual | 20 |  | 4.332 | 0.116 | 4.203 | 0.116 | 4.116 | 0.116
RE-HV-ResDHP-17S | DEER2024 | D24_E+_Res_v4 | 2022-09-10 00:55 | Any | Res | Ex | CZ09 | rDXHP | Area-ft2-BA | 1570 | 1570 | None | 0.201 | 0.00011 | 0 | 0.0841 | 6e-05 | 0 | [6 empty] | DEER:HVAC_Eff_HP | Annual | 20 |  | 4.212 | 0.214 | 4.095 | 0.214 | 4.011 | 0.214
RE-HV-ResDHP-17S | DEER2024 | D24_E+_Res_v4 | 2022-09-10 00:55 | Any | MFm | Ex | CZ09 | rDXHP | Area-ft2-BA | 1020 | 1020 | None | 0.174 | 9.5e-05 | 0 | 0.0763 | 4.7e-05 | 0 | [6 empty] | DEER:HVAC_Eff_HP | Annual | 20 |  | 3.996 | 0.363 | 3.899 | 0.363 | 3.822 | 0.363
RE-HV-ResDHP-17S | DEER2024 | D24_E+_Res_v4 | 2022-09-10 00:55 | Any | DMo | Ex | CZ09 | rDXHP | Area-ft2-BA | 1240 | 1240 | None | 0.319 | 0.000187 | 0 | 0.151 | 9.5e-05 | 0 | [6 empty] | DEER:HVAC_Eff_HP | Annual | 20 |  | 5.131 | 0.254 | 4.963 | 0.254 | 4.812 | 0.254
RE-HV-ResDHP-17S | DEER2024 | D24_E+_Res_v4 | 2022-09-10 00:55 | Any | SFm | Ex | CZ10 | rDXHP | Area-ft2-BA | 2070 | 2070 | None | 0.212 | 0.000108 | 0 | 0.0857 | 5.4e-05 | 0 | [6 empty] | DEER:HVAC_Eff_HP | Annual | 20 |  | 4.214 | 0.108 | 4.088 | 0.108 | 4.002 | 0.108
RE-HV-ResDHP-17S | DEER2024 | D24_E+_Res_v4 | 2022-09-10 00:55 | Any | Res | Ex | CZ10 | rDXHP | Area-ft2-BA | 1850 | 1850 | None | 0.213 | 0.00012 | 0 | 0.0879 | 6e-05 | 0 | [6 empty] | DEER:HVAC_Eff_HP | Annual | 20 |  | 4.234 | 0.16 | 4.109 | 0.16 | 4.021 | 0.16
RE-HV-ResDHP-17S | DEER2024 | D24_E+_Res_v4 | 2022-09-10 00:55 | Any | MFm | Ex | CZ10 | rDXHP | Area-ft2-BA | 1020 | 1020 | None | 0.192 | 0.000135 | 0 | 0.0853 | 6.8e-05 | 0 | [6 empty] | DEER:HVAC_Eff_HP | Annual | 20 |  | 4.11 | 0.363 | 4.003 | 0.363 | 3.917 | 0.363
RE-HV-ResDHP-17S | DEER2024 | D24_E+_Res_v4 | 2022-09-10 00:55 | Any | DMo | Ex | CZ10 | rDXHP | Area-ft2-BA | 1240 | 1240 | None | 0.36 | 0.000206 | -1e-06 | 0.152 | 0.000103 | -1e-06 | [6 empty] | DEER:HVAC_Eff_HP | Annual | 20 |  | 5.382 | 0.254 | 5.175 | 0.254 | 5.022 | 0.254
RE-HV-ResDHP-17S | DEER2024 | D24_E+_Res_v4 | 2022-09-10 00:55 | Any | SFm | Ex | CZ11 | rDXHP | Area-ft2-BA | 1790 | 1790 | None | 0.33 | 0.000185 | 0 | 0.132 | 9.6e-05 | 0 | [6 empty] | DEER:HVAC_Eff_HP | Annual | 20 |  | 5.067 | 0.124 | 4.869 | 0.124 | 4.737 | 0.124
RE-HV-ResDHP-17S | DEER2024 | D24_E+_Res_v4 | 2022-09-10 00:55 | Any | Res | Ex | CZ11 | rDXHP | Area-ft2-BA | 1660 | 1660 | None | 0.333 | 0.0002 | 0 | 0.135 | 0.0001 | 0 | [6 empty] | DEER:HVAC_Eff_HP | Annual | 20 |  | 5.068 | 0.162 | 4.87 | 0.162 | 4.735 | 0.162
RE-HV-ResDHP-17S | DEER2024 | D24_E+_Res_v4 | 2022-09-10 00:55 | Any | MFm | Ex | CZ11 | rDXHP | Area-ft2-BA | 1020 | 1020 | None | 0.258 | 0.00021 | 0 | 0.114 | 0.000106 | 0 | [6 empty] | DEER:HVAC_Eff_HP | Annual | 20 |  | 4.477 | 0.364 | 4.333 | 0.364 | 4.219 | 0.364
RE-HV-ResDHP-17S | DEER2024 | D24_E+_Res_v4 | 2022-09-10 00:55 | Any | DMo | Ex | CZ11 | rDXHP | Area-ft2-BA | 1240 | 1240 | None | 0.537 | 0.000342 | 0 | 0.227 | 0.000169 | 0 | [6 empty] | DEER:HVAC_Eff_HP | Annual | 20 |  | 6.359 | 0.255 | 6.048 | 0.255 | 5.821 | 0.255
RE-HV-ResDHP-17S | DEER2024 | D24_E+_Res_v4 | 2022-09-10 00:55 | Any | SFm | Ex | CZ12 | rDXHP | Area-ft2-BA | 1790 | 1790 | None | 0.269 | 0.000142 | 0 | 0.1 | 7.2e-05 | 0 | [6 empty] | DEER:HVAC_Eff_HP | Annual | 20 |  | 4.707 | 0.124 | 4.539 | 0.124 | 4.438 | 0.124
RE-HV-ResDHP-17S | DEER2024 | D24_E+_Res_v4 | 2022-09-10 00:55 | Any | Res | Ex | CZ12 | rDXHP | Area-ft2-BA | 1650 | 1650 | None | 0.255 | 0.00014 | 0 | 0.096 | 7e-05 | 0 | [6 empty] | DEER:HVAC_Eff_HP | Annual | 20 |  | 4.601 | 0.166 | 4.443 | 0.166 | 4.346 | 0.166
RE-HV-ResDHP-17S | DEER2024 | D24_E+_Res_v4 | 2022-09-10 00:55 | Any | MFm | Ex | CZ12 | rDXHP | Area-ft2-BA | 1020 | 1020 | None | 0.17 | 0.000138 | 0 | 0.0698 | 6.9e-05 | 0 | [6 empty] | DEER:HVAC_Eff_HP | Annual | 20 |  | 3.986 | 0.364 | 3.886 | 0.364 | 3.816 | 0.364
RE-HV-ResDHP-17S | DEER2024 | D24_E+_Res_v4 | 2022-09-10 00:55 | Any | DMo | Ex | CZ12 | rDXHP | Area-ft2-BA | 1240 | 1240 | None | 0.44 | 0.000278 | 0 | 0.178 | 0.000137 | 0 | [6 empty] | DEER:HVAC_Eff_HP | Annual | 20 |  | 5.802 | 0.255 | 5.541 | 0.255 | 5.363 | 0.255
RE-HV-ResDHP-17S | DEER2024 | D24_E+_Res_v4 | 2022-09-10 00:55 | Any | SFm | Ex | CZ13 | rDXHP | Area-ft2-BA | 1790 | 1790 | None | 0.35 | 0.000208 | 0 | 0.147 | 0.00011 | 0 | [6 empty] | DEER:HVAC_Eff_HP | Annual | 20 |  | 5.17 | 0.124 | 4.968 | 0.124 | 4.82 | 0.124
RE-HV-ResDHP-17S | DEER2024 | D24_E+_Res_v4 | 2022-09-10 00:55 | Any | Res | Ex | CZ13 | rDXHP | Area-ft2-BA | 1610 | 1620 | None | 0.361 | 0.00022 | 0 | 0.153 | 0.00011 | 0 | [6 empty] | DEER:HVAC_Eff_HP | Annual | 20 |  | 5.209 | 0.176 | 5.001 | 0.176 | 4.848 | 0.176
RE-HV-ResDHP-17S | DEER2024 | D24_E+_Res_v4 | 2022-09-10 00:55 | Any | MFm | Ex | CZ13 | rDXHP | Area-ft2-BA | 1020 | 1020 | None | 0.359 | 0.000238 | 0 | 0.155 | 0.000119 | 0 | [6 empty] | DEER:HVAC_Eff_HP | Annual | 20 |  | 5.048 | 0.364 | 4.844 | 0.364 | 4.689 | 0.364
RE-HV-ResDHP-17S | DEER2024 | D24_E+_Res_v4 | 2022-09-10 00:55 | Any | DMo | Ex | CZ13 | rDXHP | Area-ft2-BA | 1240 | 1240 | None | 0.541 | 0.000335 | 0 | 0.237 | 0.000169 | 0 | [6 empty] | DEER:HVAC_Eff_HP | Annual | 20 |  | 6.391 | 0.254 | 6.087 | 0.254 | 5.85 | 0.254
RE-HV-ResDHP-17S | DEER2024 | D24_E+_Res_v4 | 2022-09-10 00:55 | Any | SFm | Ex | CZ14 | rDXHP | Area-ft2-BA | 1630 | 1630 | None | 0.363 | 0.00018 | 0 | 0.148 | 9.4e-05 | 0 | [6 empty] | DEER:HVAC_Eff_HP | Annual | 20 |  | 5.383 | 0.134 | 5.168 | 0.134 | 5.02 | 0.134
RE-HV-ResDHP-17S | DEER2024 | D24_E+_Res_v4 | 2022-09-10 00:55 | Any | Res | Ex | CZ14 | rDXHP | Area-ft2-BA | 1550 | 1550 | None | 0.379 | 0.00019 | 0 | 0.156 | 0.0001 | 0 | [6 empty] | DEER:HVAC_Eff_HP | Annual | 20 |  | 5.452 | 0.16 | 5.229 | 0.16 | 5.073 | 0.16
RE-HV-ResDHP-17S | DEER2024 | D24_E+_Res_v4 | 2022-09-10 00:55 | Any | MFm | Ex | CZ14 | rDXHP | Area-ft2-BA | 1020 | 1020 | None | 0.292 | 0.000209 | 0 | 0.13 | 0.000105 | 0 | [6 empty] | DEER:HVAC_Eff_HP | Annual | 20 |  | 4.693 | 0.363 | 4.53 | 0.363 | 4.4 | 0.363
RE-HV-ResDHP-17S | DEER2024 | D24_E+_Res_v4 | 2022-09-10 00:55 | Any | DMo | Ex | CZ14 | rDXHP | Area-ft2-BA | 1240 | 1240 | None | 0.651 | 0.00034 | 0 | 0.273 | 0.000171 | 0 | [6 empty] | DEER:HVAC_Eff_HP | Annual | 20 |  | 6.993 | 0.254 | 6.615 | 0.254 | 6.342 | 0.254
RE-HV-ResDHP-17S | DEER2024 | D24_E+_Res_v4 | 2022-09-10 00:55 | Any | SFm | Ex | CZ15 | rDXHP | Area-ft2-BA | 1630 | 1630 | None | 0.405 | 0.000209 | 0 | 0.193 | 0.000107 | 0 | [6 empty] | DEER:HVAC_Eff_HP | Annual | 20 |  | 5.665 | 0.134 | 5.453 | 0.134 | 5.26 | 0.134
RE-HV-ResDHP-17S | DEER2024 | D24_E+_Res_v4 | 2022-09-10 00:55 | Any | Res | Ex | CZ15 | rDXHP | Area-ft2-BA | 1440 | 1440 | None | 0.448 | 0.00023 | 0 | 0.214 | 0.00012 | 0 | [6 empty] | DEER:HVAC_Eff_HP | Annual | 20 |  | 5.833 | 0.203 | 5.598 | 0.203 | 5.384 | 0.203
RE-HV-ResDHP-17S | DEER2024 | D24_E+_Res_v4 | 2022-09-10 00:55 | Any | MFm | Ex | CZ15 | rDXHP | Area-ft2-BA | 1020 | 1020 | None | 0.454 | 0.000241 | 0 | 0.219 | 0.00012 | 0 | [6 empty] | DEER:HVAC_Eff_HP | Annual | 20 |  | 5.614 | 0.363 | 5.378 | 0.363 | 5.16 | 0.363
RE-HV-ResDHP-17S | DEER2024 | D24_E+_Res_v4 | 2022-09-10 00:55 | Any | DMo | Ex | CZ15 | rDXHP | Area-ft2-BA | 1240 | 1240 | None | 0.745 | 0.000367 | 0 | 0.35 | 0.00018 | 0 | [6 empty] | DEER:HVAC_Eff_HP | Annual | 20 |  | 7.641 | 0.252 | 7.246 | 0.252 | 6.896 | 0.252
RE-HV-ResDHP-17S | DEER2024 | D24_E+_Res_v4 | 2022-09-10 00:55 | Any | SFm | Ex | CZ16 | rDXHP | Area-ft2-BA | 1900 | 1900 | None | 0.224 | 0.000112 | 0 | 0.0925 | 5.6e-05 | 0 | [6 empty] | DEER:HVAC_Eff_HP | Annual | 20 |  | 4.42 | 0.118 | 4.288 | 0.118 | 4.195 | 0.118
RE-HV-ResDHP-17S | DEER2024 | D24_E+_Res_v4 | 2022-09-10 00:55 | Any | Res | Ex | CZ16 | rDXHP | Area-ft2-BA | 1760 | 1760 | None | 0.238 | 0.00012 | 0 | 0.0988 | 6e-05 | 0 | [6 empty] | DEER:HVAC_Eff_HP | Annual | 20 |  | 4.502 | 0.153 | 4.362 | 0.153 | 4.262 | 0.153
RE-HV-ResDHP-17S | DEER2024 | D24_E+_Res_v4 | 2022-09-10 00:55 | Any | MFm | Ex | CZ16 | rDXHP | Area-ft2-BA | 1020 | 1020 | None | 0.26 | 0.000139 | 0 | 0.107 | 6.9e-05 | 0 | [6 empty] | DEER:HVAC_Eff_HP | Annual | 20 |  | 4.515 | 0.365 | 4.361 | 0.365 | 4.254 | 0.365
RE-HV-ResDHP-17S | DEER2024 | D24_E+_Res_v4 | 2022-09-10 00:55 | Any | DMo | Ex | CZ16 | rDXHP | Area-ft2-BA | 1240 | 1240 | None | 0.399 | 0.000231 | 0 | 0.174 | 0.000115 | 0 | [6 empty] | DEER:HVAC_Eff_HP | Annual | 20 |  | 5.648 | 0.256 | 5.423 | 0.256 | 5.249 | 0.256
RE-HV-ResDHP-17S-EERbase | DEER2024 | D24_E+_Res_v4 | 2022-09-10 00:55 | Any | SFm | Ex | CZ01 | rDXHP | Area-ft2-BA | 2160 | 2160 | None | 0.523 | 0.000106 | -4e-06 | 0.517 | 8e-05 | -4e-06 | [6 empty] | DEER:HVAC_Eff_HP | Annual | 20 |  | 4.019 | 0.106 | 4.013 | 0.106 | 3.496 | 0.106
RE-HV-ResDHP-17S-EERbase | DEER2024 | D24_E+_Res_v4 | 2022-09-10 00:55 | Any | Res | Ex | CZ01 | rDXHP | Area-ft2-BA | 1920 | 1920 | None | 0.425 | 9e-05 | 2e-05 | 0.42 | 6e-05 | 2e-05 | [6 empty] | DEER:HVAC_Eff_HP | Annual | 20 |  | 3.876 | 0.16 | 3.87 | 0.16 | 3.451 | 0.16
RE-HV-ResDHP-17S-EERbase | DEER2024 | D24_E+_Res_v4 | 2022-09-10 00:55 | Any | MFm | Ex | CZ01 | rDXHP | Area-ft2-BA | 1020 | 1020 | None | 0.0297 | 1.3e-05 | 0.000201 | 0.0269 | 0 | 0.000201 | [6 empty] | DEER:HVAC_Eff_HP | Annual | 20 |  | 3.286 | 0.368 | 3.283 | 0.368 | 3.256 | 0.368
RE-HV-ResDHP-17S-EERbase | DEER2024 | D24_E+_Res_v4 | 2022-09-10 00:55 | Any | DMo | Ex | CZ01 | rDXHP | Area-ft2-BA | 1240 | 1240 | None | 0.567 | 0.000135 | -0.00107 | 0.558 | 9.7e-05 | -0.00107 | [6 empty] | DEER:HVAC_Eff_HP | Annual | 20 |  | 4.267 | 0.256 | 4.258 | 0.256 | 3.7 | 0.257
RE-HV-ResDHP-17S-EERbase | DEER2024 | D24_E+_Res_v4 | 2022-09-10 00:55 | Any | SFm | Ex | CZ02 | rDXHP | Area-ft2-BA | 2160 | 2160 | None | 1.06 | 0.000234 | 0 | 1.04 | 0.000174 | 0 | [6 empty] | DEER:HVAC_Eff_HP | Annual | 20 |  | 5.173 | 0.105 | 5.152 | 0.105 | 4.115 | 0.105
RE-HV-ResDHP-17S-EERbase | DEER2024 | D24_E+_Res_v4 | 2022-09-10 00:55 | Any | Res | Ex | CZ02 | rDXHP | Area-ft2-BA | 1940 | 1940 | None | 0.951 | 0.00022 | -3e-05 | 0.932 | 0.00016 | -3e-05 | [6 empty] | DEER:HVAC_Eff_HP | Annual | 20 |  | 4.959 | 0.155 | 4.939 | 0.155 | 4.01 | 0.155
RE-HV-ResDHP-17S-EERbase | DEER2024 | D24_E+_Res_v4 | 2022-09-10 00:55 | Any | MFm | Ex | CZ02 | rDXHP | Area-ft2-BA | 1020 | 1020 | None | 0.474 | 0.000157 | -9e-05 | 0.458 | 0.000111 | -9e-05 | [6 empty] | DEER:HVAC_Eff_HP | Annual | 20 |  | 4.005 | 0.365 | 3.99 | 0.365 | 3.532 | 0.365
RE-HV-ResDHP-17S-EERbase | DEER2024 | D24_E+_Res_v4 | 2022-09-10 00:55 | Any | DMo | Ex | CZ02 | rDXHP | Area-ft2-BA | 1240 | 1240 | None | 0.992 | 0.000302 | -0.00105 | 0.957 | 0.000216 | -0.00105 | [6 empty] | DEER:HVAC_Eff_HP | Annual | 20 |  | 5.227 | 0.255 | 5.192 | 0.255 | 4.235 | 0.256
RE-HV-ResDHP-17S-EERbase | DEER2024 | D24_E+_Res_v4 | 2022-09-10 00:55 | Any | SFm | Ex | CZ03 | rDXHP | Area-ft2-BA | 2160 | 2160 | None | 0.756 | 0.000243 | 0 | 0.721 | 0.000185 | 0 | [6 empty] | DEER:HVAC_Eff_HP | Annual | 20 |  | 4.642 | 0.105 | 4.607 | 0.105 | 3.886 | 0.105
RE-HV-ResDHP-17S-EERbase | DEER2024 | D24_E+_Res_v4 | 2022-09-10 00:55 | Any | Res | Ex | CZ03 | rDXHP | Area-ft2-BA | 1720 | 1720 | None | 0.604 | 0.0002 | -4e-05 | 0.572 | 0.00015 | -4e-05 | [6 empty] | DEER:HVAC_Eff_HP | Annual | 20 |  | 4.395 | 0.206 | 4.363 | 0.206 | 3.792 | 0.206
RE-HV-ResDHP-17S-EERbase | DEER2024 | D24_E+_Res_v4 | 2022-09-10 00:55 | Any | MFm | Ex | CZ03 | rDXHP | Area-ft2-BA | 1020 | 1020 | None | 0.356 | 0.000139 | -7.5e-05 | 0.33 | 0.0001 | -7.5e-05 | [6 empty] | DEER:HVAC_Eff_HP | Annual | 20 |  | 3.977 | 0.366 | 3.951 | 0.366 | 3.622 | 0.366
RE-HV-ResDHP-17S-EERbase | DEER2024 | D24_E+_Res_v4 | 2022-09-10 00:55 | Any | DMo | Ex | CZ03 | rDXHP | Area-ft2-BA | 1240 | 1240 | None | 0.667 | 0.000295 | -0.00072 | 0.608 | 0.000218 | -0.00072 | [6 empty] | DEER:HVAC_Eff_HP | Annual | 20 |  | 4.937 | 0.255 | 4.877 | 0.255 | 4.269 | 0.256
RE-HV-ResDHP-17S-EERbase | DEER2024 | D24_E+_Res_v4 | 2022-09-10 00:55 | Any | SFm | Ex | CZ04 | rDXHP | Area-ft2-BA | 2160 | 2160 | None | 0.687 | 0.000244 | 2e-06 | 0.653 | 0.000177 | 2e-06 | [6 empty] | DEER:HVAC_Eff_HP | Annual | 20 |  | 4.623 | 0.105 | 4.589 | 0.105 | 3.936 | 0.105
RE-HV-ResDHP-17S-EERbase | DEER2024 | D24_E+_Res_v4 | 2022-09-10 00:55 | Any | Res | Ex | CZ04 | rDXHP | Area-ft2-BA | 1800 | 1800 | None | 0.601 | 0.00022 | -2e-05 | 0.57 | 0.00016 | -2e-05 | [6 empty] | DEER:HVAC_Eff_HP | Annual | 20 |  | 4.45 | 0.187 | 4.419 | 0.187 | 3.849 | 0.187
RE-HV-ResDHP-17S-EERbase | DEER2024 | D24_E+_Res_v4 | 2022-09-10 00:55 | Any | MFm | Ex | CZ04 | rDXHP | Area-ft2-BA | 1020 | 1020 | None | 0.41 | 0.000174 | -6.6e-05 | 0.386 | 0.000121 | -6.6e-05 | [6 empty] | DEER:HVAC_Eff_HP | Annual | 20 |  | 4.058 | 0.364 | 4.034 | 0.364 | 3.648 | 0.364
RE-HV-ResDHP-17S-EERbase | DEER2024 | D24_E+_Res_v4 | 2022-09-10 00:55 | Any | DMo | Ex | CZ04 | rDXHP | Area-ft2-BA | 1240 | 1240 | None | 0.67 | 0.000319 | -0.000489 | 0.618 | 0.000229 | -0.000489 | [6 empty] | DEER:HVAC_Eff_HP | Annual | 20 |  | 4.838 | 0.255 | 4.786 | 0.255 | 4.167 | 0.255
RE-HV-ResDHP-17S-EERbase | DEER2024 | D24_E+_Res_v4 | 2022-09-10 00:55 | Any | SFm | Ex | CZ05 | rDXHP | Area-ft2-BA | 2160 | 2160 | None | 0.885 | 0.000181 | 3e-06 | 0.85 | 0.000139 | 3e-06 | [6 empty] | DEER:HVAC_Eff_HP | Annual | 20 |  | 4.826 | 0.105 | 4.792 | 0.105 | 3.941 | 0.105
RE-HV-ResDHP-17S-EERbase | DEER2024 | D24_E+_Res_v4 | 2022-09-10 00:55 | Any | Res | Ex | CZ05 | rDXHP | Area-ft2-BA | 1880 | 1880 | None | 0.782 | 0.00016 | -1e-05 | 0.748 | 0.00012 | -1e-05 | [6 empty] | DEER:HVAC_Eff_HP | Annual | 20 |  | 4.658 | 0.169 | 4.626 | 0.169 | 3.877 | 0.169
RE-HV-ResDHP-17S-EERbase | DEER2024 | D24_E+_Res_v4 | 2022-09-10 00:55 | Any | MFm | Ex | CZ05 | rDXHP | Area-ft2-BA | 1020 | 1020 | None | 0.462 | 9.9e-05 | -4e-05 | 0.434 | 7.1e-05 | -4e-05 | [6 empty] | DEER:HVAC_Eff_HP | Annual | 20 |  | 4.124 | 0.365 | 4.096 | 0.365 | 3.662 | 0.365
RE-HV-ResDHP-17S-EERbase | DEER2024 | D24_E+_Res_v4 | 2022-09-10 00:55 | Any | DMo | Ex | CZ05 | rDXHP | Area-ft2-BA | 1240 | 1240 | None | 0.786 | 0.000242 | -0.000747 | 0.731 | 0.000181 | -0.000747 | [6 empty] | DEER:HVAC_Eff_HP | Annual | 20 |  | 5.031 | 0.255 | 4.977 | 0.255 | 4.245 | 0.256
RE-HV-ResDHP-17S-EERbase | DEER2024 | D24_E+_Res_v4 | 2022-09-10 00:55 | Any | SFm | Ex | CZ06 | rDXHP | Area-ft2-BA | 2250 | 2250 | None | 0.504 | 0.000132 | 7e-06 | 0.458 | 0.000102 | 7e-06 | [6 empty] | DEER:HVAC_Eff_HP | Annual | 20 |  | 4.12 | 0.101 | 4.075 | 0.101 | 3.617 | 0.101
RE-HV-ResDHP-17S-EERbase | DEER2024 | D24_E+_Res_v4 | 2022-09-10 00:55 | Any | Res | Ex | CZ06 | rDXHP | Area-ft2-BA | 1790 | 1790 | None | 0.398 | 0.00011 | 0 | 0.358 | 9e-05 | 0 | [6 empty] | DEER:HVAC_Eff_HP | Annual | 20 |  | 3.97 | 0.2 | 3.931 | 0.2 | 3.573 | 0.2
RE-HV-ResDHP-17S-EERbase | DEER2024 | D24_E+_Res_v4 | 2022-09-10 00:55 | Any | MFm | Ex | CZ06 | rDXHP | Area-ft2-BA | 1020 | 1020 | None | 0.221 | 8.4e-05 | -1.8e-05 | 0.191 | 5.9e-05 | -1.8e-05 | [6 empty] | DEER:HVAC_Eff_HP | Annual | 20 |  | 3.716 | 0.365 | 3.686 | 0.365 | 3.495 | 0.365
RE-HV-ResDHP-17S-EERbase | DEER2024 | D24_E+_Res_v4 | 2022-09-10 00:55 | Any | DMo | Ex | CZ06 | rDXHP | Area-ft2-BA | 1240 | 1240 | None | 0.525 | 0.000201 | 8.1e-05 | 0.442 | 0.000148 | 8.1e-05 | [6 empty] | DEER:HVAC_Eff_HP | Annual | 20 |  | 4.829 | 0.255 | 4.746 | 0.255 | 4.304 | 0.255
RE-HV-ResDHP-17S-EERbase | DEER2024 | D24_E+_Res_v4 | 2022-09-10 00:55 | Any | SFm | Ex | CZ07 | rDXHP | Area-ft2-BA | 2250 | 2250 | None | 0.41 | 0.000157 | 6e-06 | 0.375 | 0.000116 | 6e-06 | [6 empty] | DEER:HVAC_Eff_HP | Annual | 20 |  | 3.952 | 0.101 | 3.917 | 0.101 | 3.542 | 0.101
RE-HV-ResDHP-17S-EERbase | DEER2024 | D24_E+_Res_v4 | 2022-09-10 00:55 | Any | Res | Ex | CZ07 | rDXHP | Area-ft2-BA | 1750 | 1750 | None | 0.316 | 0.00015 | -1e-05 | 0.285 | 0.00011 | -1e-05 | [6 empty] | DEER:HVAC_Eff_HP | Annual | 20 |  | 3.8 | 0.208 | 3.768 | 0.208 | 3.483 | 0.208
RE-HV-ResDHP-17S-EERbase | DEER2024 | D24_E+_Res_v4 | 2022-09-10 00:55 | Any | MFm | Ex | CZ07 | rDXHP | Area-ft2-BA | 1020 | 1020 | None | 0.179 | 0.000127 | -3.2e-05 | 0.153 | 9.1e-05 | -3.2e-05 | [6 empty] | DEER:HVAC_Eff_HP | Annual | 20 |  | 3.573 | 0.364 | 3.547 | 0.364 | 3.394 | 0.364
RE-HV-ResDHP-17S-EERbase | DEER2024 | D24_E+_Res_v4 | 2022-09-10 00:55 | Any | DMo | Ex | CZ07 | rDXHP | Area-ft2-BA | 1240 | 1240 | None | 0.457 | 0.000268 | -2.5e-05 | 0.386 | 0.000202 | -2.5e-05 | [6 empty] | DEER:HVAC_Eff_HP | Annual | 20 |  | 4.653 | 0.255 | 4.582 | 0.255 | 4.196 | 0.255
RE-HV-ResDHP-17S-EERbase | DEER2024 | D24_E+_Res_v4 | 2022-09-10 00:55 | Any | SFm | Ex | CZ08 | rDXHP | Area-ft2-BA | 2250 | 2250 | None | 0.513 | 0.000191 | 7e-06 | 0.459 | 0.000142 | 7e-06 | [6 empty] | DEER:HVAC_Eff_HP | Annual | 20 |  | 4.158 | 0.101 | 4.105 | 0.101 | 3.645 | 0.101
RE-HV-ResDHP-17S-EERbase | DEER2024 | D24_E+_Res_v4 | 2022-09-10 00:55 | Any | Res | Ex | CZ08 | rDXHP | Area-ft2-BA | 1800 | 1800 | None | 0.437 | 0.00018 | -2e-05 | 0.385 | 0.00013 | -2e-05 | [6 empty] | DEER:HVAC_Eff_HP | Annual | 20 |  | 4.081 | 0.197 | 4.03 | 0.197 | 3.645 | 0.197
RE-HV-ResDHP-17S-EERbase | DEER2024 | D24_E+_Res_v4 | 2022-09-10 00:55 | Any | MFm | Ex | CZ08 | rDXHP | Area-ft2-BA | 1020 | 1020 | None | 0.299 | 0.000159 | -5.7e-05 | 0.253 | 0.000115 | -5.7e-05 | [6 empty] | DEER:HVAC_Eff_HP | Annual | 20 |  | 3.92 | 0.364 | 3.875 | 0.364 | 3.622 | 0.364
RE-HV-ResDHP-17S-EERbase | DEER2024 | D24_E+_Res_v4 | 2022-09-10 00:55 | Any | DMo | Ex | CZ08 | rDXHP | Area-ft2-BA | 1240 | 1240 | None | 0.548 | 0.000292 | -7e-06 | 0.455 | 0.000216 | -7e-06 | [6 empty] | DEER:HVAC_Eff_HP | Annual | 20 |  | 4.892 | 0.255 | 4.8 | 0.255 | 4.345 | 0.255
RE-HV-ResDHP-17S-EERbase | DEER2024 | D24_E+_Res_v4 | 2022-09-10 00:55 | Any | SFm | Ex | CZ09 | rDXHP | Area-ft2-BA | 1930 | 1930 | None | 0.659 | 0.000246 | 5e-06 | 0.588 | 0.00018 | 5e-06 | [6 empty] | DEER:HVAC_Eff_HP | Annual | 20 |  | 4.775 | 0.116 | 4.704 | 0.116 | 4.116 | 0.116
RE-HV-ResDHP-17S-EERbase | DEER2024 | D24_E+_Res_v4 | 2022-09-10 00:55 | Any | Res | Ex | CZ09 | rDXHP | Area-ft2-BA | 1570 | 1570 | None | 0.556 | 0.00022 | -3e-05 | 0.487 | 0.00016 | -3e-05 | [6 empty] | DEER:HVAC_Eff_HP | Annual | 20 |  | 4.567 | 0.214 | 4.498 | 0.214 | 4.011 | 0.214
RE-HV-ResDHP-17S-EERbase | DEER2024 | D24_E+_Res_v4 | 2022-09-10 00:55 | Any | MFm | Ex | CZ09 | rDXHP | Area-ft2-BA | 1020 | 1020 | None | 0.391 | 0.000179 | -8.7e-05 | 0.328 | 0.00013 | -8.7e-05 | [6 empty] | DEER:HVAC_Eff_HP | Annual | 20 |  | 4.213 | 0.363 | 4.15 | 0.363 | 3.822 | 0.363
RE-HV-ResDHP-17S-EERbase | DEER2024 | D24_E+_Res_v4 | 2022-09-10 00:55 | Any | DMo | Ex | CZ09 | rDXHP | Area-ft2-BA | 1240 | 1240 | None | 0.744 | 0.000363 | 0.000392 | 0.609 | 0.000265 | 0.000392 | [6 empty] | DEER:HVAC_Eff_HP | Annual | 20 |  | 5.556 | 0.255 | 5.42 | 0.255 | 4.812 | 0.254
RE-HV-ResDHP-17S-EERbase | DEER2024 | D24_E+_Res_v4 | 2022-09-10 00:55 | Any | SFm | Ex | CZ10 | rDXHP | Area-ft2-BA | 2070 | 2070 | None | 0.535 | 0.000193 | 0 | 0.473 | 0.000137 | 0 | [6 empty] | DEER:HVAC_Eff_HP | Annual | 20 |  | 4.537 | 0.108 | 4.474 | 0.108 | 4.002 | 0.108
RE-HV-ResDHP-17S-EERbase | DEER2024 | D24_E+_Res_v4 | 2022-09-10 00:55 | Any | Res | Ex | CZ10 | rDXHP | Area-ft2-BA | 1850 | 1850 | None | 0.554 | 0.00021 | -2e-05 | 0.487 | 0.00015 | -2e-05 | [6 empty] | DEER:HVAC_Eff_HP | Annual | 20 |  | 4.575 | 0.16 | 4.508 | 0.16 | 4.021 | 0.16
RE-HV-ResDHP-17S-EERbase | DEER2024 | D24_E+_Res_v4 | 2022-09-10 00:55 | Any | MFm | Ex | CZ10 | rDXHP | Area-ft2-BA | 1020 | 1020 | None | 0.531 | 0.000229 | -6.1e-05 | 0.457 | 0.000162 | -6.1e-05 | [6 empty] | DEER:HVAC_Eff_HP | Annual | 20 |  | 4.448 | 0.363 | 4.375 | 0.363 | 3.917 | 0.363
RE-HV-ResDHP-17S-EERbase | DEER2024 | D24_E+_Res_v4 | 2022-09-10 00:55 | Any | DMo | Ex | CZ10 | rDXHP | Area-ft2-BA | 1240 | 1240 | None | 1.11 | 0.000357 | -0.000161 | 0.987 | 0.000253 | -0.000161 | [6 empty] | DEER:HVAC_Eff_HP | Annual | 20 |  | 6.131 | 0.254 | 6.009 | 0.254 | 5.022 | 0.254
RE-HV-ResDHP-17S-EERbase | DEER2024 | D24_E+_Res_v4 | 2022-09-10 00:55 | Any | SFm | Ex | CZ11 | rDXHP | Area-ft2-BA | 1790 | 1790 | None | 0.848 | 0.000267 | -3e-06 | 0.766 | 0.000179 | -3e-06 | [6 empty] | DEER:HVAC_Eff_HP | Annual | 20 |  | 5.585 | 0.124 | 5.504 | 0.124 | 4.737 | 0.124
RE-HV-ResDHP-17S-EERbase | DEER2024 | D24_E+_Res_v4 | 2022-09-10 00:55 | Any | Res | Ex | CZ11 | rDXHP | Area-ft2-BA | 1660 | 1660 | None | 0.901 | 0.00029 | -3e-05 | 0.812 | 0.0002 | -3e-05 | [6 empty] | DEER:HVAC_Eff_HP | Annual | 20 |  | 5.636 | 0.162 | 5.547 | 0.162 | 4.735 | 0.162
RE-HV-ResDHP-17S-EERbase | DEER2024 | D24_E+_Res_v4 | 2022-09-10 00:55 | Any | MFm | Ex | CZ11 | rDXHP | Area-ft2-BA | 1020 | 1020 | None | 0.808 | 0.000334 | -7.7e-05 | 0.713 | 0.00023 | -7.7e-05 | [6 empty] | DEER:HVAC_Eff_HP | Annual | 20 |  | 5.027 | 0.364 | 4.932 | 0.364 | 4.219 | 0.364
RE-HV-ResDHP-17S-EERbase | DEER2024 | D24_E+_Res_v4 | 2022-09-10 00:55 | Any | DMo | Ex | CZ11 | rDXHP | Area-ft2-BA | 1240 | 1240 | None | 1.84 | 0.000588 | -0.000263 | 1.67 | 0.000415 | -0.000263 | [6 empty] | DEER:HVAC_Eff_HP | Annual | 20 |  | 7.664 | 0.255 | 7.49 | 0.255 | 5.821 | 0.255
RE-HV-ResDHP-17S-EERbase | DEER2024 | D24_E+_Res_v4 | 2022-09-10 00:55 | Any | SFm | Ex | CZ12 | rDXHP | Area-ft2-BA | 1790 | 1790 | None | 0.739 | 0.00021 | -3e-06 | 0.688 | 0.000141 | -3e-06 | [6 empty] | DEER:HVAC_Eff_HP | Annual | 20 |  | 5.178 | 0.124 | 5.126 | 0.124 | 4.438 | 0.124
RE-HV-ResDHP-17S-EERbase | DEER2024 | D24_E+_Res_v4 | 2022-09-10 00:55 | Any | Res | Ex | CZ12 | rDXHP | Area-ft2-BA | 1650 | 1650 | None | 0.728 | 0.00022 | -2e-05 | 0.675 | 0.00015 | -2e-05 | [6 empty] | DEER:HVAC_Eff_HP | Annual | 20 |  | 5.075 | 0.166 | 5.022 | 0.166 | 4.346 | 0.166
RE-HV-ResDHP-17S-EERbase | DEER2024 | D24_E+_Res_v4 | 2022-09-10 00:55 | Any | MFm | Ex | CZ12 | rDXHP | Area-ft2-BA | 1020 | 1020 | None | 0.603 | 0.000234 | -9.5e-05 | 0.551 | 0.000165 | -9.5e-05 | [6 empty] | DEER:HVAC_Eff_HP | Annual | 20 |  | 4.419 | 0.364 | 4.367 | 0.364 | 3.816 | 0.364
RE-HV-ResDHP-17S-EERbase | DEER2024 | D24_E+_Res_v4 | 2022-09-10 00:55 | Any | DMo | Ex | CZ12 | rDXHP | Area-ft2-BA | 1240 | 1240 | None | 1.62 | 0.00049 | -0.00046 | 1.49 | 0.000347 | -0.00046 | [6 empty] | DEER:HVAC_Eff_HP | Annual | 20 |  | 6.978 | 0.255 | 6.854 | 0.255 | 5.363 | 0.255
RE-HV-ResDHP-17S-EERbase | DEER2024 | D24_E+_Res_v4 | 2022-09-10 00:55 | Any | SFm | Ex | CZ13 | rDXHP | Area-ft2-BA | 1790 | 1790 | None | 0.863 | 0.000258 | -1e-06 | 0.756 | 0.000165 | -1e-06 | [6 empty] | DEER:HVAC_Eff_HP | Annual | 20 |  | 5.683 | 0.124 | 5.577 | 0.124 | 4.82 | 0.124
RE-HV-ResDHP-17S-EERbase | DEER2024 | D24_E+_Res_v4 | 2022-09-10 00:55 | Any | Res | Ex | CZ13 | rDXHP | Area-ft2-BA | 1610 | 1620 | None | 0.931 | 0.00029 | 1e-05 | 0.816 | 0.00019 | 1e-05 | [6 empty] | DEER:HVAC_Eff_HP | Annual | 20 |  | 5.779 | 0.176 | 5.664 | 0.176 | 4.848 | 0.176
RE-HV-ResDHP-17S-EERbase | DEER2024 | D24_E+_Res_v4 | 2022-09-10 00:55 | Any | MFm | Ex | CZ13 | rDXHP | Area-ft2-BA | 1020 | 1020 | None | 1.02 | 0.000361 | -6.8e-05 | 0.895 | 0.000245 | -6.8e-05 | [6 empty] | DEER:HVAC_Eff_HP | Annual | 20 |  | 5.71 | 0.364 | 5.583 | 0.364 | 4.689 | 0.364
RE-HV-ResDHP-17S-EERbase | DEER2024 | D24_E+_Res_v4 | 2022-09-10 00:55 | Any | DMo | Ex | CZ13 | rDXHP | Area-ft2-BA | 1240 | 1240 | None | 1.63 | 0.000541 | 0.00042 | 1.43 | 0.000374 | 0.00042 | [6 empty] | DEER:HVAC_Eff_HP | Annual | 20 |  | 7.48 | 0.254 | 7.282 | 0.254 | 5.85 | 0.254
RE-HV-ResDHP-17S-EERbase | DEER2024 | D24_E+_Res_v4 | 2022-09-10 00:55 | Any | SFm | Ex | CZ14 | rDXHP | Area-ft2-BA | 1630 | 1630 | None | 1 | 0.000273 | -2e-06 | 0.897 | 0.000188 | -2e-06 | [6 empty] | DEER:HVAC_Eff_HP | Annual | 20 |  | 6.023 | 0.134 | 5.918 | 0.134 | 5.02 | 0.134
RE-HV-ResDHP-17S-EERbase | DEER2024 | D24_E+_Res_v4 | 2022-09-10 00:55 | Any | Res | Ex | CZ14 | rDXHP | Area-ft2-BA | 1550 | 1550 | None | 1.05 | 0.0003 | -1e-05 | 0.941 | 0.0002 | -1e-05 | [6 empty] | DEER:HVAC_Eff_HP | Annual | 20 |  | 6.128 | 0.16 | 6.014 | 0.16 | 5.073 | 0.16
RE-HV-ResDHP-17S-EERbase | DEER2024 | D24_E+_Res_v4 | 2022-09-10 00:55 | Any | MFm | Ex | CZ14 | rDXHP | Area-ft2-BA | 1020 | 1020 | None | 0.801 | 0.000318 | -5.1e-05 | 0.681 | 0.000217 | -5.1e-05 | [6 empty] | DEER:HVAC_Eff_HP | Annual | 20 |  | 5.201 | 0.363 | 5.081 | 0.363 | 4.4 | 0.363
RE-HV-ResDHP-17S-EERbase | DEER2024 | D24_E+_Res_v4 | 2022-09-10 00:55 | Any | DMo | Ex | CZ14 | rDXHP | Area-ft2-BA | 1240 | 1240 | None | 1.91 | 0.000539 | -7e-06 | 1.7 | 0.00037 | -7e-06 | [6 empty] | DEER:HVAC_Eff_HP | Annual | 20 |  | 8.254 | 0.254 | 8.045 | 0.254 | 6.342 | 0.254
RE-HV-ResDHP-17S-EERbase | DEER2024 | D24_E+_Res_v4 | 2022-09-10 00:55 | Any | SFm | Ex | CZ15 | rDXHP | Area-ft2-BA | 1630 | 1630 | None | 0.837 | 0.000308 | -1e-06 | 0.649 | 0.000207 | -1e-06 | [6 empty] | DEER:HVAC_Eff_HP | Annual | 20 |  | 6.096 | 0.134 | 5.908 | 0.134 | 5.26 | 0.134
RE-HV-ResDHP-17S-EERbase | DEER2024 | D24_E+_Res_v4 | 2022-09-10 00:55 | Any | Res | Ex | CZ15 | rDXHP | Area-ft2-BA | 1440 | 1440 | None | 0.946 | 0.00036 | 0.00013 | 0.733 | 0.00024 | 0.00013 | [6 empty] | DEER:HVAC_Eff_HP | Annual | 20 |  | 6.329 | 0.203 | 6.117 | 0.203 | 5.384 | 0.203
RE-HV-ResDHP-17S-EERbase | DEER2024 | D24_E+_Res_v4 | 2022-09-10 00:55 | Any | MFm | Ex | CZ15 | rDXHP | Area-ft2-BA | 1020 | 1020 | None | 0.967 | 0.000386 | -2.9e-05 | 0.744 | 0.000266 | -2.9e-05 | [6 empty] | DEER:HVAC_Eff_HP | Annual | 20 |  | 6.127 | 0.363 | 5.904 | 0.363 | 5.16 | 0.363
RE-HV-ResDHP-17S-EERbase | DEER2024 | D24_E+_Res_v4 | 2022-09-10 00:55 | Any | DMo | Ex | CZ15 | rDXHP | Area-ft2-BA | 1240 | 1240 | None | 1.67 | 0.000626 | 0.00155 | 1.31 | 0.000438 | 0.00155 | [6 empty] | DEER:HVAC_Eff_HP | Annual | 20 |  | 8.563 | 0.254 | 8.206 | 0.254 | 6.896 | 0.252
RE-HV-ResDHP-17S-EERbase | DEER2024 | D24_E+_Res_v4 | 2022-09-10 00:55 | Any | SFm | Ex | CZ16 | rDXHP | Area-ft2-BA | 1900 | 1900 | None | 0.94 | 0.00023 | 9e-06 | 0.876 | 0.000171 | 9e-06 | [6 empty] | DEER:HVAC_Eff_HP | Annual | 20 |  | 5.135 | 0.118 | 5.072 | 0.118 | 4.195 | 0.118
RE-HV-ResDHP-17S-EERbase | DEER2024 | D24_E+_Res_v4 | 2022-09-10 00:55 | Any | Res | Ex | CZ16 | rDXHP | Area-ft2-BA | 1760 | 1760 | None | 1.06 | 0.00025 | -3e-05 | 0.988 | 0.00019 | -3e-05 | [6 empty] | DEER:HVAC_Eff_HP | Annual | 20 |  | 5.321 | 0.153 | 5.252 | 0.153 | 4.262 | 0.153
RE-HV-ResDHP-17S-EERbase | DEER2024 | D24_E+_Res_v4 | 2022-09-10 00:55 | Any | MFm | Ex | CZ16 | rDXHP | Area-ft2-BA | 1020 | 1020 | None | 1.39 | 0.0003 | -7.4e-05 | 1.31 | 0.000226 | -7.4e-05 | [6 empty] | DEER:HVAC_Eff_HP | Annual | 20 |  | 5.643 | 0.365 | 5.567 | 0.365 | 4.254 | 0.365
RE-HV-ResDHP-17S-EERbase | DEER2024 | D24_E+_Res_v4 | 2022-09-10 00:55 | Any | DMo | Ex | CZ16 | rDXHP | Area-ft2-BA | 1240 | 1240 | None | 2.12 | 0.000484 | -0.000533 | 1.98 | 0.00036 | -0.000533 | [6 empty] | DEER:HVAC_Eff_HP | Annual | 20 |  | 7.374 | 0.255 | 7.229 | 0.255 | 5.249 | 0.256
RE-HV-ResDHP-18S | DEER2024 | D24_E+_Res_v4 | 2022-09-10 00:55 | Any | SFm | Ex | CZ01 | rDXHP | Area-ft2-BA | 2160 | 2160 | None | 0.133 | 6.2e-05 | 0 | 0.0518 | 3.7e-05 | 0 | [6 empty] | DEER:HVAC_Eff_HP | Annual | 20 |  | 3.613 | 0.106 | 3.532 | 0.106 | 3.48 | 0.106
RE-HV-ResDHP-18S | DEER2024 | D24_E+_Res_v4 | 2022-09-10 00:55 | Any | Res | Ex | CZ01 | rDXHP | Area-ft2-BA | 1920 | 1920 | None | 0.116 | 6e-05 | 0 | 0.0454 | 3e-05 | 0 | [6 empty] | DEER:HVAC_Eff_HP | Annual | 20 |  | 3.553 | 0.16 | 3.482 | 0.16 | 3.437 | 0.16
RE-HV-ResDHP-18S | DEER2024 | D24_E+_Res_v4 | 2022-09-10 00:55 | Any | MFm | Ex | CZ01 | rDXHP | Area-ft2-BA | 1020 | 1020 | None | 0.0488 | 3.6e-05 | -1e-06 | 0.0205 | 2.2e-05 | -1e-06 | [6 empty] | DEER:HVAC_Eff_HP | Annual | 20 |  | 3.3 | 0.368 | 3.271 | 0.368 | 3.251 | 0.368
RE-HV-ResDHP-18S | DEER2024 | D24_E+_Res_v4 | 2022-09-10 00:55 | Any | DMo | Ex | CZ01 | rDXHP | Area-ft2-BA | 1240 | 1240 | None | 0.0897 | 9.4e-05 | 0 | 0.0381 | 5.6e-05 | 0 | [6 empty] | DEER:HVAC_Eff_HP | Annual | 20 |  | 3.779 | 0.257 | 3.727 | 0.257 | 3.689 | 0.257
RE-HV-ResDHP-18S | DEER2024 | D24_E+_Res_v4 | 2022-09-10 00:55 | Any | SFm | Ex | CZ02 | rDXHP | Area-ft2-BA | 2160 | 2160 | None | 0.29 | 0.000127 | 0 | 0.117 | 7.1e-05 | 0 | [6 empty] | DEER:HVAC_Eff_HP | Annual | 20 |  | 4.371 | 0.105 | 4.198 | 0.105 | 4.081 | 0.105
RE-HV-ResDHP-18S | DEER2024 | D24_E+_Res_v4 | 2022-09-10 00:55 | Any | Res | Ex | CZ02 | rDXHP | Area-ft2-BA | 1940 | 1940 | None | 0.258 | 0.00012 | 0 | 0.105 | 7e-05 | 0 | [6 empty] | DEER:HVAC_Eff_HP | Annual | 20 |  | 4.238 | 0.155 | 4.085 | 0.155 | 3.979 | 0.155
RE-HV-ResDHP-18S | DEER2024 | D24_E+_Res_v4 | 2022-09-10 00:55 | Any | MFm | Ex | CZ02 | rDXHP | Area-ft2-BA | 1020 | 1020 | None | 0.124 | 0.000103 | 0 | 0.0536 | 6e-05 | 0 | [6 empty] | DEER:HVAC_Eff_HP | Annual | 20 |  | 3.641 | 0.365 | 3.571 | 0.365 | 3.517 | 0.365
RE-HV-ResDHP-18S | DEER2024 | D24_E+_Res_v4 | 2022-09-10 00:55 | Any | DMo | Ex | CZ02 | rDXHP | Area-ft2-BA | 1240 | 1240 | None | 0.223 | 0.000192 | 0 | 0.0989 | 0.000108 | 0 | [6 empty] | DEER:HVAC_Eff_HP | Annual | 20 |  | 4.432 | 0.256 | 4.307 | 0.256 | 4.209 | 0.256
RE-HV-ResDHP-18S | DEER2024 | D24_E+_Res_v4 | 2022-09-10 00:55 | Any | SFm | Ex | CZ03 | rDXHP | Area-ft2-BA | 2160 | 2160 | None | 0.23 | 0.000119 | 0 | 0.0971 | 6.7e-05 | 0 | [6 empty] | DEER:HVAC_Eff_HP | Annual | 20 |  | 4.089 | 0.105 | 3.956 | 0.105 | 3.859 | 0.105
RE-HV-ResDHP-18S | DEER2024 | D24_E+_Res_v4 | 2022-09-10 00:55 | Any | Res | Ex | CZ03 | rDXHP | Area-ft2-BA | 1720 | 1720 | None | 0.2 | 0.00011 | 0 | 0.0862 | 6e-05 | 0 | [6 empty] | DEER:HVAC_Eff_HP | Annual | 20 |  | 3.968 | 0.206 | 3.855 | 0.206 | 3.768 | 0.206
RE-HV-ResDHP-18S | DEER2024 | D24_E+_Res_v4 | 2022-09-10 00:55 | Any | MFm | Ex | CZ03 | rDXHP | Area-ft2-BA | 1020 | 1020 | None | 0.15 | 9e-05 | 0 | 0.0677 | 5.1e-05 | 0 | [6 empty] | DEER:HVAC_Eff_HP | Annual | 20 |  | 3.754 | 0.366 | 3.672 | 0.366 | 3.604 | 0.366
RE-HV-ResDHP-18S | DEER2024 | D24_E+_Res_v4 | 2022-09-10 00:55 | Any | DMo | Ex | CZ03 | rDXHP | Area-ft2-BA | 1240 | 1240 | None | 0.23 | 0.000167 | 0 | 0.113 | 9.4e-05 | 0 | [6 empty] | DEER:HVAC_Eff_HP | Annual | 20 |  | 4.472 | 0.256 | 4.355 | 0.256 | 4.242 | 0.256
RE-HV-ResDHP-18S | DEER2024 | D24_E+_Res_v4 | 2022-09-10 00:55 | Any | SFm | Ex | CZ04 | rDXHP | Area-ft2-BA | 2160 | 2160 | None | 0.243 | 0.000146 | 0 | 0.103 | 8.2e-05 | 0 | [6 empty] | DEER:HVAC_Eff_HP | Annual | 20 |  | 4.15 | 0.105 | 4.01 | 0.105 | 3.907 | 0.105
RE-HV-ResDHP-18S | DEER2024 | D24_E+_Res_v4 | 2022-09-10 00:55 | Any | Res | Ex | CZ04 | rDXHP | Area-ft2-BA | 1800 | 1800 | None | 0.216 | 0.00014 | 0 | 0.0926 | 8e-05 | 0 | [6 empty] | DEER:HVAC_Eff_HP | Annual | 20 |  | 4.039 | 0.187 | 3.916 | 0.187 | 3.823 | 0.187
RE-HV-ResDHP-18S | DEER2024 | D24_E+_Res_v4 | 2022-09-10 00:55 | Any | MFm | Ex | CZ04 | rDXHP | Area-ft2-BA | 1020 | 1020 | None | 0.157 | 0.000122 | 0 | 0.0695 | 7e-05 | 0 | [6 empty] | DEER:HVAC_Eff_HP | Annual | 20 |  | 3.786 | 0.364 | 3.699 | 0.364 | 3.629 | 0.364
RE-HV-ResDHP-18S | DEER2024 | D24_E+_Res_v4 | 2022-09-10 00:55 | Any | DMo | Ex | CZ04 | rDXHP | Area-ft2-BA | 1240 | 1240 | None | 0.204 | 0.000202 | 0 | 0.0983 | 0.000115 | 0 | [6 empty] | DEER:HVAC_Eff_HP | Annual | 20 |  | 4.347 | 0.255 | 4.241 | 0.255 | 4.143 | 0.255
RE-HV-ResDHP-18S | DEER2024 | D24_E+_Res_v4 | 2022-09-10 00:55 | Any | SFm | Ex | CZ05 | rDXHP | Area-ft2-BA | 2160 | 2160 | None | 0.244 | 8.7e-05 | 0 | 0.103 | 4.9e-05 | 0 | [6 empty] | DEER:HVAC_Eff_HP | Annual | 20 |  | 4.157 | 0.105 | 4.016 | 0.105 | 3.913 | 0.105
RE-HV-ResDHP-18S | DEER2024 | D24_E+_Res_v4 | 2022-09-10 00:55 | Any | Res | Ex | CZ05 | rDXHP | Area-ft2-BA | 1880 | 1880 | None | 0.223 | 8e-05 | 0 | 0.0953 | 5e-05 | 0 | [6 empty] | DEER:HVAC_Eff_HP | Annual | 20 |  | 4.074 | 0.169 | 3.946 | 0.169 | 3.851 | 0.169
RE-HV-ResDHP-18S | DEER2024 | D24_E+_Res_v4 | 2022-09-10 00:55 | Any | MFm | Ex | CZ05 | rDXHP | Area-ft2-BA | 1020 | 1020 | None | 0.158 | 6.2e-05 | 0 | 0.0709 | 3.5e-05 | 0 | [6 empty] | DEER:HVAC_Eff_HP | Annual | 20 |  | 3.802 | 0.365 | 3.714 | 0.365 | 3.643 | 0.365
RE-HV-ResDHP-18S | DEER2024 | D24_E+_Res_v4 | 2022-09-10 00:55 | Any | DMo | Ex | CZ05 | rDXHP | Area-ft2-BA | 1240 | 1240 | None | 0.225 | 0.000131 | 0 | 0.108 | 7.4e-05 | 0 | [6 empty] | DEER:HVAC_Eff_HP | Annual | 20 |  | 4.444 | 0.256 | 4.327 | 0.256 | 4.219 | 0.256
RE-HV-ResDHP-18S | DEER2024 | D24_E+_Res_v4 | 2022-09-10 00:55 | Any | SFm | Ex | CZ06 | rDXHP | Area-ft2-BA | 2250 | 2250 | None | 0.17 | 6.2e-05 | 0 | 0.0757 | 3.5e-05 | 0 | [6 empty] | DEER:HVAC_Eff_HP | Annual | 20 |  | 3.766 | 0.101 | 3.672 | 0.101 | 3.597 | 0.101
RE-HV-ResDHP-18S | DEER2024 | D24_E+_Res_v4 | 2022-09-10 00:55 | Any | Res | Ex | CZ06 | rDXHP | Area-ft2-BA | 1790 | 1790 | None | 0.15 | 6e-05 | 0 | 0.0681 | 3e-05 | 0 | [6 empty] | DEER:HVAC_Eff_HP | Annual | 20 |  | 3.704 | 0.2 | 3.623 | 0.2 | 3.555 | 0.2
RE-HV-ResDHP-18S | DEER2024 | D24_E+_Res_v4 | 2022-09-10 00:55 | Any | MFm | Ex | CZ06 | rDXHP | Area-ft2-BA | 1020 | 1020 | None | 0.115 | 5.7e-05 | 1e-06 | 0.0551 | 3.1e-05 | 1e-06 | [6 empty] | DEER:HVAC_Eff_HP | Annual | 20 |  | 3.596 | 0.365 | 3.536 | 0.365 | 3.481 | 0.365
RE-HV-ResDHP-18S | DEER2024 | D24_E+_Res_v4 | 2022-09-10 00:55 | Any | DMo | Ex | CZ06 | rDXHP | Area-ft2-BA | 1240 | 1240 | None | 0.236 | 0.000115 | 0 | 0.124 | 6.5e-05 | 0 | [6 empty] | DEER:HVAC_Eff_HP | Annual | 20 |  | 4.513 | 0.255 | 4.4 | 0.255 | 4.276 | 0.255
RE-HV-ResDHP-18S | DEER2024 | D24_E+_Res_v4 | 2022-09-10 00:55 | Any | SFm | Ex | CZ07 | rDXHP | Area-ft2-BA | 2250 | 2250 | None | 0.152 | 9e-05 | 0 | 0.0671 | 5.1e-05 | 0 | [6 empty] | DEER:HVAC_Eff_HP | Annual | 20 |  | 3.676 | 0.101 | 3.591 | 0.101 | 3.524 | 0.101
RE-HV-ResDHP-18S | DEER2024 | D24_E+_Res_v4 | 2022-09-10 00:55 | Any | Res | Ex | CZ07 | rDXHP | Area-ft2-BA | 1750 | 1750 | None | 0.128 | 9e-05 | 0 | 0.0584 | 5e-05 | 0 | [6 empty] | DEER:HVAC_Eff_HP | Annual | 20 |  | 3.596 | 0.208 | 3.526 | 0.208 | 3.468 | 0.208
RE-HV-ResDHP-18S | DEER2024 | D24_E+_Res_v4 | 2022-09-10 00:55 | Any | MFm | Ex | CZ07 | rDXHP | Area-ft2-BA | 1020 | 1020 | None | 0.0918 | 8e-05 | 0 | 0.0454 | 4.6e-05 | 0 | [6 empty] | DEER:HVAC_Eff_HP | Annual | 20 |  | 3.475 | 0.364 | 3.428 | 0.364 | 3.383 | 0.364
RE-HV-ResDHP-18S | DEER2024 | D24_E+_Res_v4 | 2022-09-10 00:55 | Any | DMo | Ex | CZ07 | rDXHP | Area-ft2-BA | 1240 | 1240 | None | 0.211 | 0.000141 | 0 | 0.11 | 8e-05 | 0 | [6 empty] | DEER:HVAC_Eff_HP | Annual | 20 |  | 4.382 | 0.255 | 4.281 | 0.255 | 4.171 | 0.255
RE-HV-ResDHP-18S | DEER2024 | D24_E+_Res_v4 | 2022-09-10 00:55 | Any | SFm | Ex | CZ08 | rDXHP | Area-ft2-BA | 2250 | 2250 | None | 0.174 | 0.000108 | 0 | 0.082 | 6.1e-05 | 0 | [6 empty] | DEER:HVAC_Eff_HP | Annual | 20 |  | 3.799 | 0.101 | 3.707 | 0.101 | 3.625 | 0.101
RE-HV-ResDHP-18S | DEER2024 | D24_E+_Res_v4 | 2022-09-10 00:55 | Any | Res | Ex | CZ08 | rDXHP | Area-ft2-BA | 1800 | 1800 | None | 0.165 | 0.00011 | 0 | 0.0798 | 6e-05 | 0 | [6 empty] | DEER:HVAC_Eff_HP | Annual | 20 |  | 3.791 | 0.197 | 3.705 | 0.197 | 3.625 | 0.197
RE-HV-ResDHP-18S | DEER2024 | D24_E+_Res_v4 | 2022-09-10 00:55 | Any | MFm | Ex | CZ08 | rDXHP | Area-ft2-BA | 1020 | 1020 | None | 0.148 | 0.0001 | 0 | 0.0743 | 5.7e-05 | 0 | [6 empty] | DEER:HVAC_Eff_HP | Annual | 20 |  | 3.752 | 0.364 | 3.679 | 0.364 | 3.604 | 0.364
RE-HV-ResDHP-18S | DEER2024 | D24_E+_Res_v4 | 2022-09-10 00:55 | Any | DMo | Ex | CZ08 | rDXHP | Area-ft2-BA | 1240 | 1240 | None | 0.246 | 0.000165 | 0 | 0.131 | 9.4e-05 | 0 | [6 empty] | DEER:HVAC_Eff_HP | Annual | 20 |  | 4.561 | 0.255 | 4.447 | 0.255 | 4.315 | 0.255
RE-HV-ResDHP-18S | DEER2024 | D24_E+_Res_v4 | 2022-09-10 00:55 | Any | SFm | Ex | CZ09 | rDXHP | Area-ft2-BA | 1930 | 1930 | None | 0.245 | 0.000142 | 0 | 0.117 | 8e-05 | 0 | [6 empty] | DEER:HVAC_Eff_HP | Annual | 20 |  | 4.332 | 0.116 | 4.203 | 0.116 | 4.087 | 0.116
RE-HV-ResDHP-18S | DEER2024 | D24_E+_Res_v4 | 2022-09-10 00:55 | Any | Res | Ex | CZ09 | rDXHP | Area-ft2-BA | 1570 | 1570 | None | 0.228 | 0.00013 | 0 | 0.111 | 7e-05 | 0 | [6 empty] | DEER:HVAC_Eff_HP | Annual | 20 |  | 4.212 | 0.214 | 4.095 | 0.214 | 3.984 | 0.214
RE-HV-ResDHP-18S | DEER2024 | D24_E+_Res_v4 | 2022-09-10 00:55 | Any | MFm | Ex | CZ09 | rDXHP | Area-ft2-BA | 1020 | 1020 | None | 0.197 | 0.000108 | 0 | 0.0998 | 6.1e-05 | 0 | [6 empty] | DEER:HVAC_Eff_HP | Annual | 20 |  | 3.996 | 0.363 | 3.899 | 0.363 | 3.799 | 0.363
RE-HV-ResDHP-18S | DEER2024 | D24_E+_Res_v4 | 2022-09-10 00:55 | Any | DMo | Ex | CZ09 | rDXHP | Area-ft2-BA | 1240 | 1240 | None | 0.362 | 0.000213 | 0 | 0.194 | 0.000121 | 0 | [6 empty] | DEER:HVAC_Eff_HP | Annual | 20 |  | 5.131 | 0.254 | 4.963 | 0.254 | 4.769 | 0.254
RE-HV-ResDHP-18S | DEER2024 | D24_E+_Res_v4 | 2022-09-10 00:55 | Any | SFm | Ex | CZ10 | rDXHP | Area-ft2-BA | 2070 | 2070 | None | 0.241 | 0.000123 | 0 | 0.115 | 6.9e-05 | 0 | [6 empty] | DEER:HVAC_Eff_HP | Annual | 20 |  | 4.214 | 0.108 | 4.088 | 0.108 | 3.973 | 0.108
RE-HV-ResDHP-18S | DEER2024 | D24_E+_Res_v4 | 2022-09-10 00:55 | Any | Res | Ex | CZ10 | rDXHP | Area-ft2-BA | 1850 | 1850 | None | 0.243 | 0.00013 | 0 | 0.117 | 7e-05 | 0 | [6 empty] | DEER:HVAC_Eff_HP | Annual | 20 |  | 4.234 | 0.16 | 4.109 | 0.16 | 3.992 | 0.16
RE-HV-ResDHP-18S | DEER2024 | D24_E+_Res_v4 | 2022-09-10 00:55 | Any | MFm | Ex | CZ10 | rDXHP | Area-ft2-BA | 1020 | 1020 | None | 0.219 | 0.000153 | 0 | 0.112 | 8.7e-05 | 0 | [6 empty] | DEER:HVAC_Eff_HP | Annual | 20 |  | 4.11 | 0.363 | 4.003 | 0.363 | 3.891 | 0.363
RE-HV-ResDHP-18S | DEER2024 | D24_E+_Res_v4 | 2022-09-10 00:55 | Any | DMo | Ex | CZ10 | rDXHP | Area-ft2-BA | 1240 | 1240 | None | 0.409 | 0.000234 | -1e-06 | 0.202 | 0.000131 | -1e-06 | [6 empty] | DEER:HVAC_Eff_HP | Annual | 20 |  | 5.382 | 0.254 | 5.175 | 0.254 | 4.973 | 0.254
RE-HV-ResDHP-18S | DEER2024 | D24_E+_Res_v4 | 2022-09-10 00:55 | Any | SFm | Ex | CZ11 | rDXHP | Area-ft2-BA | 1790 | 1790 | None | 0.374 | 0.00021 | 0 | 0.176 | 0.00012 | 0 | [6 empty] | DEER:HVAC_Eff_HP | Annual | 20 |  | 5.067 | 0.124 | 4.869 | 0.124 | 4.693 | 0.124
RE-HV-ResDHP-18S | DEER2024 | D24_E+_Res_v4 | 2022-09-10 00:55 | Any | Res | Ex | CZ11 | rDXHP | Area-ft2-BA | 1660 | 1660 | None | 0.378 | 0.00022 | 0 | 0.18 | 0.00013 | 0 | [6 empty] | DEER:HVAC_Eff_HP | Annual | 20 |  | 5.068 | 0.162 | 4.87 | 0.162 | 4.69 | 0.162
RE-HV-ResDHP-18S | DEER2024 | D24_E+_Res_v4 | 2022-09-10 00:55 | Any | MFm | Ex | CZ11 | rDXHP | Area-ft2-BA | 1020 | 1020 | None | 0.293 | 0.000238 | 0 | 0.149 | 0.000135 | 0 | [6 empty] | DEER:HVAC_Eff_HP | Annual | 20 |  | 4.477 | 0.364 | 4.333 | 0.364 | 4.184 | 0.364
RE-HV-ResDHP-18S | DEER2024 | D24_E+_Res_v4 | 2022-09-10 00:55 | Any | DMo | Ex | CZ11 | rDXHP | Area-ft2-BA | 1240 | 1240 | None | 0.61 | 0.00039 | 0 | 0.3 | 0.000217 | 0 | [6 empty] | DEER:HVAC_Eff_HP | Annual | 20 |  | 6.359 | 0.255 | 6.048 | 0.255 | 5.748 | 0.255
RE-HV-ResDHP-18S | DEER2024 | D24_E+_Res_v4 | 2022-09-10 00:55 | Any | SFm | Ex | CZ12 | rDXHP | Area-ft2-BA | 1790 | 1790 | None | 0.305 | 0.000161 | 0 | 0.136 | 9.1e-05 | 0 | [6 empty] | DEER:HVAC_Eff_HP | Annual | 20 |  | 4.707 | 0.124 | 4.539 | 0.124 | 4.402 | 0.124
RE-HV-ResDHP-18S | DEER2024 | D24_E+_Res_v4 | 2022-09-10 00:55 | Any | Res | Ex | CZ12 | rDXHP | Area-ft2-BA | 1650 | 1650 | None | 0.289 | 0.00016 | 0 | 0.13 | 9e-05 | 0 | [6 empty] | DEER:HVAC_Eff_HP | Annual | 20 |  | 4.601 | 0.166 | 4.443 | 0.166 | 4.312 | 0.166
RE-HV-ResDHP-18S | DEER2024 | D24_E+_Res_v4 | 2022-09-10 00:55 | Any | MFm | Ex | CZ12 | rDXHP | Area-ft2-BA | 1020 | 1020 | None | 0.193 | 0.000156 | 0 | 0.0929 | 8.8e-05 | 0 | [6 empty] | DEER:HVAC_Eff_HP | Annual | 20 |  | 3.986 | 0.364 | 3.886 | 0.364 | 3.793 | 0.364
RE-HV-ResDHP-18S | DEER2024 | D24_E+_Res_v4 | 2022-09-10 00:55 | Any | DMo | Ex | CZ12 | rDXHP | Area-ft2-BA | 1240 | 1240 | None | 0.499 | 0.000316 | 0 | 0.238 | 0.000175 | 0 | [6 empty] | DEER:HVAC_Eff_HP | Annual | 20 |  | 5.802 | 0.255 | 5.541 | 0.255 | 5.303 | 0.255
RE-HV-ResDHP-18S | DEER2024 | D24_E+_Res_v4 | 2022-09-10 00:55 | Any | SFm | Ex | CZ13 | rDXHP | Area-ft2-BA | 1790 | 1790 | None | 0.397 | 0.000235 | 0 | 0.194 | 0.000137 | 0 | [6 empty] | DEER:HVAC_Eff_HP | Annual | 20 |  | 5.17 | 0.124 | 4.968 | 0.124 | 4.773 | 0.124
RE-HV-ResDHP-18S | DEER2024 | D24_E+_Res_v4 | 2022-09-10 00:55 | Any | Res | Ex | CZ13 | rDXHP | Area-ft2-BA | 1610 | 1620 | None | 0.41 | 0.00025 | 0 | 0.202 | 0.00014 | 0 | [6 empty] | DEER:HVAC_Eff_HP | Annual | 20 |  | 5.209 | 0.176 | 5.001 | 0.176 | 4.799 | 0.176
RE-HV-ResDHP-18S | DEER2024 | D24_E+_Res_v4 | 2022-09-10 00:55 | Any | MFm | Ex | CZ13 | rDXHP | Area-ft2-BA | 1020 | 1020 | None | 0.408 | 0.000271 | 0 | 0.204 | 0.000152 | 0 | [6 empty] | DEER:HVAC_Eff_HP | Annual | 20 |  | 5.048 | 0.364 | 4.844 | 0.364 | 4.64 | 0.364
RE-HV-ResDHP-18S | DEER2024 | D24_E+_Res_v4 | 2022-09-10 00:55 | Any | DMo | Ex | CZ13 | rDXHP | Area-ft2-BA | 1240 | 1240 | None | 0.615 | 0.000381 | 0 | 0.311 | 0.000215 | 0 | [6 empty] | DEER:HVAC_Eff_HP | Annual | 20 |  | 6.391 | 0.254 | 6.087 | 0.254 | 5.776 | 0.254
RE-HV-ResDHP-18S | DEER2024 | D24_E+_Res_v4 | 2022-09-10 00:55 | Any | SFm | Ex | CZ14 | rDXHP | Area-ft2-BA | 1630 | 1630 | None | 0.412 | 0.000204 | 0 | 0.197 | 0.000118 | 0 | [6 empty] | DEER:HVAC_Eff_HP | Annual | 20 |  | 5.383 | 0.134 | 5.168 | 0.134 | 4.971 | 0.134
RE-HV-ResDHP-18S | DEER2024 | D24_E+_Res_v4 | 2022-09-10 00:55 | Any | Res | Ex | CZ14 | rDXHP | Area-ft2-BA | 1550 | 1550 | None | 0.431 | 0.00022 | 0 | 0.207 | 0.00013 | 0 | [6 empty] | DEER:HVAC_Eff_HP | Annual | 20 |  | 5.452 | 0.16 | 5.229 | 0.16 | 5.021 | 0.16
RE-HV-ResDHP-18S | DEER2024 | D24_E+_Res_v4 | 2022-09-10 00:55 | Any | MFm | Ex | CZ14 | rDXHP | Area-ft2-BA | 1020 | 1020 | None | 0.333 | 0.000237 | 0 | 0.171 | 0.000134 | 0 | [6 empty] | DEER:HVAC_Eff_HP | Annual | 20 |  | 4.693 | 0.363 | 4.53 | 0.363 | 4.36 | 0.363
RE-HV-ResDHP-18S | DEER2024 | D24_E+_Res_v4 | 2022-09-10 00:55 | Any | DMo | Ex | CZ14 | rDXHP | Area-ft2-BA | 1240 | 1240 | None | 0.74 | 0.000387 | 0 | 0.361 | 0.000218 | 0 | [6 empty] | DEER:HVAC_Eff_HP | Annual | 20 |  | 6.993 | 0.254 | 6.615 | 0.254 | 6.253 | 0.254
RE-HV-ResDHP-18S | DEER2024 | D24_E+_Res_v4 | 2022-09-10 00:55 | Any | SFm | Ex | CZ15 | rDXHP | Area-ft2-BA | 1630 | 1630 | None | 0.461 | 0.000238 | 0 | 0.249 | 0.000135 | 0 | [6 empty] | DEER:HVAC_Eff_HP | Annual | 20 |  | 5.665 | 0.134 | 5.453 | 0.134 | 5.204 | 0.134
RE-HV-ResDHP-18S | DEER2024 | D24_E+_Res_v4 | 2022-09-10 00:55 | Any | Res | Ex | CZ15 | rDXHP | Area-ft2-BA | 1440 | 1440 | None | 0.511 | 0.00026 | 0 | 0.276 | 0.00015 | 0 | [6 empty] | DEER:HVAC_Eff_HP | Annual | 20 |  | 5.833 | 0.203 | 5.598 | 0.203 | 5.322 | 0.203
RE-HV-ResDHP-18S | DEER2024 | D24_E+_Res_v4 | 2022-09-10 00:55 | Any | MFm | Ex | CZ15 | rDXHP | Area-ft2-BA | 1020 | 1020 | None | 0.517 | 0.000274 | 0 | 0.281 | 0.000153 | 0 | [6 empty] | DEER:HVAC_Eff_HP | Annual | 20 |  | 5.614 | 0.363 | 5.378 | 0.363 | 5.097 | 0.363
RE-HV-ResDHP-18S | DEER2024 | D24_E+_Res_v4 | 2022-09-10 00:55 | Any | DMo | Ex | CZ15 | rDXHP | Area-ft2-BA | 1240 | 1240 | None | 0.849 | 0.000419 | 0 | 0.454 | 0.000231 | 0 | [6 empty] | DEER:HVAC_Eff_HP | Annual | 20 |  | 7.641 | 0.252 | 7.246 | 0.252 | 6.791 | 0.252
RE-HV-ResDHP-18S | DEER2024 | D24_E+_Res_v4 | 2022-09-10 00:55 | Any | SFm | Ex | CZ16 | rDXHP | Area-ft2-BA | 1900 | 1900 | None | 0.254 | 0.000127 | 0 | 0.122 | 7.2e-05 | 0 | [6 empty] | DEER:HVAC_Eff_HP | Annual | 20 |  | 4.42 | 0.118 | 4.288 | 0.118 | 4.165 | 0.118
RE-HV-ResDHP-18S | DEER2024 | D24_E+_Res_v4 | 2022-09-10 00:55 | Any | Res | Ex | CZ16 | rDXHP | Area-ft2-BA | 1760 | 1760 | None | 0.27 | 0.00014 | 0 | 0.13 | 8e-05 | 0 | [6 empty] | DEER:HVAC_Eff_HP | Annual | 20 |  | 4.502 | 0.153 | 4.362 | 0.153 | 4.231 | 0.153
RE-HV-ResDHP-18S | DEER2024 | D24_E+_Res_v4 | 2022-09-10 00:55 | Any | MFm | Ex | CZ16 | rDXHP | Area-ft2-BA | 1020 | 1020 | None | 0.295 | 0.000158 | 0 | 0.142 | 8.9e-05 | 0 | [6 empty] | DEER:HVAC_Eff_HP | Annual | 20 |  | 4.515 | 0.365 | 4.361 | 0.365 | 4.219 | 0.365
RE-HV-ResDHP-18S | DEER2024 | D24_E+_Res_v4 | 2022-09-10 00:55 | Any | DMo | Ex | CZ16 | rDXHP | Area-ft2-BA | 1240 | 1240 | None | 0.454 | 0.000263 | 0 | 0.228 | 0.000147 | 0 | [6 empty] | DEER:HVAC_Eff_HP | Annual | 20 |  | 5.648 | 0.256 | 5.423 | 0.256 | 5.195 | 0.256
RE-HV-ResDHP-18S-EERbase | DEER2024 | D24_E+_Res_v4 | 2022-09-10 00:55 | Any | SFm | Ex | CZ01 | rDXHP | Area-ft2-BA | 2160 | 2160 | None | 0.539 | 0.000113 | -4e-06 | 0.533 | 8.6e-05 | -4e-06 | [6 empty] | DEER:HVAC_Eff_HP | Annual | 20 |  | 4.019 | 0.106 | 4.013 | 0.106 | 3.48 | 0.106
RE-HV-ResDHP-18S-EERbase | DEER2024 | D24_E+_Res_v4 | 2022-09-10 00:55 | Any | Res | Ex | CZ01 | rDXHP | Area-ft2-BA | 1920 | 1920 | None | 0.439 | 9e-05 | 2e-05 | 0.434 | 7e-05 | 2e-05 | [6 empty] | DEER:HVAC_Eff_HP | Annual | 20 |  | 3.876 | 0.16 | 3.87 | 0.16 | 3.437 | 0.16
RE-HV-ResDHP-18S-EERbase | DEER2024 | D24_E+_Res_v4 | 2022-09-10 00:55 | Any | MFm | Ex | CZ01 | rDXHP | Area-ft2-BA | 1020 | 1020 | None | 0.0353 | 1.7e-05 | 0.000201 | 0.0325 | 4e-06 | 0.000201 | [6 empty] | DEER:HVAC_Eff_HP | Annual | 20 |  | 3.286 | 0.368 | 3.283 | 0.368 | 3.251 | 0.368
RE-HV-ResDHP-18S-EERbase | DEER2024 | D24_E+_Res_v4 | 2022-09-10 00:55 | Any | DMo | Ex | CZ01 | rDXHP | Area-ft2-BA | 1240 | 1240 | None | 0.577 | 0.000145 | -0.00107 | 0.568 | 0.000106 | -0.00107 | [6 empty] | DEER:HVAC_Eff_HP | Annual | 20 |  | 4.267 | 0.256 | 4.258 | 0.256 | 3.689 | 0.257
RE-HV-ResDHP-18S-EERbase | DEER2024 | D24_E+_Res_v4 | 2022-09-10 00:55 | Any | SFm | Ex | CZ02 | rDXHP | Area-ft2-BA | 2160 | 2160 | None | 1.09 | 0.000249 | 0 | 1.07 | 0.000189 | 0 | [6 empty] | DEER:HVAC_Eff_HP | Annual | 20 |  | 5.173 | 0.105 | 5.152 | 0.105 | 4.081 | 0.105
RE-HV-ResDHP-18S-EERbase | DEER2024 | D24_E+_Res_v4 | 2022-09-10 00:55 | Any | Res | Ex | CZ02 | rDXHP | Area-ft2-BA | 1940 | 1940 | None | 0.978 | 0.00024 | -3e-05 | 0.959 | 0.00018 | -3e-05 | [6 empty] | DEER:HVAC_Eff_HP | Annual | 20 |  | 4.959 | 0.155 | 4.939 | 0.155 | 3.979 | 0.155
RE-HV-ResDHP-18S-EERbase | DEER2024 | D24_E+_Res_v4 | 2022-09-10 00:55 | Any | MFm | Ex | CZ02 | rDXHP | Area-ft2-BA | 1020 | 1020 | None | 0.488 | 0.00017 | -9e-05 | 0.473 | 0.000124 | -9e-05 | [6 empty] | DEER:HVAC_Eff_HP | Annual | 20 |  | 4.005 | 0.365 | 3.99 | 0.365 | 3.517 | 0.365
RE-HV-ResDHP-18S-EERbase | DEER2024 | D24_E+_Res_v4 | 2022-09-10 00:55 | Any | DMo | Ex | CZ02 | rDXHP | Area-ft2-BA | 1240 | 1240 | None | 1.02 | 0.000326 | -0.00105 | 0.983 | 0.00024 | -0.00105 | [6 empty] | DEER:HVAC_Eff_HP | Annual | 20 |  | 5.227 | 0.255 | 5.192 | 0.255 | 4.209 | 0.256
RE-HV-ResDHP-18S-EERbase | DEER2024 | D24_E+_Res_v4 | 2022-09-10 00:55 | Any | SFm | Ex | CZ03 | rDXHP | Area-ft2-BA | 2160 | 2160 | None | 0.783 | 0.000257 | 0 | 0.748 | 0.0002 | 0 | [6 empty] | DEER:HVAC_Eff_HP | Annual | 20 |  | 4.642 | 0.105 | 4.607 | 0.105 | 3.859 | 0.105
RE-HV-ResDHP-18S-EERbase | DEER2024 | D24_E+_Res_v4 | 2022-09-10 00:55 | Any | Res | Ex | CZ03 | rDXHP | Area-ft2-BA | 1720 | 1720 | None | 0.627 | 0.00022 | -4e-05 | 0.595 | 0.00017 | -4e-05 | [6 empty] | DEER:HVAC_Eff_HP | Annual | 20 |  | 4.395 | 0.206 | 4.363 | 0.206 | 3.768 | 0.206
RE-HV-ResDHP-18S-EERbase | DEER2024 | D24_E+_Res_v4 | 2022-09-10 00:55 | Any | MFm | Ex | CZ03 | rDXHP | Area-ft2-BA | 1020 | 1020 | None | 0.373 | 0.000149 | -7.5e-05 | 0.347 | 0.00011 | -7.5e-05 | [6 empty] | DEER:HVAC_Eff_HP | Annual | 20 |  | 3.977 | 0.366 | 3.951 | 0.366 | 3.604 | 0.366
RE-HV-ResDHP-18S-EERbase | DEER2024 | D24_E+_Res_v4 | 2022-09-10 00:55 | Any | DMo | Ex | CZ03 | rDXHP | Area-ft2-BA | 1240 | 1240 | None | 0.695 | 0.000315 | -0.00072 | 0.635 | 0.000238 | -0.00072 | [6 empty] | DEER:HVAC_Eff_HP | Annual | 20 |  | 4.937 | 0.255 | 4.877 | 0.255 | 4.242 | 0.256
RE-HV-ResDHP-18S-EERbase | DEER2024 | D24_E+_Res_v4 | 2022-09-10 00:55 | Any | SFm | Ex | CZ04 | rDXHP | Area-ft2-BA | 2160 | 2160 | None | 0.716 | 0.000261 | 2e-06 | 0.682 | 0.000194 | 2e-06 | [6 empty] | DEER:HVAC_Eff_HP | Annual | 20 |  | 4.623 | 0.105 | 4.589 | 0.105 | 3.907 | 0.105
RE-HV-ResDHP-18S-EERbase | DEER2024 | D24_E+_Res_v4 | 2022-09-10 00:55 | Any | Res | Ex | CZ04 | rDXHP | Area-ft2-BA | 1800 | 1800 | None | 0.627 | 0.00024 | -2e-05 | 0.596 | 0.00018 | -2e-05 | [6 empty] | DEER:HVAC_Eff_HP | Annual | 20 |  | 4.45 | 0.187 | 4.419 | 0.187 | 3.823 | 0.187
RE-HV-ResDHP-18S-EERbase | DEER2024 | D24_E+_Res_v4 | 2022-09-10 00:55 | Any | MFm | Ex | CZ04 | rDXHP | Area-ft2-BA | 1020 | 1020 | None | 0.429 | 0.000188 | -6.6e-05 | 0.404 | 0.000136 | -6.6e-05 | [6 empty] | DEER:HVAC_Eff_HP | Annual | 20 |  | 4.058 | 0.364 | 4.034 | 0.364 | 3.629 | 0.364
RE-HV-ResDHP-18S-EERbase | DEER2024 | D24_E+_Res_v4 | 2022-09-10 00:55 | Any | DMo | Ex | CZ04 | rDXHP | Area-ft2-BA | 1240 | 1240 | None | 0.694 | 0.000343 | -0.000489 | 0.643 | 0.000253 | -0.000489 | [6 empty] | DEER:HVAC_Eff_HP | Annual | 20 |  | 4.838 | 0.255 | 4.786 | 0.255 | 4.143 | 0.255
RE-HV-ResDHP-18S-EERbase | DEER2024 | D24_E+_Res_v4 | 2022-09-10 00:55 | Any | SFm | Ex | CZ05 | rDXHP | Area-ft2-BA | 2160 | 2160 | None | 0.914 | 0.000191 | 3e-06 | 0.879 | 0.000149 | 3e-06 | [6 empty] | DEER:HVAC_Eff_HP | Annual | 20 |  | 4.826 | 0.105 | 4.792 | 0.105 | 3.913 | 0.105
RE-HV-ResDHP-18S-EERbase | DEER2024 | D24_E+_Res_v4 | 2022-09-10 00:55 | Any | Res | Ex | CZ05 | rDXHP | Area-ft2-BA | 1880 | 1880 | None | 0.809 | 0.00017 | -1e-05 | 0.775 | 0.00013 | -1e-05 | [6 empty] | DEER:HVAC_Eff_HP | Annual | 20 |  | 4.658 | 0.169 | 4.626 | 0.169 | 3.851 | 0.169
RE-HV-ResDHP-18S-EERbase | DEER2024 | D24_E+_Res_v4 | 2022-09-10 00:55 | Any | MFm | Ex | CZ05 | rDXHP | Area-ft2-BA | 1020 | 1020 | None | 0.481 | 0.000105 | -4e-05 | 0.453 | 7.8e-05 | -4e-05 | [6 empty] | DEER:HVAC_Eff_HP | Annual | 20 |  | 4.124 | 0.365 | 4.096 | 0.365 | 3.643 | 0.365
RE-HV-ResDHP-18S-EERbase | DEER2024 | D24_E+_Res_v4 | 2022-09-10 00:55 | Any | DMo | Ex | CZ05 | rDXHP | Area-ft2-BA | 1240 | 1240 | None | 0.812 | 0.000257 | -0.000747 | 0.758 | 0.000196 | -0.000747 | [6 empty] | DEER:HVAC_Eff_HP | Annual | 20 |  | 5.031 | 0.255 | 4.977 | 0.255 | 4.219 | 0.256
RE-HV-ResDHP-18S-EERbase | DEER2024 | D24_E+_Res_v4 | 2022-09-10 00:55 | Any | SFm | Ex | CZ06 | rDXHP | Area-ft2-BA | 2250 | 2250 | None | 0.524 | 0.00014 | 7e-06 | 0.478 | 0.000109 | 7e-06 | [6 empty] | DEER:HVAC_Eff_HP | Annual | 20 |  | 4.12 | 0.101 | 4.075 | 0.101 | 3.597 | 0.101
RE-HV-ResDHP-18S-EERbase | DEER2024 | D24_E+_Res_v4 | 2022-09-10 00:55 | Any | Res | Ex | CZ06 | rDXHP | Area-ft2-BA | 1790 | 1790 | None | 0.416 | 0.00012 | 0 | 0.376 | 9e-05 | 0 | [6 empty] | DEER:HVAC_Eff_HP | Annual | 20 |  | 3.97 | 0.2 | 3.931 | 0.2 | 3.555 | 0.2
RE-HV-ResDHP-18S-EERbase | DEER2024 | D24_E+_Res_v4 | 2022-09-10 00:55 | Any | MFm | Ex | CZ06 | rDXHP | Area-ft2-BA | 1020 | 1020 | None | 0.235 | 9e-05 | -1.8e-05 | 0.205 | 6.4e-05 | -1.8e-05 | [6 empty] | DEER:HVAC_Eff_HP | Annual | 20 |  | 3.716 | 0.365 | 3.686 | 0.365 | 3.481 | 0.365
RE-HV-ResDHP-18S-EERbase | DEER2024 | D24_E+_Res_v4 | 2022-09-10 00:55 | Any | DMo | Ex | CZ06 | rDXHP | Area-ft2-BA | 1240 | 1240 | None | 0.553 | 0.000215 | 8.1e-05 | 0.47 | 0.000162 | 8.1e-05 | [6 empty] | DEER:HVAC_Eff_HP | Annual | 20 |  | 4.829 | 0.255 | 4.746 | 0.255 | 4.276 | 0.255
RE-HV-ResDHP-18S-EERbase | DEER2024 | D24_E+_Res_v4 | 2022-09-10 00:55 | Any | SFm | Ex | CZ07 | rDXHP | Area-ft2-BA | 2250 | 2250 | None | 0.428 | 0.000168 | 6e-06 | 0.393 | 0.000127 | 6e-06 | [6 empty] | DEER:HVAC_Eff_HP | Annual | 20 |  | 3.952 | 0.101 | 3.917 | 0.101 | 3.524 | 0.101
RE-HV-ResDHP-18S-EERbase | DEER2024 | D24_E+_Res_v4 | 2022-09-10 00:55 | Any | Res | Ex | CZ07 | rDXHP | Area-ft2-BA | 1750 | 1750 | None | 0.332 | 0.00016 | -1e-05 | 0.3 | 0.00012 | -1e-05 | [6 empty] | DEER:HVAC_Eff_HP | Annual | 20 |  | 3.8 | 0.208 | 3.768 | 0.208 | 3.468 | 0.208
RE-HV-ResDHP-18S-EERbase | DEER2024 | D24_E+_Res_v4 | 2022-09-10 00:55 | Any | MFm | Ex | CZ07 | rDXHP | Area-ft2-BA | 1020 | 1020 | None | 0.19 | 0.000136 | -3.2e-05 | 0.164 | 0.0001 | -3.2e-05 | [6 empty] | DEER:HVAC_Eff_HP | Annual | 20 |  | 3.573 | 0.364 | 3.547 | 0.364 | 3.383 | 0.364
RE-HV-ResDHP-18S-EERbase | DEER2024 | D24_E+_Res_v4 | 2022-09-10 00:55 | Any | DMo | Ex | CZ07 | rDXHP | Area-ft2-BA | 1240 | 1240 | None | 0.482 | 0.000285 | -2.5e-05 | 0.411 | 0.000219 | -2.5e-05 | [6 empty] | DEER:HVAC_Eff_HP | Annual | 20 |  | 4.653 | 0.255 | 4.582 | 0.255 | 4.171 | 0.255
RE-HV-ResDHP-18S-EERbase | DEER2024 | D24_E+_Res_v4 | 2022-09-10 00:55 | Any | SFm | Ex | CZ08 | rDXHP | Area-ft2-BA | 2250 | 2250 | None | 0.533 | 0.000204 | 7e-06 | 0.48 | 0.000155 | 7e-06 | [6 empty] | DEER:HVAC_Eff_HP | Annual | 20 |  | 4.158 | 0.101 | 4.105 | 0.101 | 3.625 | 0.101
RE-HV-ResDHP-18S-EERbase | DEER2024 | D24_E+_Res_v4 | 2022-09-10 00:55 | Any | Res | Ex | CZ08 | rDXHP | Area-ft2-BA | 1800 | 1800 | None | 0.456 | 0.00019 | -2e-05 | 0.405 | 0.00015 | -2e-05 | [6 empty] | DEER:HVAC_Eff_HP | Annual | 20 |  | 4.081 | 0.197 | 4.03 | 0.197 | 3.625 | 0.197
RE-HV-ResDHP-18S-EERbase | DEER2024 | D24_E+_Res_v4 | 2022-09-10 00:55 | Any | MFm | Ex | CZ08 | rDXHP | Area-ft2-BA | 1020 | 1020 | None | 0.316 | 0.000171 | -5.7e-05 | 0.271 | 0.000127 | -5.7e-05 | [6 empty] | DEER:HVAC_Eff_HP | Annual | 20 |  | 3.92 | 0.364 | 3.875 | 0.364 | 3.604 | 0.364
RE-HV-ResDHP-18S-EERbase | DEER2024 | D24_E+_Res_v4 | 2022-09-10 00:55 | Any | DMo | Ex | CZ08 | rDXHP | Area-ft2-BA | 1240 | 1240 | None | 0.577 | 0.000311 | -7e-06 | 0.485 | 0.000235 | -7e-06 | [6 empty] | DEER:HVAC_Eff_HP | Annual | 20 |  | 4.892 | 0.255 | 4.8 | 0.255 | 4.315 | 0.255
RE-HV-ResDHP-18S-EERbase | DEER2024 | D24_E+_Res_v4 | 2022-09-10 00:55 | Any | SFm | Ex | CZ09 | rDXHP | Area-ft2-BA | 1930 | 1930 | None | 0.688 | 0.000262 | 5e-06 | 0.617 | 0.000197 | 5e-06 | [6 empty] | DEER:HVAC_Eff_HP | Annual | 20 |  | 4.775 | 0.116 | 4.704 | 0.116 | 4.087 | 0.116
RE-HV-ResDHP-18S-EERbase | DEER2024 | D24_E+_Res_v4 | 2022-09-10 00:55 | Any | Res | Ex | CZ09 | rDXHP | Area-ft2-BA | 1570 | 1570 | None | 0.583 | 0.00024 | -3e-05 | 0.514 | 0.00018 | -3e-05 | [6 empty] | DEER:HVAC_Eff_HP | Annual | 20 |  | 4.567 | 0.214 | 4.498 | 0.214 | 3.984 | 0.214
RE-HV-ResDHP-18S-EERbase | DEER2024 | D24_E+_Res_v4 | 2022-09-10 00:55 | Any | MFm | Ex | CZ09 | rDXHP | Area-ft2-BA | 1020 | 1020 | None | 0.414 | 0.000192 | -8.7e-05 | 0.351 | 0.000144 | -8.7e-05 | [6 empty] | DEER:HVAC_Eff_HP | Annual | 20 |  | 4.213 | 0.363 | 4.15 | 0.363 | 3.799 | 0.363
RE-HV-ResDHP-18S-EERbase | DEER2024 | D24_E+_Res_v4 | 2022-09-10 00:55 | Any | DMo | Ex | CZ09 | rDXHP | Area-ft2-BA | 1240 | 1240 | None | 0.787 | 0.000389 | 0.000392 | 0.651 | 0.000291 | 0.000392 | [6 empty] | DEER:HVAC_Eff_HP | Annual | 20 |  | 5.556 | 0.255 | 5.42 | 0.255 | 4.769 | 0.254
RE-HV-ResDHP-18S-EERbase | DEER2024 | D24_E+_Res_v4 | 2022-09-10 00:55 | Any | SFm | Ex | CZ10 | rDXHP | Area-ft2-BA | 2070 | 2070 | None | 0.564 | 0.000208 | 0 | 0.501 | 0.000152 | 0 | [6 empty] | DEER:HVAC_Eff_HP | Annual | 20 |  | 4.537 | 0.108 | 4.474 | 0.108 | 3.973 | 0.108
RE-HV-ResDHP-18S-EERbase | DEER2024 | D24_E+_Res_v4 | 2022-09-10 00:55 | Any | Res | Ex | CZ10 | rDXHP | Area-ft2-BA | 1850 | 1850 | None | 0.583 | 0.00022 | -2e-05 | 0.516 | 0.00016 | -2e-05 | [6 empty] | DEER:HVAC_Eff_HP | Annual | 20 |  | 4.575 | 0.16 | 4.508 | 0.16 | 3.992 | 0.16
RE-HV-ResDHP-18S-EERbase | DEER2024 | D24_E+_Res_v4 | 2022-09-10 00:55 | Any | MFm | Ex | CZ10 | rDXHP | Area-ft2-BA | 1020 | 1020 | None | 0.557 | 0.000248 | -6.1e-05 | 0.483 | 0.000181 | -6.1e-05 | [6 empty] | DEER:HVAC_Eff_HP | Annual | 20 |  | 4.448 | 0.363 | 4.375 | 0.363 | 3.891 | 0.363
RE-HV-ResDHP-18S-EERbase | DEER2024 | D24_E+_Res_v4 | 2022-09-10 00:55 | Any | DMo | Ex | CZ10 | rDXHP | Area-ft2-BA | 1240 | 1240 | None | 1.16 | 0.000385 | -0.000161 | 1.04 | 0.000281 | -0.000161 | [6 empty] | DEER:HVAC_Eff_HP | Annual | 20 |  | 6.131 | 0.254 | 6.009 | 0.254 | 4.973 | 0.254
RE-HV-ResDHP-18S-EERbase | DEER2024 | D24_E+_Res_v4 | 2022-09-10 00:55 | Any | SFm | Ex | CZ11 | rDXHP | Area-ft2-BA | 1790 | 1790 | None | 0.892 | 0.000291 | -3e-06 | 0.811 | 0.000204 | -3e-06 | [6 empty] | DEER:HVAC_Eff_HP | Annual | 20 |  | 5.585 | 0.124 | 5.504 | 0.124 | 4.693 | 0.124
RE-HV-ResDHP-18S-EERbase | DEER2024 | D24_E+_Res_v4 | 2022-09-10 00:55 | Any | Res | Ex | CZ11 | rDXHP | Area-ft2-BA | 1660 | 1660 | None | 0.946 | 0.00032 | -3e-05 | 0.857 | 0.00023 | -3e-05 | [6 empty] | DEER:HVAC_Eff_HP | Annual | 20 |  | 5.636 | 0.162 | 5.547 | 0.162 | 4.69 | 0.162
RE-HV-ResDHP-18S-EERbase | DEER2024 | D24_E+_Res_v4 | 2022-09-10 00:55 | Any | MFm | Ex | CZ11 | rDXHP | Area-ft2-BA | 1020 | 1020 | None | 0.843 | 0.000362 | -7.7e-05 | 0.748 | 0.000259 | -7.7e-05 | [6 empty] | DEER:HVAC_Eff_HP | Annual | 20 |  | 5.027 | 0.364 | 4.932 | 0.364 | 4.184 | 0.364
RE-HV-ResDHP-18S-EERbase | DEER2024 | D24_E+_Res_v4 | 2022-09-10 00:55 | Any | DMo | Ex | CZ11 | rDXHP | Area-ft2-BA | 1240 | 1240 | None | 1.92 | 0.000635 | -0.000263 | 1.74 | 0.000462 | -0.000263 | [6 empty] | DEER:HVAC_Eff_HP | Annual | 20 |  | 7.664 | 0.255 | 7.49 | 0.255 | 5.748 | 0.255
RE-HV-ResDHP-18S-EERbase | DEER2024 | D24_E+_Res_v4 | 2022-09-10 00:55 | Any | SFm | Ex | CZ12 | rDXHP | Area-ft2-BA | 1790 | 1790 | None | 0.775 | 0.000229 | -3e-06 | 0.724 | 0.00016 | -3e-06 | [6 empty] | DEER:HVAC_Eff_HP | Annual | 20 |  | 5.178 | 0.124 | 5.126 | 0.124 | 4.402 | 0.124
RE-HV-ResDHP-18S-EERbase | DEER2024 | D24_E+_Res_v4 | 2022-09-10 00:55 | Any | Res | Ex | CZ12 | rDXHP | Area-ft2-BA | 1650 | 1650 | None | 0.762 | 0.00024 | -2e-05 | 0.71 | 0.00017 | -2e-05 | [6 empty] | DEER:HVAC_Eff_HP | Annual | 20 |  | 5.075 | 0.166 | 5.022 | 0.166 | 4.312 | 0.166
RE-HV-ResDHP-18S-EERbase | DEER2024 | D24_E+_Res_v4 | 2022-09-10 00:55 | Any | MFm | Ex | CZ12 | rDXHP | Area-ft2-BA | 1020 | 1020 | None | 0.626 | 0.000253 | -9.5e-05 | 0.574 | 0.000184 | -9.5e-05 | [6 empty] | DEER:HVAC_Eff_HP | Annual | 20 |  | 4.419 | 0.364 | 4.367 | 0.364 | 3.793 | 0.364
RE-HV-ResDHP-18S-EERbase | DEER2024 | D24_E+_Res_v4 | 2022-09-10 00:55 | Any | DMo | Ex | CZ12 | rDXHP | Area-ft2-BA | 1240 | 1240 | None | 1.67 | 0.000527 | -0.00046 | 1.55 | 0.000385 | -0.00046 | [6 empty] | DEER:HVAC_Eff_HP | Annual | 20 |  | 6.978 | 0.255 | 6.854 | 0.255 | 5.303 | 0.255
RE-HV-ResDHP-18S-EERbase | DEER2024 | D24_E+_Res_v4 | 2022-09-10 00:55 | Any | SFm | Ex | CZ13 | rDXHP | Area-ft2-BA | 1790 | 1790 | None | 0.91 | 0.000285 | -1e-06 | 0.804 | 0.000192 | -1e-06 | [6 empty] | DEER:HVAC_Eff_HP | Annual | 20 |  | 5.683 | 0.124 | 5.577 | 0.124 | 4.773 | 0.124
RE-HV-ResDHP-18S-EERbase | DEER2024 | D24_E+_Res_v4 | 2022-09-10 00:55 | Any | Res | Ex | CZ13 | rDXHP | Area-ft2-BA | 1610 | 1620 | None | 0.98 | 0.00032 | 1e-05 | 0.866 | 0.00022 | 1e-05 | [6 empty] | DEER:HVAC_Eff_HP | Annual | 20 |  | 5.779 | 0.176 | 5.664 | 0.176 | 4.799 | 0.176
RE-HV-ResDHP-18S-EERbase | DEER2024 | D24_E+_Res_v4 | 2022-09-10 00:55 | Any | MFm | Ex | CZ13 | rDXHP | Area-ft2-BA | 1020 | 1020 | None | 1.07 | 0.000394 | -6.8e-05 | 0.943 | 0.000278 | -6.8e-05 | [6 empty] | DEER:HVAC_Eff_HP | Annual | 20 |  | 5.71 | 0.364 | 5.583 | 0.364 | 4.64 | 0.364
RE-HV-ResDHP-18S-EERbase | DEER2024 | D24_E+_Res_v4 | 2022-09-10 00:55 | Any | DMo | Ex | CZ13 | rDXHP | Area-ft2-BA | 1240 | 1240 | None | 1.7 | 0.000587 | 0.00042 | 1.51 | 0.00042 | 0.00042 | [6 empty] | DEER:HVAC_Eff_HP | Annual | 20 |  | 7.48 | 0.254 | 7.282 | 0.254 | 5.776 | 0.254
RE-HV-ResDHP-18S-EERbase | DEER2024 | D24_E+_Res_v4 | 2022-09-10 00:55 | Any | SFm | Ex | CZ14 | rDXHP | Area-ft2-BA | 1630 | 1630 | None | 1.05 | 0.000297 | -2e-06 | 0.947 | 0.000212 | -2e-06 | [6 empty] | DEER:HVAC_Eff_HP | Annual | 20 |  | 6.023 | 0.134 | 5.918 | 0.134 | 4.971 | 0.134
RE-HV-ResDHP-18S-EERbase | DEER2024 | D24_E+_Res_v4 | 2022-09-10 00:55 | Any | Res | Ex | CZ14 | rDXHP | Area-ft2-BA | 1550 | 1550 | None | 1.11 | 0.00032 | -1e-05 | 0.993 | 0.00023 | -1e-05 | [6 empty] | DEER:HVAC_Eff_HP | Annual | 20 |  | 6.128 | 0.16 | 6.014 | 0.16 | 5.021 | 0.16
RE-HV-ResDHP-18S-EERbase | DEER2024 | D24_E+_Res_v4 | 2022-09-10 00:55 | Any | MFm | Ex | CZ14 | rDXHP | Area-ft2-BA | 1020 | 1020 | None | 0.842 | 0.000347 | -5.1e-05 | 0.722 | 0.000245 | -5.1e-05 | [6 empty] | DEER:HVAC_Eff_HP | Annual | 20 |  | 5.201 | 0.363 | 5.081 | 0.363 | 4.36 | 0.363
RE-HV-ResDHP-18S-EERbase | DEER2024 | D24_E+_Res_v4 | 2022-09-10 00:55 | Any | DMo | Ex | CZ14 | rDXHP | Area-ft2-BA | 1240 | 1240 | None | 2 | 0.000585 | -7e-06 | 1.79 | 0.000417 | -7e-06 | [6 empty] | DEER:HVAC_Eff_HP | Annual | 20 |  | 8.254 | 0.254 | 8.045 | 0.254 | 6.253 | 0.254
RE-HV-ResDHP-18S-EERbase | DEER2024 | D24_E+_Res_v4 | 2022-09-10 00:55 | Any | SFm | Ex | CZ15 | rDXHP | Area-ft2-BA | 1630 | 1630 | None | 0.892 | 0.000336 | -1e-06 | 0.704 | 0.000236 | -1e-06 | [6 empty] | DEER:HVAC_Eff_HP | Annual | 20 |  | 6.096 | 0.134 | 5.908 | 0.134 | 5.204 | 0.134
RE-HV-ResDHP-18S-EERbase | DEER2024 | D24_E+_Res_v4 | 2022-09-10 00:55 | Any | Res | Ex | CZ15 | rDXHP | Area-ft2-BA | 1440 | 1440 | None | 1.01 | 0.00039 | 0.00013 | 0.795 | 0.00028 | 0.00013 | [6 empty] | DEER:HVAC_Eff_HP | Annual | 20 |  | 6.329 | 0.203 | 6.117 | 0.203 | 5.322 | 0.203
RE-HV-ResDHP-18S-EERbase | DEER2024 | D24_E+_Res_v4 | 2022-09-10 00:55 | Any | MFm | Ex | CZ15 | rDXHP | Area-ft2-BA | 1020 | 1020 | None | 1.03 | 0.000419 | -2.9e-05 | 0.807 | 0.000299 | -2.9e-05 | [6 empty] | DEER:HVAC_Eff_HP | Annual | 20 |  | 6.127 | 0.363 | 5.904 | 0.363 | 5.097 | 0.363
RE-HV-ResDHP-18S-EERbase | DEER2024 | D24_E+_Res_v4 | 2022-09-10 00:55 | Any | DMo | Ex | CZ15 | rDXHP | Area-ft2-BA | 1240 | 1240 | None | 1.77 | 0.000677 | 0.00155 | 1.42 | 0.00049 | 0.00155 | [6 empty] | DEER:HVAC_Eff_HP | Annual | 20 |  | 8.563 | 0.254 | 8.206 | 0.254 | 6.791 | 0.252
RE-HV-ResDHP-18S-EERbase | DEER2024 | D24_E+_Res_v4 | 2022-09-10 00:55 | Any | SFm | Ex | CZ16 | rDXHP | Area-ft2-BA | 1900 | 1900 | None | 0.97 | 0.000245 | 9e-06 | 0.906 | 0.000186 | 9e-06 | [6 empty] | DEER:HVAC_Eff_HP | Annual | 20 |  | 5.135 | 0.118 | 5.072 | 0.118 | 4.165 | 0.118
RE-HV-ResDHP-18S-EERbase | DEER2024 | D24_E+_Res_v4 | 2022-09-10 00:55 | Any | Res | Ex | CZ16 | rDXHP | Area-ft2-BA | 1760 | 1760 | None | 1.09 | 0.00027 | -3e-05 | 1.02 | 0.0002 | -3e-05 | [6 empty] | DEER:HVAC_Eff_HP | Annual | 20 |  | 5.321 | 0.153 | 5.252 | 0.153 | 4.231 | 0.153
RE-HV-ResDHP-18S-EERbase | DEER2024 | D24_E+_Res_v4 | 2022-09-10 00:55 | Any | MFm | Ex | CZ16 | rDXHP | Area-ft2-BA | 1020 | 1020 | None | 1.42 | 0.000319 | -7.4e-05 | 1.35 | 0.000245 | -7.4e-05 | [6 empty] | DEER:HVAC_Eff_HP | Annual | 20 |  | 5.643 | 0.365 | 5.567 | 0.365 | 4.219 | 0.365
RE-HV-ResDHP-18S-EERbase | DEER2024 | D24_E+_Res_v4 | 2022-09-10 00:55 | Any | DMo | Ex | CZ16 | rDXHP | Area-ft2-BA | 1240 | 1240 | None | 2.18 | 0.000515 | -0.000533 | 2.03 | 0.000392 | -0.000533 | [6 empty] | DEER:HVAC_Eff_HP | Annual | 20 |  | 7.374 | 0.255 | 7.229 | 0.255 | 5.195 | 0.256
RE-HV-ResDHP-19S | DEER2024 | D24_E+_Res_v4 | 2022-09-10 00:55 | Any | SFm | Ex | CZ01 | rDXHP | Area-ft2-BA | 2160 | 2160 | None | 0.143 | 6.7e-05 | 0 | 0.0618 | 4.3e-05 | 0 | [6 empty] | DEER:HVAC_Eff_HP | Annual | 20 |  | 3.613 | 0.106 | 3.532 | 0.106 | 3.47 | 0.106
RE-HV-ResDHP-19S | DEER2024 | D24_E+_Res_v4 | 2022-09-10 00:55 | Any | Res | Ex | CZ01 | rDXHP | Area-ft2-BA | 1920 | 1920 | None | 0.124 | 6e-05 | 0 | 0.0541 | 4e-05 | 0 | [6 empty] | DEER:HVAC_Eff_HP | Annual | 20 |  | 3.553 | 0.16 | 3.482 | 0.16 | 3.428 | 0.16
RE-HV-ResDHP-19S | DEER2024 | D24_E+_Res_v4 | 2022-09-10 00:55 | Any | MFm | Ex | CZ01 | rDXHP | Area-ft2-BA | 1020 | 1020 | None | 0.0525 | 4e-05 | -1e-06 | 0.0242 | 2.6e-05 | -1e-06 | [6 empty] | DEER:HVAC_Eff_HP | Annual | 20 |  | 3.3 | 0.368 | 3.271 | 0.368 | 3.247 | 0.368
RE-HV-ResDHP-19S | DEER2024 | D24_E+_Res_v4 | 2022-09-10 00:55 | Any | DMo | Ex | CZ01 | rDXHP | Area-ft2-BA | 1240 | 1240 | None | 0.0969 | 0.000102 | 0 | 0.0453 | 6.5e-05 | 0 | [6 empty] | DEER:HVAC_Eff_HP | Annual | 20 |  | 3.779 | 0.257 | 3.727 | 0.257 | 3.682 | 0.257
RE-HV-ResDHP-19S | DEER2024 | D24_E+_Res_v4 | 2022-09-10 00:55 | Any | SFm | Ex | CZ02 | rDXHP | Area-ft2-BA | 2160 | 2160 | None | 0.313 | 0.00014 | 0 | 0.139 | 8.4e-05 | 0 | [6 empty] | DEER:HVAC_Eff_HP | Annual | 20 |  | 4.371 | 0.105 | 4.198 | 0.105 | 4.058 | 0.105
RE-HV-ResDHP-19S | DEER2024 | D24_E+_Res_v4 | 2022-09-10 00:55 | Any | Res | Ex | CZ02 | rDXHP | Area-ft2-BA | 1940 | 1940 | None | 0.279 | 0.00014 | 0 | 0.125 | 8e-05 | 0 | [6 empty] | DEER:HVAC_Eff_HP | Annual | 20 |  | 4.238 | 0.155 | 4.085 | 0.155 | 3.959 | 0.155
RE-HV-ResDHP-19S | DEER2024 | D24_E+_Res_v4 | 2022-09-10 00:55 | Any | MFm | Ex | CZ02 | rDXHP | Area-ft2-BA | 1020 | 1020 | None | 0.134 | 0.000113 | 0 | 0.0638 | 6.9e-05 | 0 | [6 empty] | DEER:HVAC_Eff_HP | Annual | 20 |  | 3.641 | 0.365 | 3.571 | 0.365 | 3.507 | 0.365
RE-HV-ResDHP-19S | DEER2024 | D24_E+_Res_v4 | 2022-09-10 00:55 | Any | DMo | Ex | CZ02 | rDXHP | Area-ft2-BA | 1240 | 1240 | None | 0.242 | 0.000212 | 0 | 0.118 | 0.000128 | 0 | [6 empty] | DEER:HVAC_Eff_HP | Annual | 20 |  | 4.432 | 0.256 | 4.307 | 0.256 | 4.19 | 0.256
RE-HV-ResDHP-19S | DEER2024 | D24_E+_Res_v4 | 2022-09-10 00:55 | Any | SFm | Ex | CZ03 | rDXHP | Area-ft2-BA | 2160 | 2160 | None | 0.249 | 0.000131 | 0 | 0.116 | 8e-05 | 0 | [6 empty] | DEER:HVAC_Eff_HP | Annual | 20 |  | 4.089 | 0.105 | 3.956 | 0.105 | 3.84 | 0.105
RE-HV-ResDHP-19S | DEER2024 | D24_E+_Res_v4 | 2022-09-10 00:55 | Any | Res | Ex | CZ03 | rDXHP | Area-ft2-BA | 1720 | 1720 | None | 0.216 | 0.00012 | 0 | 0.103 | 7e-05 | 0 | [6 empty] | DEER:HVAC_Eff_HP | Annual | 20 |  | 3.968 | 0.206 | 3.855 | 0.206 | 3.752 | 0.206
RE-HV-ResDHP-19S | DEER2024 | D24_E+_Res_v4 | 2022-09-10 00:55 | Any | MFm | Ex | CZ03 | rDXHP | Area-ft2-BA | 1020 | 1020 | None | 0.162 | 0.0001 | 0 | 0.0805 | 6.1e-05 | 0 | [6 empty] | DEER:HVAC_Eff_HP | Annual | 20 |  | 3.754 | 0.366 | 3.672 | 0.366 | 3.591 | 0.366
RE-HV-ResDHP-19S | DEER2024 | D24_E+_Res_v4 | 2022-09-10 00:55 | Any | DMo | Ex | CZ03 | rDXHP | Area-ft2-BA | 1240 | 1240 | None | 0.251 | 0.000184 | 0 | 0.134 | 0.000111 | 0 | [6 empty] | DEER:HVAC_Eff_HP | Annual | 20 |  | 4.472 | 0.256 | 4.355 | 0.256 | 4.221 | 0.256
RE-HV-ResDHP-19S | DEER2024 | D24_E+_Res_v4 | 2022-09-10 00:55 | Any | SFm | Ex | CZ04 | rDXHP | Area-ft2-BA | 2160 | 2160 | None | 0.263 | 0.000161 | 0 | 0.123 | 9.7e-05 | 0 | [6 empty] | DEER:HVAC_Eff_HP | Annual | 20 |  | 4.15 | 0.105 | 4.01 | 0.105 | 3.888 | 0.105
RE-HV-ResDHP-19S | DEER2024 | D24_E+_Res_v4 | 2022-09-10 00:55 | Any | Res | Ex | CZ04 | rDXHP | Area-ft2-BA | 1800 | 1800 | None | 0.234 | 0.00015 | 0 | 0.11 | 9e-05 | 0 | [6 empty] | DEER:HVAC_Eff_HP | Annual | 20 |  | 4.039 | 0.187 | 3.916 | 0.187 | 3.806 | 0.187
RE-HV-ResDHP-19S | DEER2024 | D24_E+_Res_v4 | 2022-09-10 00:55 | Any | MFm | Ex | CZ04 | rDXHP | Area-ft2-BA | 1020 | 1020 | None | 0.17 | 0.000134 | 0 | 0.0827 | 8.2e-05 | 0 | [6 empty] | DEER:HVAC_Eff_HP | Annual | 20 |  | 3.786 | 0.364 | 3.699 | 0.364 | 3.616 | 0.364
RE-HV-ResDHP-19S | DEER2024 | D24_E+_Res_v4 | 2022-09-10 00:55 | Any | DMo | Ex | CZ04 | rDXHP | Area-ft2-BA | 1240 | 1240 | None | 0.222 | 0.000222 | 0 | 0.117 | 0.000135 | 0 | [6 empty] | DEER:HVAC_Eff_HP | Annual | 20 |  | 4.347 | 0.255 | 4.241 | 0.255 | 4.125 | 0.255
RE-HV-ResDHP-19S | DEER2024 | D24_E+_Res_v4 | 2022-09-10 00:55 | Any | SFm | Ex | CZ05 | rDXHP | Area-ft2-BA | 2160 | 2160 | None | 0.264 | 9.5e-05 | 0 | 0.123 | 5.8e-05 | 0 | [6 empty] | DEER:HVAC_Eff_HP | Annual | 20 |  | 4.157 | 0.105 | 4.016 | 0.105 | 3.893 | 0.105
RE-HV-ResDHP-19S | DEER2024 | D24_E+_Res_v4 | 2022-09-10 00:55 | Any | Res | Ex | CZ05 | rDXHP | Area-ft2-BA | 1880 | 1880 | None | 0.242 | 9e-05 | 0 | 0.114 | 5e-05 | 0 | [6 empty] | DEER:HVAC_Eff_HP | Annual | 20 |  | 4.074 | 0.169 | 3.946 | 0.169 | 3.832 | 0.169
RE-HV-ResDHP-19S | DEER2024 | D24_E+_Res_v4 | 2022-09-10 00:55 | Any | MFm | Ex | CZ05 | rDXHP | Area-ft2-BA | 1020 | 1020 | None | 0.172 | 6.8e-05 | 0 | 0.0843 | 4.2e-05 | 0 | [6 empty] | DEER:HVAC_Eff_HP | Annual | 20 |  | 3.802 | 0.365 | 3.714 | 0.365 | 3.63 | 0.365
RE-HV-ResDHP-19S | DEER2024 | D24_E+_Res_v4 | 2022-09-10 00:55 | Any | DMo | Ex | CZ05 | rDXHP | Area-ft2-BA | 1240 | 1240 | None | 0.245 | 0.000145 | 0 | 0.128 | 8.8e-05 | 0 | [6 empty] | DEER:HVAC_Eff_HP | Annual | 20 |  | 4.444 | 0.256 | 4.327 | 0.256 | 4.199 | 0.256
RE-HV-ResDHP-19S | DEER2024 | D24_E+_Res_v4 | 2022-09-10 00:55 | Any | SFm | Ex | CZ06 | rDXHP | Area-ft2-BA | 2250 | 2250 | None | 0.184 | 6.8e-05 | 0 | 0.0901 | 4.1e-05 | 0 | [6 empty] | DEER:HVAC_Eff_HP | Annual | 20 |  | 3.766 | 0.101 | 3.672 | 0.101 | 3.582 | 0.101
RE-HV-ResDHP-19S | DEER2024 | D24_E+_Res_v4 | 2022-09-10 00:55 | Any | Res | Ex | CZ06 | rDXHP | Area-ft2-BA | 1790 | 1790 | None | 0.162 | 7e-05 | 0 | 0.0811 | 4e-05 | 0 | [6 empty] | DEER:HVAC_Eff_HP | Annual | 20 |  | 3.704 | 0.2 | 3.623 | 0.2 | 3.542 | 0.2
RE-HV-ResDHP-19S | DEER2024 | D24_E+_Res_v4 | 2022-09-10 00:55 | Any | MFm | Ex | CZ06 | rDXHP | Area-ft2-BA | 1020 | 1020 | None | 0.126 | 6.3e-05 | 1e-06 | 0.0657 | 3.8e-05 | 1e-06 | [6 empty] | DEER:HVAC_Eff_HP | Annual | 20 |  | 3.596 | 0.365 | 3.536 | 0.365 | 3.471 | 0.365
RE-HV-ResDHP-19S | DEER2024 | D24_E+_Res_v4 | 2022-09-10 00:55 | Any | DMo | Ex | CZ06 | rDXHP | Area-ft2-BA | 1240 | 1240 | None | 0.259 | 0.000127 | 0 | 0.146 | 7.7e-05 | 0 | [6 empty] | DEER:HVAC_Eff_HP | Annual | 20 |  | 4.513 | 0.255 | 4.4 | 0.255 | 4.253 | 0.255
RE-HV-ResDHP-19S | DEER2024 | D24_E+_Res_v4 | 2022-09-10 00:55 | Any | SFm | Ex | CZ07 | rDXHP | Area-ft2-BA | 2250 | 2250 | None | 0.165 | 9.9e-05 | 0 | 0.0797 | 6e-05 | 0 | [6 empty] | DEER:HVAC_Eff_HP | Annual | 20 |  | 3.676 | 0.101 | 3.591 | 0.101 | 3.511 | 0.101
RE-HV-ResDHP-19S | DEER2024 | D24_E+_Res_v4 | 2022-09-10 00:55 | Any | Res | Ex | CZ07 | rDXHP | Area-ft2-BA | 1750 | 1750 | None | 0.139 | 0.0001 | 0 | 0.0693 | 6e-05 | 0 | [6 empty] | DEER:HVAC_Eff_HP | Annual | 20 |  | 3.596 | 0.208 | 3.526 | 0.208 | 3.457 | 0.208
RE-HV-ResDHP-19S | DEER2024 | D24_E+_Res_v4 | 2022-09-10 00:55 | Any | MFm | Ex | CZ07 | rDXHP | Area-ft2-BA | 1020 | 1020 | None | 0.1 | 8.9e-05 | 0 | 0.0538 | 5.5e-05 | 0 | [6 empty] | DEER:HVAC_Eff_HP | Annual | 20 |  | 3.475 | 0.364 | 3.428 | 0.364 | 3.375 | 0.364
RE-HV-ResDHP-19S | DEER2024 | D24_E+_Res_v4 | 2022-09-10 00:55 | Any | DMo | Ex | CZ07 | rDXHP | Area-ft2-BA | 1240 | 1240 | None | 0.231 | 0.000156 | 0 | 0.13 | 9.4e-05 | 0 | [6 empty] | DEER:HVAC_Eff_HP | Annual | 20 |  | 4.382 | 0.255 | 4.281 | 0.255 | 4.151 | 0.255
RE-HV-ResDHP-19S | DEER2024 | D24_E+_Res_v4 | 2022-09-10 00:55 | Any | SFm | Ex | CZ08 | rDXHP | Area-ft2-BA | 2250 | 2250 | None | 0.189 | 0.000119 | 0 | 0.0973 | 7.2e-05 | 0 | [6 empty] | DEER:HVAC_Eff_HP | Annual | 20 |  | 3.799 | 0.101 | 3.707 | 0.101 | 3.61 | 0.101
RE-HV-ResDHP-19S | DEER2024 | D24_E+_Res_v4 | 2022-09-10 00:55 | Any | Res | Ex | CZ08 | rDXHP | Area-ft2-BA | 1800 | 1800 | None | 0.18 | 0.00012 | 0 | 0.0947 | 7e-05 | 0 | [6 empty] | DEER:HVAC_Eff_HP | Annual | 20 |  | 3.791 | 0.197 | 3.705 | 0.197 | 3.61 | 0.197
RE-HV-ResDHP-19S | DEER2024 | D24_E+_Res_v4 | 2022-09-10 00:55 | Any | MFm | Ex | CZ08 | rDXHP | Area-ft2-BA | 1020 | 1020 | None | 0.162 | 0.000109 | 0 | 0.0881 | 6.6e-05 | 0 | [6 empty] | DEER:HVAC_Eff_HP | Annual | 20 |  | 3.752 | 0.364 | 3.679 | 0.364 | 3.59 | 0.364
RE-HV-ResDHP-19S | DEER2024 | D24_E+_Res_v4 | 2022-09-10 00:55 | Any | DMo | Ex | CZ08 | rDXHP | Area-ft2-BA | 1240 | 1240 | None | 0.27 | 0.000182 | 0 | 0.155 | 0.00011 | 0 | [6 empty] | DEER:HVAC_Eff_HP | Annual | 20 |  | 4.561 | 0.255 | 4.447 | 0.255 | 4.291 | 0.255
RE-HV-ResDHP-19S | DEER2024 | D24_E+_Res_v4 | 2022-09-10 00:55 | Any | SFm | Ex | CZ09 | rDXHP | Area-ft2-BA | 1930 | 1930 | None | 0.267 | 0.000156 | 0 | 0.139 | 9.5e-05 | 0 | [6 empty] | DEER:HVAC_Eff_HP | Annual | 20 |  | 4.332 | 0.116 | 4.203 | 0.116 | 4.065 | 0.116
RE-HV-ResDHP-19S | DEER2024 | D24_E+_Res_v4 | 2022-09-10 00:55 | Any | Res | Ex | CZ09 | rDXHP | Area-ft2-BA | 1570 | 1570 | None | 0.249 | 0.00014 | 0 | 0.132 | 9e-05 | 0 | [6 empty] | DEER:HVAC_Eff_HP | Annual | 20 |  | 4.212 | 0.214 | 4.095 | 0.214 | 3.963 | 0.214
RE-HV-ResDHP-19S | DEER2024 | D24_E+_Res_v4 | 2022-09-10 00:55 | Any | MFm | Ex | CZ09 | rDXHP | Area-ft2-BA | 1020 | 1020 | None | 0.216 | 0.000119 | 0 | 0.118 | 7.1e-05 | 0 | [6 empty] | DEER:HVAC_Eff_HP | Annual | 20 |  | 3.996 | 0.363 | 3.899 | 0.363 | 3.78 | 0.363
RE-HV-ResDHP-19S | DEER2024 | D24_E+_Res_v4 | 2022-09-10 00:55 | Any | DMo | Ex | CZ09 | rDXHP | Area-ft2-BA | 1240 | 1240 | None | 0.397 | 0.000235 | 0 | 0.229 | 0.000143 | 0 | [6 empty] | DEER:HVAC_Eff_HP | Annual | 20 |  | 5.131 | 0.254 | 4.963 | 0.254 | 4.734 | 0.254
RE-HV-ResDHP-19S | DEER2024 | D24_E+_Res_v4 | 2022-09-10 00:55 | Any | SFm | Ex | CZ10 | rDXHP | Area-ft2-BA | 2070 | 2070 | None | 0.262 | 0.000135 | 0 | 0.136 | 8.1e-05 | 0 | [6 empty] | DEER:HVAC_Eff_HP | Annual | 20 |  | 4.214 | 0.108 | 4.088 | 0.108 | 3.951 | 0.108
RE-HV-ResDHP-19S | DEER2024 | D24_E+_Res_v4 | 2022-09-10 00:55 | Any | Res | Ex | CZ10 | rDXHP | Area-ft2-BA | 1850 | 1850 | None | 0.264 | 0.00015 | 0 | 0.139 | 9e-05 | 0 | [6 empty] | DEER:HVAC_Eff_HP | Annual | 20 |  | 4.234 | 0.16 | 4.109 | 0.16 | 3.969 | 0.16
RE-HV-ResDHP-19S | DEER2024 | D24_E+_Res_v4 | 2022-09-10 00:55 | Any | MFm | Ex | CZ10 | rDXHP | Area-ft2-BA | 1020 | 1020 | None | 0.24 | 0.000169 | 0 | 0.133 | 0.000103 | 0 | [6 empty] | DEER:HVAC_Eff_HP | Annual | 20 |  | 4.11 | 0.363 | 4.003 | 0.363 | 3.87 | 0.363
RE-HV-ResDHP-19S | DEER2024 | D24_E+_Res_v4 | 2022-09-10 00:55 | Any | DMo | Ex | CZ10 | rDXHP | Area-ft2-BA | 1240 | 1240 | None | 0.448 | 0.000258 | -1e-06 | 0.241 | 0.000156 | -1e-06 | [6 empty] | DEER:HVAC_Eff_HP | Annual | 20 |  | 5.382 | 0.254 | 5.175 | 0.254 | 4.934 | 0.254
RE-HV-ResDHP-19S | DEER2024 | D24_E+_Res_v4 | 2022-09-10 00:55 | Any | SFm | Ex | CZ11 | rDXHP | Area-ft2-BA | 1790 | 1790 | None | 0.407 | 0.000231 | 0 | 0.209 | 0.000142 | 0 | [6 empty] | DEER:HVAC_Eff_HP | Annual | 20 |  | 5.067 | 0.124 | 4.869 | 0.124 | 4.66 | 0.124
RE-HV-ResDHP-19S | DEER2024 | D24_E+_Res_v4 | 2022-09-10 00:55 | Any | Res | Ex | CZ11 | rDXHP | Area-ft2-BA | 1660 | 1660 | None | 0.411 | 0.00025 | 0 | 0.214 | 0.00015 | 0 | [6 empty] | DEER:HVAC_Eff_HP | Annual | 20 |  | 5.068 | 0.162 | 4.87 | 0.162 | 4.656 | 0.162
RE-HV-ResDHP-19S | DEER2024 | D24_E+_Res_v4 | 2022-09-10 00:55 | Any | MFm | Ex | CZ11 | rDXHP | Area-ft2-BA | 1020 | 1020 | None | 0.321 | 0.000263 | 0 | 0.177 | 0.000159 | 0 | [6 empty] | DEER:HVAC_Eff_HP | Annual | 20 |  | 4.477 | 0.364 | 4.333 | 0.364 | 4.156 | 0.364
RE-HV-ResDHP-19S | DEER2024 | D24_E+_Res_v4 | 2022-09-10 00:55 | Any | DMo | Ex | CZ11 | rDXHP | Area-ft2-BA | 1240 | 1240 | None | 0.667 | 0.00043 | 0 | 0.357 | 0.000257 | 0 | [6 empty] | DEER:HVAC_Eff_HP | Annual | 20 |  | 6.359 | 0.255 | 6.048 | 0.255 | 5.691 | 0.255
RE-HV-ResDHP-19S | DEER2024 | D24_E+_Res_v4 | 2022-09-10 00:55 | Any | SFm | Ex | CZ12 | rDXHP | Area-ft2-BA | 1790 | 1790 | None | 0.331 | 0.000178 | 0 | 0.163 | 0.000108 | 0 | [6 empty] | DEER:HVAC_Eff_HP | Annual | 20 |  | 4.707 | 0.124 | 4.539 | 0.124 | 4.376 | 0.124
RE-HV-ResDHP-19S | DEER2024 | D24_E+_Res_v4 | 2022-09-10 00:55 | Any | Res | Ex | CZ12 | rDXHP | Area-ft2-BA | 1650 | 1650 | None | 0.314 | 0.00018 | 0 | 0.156 | 0.00011 | 0 | [6 empty] | DEER:HVAC_Eff_HP | Annual | 20 |  | 4.601 | 0.166 | 4.443 | 0.166 | 4.287 | 0.166
RE-HV-ResDHP-19S | DEER2024 | D24_E+_Res_v4 | 2022-09-10 00:55 | Any | MFm | Ex | CZ12 | rDXHP | Area-ft2-BA | 1020 | 1020 | None | 0.211 | 0.000173 | 0 | 0.111 | 0.000104 | 0 | [6 empty] | DEER:HVAC_Eff_HP | Annual | 20 |  | 3.986 | 0.364 | 3.886 | 0.364 | 3.775 | 0.364
RE-HV-ResDHP-19S | DEER2024 | D24_E+_Res_v4 | 2022-09-10 00:55 | Any | DMo | Ex | CZ12 | rDXHP | Area-ft2-BA | 1240 | 1240 | None | 0.545 | 0.00035 | 0 | 0.284 | 0.000209 | 0 | [6 empty] | DEER:HVAC_Eff_HP | Annual | 20 |  | 5.802 | 0.255 | 5.541 | 0.255 | 5.258 | 0.255
RE-HV-ResDHP-19S | DEER2024 | D24_E+_Res_v4 | 2022-09-10 00:55 | Any | SFm | Ex | CZ13 | rDXHP | Area-ft2-BA | 1790 | 1790 | None | 0.433 | 0.000258 | 0 | 0.231 | 0.00016 | 0 | [6 empty] | DEER:HVAC_Eff_HP | Annual | 20 |  | 5.17 | 0.124 | 4.968 | 0.124 | 4.737 | 0.124
RE-HV-ResDHP-19S | DEER2024 | D24_E+_Res_v4 | 2022-09-10 00:55 | Any | Res | Ex | CZ13 | rDXHP | Area-ft2-BA | 1610 | 1620 | None | 0.448 | 0.00027 | 0 | 0.24 | 0.00017 | 0 | [6 empty] | DEER:HVAC_Eff_HP | Annual | 20 |  | 5.209 | 0.176 | 5.001 | 0.176 | 4.761 | 0.176
RE-HV-ResDHP-19S | DEER2024 | D24_E+_Res_v4 | 2022-09-10 00:55 | Any | MFm | Ex | CZ13 | rDXHP | Area-ft2-BA | 1020 | 1020 | None | 0.447 | 0.000299 | 0 | 0.243 | 0.00018 | 0 | [6 empty] | DEER:HVAC_Eff_HP | Annual | 20 |  | 5.048 | 0.364 | 4.844 | 0.364 | 4.601 | 0.364
RE-HV-ResDHP-19S | DEER2024 | D24_E+_Res_v4 | 2022-09-10 00:55 | Any | DMo | Ex | CZ13 | rDXHP | Area-ft2-BA | 1240 | 1240 | None | 0.674 | 0.000421 | 0 | 0.37 | 0.000254 | 0 | [6 empty] | DEER:HVAC_Eff_HP | Annual | 20 |  | 6.391 | 0.254 | 6.087 | 0.254 | 5.717 | 0.254
RE-HV-ResDHP-19S | DEER2024 | D24_E+_Res_v4 | 2022-09-10 00:55 | Any | SFm | Ex | CZ14 | rDXHP | Area-ft2-BA | 1630 | 1630 | None | 0.45 | 0.000224 | 0 | 0.234 | 0.000138 | 0 | [6 empty] | DEER:HVAC_Eff_HP | Annual | 20 |  | 5.383 | 0.134 | 5.168 | 0.134 | 4.934 | 0.134
RE-HV-ResDHP-19S | DEER2024 | D24_E+_Res_v4 | 2022-09-10 00:55 | Any | Res | Ex | CZ14 | rDXHP | Area-ft2-BA | 1550 | 1550 | None | 0.471 | 0.00024 | 0 | 0.246 | 0.00015 | 0 | [6 empty] | DEER:HVAC_Eff_HP | Annual | 20 |  | 5.452 | 0.16 | 5.229 | 0.16 | 4.982 | 0.16
RE-HV-ResDHP-19S | DEER2024 | D24_E+_Res_v4 | 2022-09-10 00:55 | Any | MFm | Ex | CZ14 | rDXHP | Area-ft2-BA | 1020 | 1020 | None | 0.366 | 0.000262 | 0 | 0.203 | 0.000158 | 0 | [6 empty] | DEER:HVAC_Eff_HP | Annual | 20 |  | 4.693 | 0.363 | 4.53 | 0.363 | 4.327 | 0.363
RE-HV-ResDHP-19S | DEER2024 | D24_E+_Res_v4 | 2022-09-10 00:55 | Any | DMo | Ex | CZ14 | rDXHP | Area-ft2-BA | 1240 | 1240 | None | 0.809 | 0.000427 | 0 | 0.43 | 0.000258 | 0 | [6 empty] | DEER:HVAC_Eff_HP | Annual | 20 |  | 6.993 | 0.254 | 6.615 | 0.254 | 6.184 | 0.254
RE-HV-ResDHP-19S | DEER2024 | D24_E+_Res_v4 | 2022-09-10 00:55 | Any | SFm | Ex | CZ15 | rDXHP | Area-ft2-BA | 1630 | 1630 | None | 0.508 | 0.000262 | 0 | 0.295 | 0.000159 | 0 | [6 empty] | DEER:HVAC_Eff_HP | Annual | 20 |  | 5.665 | 0.134 | 5.453 | 0.134 | 5.157 | 0.134
RE-HV-ResDHP-19S | DEER2024 | D24_E+_Res_v4 | 2022-09-10 00:55 | Any | Res | Ex | CZ15 | rDXHP | Area-ft2-BA | 1440 | 1440 | None | 0.563 | 0.00029 | 0 | 0.327 | 0.00018 | 0 | [6 empty] | DEER:HVAC_Eff_HP | Annual | 20 |  | 5.833 | 0.203 | 5.598 | 0.203 | 5.27 | 0.203
RE-HV-ResDHP-19S | DEER2024 | D24_E+_Res_v4 | 2022-09-10 00:55 | Any | MFm | Ex | CZ15 | rDXHP | Area-ft2-BA | 1020 | 1020 | None | 0.57 | 0.000303 | 0 | 0.334 | 0.000182 | 0 | [6 empty] | DEER:HVAC_Eff_HP | Annual | 20 |  | 5.614 | 0.363 | 5.378 | 0.363 | 5.044 | 0.363
RE-HV-ResDHP-19S | DEER2024 | D24_E+_Res_v4 | 2022-09-10 00:55 | Any | DMo | Ex | CZ15 | rDXHP | Area-ft2-BA | 1240 | 1240 | None | 0.937 | 0.000463 | 0 | 0.542 | 0.000276 | 0 | [6 empty] | DEER:HVAC_Eff_HP | Annual | 20 |  | 7.641 | 0.252 | 7.246 | 0.252 | 6.704 | 0.252
RE-HV-ResDHP-19S | DEER2024 | D24_E+_Res_v4 | 2022-09-10 00:55 | Any | SFm | Ex | CZ16 | rDXHP | Area-ft2-BA | 1900 | 1900 | None | 0.277 | 0.000141 | 0 | 0.145 | 8.5e-05 | 0 | [6 empty] | DEER:HVAC_Eff_HP | Annual | 20 |  | 4.42 | 0.118 | 4.288 | 0.118 | 4.143 | 0.118
RE-HV-ResDHP-19S | DEER2024 | D24_E+_Res_v4 | 2022-09-10 00:55 | Any | Res | Ex | CZ16 | rDXHP | Area-ft2-BA | 1760 | 1760 | None | 0.295 | 0.00015 | 0 | 0.155 | 9e-05 | 0 | [6 empty] | DEER:HVAC_Eff_HP | Annual | 20 |  | 4.502 | 0.153 | 4.362 | 0.153 | 4.207 | 0.153
RE-HV-ResDHP-19S | DEER2024 | D24_E+_Res_v4 | 2022-09-10 00:55 | Any | MFm | Ex | CZ16 | rDXHP | Area-ft2-BA | 1020 | 1020 | None | 0.322 | 0.000175 | 0 | 0.169 | 0.000105 | 0 | [6 empty] | DEER:HVAC_Eff_HP | Annual | 20 |  | 4.515 | 0.365 | 4.361 | 0.365 | 4.193 | 0.365
RE-HV-ResDHP-19S | DEER2024 | D24_E+_Res_v4 | 2022-09-10 00:55 | Any | DMo | Ex | CZ16 | rDXHP | Area-ft2-BA | 1240 | 1240 | None | 0.496 | 0.000291 | 0 | 0.271 | 0.000175 | 0 | [6 empty] | DEER:HVAC_Eff_HP | Annual | 20 |  | 5.648 | 0.256 | 5.423 | 0.256 | 5.152 | 0.256
RE-HV-ResDHP-16S | DEER2024 | D24_E+_Res_v5 | 2022-09-14 19:35 | Any | DMo | New | CZ01 | rDXHP | Area-ft2-BA | 1240 | 1240 | None |  |  |  | 0.00576 | 1.3e-05 | 0 | [6 empty] | DEER:HVAC_Eff_HP | Annual | 20 |  |  |  | 3.547 | 0.257 | 3.541 | 0.257
RE-HV-ResDHP-16S | DEER2024 | D24_E+_Res_v5 | 2022-09-14 19:35 | Any | DMo | New | CZ02 | rDXHP | Area-ft2-BA | 1240 | 1240 | None |  |  |  | 0.0176 | 2.7e-05 | 0 | [6 empty] | DEER:HVAC_Eff_HP | Annual | 20 |  |  |  | 3.962 | 0.256 | 3.944 | 0.256
RE-HV-ResDHP-16S | DEER2024 | D24_E+_Res_v5 | 2022-09-14 19:35 | Any | DMo | New | CZ03 | rDXHP | Area-ft2-BA | 1240 | 1240 | None |  |  |  | 0.024 | 2.3e-05 | 0 | [6 empty] | DEER:HVAC_Eff_HP | Annual | 20 |  |  |  | 4.083 | 0.256 | 4.059 | 0.256
RE-HV-ResDHP-16S | DEER2024 | D24_E+_Res_v5 | 2022-09-14 19:35 | Any | DMo | New | CZ04 | rDXHP | Area-ft2-BA | 1240 | 1240 | None |  |  |  | 0.0215 | 3e-05 | 0 | [6 empty] | DEER:HVAC_Eff_HP | Annual | 20 |  |  |  | 4.005 | 0.255 | 3.984 | 0.255
RE-HV-ResDHP-16S | DEER2024 | D24_E+_Res_v5 | 2022-09-14 19:35 | Any | DMo | New | CZ05 | rDXHP | Area-ft2-BA | 1240 | 1240 | None |  |  |  | 0.0204 | 1.9e-05 | 0 | [6 empty] | DEER:HVAC_Eff_HP | Annual | 20 |  |  |  | 3.981 | 0.256 | 3.961 | 0.256
RE-HV-ResDHP-16S | DEER2024 | D24_E+_Res_v5 | 2022-09-14 19:35 | Any | DMo | New | CZ06 | rDXHP | Area-ft2-BA | 1240 | 1240 | None |  |  |  | 0.0339 | 1.8e-05 | 0 | [6 empty] | DEER:HVAC_Eff_HP | Annual | 20 |  |  |  | 4.309 | 0.255 | 4.276 | 0.255
RE-HV-ResDHP-16S | DEER2024 | D24_E+_Res_v5 | 2022-09-14 19:35 | Any | DMo | New | CZ07 | rDXHP | Area-ft2-BA | 1240 | 1240 | None |  |  |  | 0.0307 | 2.1e-05 | 0 | [6 empty] | DEER:HVAC_Eff_HP | Annual | 20 |  |  |  | 4.223 | 0.255 | 4.192 | 0.255
RE-HV-ResDHP-16S | DEER2024 | D24_E+_Res_v5 | 2022-09-14 19:35 | Any | DMo | New | CZ08 | rDXHP | Area-ft2-BA | 1240 | 1240 | None |  |  |  | 0.0344 | 2.5e-05 | 0 | [6 empty] | DEER:HVAC_Eff_HP | Annual | 20 |  |  |  | 4.326 | 0.255 | 4.291 | 0.255
RE-HV-ResDHP-16S | DEER2024 | D24_E+_Res_v5 | 2022-09-14 19:35 | Any | DMo | New | CZ09 | rDXHP | Area-ft2-BA | 1240 | 1240 | None |  |  |  | 0.0513 | 3.1e-05 | 0 | [6 empty] | DEER:HVAC_Eff_HP | Annual | 20 |  |  |  | 4.787 | 0.254 | 4.736 | 0.254
RE-HV-ResDHP-16S | DEER2024 | D24_E+_Res_v5 | 2022-09-14 19:35 | Any | DMo | New | CZ10 | rDXHP | Area-ft2-BA | 1240 | 1240 | None |  |  |  | 0.0457 | 3.3e-05 | 0 | [6 empty] | DEER:HVAC_Eff_HP | Annual | 20 |  |  |  | 4.716 | 0.254 | 4.67 | 0.254
RE-HV-ResDHP-16S | DEER2024 | D24_E+_Res_v5 | 2022-09-14 19:35 | Any | DMo | New | CZ11 | rDXHP | Area-ft2-BA | 1240 | 1240 | None |  |  |  | 0.0651 | 5.2e-05 | 0 | [6 empty] | DEER:HVAC_Eff_HP | Annual | 20 |  |  |  | 5.331 | 0.255 | 5.266 | 0.255
RE-HV-ResDHP-16S | DEER2024 | D24_E+_Res_v5 | 2022-09-14 19:35 | Any | DMo | New | CZ12 | rDXHP | Area-ft2-BA | 1240 | 1240 | None |  |  |  | 0.0509 | 4.4e-05 | 0 | [6 empty] | DEER:HVAC_Eff_HP | Annual | 20 |  |  |  | 4.954 | 0.255 | 4.903 | 0.255
RE-HV-ResDHP-16S | DEER2024 | D24_E+_Res_v5 | 2022-09-14 19:35 | Any | DMo | New | CZ13 | rDXHP | Area-ft2-BA | 1240 | 1240 | None |  |  |  | 0.0731 | 5.2e-05 | 0 | [6 empty] | DEER:HVAC_Eff_HP | Annual | 20 |  |  |  | 5.514 | 0.254 | 5.441 | 0.254
RE-HV-ResDHP-16S | DEER2024 | D24_E+_Res_v5 | 2022-09-14 19:35 | Any | DMo | New | CZ14 | rDXHP | Area-ft2-BA | 1240 | 1240 | None |  |  |  | 0.0787 | 5.2e-05 | 0 | [6 empty] | DEER:HVAC_Eff_HP | Annual | 20 |  |  |  | 5.772 | 0.254 | 5.694 | 0.254
RE-HV-ResDHP-16S | DEER2024 | D24_E+_Res_v5 | 2022-09-14 19:35 | Any | DMo | New | CZ15 | rDXHP | Area-ft2-BA | 1240 | 1240 | None |  |  |  | 0.113 | 5.8e-05 | 0 | [6 empty] | DEER:HVAC_Eff_HP | Annual | 20 |  |  |  | 6.505 | 0.252 | 6.392 | 0.252
RE-HV-ResDHP-16S | DEER2024 | D24_E+_Res_v5 | 2022-09-14 19:35 | Any | DMo | New | CZ16 | rDXHP | Area-ft2-BA | 1240 | 1240 | None |  |  |  | 0.0506 | 3.8e-05 | 0 | [6 empty] | DEER:HVAC_Eff_HP | Annual | 20 |  |  |  | 4.905 | 0.256 | 4.854 | 0.256
RE-HV-ResDHP-16S | DEER2024 | D24_E+_Res_v5 | 2022-09-14 19:35 | Any | MFm | New | CZ01 | rDXHP | Area-ft2-BA | 10200 | 1020 | None |  |  |  | 0.000193 | 0 | 0 | [6 empty] | DEER:HVAC_Eff_HP | Annual | 20 |  |  |  | 0.303 | 0.037 | 0.302 | 0.037
RE-HV-ResDHP-16S | DEER2024 | D24_E+_Res_v5 | 2022-09-14 19:35 | Any | MFm | New | CZ02 | rDXHP | Area-ft2-BA | 12300 | 1020 | None |  |  |  | 0.000507 | 1e-06 | 0 | [6 empty] | DEER:HVAC_Eff_HP | Annual | 20 |  |  |  | 0.266 | 0.03 | 0.265 | 0.03
RE-HV-ResDHP-16S | DEER2024 | D24_E+_Res_v5 | 2022-09-14 19:35 | Any | MFm | New | CZ03 | rDXHP | Area-ft2-BA | 12300 | 1020 | None |  |  |  | 0.00109 | 1e-06 | 0 | [6 empty] | DEER:HVAC_Eff_HP | Annual | 20 |  |  |  | 0.28 | 0.03 | 0.279 | 0.03
RE-HV-ResDHP-16S | DEER2024 | D24_E+_Res_v5 | 2022-09-14 19:35 | Any | MFm | New | CZ04 | rDXHP | Area-ft2-BA | 12300 | 1020 | None |  |  |  | 0.000669 | 1e-06 | 0 | [6 empty] | DEER:HVAC_Eff_HP | Annual | 20 |  |  |  | 0.269 | 0.03 | 0.269 | 0.03
RE-HV-ResDHP-16S | DEER2024 | D24_E+_Res_v5 | 2022-09-14 19:35 | Any | MFm | New | CZ05 | rDXHP | Area-ft2-BA | 12300 | 1020 | None |  |  |  | 0.00104 | 1e-06 | 0 | [6 empty] | DEER:HVAC_Eff_HP | Annual | 20 |  |  |  | 0.279 | 0.03 | 0.278 | 0.03
RE-HV-ResDHP-16S | DEER2024 | D24_E+_Res_v5 | 2022-09-14 19:35 | Any | MFm | New | CZ06 | rDXHP | Area-ft2-BA | 12300 | 1020 | None |  |  |  | 0.000692 | 1e-06 | 0 | [6 empty] | DEER:HVAC_Eff_HP | Annual | 20 |  |  |  | 0.266 | 0.03 | 0.265 | 0.03
RE-HV-ResDHP-16S | DEER2024 | D24_E+_Res_v5 | 2022-09-14 19:35 | Any | MFm | New | CZ07 | rDXHP | Area-ft2-BA | 12300 | 1020 | None |  |  |  | 0.00063 | 1e-06 | 0 | [6 empty] | DEER:HVAC_Eff_HP | Annual | 20 |  |  |  | 0.264 | 0.03 | 0.264 | 0.03
RE-HV-ResDHP-16S | DEER2024 | D24_E+_Res_v5 | 2022-09-14 19:35 | Any | MFm | New | CZ08 | rDXHP | Area-ft2-BA | 12300 | 1020 | None |  |  |  | 0.000895 | 1e-06 | 0 | [6 empty] | DEER:HVAC_Eff_HP | Annual | 20 |  |  |  | 0.272 | 0.03 | 0.271 | 0.03
RE-HV-ResDHP-16S | DEER2024 | D24_E+_Res_v5 | 2022-09-14 19:35 | Any | MFm | New | CZ09 | rDXHP | Area-ft2-BA | 12300 | 1020 | None |  |  |  | 0.00124 | 1e-06 | 0 | [6 empty] | DEER:HVAC_Eff_HP | Annual | 20 |  |  |  | 0.283 | 0.03 | 0.281 | 0.03
RE-HV-ResDHP-16S | DEER2024 | D24_E+_Res_v5 | 2022-09-14 19:35 | Any | MFm | New | CZ10 | rDXHP | Area-ft2-BA | 12300 | 1020 | None |  |  |  | 0.00154 | 1e-06 | 0 | [6 empty] | DEER:HVAC_Eff_HP | Annual | 20 |  |  |  | 0.291 | 0.03 | 0.289 | 0.03
RE-HV-ResDHP-16S | DEER2024 | D24_E+_Res_v5 | 2022-09-14 19:35 | Any | MFm | New | CZ11 | rDXHP | Area-ft2-BA | 12300 | 1020 | None |  |  |  | 0.00219 | 2e-06 | 0 | [6 empty] | DEER:HVAC_Eff_HP | Annual | 20 |  |  |  | 0.311 | 0.03 | 0.309 | 0.03
RE-HV-ResDHP-16S | DEER2024 | D24_E+_Res_v5 | 2022-09-14 19:35 | Any | MFm | New | CZ12 | rDXHP | Area-ft2-BA | 12300 | 1020 | None |  |  |  | 0.00119 | 1e-06 | 0 | [6 empty] | DEER:HVAC_Eff_HP | Annual | 20 |  |  |  | 0.284 | 0.03 | 0.283 | 0.03
RE-HV-ResDHP-16S | DEER2024 | D24_E+_Res_v5 | 2022-09-14 19:35 | Any | MFm | New | CZ13 | rDXHP | Area-ft2-BA | 12300 | 1020 | None |  |  |  | 0.00278 | 2e-06 | 0 | [6 empty] | DEER:HVAC_Eff_HP | Annual | 20 |  |  |  | 0.328 | 0.03 | 0.325 | 0.03
RE-HV-ResDHP-16S | DEER2024 | D24_E+_Res_v5 | 2022-09-14 19:35 | Any | MFm | New | CZ14 | rDXHP | Area-ft2-BA | 12300 | 1020 | None |  |  |  | 0.00245 | 2e-06 | 0 | [6 empty] | DEER:HVAC_Eff_HP | Annual | 20 |  |  |  | 0.316 | 0.03 | 0.314 | 0.03
RE-HV-ResDHP-16S | DEER2024 | D24_E+_Res_v5 | 2022-09-14 19:35 | Any | MFm | New | CZ15 | rDXHP | Area-ft2-BA | 12300 | 1020 | None |  |  |  | 0.00466 | 3e-06 | 0 | [6 empty] | DEER:HVAC_Eff_HP | Annual | 20 |  |  |  | 0.375 | 0.03 | 0.37 | 0.03
RE-HV-ResDHP-16S | DEER2024 | D24_E+_Res_v5 | 2022-09-14 19:35 | Any | MFm | New | CZ16 | rDXHP | Area-ft2-BA | 12300 | 1020 | None |  |  |  | 0.00224 | 2e-06 | 0 | [6 empty] | DEER:HVAC_Eff_HP | Annual | 20 |  |  |  | 0.316 | 0.03 | 0.314 | 0.03
RE-HV-ResDHP-16S | DEER2024 | D24_E+_Res_v5 | 2022-09-14 19:35 | Any | SFm | New | CZ01 | rDXHP | Area-ft2-BA | 2160 | 2470 | None |  |  |  | 0.00785 | 9e-06 | 0 | [6 empty] | DEER:HVAC_Eff_HP | Annual | 20 |  |  |  | 3.738 | 0.108 | 3.73 | 0.108
RE-HV-ResDHP-16S | DEER2024 | D24_E+_Res_v5 | 2022-09-14 19:35 | Any | SFm | New | CZ02 | rDXHP | Area-ft2-BA | 2160 | 2040 | None |  |  |  | 0.00926 | 8e-06 | 0 | [6 empty] | DEER:HVAC_Eff_HP | Annual | 20 |  |  |  | 3.34 | 0.104 | 3.331 | 0.104
RE-HV-ResDHP-16S | DEER2024 | D24_E+_Res_v5 | 2022-09-14 19:35 | Any | SFm | New | CZ03 | rDXHP | Area-ft2-BA | 2160 | 2470 | None |  |  |  | 0.0114 | 1.3e-05 | 0 | [6 empty] | DEER:HVAC_Eff_HP | Annual | 20 |  |  |  | 3.801 | 0.107 | 3.789 | 0.107
RE-HV-ResDHP-16S | DEER2024 | D24_E+_Res_v5 | 2022-09-14 19:35 | Any | SFm | New | CZ04 | rDXHP | Area-ft2-BA | 2160 | 2470 | None |  |  |  | 0.0131 | 1.7e-05 | 0 | [6 empty] | DEER:HVAC_Eff_HP | Annual | 20 |  |  |  | 3.875 | 0.107 | 3.862 | 0.107
RE-HV-ResDHP-16S | DEER2024 | D24_E+_Res_v5 | 2022-09-14 19:35 | Any | SFm | New | CZ05 | rDXHP | Area-ft2-BA | 2160 | 2470 | None |  |  |  | 0.0116 | 8e-06 | 0 | [6 empty] | DEER:HVAC_Eff_HP | Annual | 20 |  |  |  | 3.797 | 0.107 | 3.786 | 0.107
RE-HV-ResDHP-16S | DEER2024 | D24_E+_Res_v5 | 2022-09-14 19:35 | Any | SFm | New | CZ06 | rDXHP | Area-ft2-BA | 2250 | 2620 | None |  |  |  | 0.0131 | 1e-05 | 0 | [6 empty] | DEER:HVAC_Eff_HP | Annual | 20 |  |  |  | 3.811 | 0.103 | 3.798 | 0.103
RE-HV-ResDHP-16S | DEER2024 | D24_E+_Res_v5 | 2022-09-14 19:35 | Any | SFm | New | CZ07 | rDXHP | Area-ft2-BA | 2250 | 2620 | None |  |  |  | 0.0123 | 1.6e-05 | 0 | [6 empty] | DEER:HVAC_Eff_HP | Annual | 20 |  |  |  | 3.787 | 0.103 | 3.775 | 0.103
RE-HV-ResDHP-16S | DEER2024 | D24_E+_Res_v5 | 2022-09-14 19:35 | Any | SFm | New | CZ08 | rDXHP | Area-ft2-BA | 2250 | 2620 | None |  |  |  | 0.0124 | 1.7e-05 | 0 | [6 empty] | DEER:HVAC_Eff_HP | Annual | 20 |  |  |  | 3.803 | 0.103 | 3.79 | 0.103
RE-HV-ResDHP-16S | DEER2024 | D24_E+_Res_v5 | 2022-09-14 19:35 | Any | SFm | New | CZ09 | rDXHP | Area-ft2-BA | 1930 | 2620 | None |  |  |  | 0.0228 | 2.3e-05 | 0 | [6 empty] | DEER:HVAC_Eff_HP | Annual | 20 |  |  |  | 4.662 | 0.121 | 4.639 | 0.121
RE-HV-ResDHP-16S | DEER2024 | D24_E+_Res_v5 | 2022-09-14 19:35 | Any | SFm | New | CZ10 | rDXHP | Area-ft2-BA | 2070 | 2040 | None |  |  |  | 0.0145 | 1.4e-05 | 0 | [6 empty] | DEER:HVAC_Eff_HP | Annual | 20 |  |  |  | 3.588 | 0.108 | 3.574 | 0.108
RE-HV-ResDHP-16S | DEER2024 | D24_E+_Res_v5 | 2022-09-14 19:35 | Any | SFm | New | CZ11 | rDXHP | Area-ft2-BA | 1790 | 2040 | None |  |  |  | 0.0363 | 3e-05 | 0 | [6 empty] | DEER:HVAC_Eff_HP | Annual | 20 |  |  |  | 4.81 | 0.126 | 4.774 | 0.126
RE-HV-ResDHP-16S | DEER2024 | D24_E+_Res_v5 | 2022-09-14 19:35 | Any | SFm | New | CZ12 | rDXHP | Area-ft2-BA | 1790 | 2040 | None |  |  |  | 0.0262 | 2.4e-05 | 0 | [6 empty] | DEER:HVAC_Eff_HP | Annual | 20 |  |  |  | 4.541 | 0.126 | 4.515 | 0.126
RE-HV-ResDHP-16S | DEER2024 | D24_E+_Res_v5 | 2022-09-14 19:35 | Any | SFm | New | CZ13 | rDXHP | Area-ft2-BA | 1790 | 2040 | None |  |  |  | 0.0401 | 3.2e-05 | 0 | [6 empty] | DEER:HVAC_Eff_HP | Annual | 20 |  |  |  | 4.854 | 0.126 | 4.814 | 0.126
RE-HV-ResDHP-16S | DEER2024 | D24_E+_Res_v5 | 2022-09-14 19:35 | Any | SFm | New | CZ14 | rDXHP | Area-ft2-BA | 1630 | 1750 | None |  |  |  | 0.0379 | 2.4e-05 | 0 | [6 empty] | DEER:HVAC_Eff_HP | Annual | 20 |  |  |  | 4.822 | 0.135 | 4.784 | 0.135
RE-HV-ResDHP-16S | DEER2024 | D24_E+_Res_v5 | 2022-09-14 19:35 | Any | SFm | New | CZ15 | rDXHP | Area-ft2-BA | 1630 | 1750 | None |  |  |  | 0.0572 | 3e-05 | 0 | [6 empty] | DEER:HVAC_Eff_HP | Annual | 20 |  |  |  | 5.115 | 0.135 | 5.058 | 0.135
RE-HV-ResDHP-16S | DEER2024 | D24_E+_Res_v5 | 2022-09-14 19:35 | Any | SFm | New | CZ16 | rDXHP | Area-ft2-BA | 1900 | 2470 | None |  |  |  | 0.0375 | 2.5e-05 | 0 | [6 empty] | DEER:HVAC_Eff_HP | Annual | 20 |  |  |  | 5.049 | 0.122 | 5.012 | 0.122
RE-HV-ResDHP-17S | DEER2024 | D24_E+_Res_v5 | 2022-09-14 19:35 | Any | DMo | New | CZ01 | rDXHP | Area-ft2-BA | 1240 | 1240 | None |  |  |  | 0.0121 | 2.5e-05 | 0 | [6 empty] | DEER:HVAC_Eff_HP | Annual | 20 |  |  |  | 3.547 | 0.257 | 3.535 | 0.257
RE-HV-ResDHP-17S | DEER2024 | D24_E+_Res_v5 | 2022-09-14 19:35 | Any | DMo | New | CZ02 | rDXHP | Area-ft2-BA | 1240 | 1240 | None |  |  |  | 0.0373 | 5.2e-05 | 0 | [6 empty] | DEER:HVAC_Eff_HP | Annual | 20 |  |  |  | 3.962 | 0.256 | 3.925 | 0.256
RE-HV-ResDHP-17S | DEER2024 | D24_E+_Res_v5 | 2022-09-14 19:35 | Any | DMo | New | CZ03 | rDXHP | Area-ft2-BA | 1240 | 1240 | None |  |  |  | 0.0483 | 4.6e-05 | 0 | [6 empty] | DEER:HVAC_Eff_HP | Annual | 20 |  |  |  | 4.083 | 0.256 | 4.035 | 0.256
RE-HV-ResDHP-17S | DEER2024 | D24_E+_Res_v5 | 2022-09-14 19:35 | Any | DMo | New | CZ04 | rDXHP | Area-ft2-BA | 1240 | 1240 | None |  |  |  | 0.0432 | 5.6e-05 | 0 | [6 empty] | DEER:HVAC_Eff_HP | Annual | 20 |  |  |  | 4.005 | 0.255 | 3.962 | 0.255
RE-HV-ResDHP-17S | DEER2024 | D24_E+_Res_v5 | 2022-09-14 19:35 | Any | DMo | New | CZ05 | rDXHP | Area-ft2-BA | 1240 | 1240 | None |  |  |  | 0.0412 | 3.6e-05 | 0 | [6 empty] | DEER:HVAC_Eff_HP | Annual | 20 |  |  |  | 3.981 | 0.256 | 3.94 | 0.256
RE-HV-ResDHP-17S | DEER2024 | D24_E+_Res_v5 | 2022-09-14 19:35 | Any | DMo | New | CZ06 | rDXHP | Area-ft2-BA | 1240 | 1240 | None |  |  |  | 0.0661 | 3.4e-05 | 0 | [6 empty] | DEER:HVAC_Eff_HP | Annual | 20 |  |  |  | 4.309 | 0.255 | 4.243 | 0.255
RE-HV-ResDHP-17S | DEER2024 | D24_E+_Res_v5 | 2022-09-14 19:35 | Any | DMo | New | CZ07 | rDXHP | Area-ft2-BA | 1240 | 1240 | None |  |  |  | 0.06 | 4.1e-05 | 0 | [6 empty] | DEER:HVAC_Eff_HP | Annual | 20 |  |  |  | 4.223 | 0.255 | 4.163 | 0.255
RE-HV-ResDHP-17S | DEER2024 | D24_E+_Res_v5 | 2022-09-14 19:35 | Any | DMo | New | CZ08 | rDXHP | Area-ft2-BA | 1240 | 1240 | None |  |  |  | 0.0671 | 4.8e-05 | 0 | [6 empty] | DEER:HVAC_Eff_HP | Annual | 20 |  |  |  | 4.326 | 0.255 | 4.258 | 0.255
RE-HV-ResDHP-17S | DEER2024 | D24_E+_Res_v5 | 2022-09-14 19:35 | Any | DMo | New | CZ09 | rDXHP | Area-ft2-BA | 1240 | 1240 | None |  |  |  | 0.0997 | 5.9e-05 | 0 | [6 empty] | DEER:HVAC_Eff_HP | Annual | 20 |  |  |  | 4.787 | 0.254 | 4.688 | 0.254
RE-HV-ResDHP-17S | DEER2024 | D24_E+_Res_v5 | 2022-09-14 19:35 | Any | DMo | New | CZ10 | rDXHP | Area-ft2-BA | 1240 | 1240 | None |  |  |  | 0.091 | 6.4e-05 | 0 | [6 empty] | DEER:HVAC_Eff_HP | Annual | 20 |  |  |  | 4.716 | 0.254 | 4.625 | 0.254
RE-HV-ResDHP-17S | DEER2024 | D24_E+_Res_v5 | 2022-09-14 19:35 | Any | DMo | New | CZ11 | rDXHP | Area-ft2-BA | 1240 | 1240 | None |  |  |  | 0.131 | 0.000102 | 0 | [6 empty] | DEER:HVAC_Eff_HP | Annual | 20 |  |  |  | 5.331 | 0.255 | 5.201 | 0.255
RE-HV-ResDHP-17S | DEER2024 | D24_E+_Res_v5 | 2022-09-14 19:35 | Any | DMo | New | CZ12 | rDXHP | Area-ft2-BA | 1240 | 1240 | None |  |  |  | 0.104 | 8.5e-05 | 0 | [6 empty] | DEER:HVAC_Eff_HP | Annual | 20 |  |  |  | 4.954 | 0.255 | 4.85 | 0.255
RE-HV-ResDHP-17S | DEER2024 | D24_E+_Res_v5 | 2022-09-14 19:35 | Any | DMo | New | CZ13 | rDXHP | Area-ft2-BA | 1240 | 1240 | None |  |  |  | 0.145 | 0.000101 | 0 | [6 empty] | DEER:HVAC_Eff_HP | Annual | 20 |  |  |  | 5.514 | 0.254 | 5.369 | 0.254
RE-HV-ResDHP-17S | DEER2024 | D24_E+_Res_v5 | 2022-09-14 19:35 | Any | DMo | New | CZ14 | rDXHP | Area-ft2-BA | 1240 | 1240 | None |  |  |  | 0.159 | 9.9e-05 | 0 | [6 empty] | DEER:HVAC_Eff_HP | Annual | 20 |  |  |  | 5.772 | 0.254 | 5.614 | 0.254
RE-HV-ResDHP-17S | DEER2024 | D24_E+_Res_v5 | 2022-09-14 19:35 | Any | DMo | New | CZ15 | rDXHP | Area-ft2-BA | 1240 | 1240 | None |  |  |  | 0.22 | 0.000111 | 0 | [6 empty] | DEER:HVAC_Eff_HP | Annual | 20 |  |  |  | 6.505 | 0.252 | 6.285 | 0.252
RE-HV-ResDHP-17S | DEER2024 | D24_E+_Res_v5 | 2022-09-14 19:35 | Any | DMo | New | CZ16 | rDXHP | Area-ft2-BA | 1240 | 1240 | None |  |  |  | 0.101 | 7.3e-05 | 0 | [6 empty] | DEER:HVAC_Eff_HP | Annual | 20 |  |  |  | 4.905 | 0.256 | 4.804 | 0.256
RE-HV-ResDHP-17S | DEER2024 | D24_E+_Res_v5 | 2022-09-14 19:35 | Any | MFm | New | CZ01 | rDXHP | Area-ft2-BA | 10200 | 1020 | None |  |  |  | 0.000397 | 1e-06 | 0 | [6 empty] | DEER:HVAC_Eff_HP | Annual | 20 |  |  |  | 0.303 | 0.037 | 0.302 | 0.037
RE-HV-ResDHP-17S | DEER2024 | D24_E+_Res_v5 | 2022-09-14 19:35 | Any | MFm | New | CZ02 | rDXHP | Area-ft2-BA | 12300 | 1020 | None |  |  |  | 0.00109 | 2e-06 | 0 | [6 empty] | DEER:HVAC_Eff_HP | Annual | 20 |  |  |  | 0.266 | 0.03 | 0.265 | 0.03
RE-HV-ResDHP-17S | DEER2024 | D24_E+_Res_v5 | 2022-09-14 19:35 | Any | MFm | New | CZ03 | rDXHP | Area-ft2-BA | 12300 | 1020 | None |  |  |  | 0.00219 | 2e-06 | 0 | [6 empty] | DEER:HVAC_Eff_HP | Annual | 20 |  |  |  | 0.28 | 0.03 | 0.278 | 0.03
RE-HV-ResDHP-17S | DEER2024 | D24_E+_Res_v5 | 2022-09-14 19:35 | Any | MFm | New | CZ04 | rDXHP | Area-ft2-BA | 12300 | 1020 | None |  |  |  | 0.00141 | 2e-06 | 0 | [6 empty] | DEER:HVAC_Eff_HP | Annual | 20 |  |  |  | 0.269 | 0.03 | 0.268 | 0.03
RE-HV-ResDHP-17S | DEER2024 | D24_E+_Res_v5 | 2022-09-14 19:35 | Any | MFm | New | CZ05 | rDXHP | Area-ft2-BA | 12300 | 1020 | None |  |  |  | 0.00212 | 1e-06 | 0 | [6 empty] | DEER:HVAC_Eff_HP | Annual | 20 |  |  |  | 0.279 | 0.03 | 0.277 | 0.03
RE-HV-ResDHP-17S | DEER2024 | D24_E+_Res_v5 | 2022-09-14 19:35 | Any | MFm | New | CZ06 | rDXHP | Area-ft2-BA | 12300 | 1020 | None |  |  |  | 0.00136 | 1e-06 | 0 | [6 empty] | DEER:HVAC_Eff_HP | Annual | 20 |  |  |  | 0.266 | 0.03 | 0.265 | 0.03
RE-HV-ResDHP-17S | DEER2024 | D24_E+_Res_v5 | 2022-09-14 19:35 | Any | MFm | New | CZ07 | rDXHP | Area-ft2-BA | 12300 | 1020 | None |  |  |  | 0.00123 | 2e-06 | 0 | [6 empty] | DEER:HVAC_Eff_HP | Annual | 20 |  |  |  | 0.264 | 0.03 | 0.263 | 0.03
RE-HV-ResDHP-17S | DEER2024 | D24_E+_Res_v5 | 2022-09-14 19:35 | Any | MFm | New | CZ08 | rDXHP | Area-ft2-BA | 12300 | 1020 | None |  |  |  | 0.00176 | 2e-06 | 0 | [6 empty] | DEER:HVAC_Eff_HP | Annual | 20 |  |  |  | 0.272 | 0.03 | 0.27 | 0.03
RE-HV-ResDHP-17S | DEER2024 | D24_E+_Res_v5 | 2022-09-14 19:35 | Any | MFm | New | CZ09 | rDXHP | Area-ft2-BA | 12300 | 1020 | None |  |  |  | 0.00246 | 2e-06 | 0 | [6 empty] | DEER:HVAC_Eff_HP | Annual | 20 |  |  |  | 0.283 | 0.03 | 0.28 | 0.03
RE-HV-ResDHP-17S | DEER2024 | D24_E+_Res_v5 | 2022-09-14 19:35 | Any | MFm | New | CZ10 | rDXHP | Area-ft2-BA | 12300 | 1020 | None |  |  |  | 0.00302 | 3e-06 | 0 | [6 empty] | DEER:HVAC_Eff_HP | Annual | 20 |  |  |  | 0.291 | 0.03 | 0.288 | 0.03
RE-HV-ResDHP-17S | DEER2024 | D24_E+_Res_v5 | 2022-09-14 19:35 | Any | MFm | New | CZ11 | rDXHP | Area-ft2-BA | 12300 | 1020 | None |  |  |  | 0.00433 | 4e-06 | 0 | [6 empty] | DEER:HVAC_Eff_HP | Annual | 20 |  |  |  | 0.311 | 0.03 | 0.306 | 0.03
RE-HV-ResDHP-17S | DEER2024 | D24_E+_Res_v5 | 2022-09-14 19:35 | Any | MFm | New | CZ12 | rDXHP | Area-ft2-BA | 12300 | 1020 | None |  |  |  | 0.00242 | 3e-06 | 0 | [6 empty] | DEER:HVAC_Eff_HP | Annual | 20 |  |  |  | 0.284 | 0.03 | 0.282 | 0.03
RE-HV-ResDHP-17S | DEER2024 | D24_E+_Res_v5 | 2022-09-14 19:35 | Any | MFm | New | CZ13 | rDXHP | Area-ft2-BA | 12300 | 1020 | None |  |  |  | 0.0055 | 4e-06 | 0 | [6 empty] | DEER:HVAC_Eff_HP | Annual | 20 |  |  |  | 0.328 | 0.03 | 0.322 | 0.03
RE-HV-ResDHP-17S | DEER2024 | D24_E+_Res_v5 | 2022-09-14 19:35 | Any | MFm | New | CZ14 | rDXHP | Area-ft2-BA | 12300 | 1020 | None |  |  |  | 0.00481 | 4e-06 | 0 | [6 empty] | DEER:HVAC_Eff_HP | Annual | 20 |  |  |  | 0.316 | 0.03 | 0.312 | 0.03
RE-HV-ResDHP-17S | DEER2024 | D24_E+_Res_v5 | 2022-09-14 19:35 | Any | MFm | New | CZ15 | rDXHP | Area-ft2-BA | 12300 | 1020 | None |  |  |  | 0.00902 | 5e-06 | 0 | [6 empty] | DEER:HVAC_Eff_HP | Annual | 20 |  |  |  | 0.375 | 0.03 | 0.366 | 0.03
RE-HV-ResDHP-17S | DEER2024 | D24_E+_Res_v5 | 2022-09-14 19:35 | Any | MFm | New | CZ16 | rDXHP | Area-ft2-BA | 12300 | 1020 | None |  |  |  | 0.00449 | 3e-06 | 0 | [6 empty] | DEER:HVAC_Eff_HP | Annual | 20 |  |  |  | 0.316 | 0.03 | 0.311 | 0.03
RE-HV-ResDHP-17S | DEER2024 | D24_E+_Res_v5 | 2022-09-14 19:35 | Any | SFm | New | CZ01 | rDXHP | Area-ft2-BA | 2160 | 2470 | None |  |  |  | 0.0187 | 1.7e-05 | 0 | [6 empty] | DEER:HVAC_Eff_HP | Annual | 20 |  |  |  | 3.738 | 0.108 | 3.72 | 0.108
RE-HV-ResDHP-17S | DEER2024 | D24_E+_Res_v5 | 2022-09-14 19:35 | Any | SFm | New | CZ02 | rDXHP | Area-ft2-BA | 2160 | 2040 | None |  |  |  | 0.0215 | 1.6e-05 | 0 | [6 empty] | DEER:HVAC_Eff_HP | Annual | 20 |  |  |  | 3.34 | 0.104 | 3.319 | 0.104
RE-HV-ResDHP-17S | DEER2024 | D24_E+_Res_v5 | 2022-09-14 19:35 | Any | SFm | New | CZ03 | rDXHP | Area-ft2-BA | 2160 | 2470 | None |  |  |  | 0.0248 | 2.5e-05 | 0 | [6 empty] | DEER:HVAC_Eff_HP | Annual | 20 |  |  |  | 3.801 | 0.107 | 3.776 | 0.107
RE-HV-ResDHP-17S | DEER2024 | D24_E+_Res_v5 | 2022-09-14 19:35 | Any | SFm | New | CZ04 | rDXHP | Area-ft2-BA | 2160 | 2470 | None |  |  |  | 0.0286 | 3.3e-05 | 0 | [6 empty] | DEER:HVAC_Eff_HP | Annual | 20 |  |  |  | 3.875 | 0.107 | 3.846 | 0.107
RE-HV-ResDHP-17S | DEER2024 | D24_E+_Res_v5 | 2022-09-14 19:35 | Any | SFm | New | CZ05 | rDXHP | Area-ft2-BA | 2160 | 2470 | None |  |  |  | 0.0249 | 1.5e-05 | 0 | [6 empty] | DEER:HVAC_Eff_HP | Annual | 20 |  |  |  | 3.797 | 0.107 | 3.772 | 0.107
RE-HV-ResDHP-17S | DEER2024 | D24_E+_Res_v5 | 2022-09-14 19:35 | Any | SFm | New | CZ06 | rDXHP | Area-ft2-BA | 2250 | 2620 | None |  |  |  | 0.0268 | 2e-05 | 0 | [6 empty] | DEER:HVAC_Eff_HP | Annual | 20 |  |  |  | 3.811 | 0.103 | 3.785 | 0.103
RE-HV-ResDHP-17S | DEER2024 | D24_E+_Res_v5 | 2022-09-14 19:35 | Any | SFm | New | CZ07 | rDXHP | Area-ft2-BA | 2250 | 2620 | None |  |  |  | 0.0252 | 3.2e-05 | 0 | [6 empty] | DEER:HVAC_Eff_HP | Annual | 20 |  |  |  | 3.787 | 0.103 | 3.762 | 0.103
RE-HV-ResDHP-17S | DEER2024 | D24_E+_Res_v5 | 2022-09-14 19:35 | Any | SFm | New | CZ08 | rDXHP | Area-ft2-BA | 2250 | 2620 | None |  |  |  | 0.025 | 3.3e-05 | 0 | [6 empty] | DEER:HVAC_Eff_HP | Annual | 20 |  |  |  | 3.803 | 0.103 | 3.778 | 0.103
RE-HV-ResDHP-17S | DEER2024 | D24_E+_Res_v5 | 2022-09-14 19:35 | Any | SFm | New | CZ09 | rDXHP | Area-ft2-BA | 1930 | 2620 | None |  |  |  | 0.0449 | 4.6e-05 | 0 | [6 empty] | DEER:HVAC_Eff_HP | Annual | 20 |  |  |  | 4.662 | 0.121 | 4.617 | 0.121
RE-HV-ResDHP-17S | DEER2024 | D24_E+_Res_v5 | 2022-09-14 19:35 | Any | SFm | New | CZ10 | rDXHP | Area-ft2-BA | 2070 | 2040 | None |  |  |  | 0.0297 | 2.7e-05 | 0 | [6 empty] | DEER:HVAC_Eff_HP | Annual | 20 |  |  |  | 3.588 | 0.108 | 3.558 | 0.108
RE-HV-ResDHP-17S | DEER2024 | D24_E+_Res_v5 | 2022-09-14 19:35 | Any | SFm | New | CZ11 | rDXHP | Area-ft2-BA | 1790 | 2040 | None |  |  |  | 0.0754 | 5.8e-05 | 0 | [6 empty] | DEER:HVAC_Eff_HP | Annual | 20 |  |  |  | 4.81 | 0.126 | 4.734 | 0.126
RE-HV-ResDHP-17S | DEER2024 | D24_E+_Res_v5 | 2022-09-14 19:35 | Any | SFm | New | CZ12 | rDXHP | Area-ft2-BA | 1790 | 2040 | None |  |  |  | 0.0567 | 4.6e-05 | 0 | [6 empty] | DEER:HVAC_Eff_HP | Annual | 20 |  |  |  | 4.541 | 0.126 | 4.485 | 0.126
RE-HV-ResDHP-17S | DEER2024 | D24_E+_Res_v5 | 2022-09-14 19:35 | Any | SFm | New | CZ13 | rDXHP | Area-ft2-BA | 1790 | 2040 | None |  |  |  | 0.0816 | 6.2e-05 | 0 | [6 empty] | DEER:HVAC_Eff_HP | Annual | 20 |  |  |  | 4.854 | 0.126 | 4.773 | 0.126
RE-HV-ResDHP-17S | DEER2024 | D24_E+_Res_v5 | 2022-09-14 19:35 | Any | SFm | New | CZ14 | rDXHP | Area-ft2-BA | 1630 | 1750 | None |  |  |  | 0.0781 | 4.6e-05 | 0 | [6 empty] | DEER:HVAC_Eff_HP | Annual | 20 |  |  |  | 4.822 | 0.135 | 4.744 | 0.135
RE-HV-ResDHP-17S | DEER2024 | D24_E+_Res_v5 | 2022-09-14 19:35 | Any | SFm | New | CZ15 | rDXHP | Area-ft2-BA | 1630 | 1750 | None |  |  |  | 0.111 | 5.7e-05 | 0 | [6 empty] | DEER:HVAC_Eff_HP | Annual | 20 |  |  |  | 5.115 | 0.135 | 5.003 | 0.135
RE-HV-ResDHP-17S | DEER2024 | D24_E+_Res_v5 | 2022-09-14 19:35 | Any | SFm | New | CZ16 | rDXHP | Area-ft2-BA | 1900 | 2470 | None |  |  |  | 0.0761 | 4.8e-05 | 0 | [6 empty] | DEER:HVAC_Eff_HP | Annual | 20 |  |  |  | 5.049 | 0.122 | 4.973 | 0.122
RE-HV-ResDHP-18S | DEER2024 | D24_E+_Res_v5 | 2022-09-14 19:35 | Any | DMo | New | CZ01 | rDXHP | Area-ft2-BA | 1240 | 1240 | None |  |  |  | 0.0177 | 3.5e-05 | 0 | [6 empty] | DEER:HVAC_Eff_HP | Annual | 20 |  |  |  | 3.547 | 0.257 | 3.529 | 0.257
RE-HV-ResDHP-18S | DEER2024 | D24_E+_Res_v5 | 2022-09-14 19:35 | Any | DMo | New | CZ02 | rDXHP | Area-ft2-BA | 1240 | 1240 | None |  |  |  | 0.0544 | 7.3e-05 | 0 | [6 empty] | DEER:HVAC_Eff_HP | Annual | 20 |  |  |  | 3.962 | 0.256 | 3.908 | 0.256
RE-HV-ResDHP-18S | DEER2024 | D24_E+_Res_v5 | 2022-09-14 19:35 | Any | DMo | New | CZ03 | rDXHP | Area-ft2-BA | 1240 | 1240 | None |  |  |  | 0.0684 | 6.4e-05 | 0 | [6 empty] | DEER:HVAC_Eff_HP | Annual | 20 |  |  |  | 4.083 | 0.256 | 4.015 | 0.256
RE-HV-ResDHP-18S | DEER2024 | D24_E+_Res_v5 | 2022-09-14 19:35 | Any | DMo | New | CZ04 | rDXHP | Area-ft2-BA | 1240 | 1240 | None |  |  |  | 0.0613 | 7.8e-05 | 0 | [6 empty] | DEER:HVAC_Eff_HP | Annual | 20 |  |  |  | 4.005 | 0.255 | 3.944 | 0.255
RE-HV-ResDHP-18S | DEER2024 | D24_E+_Res_v5 | 2022-09-14 19:35 | Any | DMo | New | CZ05 | rDXHP | Area-ft2-BA | 1240 | 1240 | None |  |  |  | 0.0586 | 5e-05 | 0 | [6 empty] | DEER:HVAC_Eff_HP | Annual | 20 |  |  |  | 3.981 | 0.256 | 3.923 | 0.256
RE-HV-ResDHP-18S | DEER2024 | D24_E+_Res_v5 | 2022-09-14 19:35 | Any | DMo | New | CZ06 | rDXHP | Area-ft2-BA | 1240 | 1240 | None |  |  |  | 0.0922 | 4.7e-05 | 0 | [6 empty] | DEER:HVAC_Eff_HP | Annual | 20 |  |  |  | 4.309 | 0.255 | 4.217 | 0.255
RE-HV-ResDHP-18S | DEER2024 | D24_E+_Res_v5 | 2022-09-14 19:35 | Any | DMo | New | CZ07 | rDXHP | Area-ft2-BA | 1240 | 1240 | None |  |  |  | 0.0838 | 5.6e-05 | 0 | [6 empty] | DEER:HVAC_Eff_HP | Annual | 20 |  |  |  | 4.223 | 0.255 | 4.139 | 0.255
RE-HV-ResDHP-18S | DEER2024 | D24_E+_Res_v5 | 2022-09-14 19:35 | Any | DMo | New | CZ08 | rDXHP | Area-ft2-BA | 1240 | 1240 | None |  |  |  | 0.0937 | 6.7e-05 | 0 | [6 empty] | DEER:HVAC_Eff_HP | Annual | 20 |  |  |  | 4.326 | 0.255 | 4.232 | 0.255
RE-HV-ResDHP-18S | DEER2024 | D24_E+_Res_v5 | 2022-09-14 19:35 | Any | DMo | New | CZ09 | rDXHP | Area-ft2-BA | 1240 | 1240 | None |  |  |  | 0.139 | 8.2e-05 | 0 | [6 empty] | DEER:HVAC_Eff_HP | Annual | 20 |  |  |  | 4.787 | 0.254 | 4.648 | 0.254
RE-HV-ResDHP-18S | DEER2024 | D24_E+_Res_v5 | 2022-09-14 19:35 | Any | DMo | New | CZ10 | rDXHP | Area-ft2-BA | 1240 | 1240 | None |  |  |  | 0.129 | 8.9e-05 | 0 | [6 empty] | DEER:HVAC_Eff_HP | Annual | 20 |  |  |  | 4.716 | 0.254 | 4.587 | 0.254
RE-HV-ResDHP-18S | DEER2024 | D24_E+_Res_v5 | 2022-09-14 19:35 | Any | DMo | New | CZ11 | rDXHP | Area-ft2-BA | 1240 | 1240 | None |  |  |  | 0.185 | 0.000141 | 0 | [6 empty] | DEER:HVAC_Eff_HP | Annual | 20 |  |  |  | 5.331 | 0.255 | 5.146 | 0.255
RE-HV-ResDHP-18S | DEER2024 | D24_E+_Res_v5 | 2022-09-14 19:35 | Any | DMo | New | CZ12 | rDXHP | Area-ft2-BA | 1240 | 1240 | None |  |  |  | 0.148 | 0.000119 | 0 | [6 empty] | DEER:HVAC_Eff_HP | Annual | 20 |  |  |  | 4.954 | 0.255 | 4.806 | 0.255
RE-HV-ResDHP-18S | DEER2024 | D24_E+_Res_v5 | 2022-09-14 19:35 | Any | DMo | New | CZ13 | rDXHP | Area-ft2-BA | 1240 | 1240 | None |  |  |  | 0.205 | 0.00014 | 0 | [6 empty] | DEER:HVAC_Eff_HP | Annual | 20 |  |  |  | 5.514 | 0.254 | 5.309 | 0.254
RE-HV-ResDHP-18S | DEER2024 | D24_E+_Res_v5 | 2022-09-14 19:35 | Any | DMo | New | CZ14 | rDXHP | Area-ft2-BA | 1240 | 1240 | None |  |  |  | 0.226 | 0.000137 | 0 | [6 empty] | DEER:HVAC_Eff_HP | Annual | 20 |  |  |  | 5.772 | 0.254 | 5.547 | 0.254
RE-HV-ResDHP-18S | DEER2024 | D24_E+_Res_v5 | 2022-09-14 19:35 | Any | DMo | New | CZ15 | rDXHP | Area-ft2-BA | 1240 | 1240 | None |  |  |  | 0.306 | 0.000154 | 0 | [6 empty] | DEER:HVAC_Eff_HP | Annual | 20 |  |  |  | 6.505 | 0.252 | 6.199 | 0.252
RE-HV-ResDHP-18S | DEER2024 | D24_E+_Res_v5 | 2022-09-14 19:35 | Any | DMo | New | CZ16 | rDXHP | Area-ft2-BA | 1240 | 1240 | None |  |  |  | 0.142 | 0.000102 | 0 | [6 empty] | DEER:HVAC_Eff_HP | Annual | 20 |  |  |  | 4.905 | 0.256 | 4.762 | 0.256
RE-HV-ResDHP-18S | DEER2024 | D24_E+_Res_v5 | 2022-09-14 19:35 | Any | MFm | New | CZ01 | rDXHP | Area-ft2-BA | 10200 | 1020 | None |  |  |  | 0.000572 | 1e-06 | 0 | [6 empty] | DEER:HVAC_Eff_HP | Annual | 20 |  |  |  | 0.303 | 0.037 | 0.302 | 0.037
RE-HV-ResDHP-18S | DEER2024 | D24_E+_Res_v5 | 2022-09-14 19:35 | Any | MFm | New | CZ02 | rDXHP | Area-ft2-BA | 12300 | 1020 | None |  |  |  | 0.00161 | 3e-06 | 0 | [6 empty] | DEER:HVAC_Eff_HP | Annual | 20 |  |  |  | 0.266 | 0.03 | 0.264 | 0.03
RE-HV-ResDHP-18S | DEER2024 | D24_E+_Res_v5 | 2022-09-14 19:35 | Any | MFm | New | CZ03 | rDXHP | Area-ft2-BA | 12300 | 1020 | None |  |  |  | 0.00311 | 3e-06 | 0 | [6 empty] | DEER:HVAC_Eff_HP | Annual | 20 |  |  |  | 0.28 | 0.03 | 0.277 | 0.03
RE-HV-ResDHP-18S | DEER2024 | D24_E+_Res_v5 | 2022-09-14 19:35 | Any | MFm | New | CZ04 | rDXHP | Area-ft2-BA | 12300 | 1020 | None |  |  |  | 0.00206 | 3e-06 | 0 | [6 empty] | DEER:HVAC_Eff_HP | Annual | 20 |  |  |  | 0.269 | 0.03 | 0.267 | 0.03
RE-HV-ResDHP-18S | DEER2024 | D24_E+_Res_v5 | 2022-09-14 19:35 | Any | MFm | New | CZ05 | rDXHP | Area-ft2-BA | 12300 | 1020 | None |  |  |  | 0.00302 | 2e-06 | 0 | [6 empty] | DEER:HVAC_Eff_HP | Annual | 20 |  |  |  | 0.279 | 0.03 | 0.276 | 0.03
RE-HV-ResDHP-18S | DEER2024 | D24_E+_Res_v5 | 2022-09-14 19:35 | Any | MFm | New | CZ06 | rDXHP | Area-ft2-BA | 12300 | 1020 | None |  |  |  | 0.00191 | 2e-06 | 0 | [6 empty] | DEER:HVAC_Eff_HP | Annual | 20 |  |  |  | 0.266 | 0.03 | 0.264 | 0.03
RE-HV-ResDHP-18S | DEER2024 | D24_E+_Res_v5 | 2022-09-14 19:35 | Any | MFm | New | CZ07 | rDXHP | Area-ft2-BA | 12300 | 1020 | None |  |  |  | 0.00173 | 2e-06 | 0 | [6 empty] | DEER:HVAC_Eff_HP | Annual | 20 |  |  |  | 0.264 | 0.03 | 0.262 | 0.03
RE-HV-ResDHP-18S | DEER2024 | D24_E+_Res_v5 | 2022-09-14 19:35 | Any | MFm | New | CZ08 | rDXHP | Area-ft2-BA | 12300 | 1020 | None |  |  |  | 0.00247 | 3e-06 | 0 | [6 empty] | DEER:HVAC_Eff_HP | Annual | 20 |  |  |  | 0.272 | 0.03 | 0.27 | 0.03
RE-HV-ResDHP-18S | DEER2024 | D24_E+_Res_v5 | 2022-09-14 19:35 | Any | MFm | New | CZ09 | rDXHP | Area-ft2-BA | 12300 | 1020 | None |  |  |  | 0.00346 | 3e-06 | 0 | [6 empty] | DEER:HVAC_Eff_HP | Annual | 20 |  |  |  | 0.283 | 0.03 | 0.279 | 0.03
RE-HV-ResDHP-18S | DEER2024 | D24_E+_Res_v5 | 2022-09-14 19:35 | Any | MFm | New | CZ10 | rDXHP | Area-ft2-BA | 12300 | 1020 | None |  |  |  | 0.00423 | 4e-06 | 0 | [6 empty] | DEER:HVAC_Eff_HP | Annual | 20 |  |  |  | 0.291 | 0.03 | 0.286 | 0.03
RE-HV-ResDHP-18S | DEER2024 | D24_E+_Res_v5 | 2022-09-14 19:35 | Any | MFm | New | CZ11 | rDXHP | Area-ft2-BA | 12300 | 1020 | None |  |  |  | 0.00609 | 6e-06 | 0 | [6 empty] | DEER:HVAC_Eff_HP | Annual | 20 |  |  |  | 0.311 | 0.03 | 0.305 | 0.03
RE-HV-ResDHP-18S | DEER2024 | D24_E+_Res_v5 | 2022-09-14 19:35 | Any | MFm | New | CZ12 | rDXHP | Area-ft2-BA | 12300 | 1020 | None |  |  |  | 0.00346 | 4e-06 | 0 | [6 empty] | DEER:HVAC_Eff_HP | Annual | 20 |  |  |  | 0.284 | 0.03 | 0.281 | 0.03
RE-HV-ResDHP-18S | DEER2024 | D24_E+_Res_v5 | 2022-09-14 19:35 | Any | MFm | New | CZ13 | rDXHP | Area-ft2-BA | 12300 | 1020 | None |  |  |  | 0.00773 | 6e-06 | 0 | [6 empty] | DEER:HVAC_Eff_HP | Annual | 20 |  |  |  | 0.328 | 0.03 | 0.32 | 0.03
RE-HV-ResDHP-18S | DEER2024 | D24_E+_Res_v5 | 2022-09-14 19:35 | Any | MFm | New | CZ14 | rDXHP | Area-ft2-BA | 12300 | 1020 | None |  |  |  | 0.00673 | 5e-06 | 0 | [6 empty] | DEER:HVAC_Eff_HP | Annual | 20 |  |  |  | 0.316 | 0.03 | 0.31 | 0.03
RE-HV-ResDHP-18S | DEER2024 | D24_E+_Res_v5 | 2022-09-14 19:35 | Any | MFm | New | CZ15 | rDXHP | Area-ft2-BA | 12300 | 1020 | None |  |  |  | 0.0125 | 7e-06 | 0 | [6 empty] | DEER:HVAC_Eff_HP | Annual | 20 |  |  |  | 0.375 | 0.03 | 0.362 | 0.03
RE-HV-ResDHP-18S | DEER2024 | D24_E+_Res_v5 | 2022-09-14 19:35 | Any | MFm | New | CZ16 | rDXHP | Area-ft2-BA | 12300 | 1020 | None |  |  |  | 0.00635 | 4e-06 | 0 | [6 empty] | DEER:HVAC_Eff_HP | Annual | 20 |  |  |  | 0.316 | 0.03 | 0.309 | 0.03
RE-HV-ResDHP-18S | DEER2024 | D24_E+_Res_v5 | 2022-09-14 19:35 | Any | SFm | New | CZ01 | rDXHP | Area-ft2-BA | 2160 | 2470 | None |  |  |  | 0.0287 | 2.3e-05 | 0 | [6 empty] | DEER:HVAC_Eff_HP | Annual | 20 |  |  |  | 3.738 | 0.108 | 3.71 | 0.108
RE-HV-ResDHP-18S | DEER2024 | D24_E+_Res_v5 | 2022-09-14 19:35 | Any | SFm | New | CZ02 | rDXHP | Area-ft2-BA | 2160 | 2040 | None |  |  |  | 0.0328 | 2.3e-05 | 0 | [6 empty] | DEER:HVAC_Eff_HP | Annual | 20 |  |  |  | 3.34 | 0.104 | 3.308 | 0.104
RE-HV-ResDHP-18S | DEER2024 | D24_E+_Res_v5 | 2022-09-14 19:35 | Any | SFm | New | CZ03 | rDXHP | Area-ft2-BA | 2160 | 2470 | None |  |  |  | 0.0365 | 3.4e-05 | 0 | [6 empty] | DEER:HVAC_Eff_HP | Annual | 20 |  |  |  | 3.801 | 0.107 | 3.764 | 0.107
RE-HV-ResDHP-18S | DEER2024 | D24_E+_Res_v5 | 2022-09-14 19:35 | Any | SFm | New | CZ04 | rDXHP | Area-ft2-BA | 2160 | 2470 | None |  |  |  | 0.0424 | 4.6e-05 | 0 | [6 empty] | DEER:HVAC_Eff_HP | Annual | 20 |  |  |  | 3.875 | 0.107 | 3.832 | 0.107
RE-HV-ResDHP-18S | DEER2024 | D24_E+_Res_v5 | 2022-09-14 19:35 | Any | SFm | New | CZ05 | rDXHP | Area-ft2-BA | 2160 | 2470 | None |  |  |  | 0.0365 | 2.1e-05 | 0 | [6 empty] | DEER:HVAC_Eff_HP | Annual | 20 |  |  |  | 3.797 | 0.107 | 3.761 | 0.107
RE-HV-ResDHP-18S | DEER2024 | D24_E+_Res_v5 | 2022-09-14 19:35 | Any | SFm | New | CZ06 | rDXHP | Area-ft2-BA | 2250 | 2620 | None |  |  |  | 0.0385 | 2.8e-05 | 0 | [6 empty] | DEER:HVAC_Eff_HP | Annual | 20 |  |  |  | 3.811 | 0.103 | 3.773 | 0.103
RE-HV-ResDHP-18S | DEER2024 | D24_E+_Res_v5 | 2022-09-14 19:35 | Any | SFm | New | CZ07 | rDXHP | Area-ft2-BA | 2250 | 2620 | None |  |  |  | 0.0361 | 4.4e-05 | 0 | [6 empty] | DEER:HVAC_Eff_HP | Annual | 20 |  |  |  | 3.787 | 0.103 | 3.751 | 0.103
RE-HV-ResDHP-18S | DEER2024 | D24_E+_Res_v5 | 2022-09-14 19:35 | Any | SFm | New | CZ08 | rDXHP | Area-ft2-BA | 2250 | 2620 | None |  |  |  | 0.0355 | 4.6e-05 | 0 | [6 empty] | DEER:HVAC_Eff_HP | Annual | 20 |  |  |  | 3.803 | 0.103 | 3.767 | 0.103
RE-HV-ResDHP-18S | DEER2024 | D24_E+_Res_v5 | 2022-09-14 19:35 | Any | SFm | New | CZ09 | rDXHP | Area-ft2-BA | 1930 | 2620 | None |  |  |  | 0.063 | 6.3e-05 | 0 | [6 empty] | DEER:HVAC_Eff_HP | Annual | 20 |  |  |  | 4.662 | 0.121 | 4.599 | 0.121
RE-HV-ResDHP-18S | DEER2024 | D24_E+_Res_v5 | 2022-09-14 19:35 | Any | SFm | New | CZ10 | rDXHP | Area-ft2-BA | 2070 | 2040 | None |  |  |  | 0.0427 | 3.7e-05 | 0 | [6 empty] | DEER:HVAC_Eff_HP | Annual | 20 |  |  |  | 3.588 | 0.108 | 3.545 | 0.108
RE-HV-ResDHP-18S | DEER2024 | D24_E+_Res_v5 | 2022-09-14 19:35 | Any | SFm | New | CZ11 | rDXHP | Area-ft2-BA | 1790 | 2040 | None |  |  |  | 0.109 | 8e-05 | 0 | [6 empty] | DEER:HVAC_Eff_HP | Annual | 20 |  |  |  | 4.81 | 0.126 | 4.701 | 0.126
RE-HV-ResDHP-18S | DEER2024 | D24_E+_Res_v5 | 2022-09-14 19:35 | Any | SFm | New | CZ12 | rDXHP | Area-ft2-BA | 1790 | 2040 | None |  |  |  | 0.0836 | 6.3e-05 | 0 | [6 empty] | DEER:HVAC_Eff_HP | Annual | 20 |  |  |  | 4.541 | 0.126 | 4.458 | 0.126
RE-HV-ResDHP-18S | DEER2024 | D24_E+_Res_v5 | 2022-09-14 19:35 | Any | SFm | New | CZ13 | rDXHP | Area-ft2-BA | 1790 | 2040 | None |  |  |  | 0.116 | 8.5e-05 | 0 | [6 empty] | DEER:HVAC_Eff_HP | Annual | 20 |  |  |  | 4.854 | 0.126 | 4.738 | 0.126
RE-HV-ResDHP-18S | DEER2024 | D24_E+_Res_v5 | 2022-09-14 19:35 | Any | SFm | New | CZ14 | rDXHP | Area-ft2-BA | 1630 | 1750 | None |  |  |  | 0.112 | 6.3e-05 | 0 | [6 empty] | DEER:HVAC_Eff_HP | Annual | 20 |  |  |  | 4.822 | 0.135 | 4.71 | 0.135
RE-HV-ResDHP-18S | DEER2024 | D24_E+_Res_v5 | 2022-09-14 19:35 | Any | SFm | New | CZ15 | rDXHP | Area-ft2-BA | 1630 | 1750 | None |  |  |  | 0.155 | 8e-05 | 0 | [6 empty] | DEER:HVAC_Eff_HP | Annual | 20 |  |  |  | 5.115 | 0.135 | 4.96 | 0.135
RE-HV-ResDHP-18S | DEER2024 | D24_E+_Res_v5 | 2022-09-14 19:35 | Any | SFm | New | CZ16 | rDXHP | Area-ft2-BA | 1900 | 2470 | None |  |  |  | 0.109 | 6.6e-05 | 0 | [6 empty] | DEER:HVAC_Eff_HP | Annual | 20 |  |  |  | 5.049 | 0.122 | 4.941 | 0.122
RE-HV-ResDHP-19S | DEER2024 | D24_E+_Res_v5 | 2022-09-14 19:35 | Any | DMo | New | CZ01 | rDXHP | Area-ft2-BA | 1240 | 1240 | None |  |  |  | 0.0218 | 4.3e-05 | 0 | [6 empty] | DEER:HVAC_Eff_HP | Annual | 20 |  |  |  | 3.547 | 0.257 | 3.525 | 0.257
RE-HV-ResDHP-19S | DEER2024 | D24_E+_Res_v5 | 2022-09-14 19:35 | Any | DMo | New | CZ02 | rDXHP | Area-ft2-BA | 1240 | 1240 | None |  |  |  | 0.0672 | 9e-05 | 0 | [6 empty] | DEER:HVAC_Eff_HP | Annual | 20 |  |  |  | 3.962 | 0.256 | 3.895 | 0.256
RE-HV-ResDHP-19S | DEER2024 | D24_E+_Res_v5 | 2022-09-14 19:35 | Any | DMo | New | CZ03 | rDXHP | Area-ft2-BA | 1240 | 1240 | None |  |  |  | 0.0847 | 7.9e-05 | 0 | [6 empty] | DEER:HVAC_Eff_HP | Annual | 20 |  |  |  | 4.083 | 0.256 | 3.998 | 0.256
RE-HV-ResDHP-19S | DEER2024 | D24_E+_Res_v5 | 2022-09-14 19:35 | Any | DMo | New | CZ04 | rDXHP | Area-ft2-BA | 1240 | 1240 | None |  |  |  | 0.0759 | 9.8e-05 | 0 | [6 empty] | DEER:HVAC_Eff_HP | Annual | 20 |  |  |  | 4.005 | 0.255 | 3.93 | 0.255
RE-HV-ResDHP-19S | DEER2024 | D24_E+_Res_v5 | 2022-09-14 19:35 | Any | DMo | New | CZ05 | rDXHP | Area-ft2-BA | 1240 | 1240 | None |  |  |  | 0.0725 | 6.2e-05 | 0 | [6 empty] | DEER:HVAC_Eff_HP | Annual | 20 |  |  |  | 3.981 | 0.256 | 3.909 | 0.256
RE-HV-ResDHP-19S | DEER2024 | D24_E+_Res_v5 | 2022-09-14 19:35 | Any | DMo | New | CZ06 | rDXHP | Area-ft2-BA | 1240 | 1240 | None |  |  |  | 0.114 | 5.8e-05 | 0 | [6 empty] | DEER:HVAC_Eff_HP | Annual | 20 |  |  |  | 4.309 | 0.255 | 4.195 | 0.255
RE-HV-ResDHP-19S | DEER2024 | D24_E+_Res_v5 | 2022-09-14 19:35 | Any | DMo | New | CZ07 | rDXHP | Area-ft2-BA | 1240 | 1240 | None |  |  |  | 0.104 | 7e-05 | 0 | [6 empty] | DEER:HVAC_Eff_HP | Annual | 20 |  |  |  | 4.223 | 0.255 | 4.119 | 0.255
RE-HV-ResDHP-19S | DEER2024 | D24_E+_Res_v5 | 2022-09-14 19:35 | Any | DMo | New | CZ08 | rDXHP | Area-ft2-BA | 1240 | 1240 | None |  |  |  | 0.116 | 8.3e-05 | 0 | [6 empty] | DEER:HVAC_Eff_HP | Annual | 20 |  |  |  | 4.326 | 0.255 | 4.209 | 0.255
RE-HV-ResDHP-19S | DEER2024 | D24_E+_Res_v5 | 2022-09-14 19:35 | Any | DMo | New | CZ09 | rDXHP | Area-ft2-BA | 1240 | 1240 | None |  |  |  | 0.172 | 0.000102 | 0 | [6 empty] | DEER:HVAC_Eff_HP | Annual | 20 |  |  |  | 4.787 | 0.254 | 4.615 | 0.254
RE-HV-ResDHP-19S | DEER2024 | D24_E+_Res_v5 | 2022-09-14 19:35 | Any | DMo | New | CZ10 | rDXHP | Area-ft2-BA | 1240 | 1240 | None |  |  |  | 0.159 | 0.00011 | 0 | [6 empty] | DEER:HVAC_Eff_HP | Annual | 20 |  |  |  | 4.716 | 0.254 | 4.557 | 0.254
RE-HV-ResDHP-19S | DEER2024 | D24_E+_Res_v5 | 2022-09-14 19:35 | Any | DMo | New | CZ11 | rDXHP | Area-ft2-BA | 1240 | 1240 | None |  |  |  | 0.229 | 0.000175 | 0 | [6 empty] | DEER:HVAC_Eff_HP | Annual | 20 |  |  |  | 5.331 | 0.255 | 5.102 | 0.255
RE-HV-ResDHP-19S | DEER2024 | D24_E+_Res_v5 | 2022-09-14 19:35 | Any | DMo | New | CZ12 | rDXHP | Area-ft2-BA | 1240 | 1240 | None |  |  |  | 0.183 | 0.000147 | 0 | [6 empty] | DEER:HVAC_Eff_HP | Annual | 20 |  |  |  | 4.954 | 0.255 | 4.771 | 0.255
RE-HV-ResDHP-19S | DEER2024 | D24_E+_Res_v5 | 2022-09-14 19:35 | Any | DMo | New | CZ13 | rDXHP | Area-ft2-BA | 1240 | 1240 | None |  |  |  | 0.253 | 0.000173 | 0 | [6 empty] | DEER:HVAC_Eff_HP | Annual | 20 |  |  |  | 5.514 | 0.254 | 5.26 | 0.254
RE-HV-ResDHP-19S | DEER2024 | D24_E+_Res_v5 | 2022-09-14 19:35 | Any | DMo | New | CZ14 | rDXHP | Area-ft2-BA | 1240 | 1240 | None |  |  |  | 0.279 | 0.00017 | 0 | [6 empty] | DEER:HVAC_Eff_HP | Annual | 20 |  |  |  | 5.772 | 0.254 | 5.493 | 0.254
RE-HV-ResDHP-19S | DEER2024 | D24_E+_Res_v5 | 2022-09-14 19:35 | Any | DMo | New | CZ15 | rDXHP | Area-ft2-BA | 1240 | 1240 | None |  |  |  | 0.379 | 0.000191 | 0 | [6 empty] | DEER:HVAC_Eff_HP | Annual | 20 |  |  |  | 6.505 | 0.252 | 6.126 | 0.252
RE-HV-ResDHP-19S | DEER2024 | D24_E+_Res_v5 | 2022-09-14 19:35 | Any | DMo | New | CZ16 | rDXHP | Area-ft2-BA | 1240 | 1240 | None |  |  |  | 0.176 | 0.000126 | 0 | [6 empty] | DEER:HVAC_Eff_HP | Annual | 20 |  |  |  | 4.905 | 0.256 | 4.729 | 0.256
RE-HV-ResDHP-19S | DEER2024 | D24_E+_Res_v5 | 2022-09-14 19:35 | Any | MFm | New | CZ01 | rDXHP | Area-ft2-BA | 10200 | 1020 | None |  |  |  | 0.000706 | 2e-06 | 0 | [6 empty] | DEER:HVAC_Eff_HP | Annual | 20 |  |  |  | 0.303 | 0.037 | 0.302 | 0.037
RE-HV-ResDHP-19S | DEER2024 | D24_E+_Res_v5 | 2022-09-14 19:35 | Any | MFm | New | CZ02 | rDXHP | Area-ft2-BA | 12300 | 1020 | None |  |  |  | 0.00199 | 3e-06 | 0 | [6 empty] | DEER:HVAC_Eff_HP | Annual | 20 |  |  |  | 0.266 | 0.03 | 0.264 | 0.03
RE-HV-ResDHP-19S | DEER2024 | D24_E+_Res_v5 | 2022-09-14 19:35 | Any | MFm | New | CZ03 | rDXHP | Area-ft2-BA | 12300 | 1020 | None |  |  |  | 0.00385 | 3e-06 | 0 | [6 empty] | DEER:HVAC_Eff_HP | Annual | 20 |  |  |  | 0.28 | 0.03 | 0.276 | 0.03
RE-HV-ResDHP-19S | DEER2024 | D24_E+_Res_v5 | 2022-09-14 19:35 | Any | MFm | New | CZ04 | rDXHP | Area-ft2-BA | 12300 | 1020 | None |  |  |  | 0.00254 | 3e-06 | 0 | [6 empty] | DEER:HVAC_Eff_HP | Annual | 20 |  |  |  | 0.269 | 0.03 | 0.267 | 0.03
RE-HV-ResDHP-19S | DEER2024 | D24_E+_Res_v5 | 2022-09-14 19:35 | Any | MFm | New | CZ05 | rDXHP | Area-ft2-BA | 12300 | 1020 | None |  |  |  | 0.00374 | 2e-06 | 0 | [6 empty] | DEER:HVAC_Eff_HP | Annual | 20 |  |  |  | 0.279 | 0.03 | 0.275 | 0.03
RE-HV-ResDHP-19S | DEER2024 | D24_E+_Res_v5 | 2022-09-14 19:35 | Any | MFm | New | CZ06 | rDXHP | Area-ft2-BA | 12300 | 1020 | None |  |  |  | 0.00237 | 2e-06 | 0 | [6 empty] | DEER:HVAC_Eff_HP | Annual | 20 |  |  |  | 0.266 | 0.03 | 0.264 | 0.03
RE-HV-ResDHP-19S | DEER2024 | D24_E+_Res_v5 | 2022-09-14 19:35 | Any | MFm | New | CZ07 | rDXHP | Area-ft2-BA | 12300 | 1020 | None |  |  |  | 0.00214 | 3e-06 | 0 | [6 empty] | DEER:HVAC_Eff_HP | Annual | 20 |  |  |  | 0.264 | 0.03 | 0.262 | 0.03
RE-HV-ResDHP-19S | DEER2024 | D24_E+_Res_v5 | 2022-09-14 19:35 | Any | MFm | New | CZ08 | rDXHP | Area-ft2-BA | 12300 | 1020 | None |  |  |  | 0.00306 | 3e-06 | 0 | [6 empty] | DEER:HVAC_Eff_HP | Annual | 20 |  |  |  | 0.272 | 0.03 | 0.269 | 0.03
RE-HV-ResDHP-19S | DEER2024 | D24_E+_Res_v5 | 2022-09-14 19:35 | Any | MFm | New | CZ09 | rDXHP | Area-ft2-BA | 12300 | 1020 | None |  |  |  | 0.00428 | 3e-06 | 0 | [6 empty] | DEER:HVAC_Eff_HP | Annual | 20 |  |  |  | 0.283 | 0.03 | 0.278 | 0.03
RE-HV-ResDHP-19S | DEER2024 | D24_E+_Res_v5 | 2022-09-14 19:35 | Any | MFm | New | CZ10 | rDXHP | Area-ft2-BA | 12300 | 1020 | None |  |  |  | 0.00525 | 5e-06 | 0 | [6 empty] | DEER:HVAC_Eff_HP | Annual | 20 |  |  |  | 0.291 | 0.03 | 0.285 | 0.03
RE-HV-ResDHP-19S | DEER2024 | D24_E+_Res_v5 | 2022-09-14 19:35 | Any | MFm | New | CZ11 | rDXHP | Area-ft2-BA | 12300 | 1020 | None |  |  |  | 0.00755 | 7e-06 | 0 | [6 empty] | DEER:HVAC_Eff_HP | Annual | 20 |  |  |  | 0.311 | 0.03 | 0.303 | 0.03
RE-HV-ResDHP-19S | DEER2024 | D24_E+_Res_v5 | 2022-09-14 19:35 | Any | MFm | New | CZ12 | rDXHP | Area-ft2-BA | 12300 | 1020 | None |  |  |  | 0.00428 | 5e-06 | 0 | [6 empty] | DEER:HVAC_Eff_HP | Annual | 20 |  |  |  | 0.284 | 0.03 | 0.28 | 0.03
RE-HV-ResDHP-19S | DEER2024 | D24_E+_Res_v5 | 2022-09-14 19:35 | Any | MFm | New | CZ13 | rDXHP | Area-ft2-BA | 12300 | 1020 | None |  |  |  | 0.00958 | 7e-06 | 0 | [6 empty] | DEER:HVAC_Eff_HP | Annual | 20 |  |  |  | 0.328 | 0.03 | 0.318 | 0.03
RE-HV-ResDHP-19S | DEER2024 | D24_E+_Res_v5 | 2022-09-14 19:35 | Any | MFm | New | CZ14 | rDXHP | Area-ft2-BA | 12300 | 1020 | None |  |  |  | 0.00834 | 6e-06 | 0 | [6 empty] | DEER:HVAC_Eff_HP | Annual | 20 |  |  |  | 0.316 | 0.03 | 0.308 | 0.03
RE-HV-ResDHP-19S | DEER2024 | D24_E+_Res_v5 | 2022-09-14 19:35 | Any | MFm | New | CZ15 | rDXHP | Area-ft2-BA | 12300 | 1020 | None |  |  |  | 0.0155 | 8e-06 | 0 | [6 empty] | DEER:HVAC_Eff_HP | Annual | 20 |  |  |  | 0.375 | 0.03 | 0.359 | 0.03
RE-HV-ResDHP-19S | DEER2024 | D24_E+_Res_v5 | 2022-09-14 19:35 | Any | MFm | New | CZ16 | rDXHP | Area-ft2-BA | 12300 | 1020 | None |  |  |  | 0.00786 | 6e-06 | 0 | [6 empty] | DEER:HVAC_Eff_HP | Annual | 20 |  |  |  | 0.316 | 0.03 | 0.308 | 0.03
RE-HV-ResDHP-19S | DEER2024 | D24_E+_Res_v5 | 2022-09-14 19:35 | Any | SFm | New | CZ01 | rDXHP | Area-ft2-BA | 2160 | 2470 | None |  |  |  | 0.0352 | 2.9e-05 | 0 | [6 empty] | DEER:HVAC_Eff_HP | Annual | 20 |  |  |  | 3.738 | 0.108 | 3.703 | 0.108
RE-HV-ResDHP-19S | DEER2024 | D24_E+_Res_v5 | 2022-09-14 19:35 | Any | SFm | New | CZ02 | rDXHP | Area-ft2-BA | 2160 | 2040 | None |  |  |  | 0.0403 | 2.8e-05 | 0 | [6 empty] | DEER:HVAC_Eff_HP | Annual | 20 |  |  |  | 3.34 | 0.104 | 3.3 | 0.104
RE-HV-ResDHP-19S | DEER2024 | D24_E+_Res_v5 | 2022-09-14 19:35 | Any | SFm | New | CZ03 | rDXHP | Area-ft2-BA | 2160 | 2470 | None |  |  |  | 0.045 | 4.2e-05 | 0 | [6 empty] | DEER:HVAC_Eff_HP | Annual | 20 |  |  |  | 3.801 | 0.107 | 3.756 | 0.107
RE-HV-ResDHP-19S | DEER2024 | D24_E+_Res_v5 | 2022-09-14 19:35 | Any | SFm | New | CZ04 | rDXHP | Area-ft2-BA | 2160 | 2470 | None |  |  |  | 0.0522 | 5.7e-05 | 0 | [6 empty] | DEER:HVAC_Eff_HP | Annual | 20 |  |  |  | 3.875 | 0.107 | 3.823 | 0.107
RE-HV-ResDHP-19S | DEER2024 | D24_E+_Res_v5 | 2022-09-14 19:35 | Any | SFm | New | CZ05 | rDXHP | Area-ft2-BA | 2160 | 2470 | None |  |  |  | 0.045 | 2.7e-05 | 0 | [6 empty] | DEER:HVAC_Eff_HP | Annual | 20 |  |  |  | 3.797 | 0.107 | 3.752 | 0.107
RE-HV-ResDHP-19S | DEER2024 | D24_E+_Res_v5 | 2022-09-14 19:35 | Any | SFm | New | CZ06 | rDXHP | Area-ft2-BA | 2250 | 2620 | None |  |  |  | 0.0476 | 3.5e-05 | 0 | [6 empty] | DEER:HVAC_Eff_HP | Annual | 20 |  |  |  | 3.811 | 0.103 | 3.764 | 0.103
RE-HV-ResDHP-19S | DEER2024 | D24_E+_Res_v5 | 2022-09-14 19:35 | Any | SFm | New | CZ07 | rDXHP | Area-ft2-BA | 2250 | 2620 | None |  |  |  | 0.0446 | 5.4e-05 | 0 | [6 empty] | DEER:HVAC_Eff_HP | Annual | 20 |  |  |  | 3.787 | 0.103 | 3.743 | 0.103
RE-HV-ResDHP-19S | DEER2024 | D24_E+_Res_v5 | 2022-09-14 19:35 | Any | SFm | New | CZ08 | rDXHP | Area-ft2-BA | 2250 | 2620 | None |  |  |  | 0.044 | 5.7e-05 | 0 | [6 empty] | DEER:HVAC_Eff_HP | Annual | 20 |  |  |  | 3.803 | 0.103 | 3.759 | 0.103
RE-HV-ResDHP-19S | DEER2024 | D24_E+_Res_v5 | 2022-09-14 19:35 | Any | SFm | New | CZ09 | rDXHP | Area-ft2-BA | 1930 | 2620 | None |  |  |  | 0.078 | 7.8e-05 | 0 | [6 empty] | DEER:HVAC_Eff_HP | Annual | 20 |  |  |  | 4.662 | 0.121 | 4.584 | 0.121
RE-HV-ResDHP-19S | DEER2024 | D24_E+_Res_v5 | 2022-09-14 19:35 | Any | SFm | New | CZ10 | rDXHP | Area-ft2-BA | 2070 | 2040 | None |  |  |  | 0.0528 | 4.6e-05 | 0 | [6 empty] | DEER:HVAC_Eff_HP | Annual | 20 |  |  |  | 3.588 | 0.108 | 3.535 | 0.108
RE-HV-ResDHP-19S | DEER2024 | D24_E+_Res_v5 | 2022-09-14 19:35 | Any | SFm | New | CZ11 | rDXHP | Area-ft2-BA | 1790 | 2040 | None |  |  |  | 0.135 | 0.0001 | 0 | [6 empty] | DEER:HVAC_Eff_HP | Annual | 20 |  |  |  | 4.81 | 0.126 | 4.675 | 0.126
RE-HV-ResDHP-19S | DEER2024 | D24_E+_Res_v5 | 2022-09-14 19:35 | Any | SFm | New | CZ12 | rDXHP | Area-ft2-BA | 1790 | 2040 | None |  |  |  | 0.103 | 7.8e-05 | 0 | [6 empty] | DEER:HVAC_Eff_HP | Annual | 20 |  |  |  | 4.541 | 0.126 | 4.438 | 0.126
RE-HV-ResDHP-19S | DEER2024 | D24_E+_Res_v5 | 2022-09-14 19:35 | Any | SFm | New | CZ13 | rDXHP | Area-ft2-BA | 1790 | 2040 | None |  |  |  | 0.144 | 0.000106 | 0 | [6 empty] | DEER:HVAC_Eff_HP | Annual | 20 |  |  |  | 4.854 | 0.126 | 4.71 | 0.126
RE-HV-ResDHP-19S | DEER2024 | D24_E+_Res_v5 | 2022-09-14 19:35 | Any | SFm | New | CZ14 | rDXHP | Area-ft2-BA | 1630 | 1750 | None |  |  |  | 0.139 | 7.8e-05 | 0 | [6 empty] | DEER:HVAC_Eff_HP | Annual | 20 |  |  |  | 4.822 | 0.135 | 4.683 | 0.135
RE-HV-ResDHP-19S | DEER2024 | D24_E+_Res_v5 | 2022-09-14 19:35 | Any | SFm | New | CZ15 | rDXHP | Area-ft2-BA | 1630 | 1750 | None |  |  |  | 0.192 | 9.9e-05 | 0 | [6 empty] | DEER:HVAC_Eff_HP | Annual | 20 |  |  |  | 5.115 | 0.135 | 4.922 | 0.135
RE-HV-ResDHP-19S | DEER2024 | D24_E+_Res_v5 | 2022-09-14 19:35 | Any | SFm | New | CZ16 | rDXHP | Area-ft2-BA | 1900 | 2470 | None |  |  |  | 0.134 | 8.3e-05 | 0 | [6 empty] | DEER:HVAC_Eff_HP | Annual | 20 |  |  |  | 5.049 | 0.122 | 4.915 | 0.122
RE-HV-ResDHP-16S | DEER2024 | D24_E+_Res_v5 | 2022-09-14 19:36 | Any | Res | New | CZ01 | rDXHP | Area-ft2-BA | 5570 | 1860 | None |  |  |  | 0.00461 | 1e-05 | 0 | [6 empty] | DEER:HVAC_Eff_HP | Annual | 20 |  |  |  | 2.286 | 0.078 | 2.281 | 0.078
RE-HV-ResDHP-16S | DEER2024 | D24_E+_Res_v5 | 2022-09-14 19:36 | Any | Res | New | CZ02 | rDXHP | Area-ft2-BA | 8150 | 1380 | None |  |  |  | 0.00456 | 1e-05 | 0 | [6 empty] | DEER:HVAC_Eff_HP | Annual | 20 |  |  |  | 1.544 | 0.069 | 1.539 | 0.069
RE-HV-ResDHP-16S | DEER2024 | D24_E+_Res_v5 | 2022-09-14 19:36 | Any | Res | New | CZ03 | rDXHP | Area-ft2-BA | 8720 | 1490 | None |  |  |  | 0.00506 | 1e-05 | 0 | [6 empty] | DEER:HVAC_Eff_HP | Annual | 20 |  |  |  | 1.519 | 0.061 | 1.514 | 0.061
RE-HV-ResDHP-16S | DEER2024 | D24_E+_Res_v5 | 2022-09-14 19:36 | Any | Res | New | CZ04 | rDXHP | Area-ft2-BA | 6560 | 1740 | None |  |  |  | 0.00826 | 1e-05 | 0 | [6 empty] | DEER:HVAC_Eff_HP | Annual | 20 |  |  |  | 2.295 | 0.084 | 2.287 | 0.084
RE-HV-ResDHP-16S | DEER2024 | D24_E+_Res_v5 | 2022-09-14 19:36 | Any | Res | New | CZ05 | rDXHP | Area-ft2-BA | 2180 | 2380 | None |  |  |  | 0.0121 | 1e-05 | 0 | [6 empty] | DEER:HVAC_Eff_HP | Annual | 20 |  |  |  | 3.781 | 0.116 | 3.769 | 0.116
RE-HV-ResDHP-16S | DEER2024 | D24_E+_Res_v5 | 2022-09-14 19:36 | Any | Res | New | CZ06 | rDXHP | Area-ft2-BA | 6500 | 1910 | None |  |  |  | 0.0083 | 1e-05 | 0 | [6 empty] | DEER:HVAC_Eff_HP | Annual | 20 |  |  |  | 2.315 | 0.075 | 2.307 | 0.075
RE-HV-ResDHP-16S | DEER2024 | D24_E+_Res_v5 | 2022-09-14 19:36 | Any | Res | New | CZ07 | rDXHP | Area-ft2-BA | 7360 | 1800 | None |  |  |  | 0.00647 | 1e-05 | 0 | [6 empty] | DEER:HVAC_Eff_HP | Annual | 20 |  |  |  | 1.995 | 0.067 | 1.989 | 0.067
RE-HV-ResDHP-16S | DEER2024 | D24_E+_Res_v5 | 2022-09-14 19:36 | Any | Res | New | CZ08 | rDXHP | Area-ft2-BA | 8900 | 1500 | None |  |  |  | 0.00568 | 1e-05 | 0 | [6 empty] | DEER:HVAC_Eff_HP | Annual | 20 |  |  |  | 1.473 | 0.061 | 1.467 | 0.061
RE-HV-ResDHP-16S | DEER2024 | D24_E+_Res_v5 | 2022-09-14 19:36 | Any | Res | New | CZ09 | rDXHP | Area-ft2-BA | 7700 | 1580 | None |  |  |  | 0.0136 | 1e-05 | 0 | [6 empty] | DEER:HVAC_Eff_HP | Annual | 20 |  |  |  | 2.207 | 0.083 | 2.193 | 0.083
RE-HV-ResDHP-16S | DEER2024 | D24_E+_Res_v5 | 2022-09-14 19:36 | Any | Res | New | CZ10 | rDXHP | Area-ft2-BA | 3140 | 1880 | None |  |  |  | 0.0149 | 1e-05 | 0 | [6 empty] | DEER:HVAC_Eff_HP | Annual | 20 |  |  |  | 3.294 | 0.108 | 3.279 | 0.108
RE-HV-ResDHP-16S | DEER2024 | D24_E+_Res_v5 | 2022-09-14 19:36 | Any | Res | New | CZ11 | rDXHP | Area-ft2-BA | 2150 | 1910 | None |  |  |  | 0.038 | 3e-05 | 0 | [6 empty] | DEER:HVAC_Eff_HP | Annual | 20 |  |  |  | 4.685 | 0.136 | 4.647 | 0.136
RE-HV-ResDHP-16S | DEER2024 | D24_E+_Res_v5 | 2022-09-14 19:36 | Any | Res | New | CZ12 | rDXHP | Area-ft2-BA | 4350 | 1760 | None |  |  |  | 0.0209 | 2e-05 | 0 | [6 empty] | DEER:HVAC_Eff_HP | Annual | 20 |  |  |  | 3.508 | 0.107 | 3.488 | 0.107
RE-HV-ResDHP-16S | DEER2024 | D24_E+_Res_v5 | 2022-09-14 19:36 | Any | Res | New | CZ13 | rDXHP | Area-ft2-BA | 2950 | 1870 | None |  |  |  | 0.0379 | 3e-05 | 0 | [6 empty] | DEER:HVAC_Eff_HP | Annual | 20 |  |  |  | 4.38 | 0.123 | 4.342 | 0.123
RE-HV-ResDHP-16S | DEER2024 | D24_E+_Res_v5 | 2022-09-14 19:36 | Any | Res | New | CZ14 | rDXHP | Area-ft2-BA | 1570 | 1650 | None |  |  |  | 0.0452 | 3e-05 | 0 | [6 empty] | DEER:HVAC_Eff_HP | Annual | 20 |  |  |  | 4.986 | 0.156 | 4.941 | 0.156
RE-HV-ResDHP-16S | DEER2024 | D24_E+_Res_v5 | 2022-09-14 19:36 | Any | Res | New | CZ15 | rDXHP | Area-ft2-BA | 1380 | 1410 | None |  |  |  | 0.0944 | 5e-05 | 0 | [6 empty] | DEER:HVAC_Eff_HP | Annual | 20 |  |  |  | 6.037 | 0.213 | 5.942 | 0.213
RE-HV-ResDHP-16S | DEER2024 | D24_E+_Res_v5 | 2022-09-14 19:36 | Any | Res | New | CZ16 | rDXHP | Area-ft2-BA | 1790 | 2120 | None |  |  |  | 0.0409 | 3e-05 | 0 | [6 empty] | DEER:HVAC_Eff_HP | Annual | 20 |  |  |  | 4.974 | 0.159 | 4.933 | 0.159
RE-HV-ResDHP-17S | DEER2024 | D24_E+_Res_v5 | 2022-09-14 19:36 | Any | Res | New | CZ01 | rDXHP | Area-ft2-BA | 5570 | 1860 | None |  |  |  | 0.011 | 1e-05 | 0 | [6 empty] | DEER:HVAC_Eff_HP | Annual | 20 |  |  |  | 2.286 | 0.078 | 2.275 | 0.078
RE-HV-ResDHP-17S | DEER2024 | D24_E+_Res_v5 | 2022-09-14 19:36 | Any | Res | New | CZ02 | rDXHP | Area-ft2-BA | 8150 | 1380 | None |  |  |  | 0.0103 | 1e-05 | 0 | [6 empty] | DEER:HVAC_Eff_HP | Annual | 20 |  |  |  | 1.544 | 0.069 | 1.534 | 0.069
RE-HV-ResDHP-17S | DEER2024 | D24_E+_Res_v5 | 2022-09-14 19:36 | Any | Res | New | CZ03 | rDXHP | Area-ft2-BA | 8720 | 1490 | None |  |  |  | 0.0108 | 1e-05 | 0 | [6 empty] | DEER:HVAC_Eff_HP | Annual | 20 |  |  |  | 1.519 | 0.061 | 1.508 | 0.061
RE-HV-ResDHP-17S | DEER2024 | D24_E+_Res_v5 | 2022-09-14 19:36 | Any | Res | New | CZ04 | rDXHP | Area-ft2-BA | 6560 | 1740 | None |  |  |  | 0.0177 | 2e-05 | 0 | [6 empty] | DEER:HVAC_Eff_HP | Annual | 20 |  |  |  | 2.295 | 0.084 | 2.277 | 0.084
RE-HV-ResDHP-17S | DEER2024 | D24_E+_Res_v5 | 2022-09-14 19:36 | Any | Res | New | CZ05 | rDXHP | Area-ft2-BA | 2180 | 2380 | None |  |  |  | 0.0258 | 2e-05 | 0 | [6 empty] | DEER:HVAC_Eff_HP | Annual | 20 |  |  |  | 3.781 | 0.116 | 3.755 | 0.116
RE-HV-ResDHP-17S | DEER2024 | D24_E+_Res_v5 | 2022-09-14 19:36 | Any | Res | New | CZ06 | rDXHP | Area-ft2-BA | 6500 | 1910 | None |  |  |  | 0.0169 | 1e-05 | 0 | [6 empty] | DEER:HVAC_Eff_HP | Annual | 20 |  |  |  | 2.315 | 0.075 | 2.299 | 0.075
RE-HV-ResDHP-17S | DEER2024 | D24_E+_Res_v5 | 2022-09-14 19:36 | Any | Res | New | CZ07 | rDXHP | Area-ft2-BA | 7360 | 1800 | None |  |  |  | 0.0132 | 2e-05 | 0 | [6 empty] | DEER:HVAC_Eff_HP | Annual | 20 |  |  |  | 1.995 | 0.067 | 1.982 | 0.067
RE-HV-ResDHP-17S | DEER2024 | D24_E+_Res_v5 | 2022-09-14 19:36 | Any | Res | New | CZ08 | rDXHP | Area-ft2-BA | 8900 | 1500 | None |  |  |  | 0.0113 | 1e-05 | 0 | [6 empty] | DEER:HVAC_Eff_HP | Annual | 20 |  |  |  | 1.473 | 0.061 | 1.461 | 0.061
RE-HV-ResDHP-17S | DEER2024 | D24_E+_Res_v5 | 2022-09-14 19:36 | Any | Res | New | CZ09 | rDXHP | Area-ft2-BA | 7700 | 1580 | None |  |  |  | 0.0266 | 2e-05 | 0 | [6 empty] | DEER:HVAC_Eff_HP | Annual | 20 |  |  |  | 2.207 | 0.083 | 2.18 | 0.083
RE-HV-ResDHP-17S | DEER2024 | D24_E+_Res_v5 | 2022-09-14 19:36 | Any | Res | New | CZ10 | rDXHP | Area-ft2-BA | 3140 | 1880 | None |  |  |  | 0.0304 | 3e-05 | 0 | [6 empty] | DEER:HVAC_Eff_HP | Annual | 20 |  |  |  | 3.294 | 0.108 | 3.263 | 0.108
RE-HV-ResDHP-17S | DEER2024 | D24_E+_Res_v5 | 2022-09-14 19:36 | Any | Res | New | CZ11 | rDXHP | Area-ft2-BA | 2150 | 1910 | None |  |  |  | 0.0785 | 6e-05 | 0 | [6 empty] | DEER:HVAC_Eff_HP | Annual | 20 |  |  |  | 4.685 | 0.136 | 4.606 | 0.136
RE-HV-ResDHP-17S | DEER2024 | D24_E+_Res_v5 | 2022-09-14 19:36 | Any | Res | New | CZ12 | rDXHP | Area-ft2-BA | 4350 | 1760 | None |  |  |  | 0.0449 | 4e-05 | 0 | [6 empty] | DEER:HVAC_Eff_HP | Annual | 20 |  |  |  | 3.508 | 0.107 | 3.464 | 0.107
RE-HV-ResDHP-17S | DEER2024 | D24_E+_Res_v5 | 2022-09-14 19:36 | Any | Res | New | CZ13 | rDXHP | Area-ft2-BA | 2950 | 1870 | None |  |  |  | 0.0769 | 6e-05 | 0 | [6 empty] | DEER:HVAC_Eff_HP | Annual | 20 |  |  |  | 4.38 | 0.123 | 4.304 | 0.123
RE-HV-ResDHP-17S | DEER2024 | D24_E+_Res_v5 | 2022-09-14 19:36 | Any | Res | New | CZ14 | rDXHP | Area-ft2-BA | 1570 | 1650 | None |  |  |  | 0.0926 | 6e-05 | 0 | [6 empty] | DEER:HVAC_Eff_HP | Annual | 20 |  |  |  | 4.986 | 0.156 | 4.894 | 0.156
RE-HV-ResDHP-17S | DEER2024 | D24_E+_Res_v5 | 2022-09-14 19:36 | Any | Res | New | CZ15 | rDXHP | Area-ft2-BA | 1380 | 1410 | None |  |  |  | 0.184 | 9e-05 | 0 | [6 empty] | DEER:HVAC_Eff_HP | Annual | 20 |  |  |  | 6.037 | 0.213 | 5.853 | 0.213
RE-HV-ResDHP-17S | DEER2024 | D24_E+_Res_v5 | 2022-09-14 19:36 | Any | Res | New | CZ16 | rDXHP | Area-ft2-BA | 1790 | 2120 | None |  |  |  | 0.0826 | 5e-05 | 0 | [6 empty] | DEER:HVAC_Eff_HP | Annual | 20 |  |  |  | 4.974 | 0.159 | 4.892 | 0.159
RE-HV-ResDHP-18S | DEER2024 | D24_E+_Res_v5 | 2022-09-14 19:36 | Any | Res | New | CZ01 | rDXHP | Area-ft2-BA | 5570 | 1860 | None |  |  |  | 0.0168 | 1e-05 | 0 | [6 empty] | DEER:HVAC_Eff_HP | Annual | 20 |  |  |  | 2.286 | 0.078 | 2.269 | 0.078
RE-HV-ResDHP-18S | DEER2024 | D24_E+_Res_v5 | 2022-09-14 19:36 | Any | Res | New | CZ02 | rDXHP | Area-ft2-BA | 8150 | 1380 | None |  |  |  | 0.0155 | 1e-05 | 0 | [6 empty] | DEER:HVAC_Eff_HP | Annual | 20 |  |  |  | 1.544 | 0.069 | 1.528 | 0.069
RE-HV-ResDHP-18S | DEER2024 | D24_E+_Res_v5 | 2022-09-14 19:36 | Any | Res | New | CZ03 | rDXHP | Area-ft2-BA | 8720 | 1490 | None |  |  |  | 0.0157 | 1e-05 | 0 | [6 empty] | DEER:HVAC_Eff_HP | Annual | 20 |  |  |  | 1.519 | 0.061 | 1.503 | 0.061
RE-HV-ResDHP-18S | DEER2024 | D24_E+_Res_v5 | 2022-09-14 19:36 | Any | Res | New | CZ04 | rDXHP | Area-ft2-BA | 6560 | 1740 | None |  |  |  | 0.0261 | 3e-05 | 0 | [6 empty] | DEER:HVAC_Eff_HP | Annual | 20 |  |  |  | 2.295 | 0.084 | 2.268 | 0.084
RE-HV-ResDHP-18S | DEER2024 | D24_E+_Res_v5 | 2022-09-14 19:36 | Any | Res | New | CZ05 | rDXHP | Area-ft2-BA | 2180 | 2380 | None |  |  |  | 0.0377 | 2e-05 | 0 | [6 empty] | DEER:HVAC_Eff_HP | Annual | 20 |  |  |  | 3.781 | 0.116 | 3.744 | 0.116
RE-HV-ResDHP-18S | DEER2024 | D24_E+_Res_v5 | 2022-09-14 19:36 | Any | Res | New | CZ06 | rDXHP | Area-ft2-BA | 6500 | 1910 | None |  |  |  | 0.0242 | 2e-05 | 0 | [6 empty] | DEER:HVAC_Eff_HP | Annual | 20 |  |  |  | 2.315 | 0.075 | 2.291 | 0.075
RE-HV-ResDHP-18S | DEER2024 | D24_E+_Res_v5 | 2022-09-14 19:36 | Any | Res | New | CZ07 | rDXHP | Area-ft2-BA | 7360 | 1800 | None |  |  |  | 0.0189 | 2e-05 | 0 | [6 empty] | DEER:HVAC_Eff_HP | Annual | 20 |  |  |  | 1.995 | 0.067 | 1.976 | 0.067
RE-HV-ResDHP-18S | DEER2024 | D24_E+_Res_v5 | 2022-09-14 19:36 | Any | Res | New | CZ08 | rDXHP | Area-ft2-BA | 8900 | 1500 | None |  |  |  | 0.016 | 2e-05 | 0 | [6 empty] | DEER:HVAC_Eff_HP | Annual | 20 |  |  |  | 1.473 | 0.061 | 1.457 | 0.061
RE-HV-ResDHP-18S | DEER2024 | D24_E+_Res_v5 | 2022-09-14 19:36 | Any | Res | New | CZ09 | rDXHP | Area-ft2-BA | 7700 | 1580 | None |  |  |  | 0.0373 | 3e-05 | 0 | [6 empty] | DEER:HVAC_Eff_HP | Annual | 20 |  |  |  | 2.207 | 0.083 | 2.17 | 0.083
RE-HV-ResDHP-18S | DEER2024 | D24_E+_Res_v5 | 2022-09-14 19:36 | Any | Res | New | CZ10 | rDXHP | Area-ft2-BA | 3140 | 1880 | None |  |  |  | 0.0436 | 4e-05 | 0 | [6 empty] | DEER:HVAC_Eff_HP | Annual | 20 |  |  |  | 3.294 | 0.108 | 3.25 | 0.108
RE-HV-ResDHP-18S | DEER2024 | D24_E+_Res_v5 | 2022-09-14 19:36 | Any | Res | New | CZ11 | rDXHP | Area-ft2-BA | 2150 | 1910 | None |  |  |  | 0.113 | 8e-05 | 0 | [6 empty] | DEER:HVAC_Eff_HP | Annual | 20 |  |  |  | 4.685 | 0.136 | 4.572 | 0.136
RE-HV-ResDHP-18S | DEER2024 | D24_E+_Res_v5 | 2022-09-14 19:36 | Any | Res | New | CZ12 | rDXHP | Area-ft2-BA | 4350 | 1760 | None |  |  |  | 0.066 | 5e-05 | 0 | [6 empty] | DEER:HVAC_Eff_HP | Annual | 20 |  |  |  | 3.508 | 0.107 | 3.443 | 0.107
RE-HV-ResDHP-18S | DEER2024 | D24_E+_Res_v5 | 2022-09-14 19:36 | Any | Res | New | CZ13 | rDXHP | Area-ft2-BA | 2950 | 1870 | None |  |  |  | 0.109 | 8e-05 | 0 | [6 empty] | DEER:HVAC_Eff_HP | Annual | 20 |  |  |  | 4.38 | 0.123 | 4.271 | 0.123
RE-HV-ResDHP-18S | DEER2024 | D24_E+_Res_v5 | 2022-09-14 19:36 | Any | Res | New | CZ14 | rDXHP | Area-ft2-BA | 1570 | 1650 | None |  |  |  | 0.132 | 8e-05 | 0 | [6 empty] | DEER:HVAC_Eff_HP | Annual | 20 |  |  |  | 4.986 | 0.156 | 4.854 | 0.156
RE-HV-ResDHP-18S | DEER2024 | D24_E+_Res_v5 | 2022-09-14 19:36 | Any | Res | New | CZ15 | rDXHP | Area-ft2-BA | 1380 | 1410 | None |  |  |  | 0.256 | 0.00013 | 0 | [6 empty] | DEER:HVAC_Eff_HP | Annual | 20 |  |  |  | 6.037 | 0.213 | 5.781 | 0.213
RE-HV-ResDHP-18S | DEER2024 | D24_E+_Res_v5 | 2022-09-14 19:36 | Any | Res | New | CZ16 | rDXHP | Area-ft2-BA | 1790 | 2120 | None |  |  |  | 0.117 | 8e-05 | 0 | [6 empty] | DEER:HVAC_Eff_HP | Annual | 20 |  |  |  | 4.974 | 0.159 | 4.857 | 0.159
RE-HV-ResDHP-19S | DEER2024 | D24_E+_Res_v5 | 2022-09-14 19:36 | Any | Res | New | CZ01 | rDXHP | Area-ft2-BA | 5570 | 1860 | None |  |  |  | 0.0206 | 2e-05 | 0 | [6 empty] | DEER:HVAC_Eff_HP | Annual | 20 |  |  |  | 2.286 | 0.078 | 2.265 | 0.078
RE-HV-ResDHP-19S | DEER2024 | D24_E+_Res_v5 | 2022-09-14 19:36 | Any | Res | New | CZ02 | rDXHP | Area-ft2-BA | 8150 | 1380 | None |  |  |  | 0.0191 | 2e-05 | 0 | [6 empty] | DEER:HVAC_Eff_HP | Annual | 20 |  |  |  | 1.544 | 0.069 | 1.525 | 0.069
RE-HV-ResDHP-19S | DEER2024 | D24_E+_Res_v5 | 2022-09-14 19:36 | Any | Res | New | CZ03 | rDXHP | Area-ft2-BA | 8720 | 1490 | None |  |  |  | 0.0194 | 2e-05 | 0 | [6 empty] | DEER:HVAC_Eff_HP | Annual | 20 |  |  |  | 1.519 | 0.061 | 1.499 | 0.061
RE-HV-ResDHP-19S | DEER2024 | D24_E+_Res_v5 | 2022-09-14 19:36 | Any | Res | New | CZ04 | rDXHP | Area-ft2-BA | 6560 | 1740 | None |  |  |  | 0.0321 | 4e-05 | 0 | [6 empty] | DEER:HVAC_Eff_HP | Annual | 20 |  |  |  | 2.295 | 0.084 | 2.263 | 0.084
RE-HV-ResDHP-19S | DEER2024 | D24_E+_Res_v5 | 2022-09-14 19:36 | Any | Res | New | CZ05 | rDXHP | Area-ft2-BA | 2180 | 2380 | None |  |  |  | 0.0465 | 3e-05 | 0 | [6 empty] | DEER:HVAC_Eff_HP | Annual | 20 |  |  |  | 3.781 | 0.116 | 3.734 | 0.116
RE-HV-ResDHP-19S | DEER2024 | D24_E+_Res_v5 | 2022-09-14 19:36 | Any | Res | New | CZ06 | rDXHP | Area-ft2-BA | 6500 | 1910 | None |  |  |  | 0.0299 | 2e-05 | 0 | [6 empty] | DEER:HVAC_Eff_HP | Annual | 20 |  |  |  | 2.315 | 0.075 | 2.286 | 0.075
RE-HV-ResDHP-19S | DEER2024 | D24_E+_Res_v5 | 2022-09-14 19:36 | Any | Res | New | CZ07 | rDXHP | Area-ft2-BA | 7360 | 1800 | None |  |  |  | 0.0233 | 3e-05 | 0 | [6 empty] | DEER:HVAC_Eff_HP | Annual | 20 |  |  |  | 1.995 | 0.067 | 1.972 | 0.067
RE-HV-ResDHP-19S | DEER2024 | D24_E+_Res_v5 | 2022-09-14 19:36 | Any | Res | New | CZ08 | rDXHP | Area-ft2-BA | 8900 | 1500 | None |  |  |  | 0.0198 | 2e-05 | 0 | [6 empty] | DEER:HVAC_Eff_HP | Annual | 20 |  |  |  | 1.473 | 0.061 | 1.453 | 0.061
RE-HV-ResDHP-19S | DEER2024 | D24_E+_Res_v5 | 2022-09-14 19:36 | Any | Res | New | CZ09 | rDXHP | Area-ft2-BA | 7700 | 1580 | None |  |  |  | 0.0461 | 4e-05 | 0 | [6 empty] | DEER:HVAC_Eff_HP | Annual | 20 |  |  |  | 2.207 | 0.083 | 2.161 | 0.083
RE-HV-ResDHP-19S | DEER2024 | D24_E+_Res_v5 | 2022-09-14 19:36 | Any | Res | New | CZ10 | rDXHP | Area-ft2-BA | 3140 | 1880 | None |  |  |  | 0.0539 | 5e-05 | 0 | [6 empty] | DEER:HVAC_Eff_HP | Annual | 20 |  |  |  | 3.294 | 0.108 | 3.24 | 0.108
RE-HV-ResDHP-19S | DEER2024 | D24_E+_Res_v5 | 2022-09-14 19:36 | Any | Res | New | CZ11 | rDXHP | Area-ft2-BA | 2150 | 1910 | None |  |  |  | 0.14 | 0.0001 | 0 | [6 empty] | DEER:HVAC_Eff_HP | Annual | 20 |  |  |  | 4.685 | 0.136 | 4.545 | 0.136
RE-HV-ResDHP-19S | DEER2024 | D24_E+_Res_v5 | 2022-09-14 19:36 | Any | Res | New | CZ12 | rDXHP | Area-ft2-BA | 4350 | 1760 | None |  |  |  | 0.0813 | 6e-05 | 0 | [6 empty] | DEER:HVAC_Eff_HP | Annual | 20 |  |  |  | 3.508 | 0.107 | 3.427 | 0.107
RE-HV-ResDHP-19S | DEER2024 | D24_E+_Res_v5 | 2022-09-14 19:36 | Any | Res | New | CZ13 | rDXHP | Area-ft2-BA | 2950 | 1870 | None |  |  |  | 0.136 | 0.0001 | 0 | [6 empty] | DEER:HVAC_Eff_HP | Annual | 20 |  |  |  | 4.38 | 0.123 | 4.245 | 0.123
RE-HV-ResDHP-19S | DEER2024 | D24_E+_Res_v5 | 2022-09-14 19:36 | Any | Res | New | CZ14 | rDXHP | Area-ft2-BA | 1570 | 1650 | None |  |  |  | 0.164 | 9e-05 | 0 | [6 empty] | DEER:HVAC_Eff_HP | Annual | 20 |  |  |  | 4.986 | 0.156 | 4.822 | 0.156
RE-HV-ResDHP-19S | DEER2024 | D24_E+_Res_v5 | 2022-09-14 19:36 | Any | Res | New | CZ15 | rDXHP | Area-ft2-BA | 1380 | 1410 | None |  |  |  | 0.317 | 0.00016 | 0 | [6 empty] | DEER:HVAC_Eff_HP | Annual | 20 |  |  |  | 6.037 | 0.213 | 5.72 | 0.213
RE-HV-ResDHP-19S | DEER2024 | D24_E+_Res_v5 | 2022-09-14 19:36 | Any | Res | New | CZ16 | rDXHP | Area-ft2-BA | 1790 | 2120 | None |  |  |  | 0.145 | 9e-05 | 0 | [6 empty] | DEER:HVAC_Eff_HP | Annual | 20 |  |  |  | 4.974 | 0.159 | 4.829 | 0.159
RE-HV-ResDHP-16S | DEER2020 | D20 v1 | 2020-12-02 | Any | DMo | Ex | CZ01 | rDXHP | ResCoolCap | 3.5 | 1240 | None | 6.5677 | 0 | 0 | 4.4279 | 0 | 0 | [6 empty] | DEER:HVAC_Eff_HP | Annual
RE-HV-ResDHP-16S | DEER2020 | D20 v1 | 2020-12-02 | Any | DMo | Ex | CZ02 | rDXHP | ResCoolCap | 3.5 | 1240 | None | 34.9198 | 0.0748 | 0 | 21.7659 | 0.0458 | 0 | [6 empty] | DEER:HVAC_Eff_HP | Annual
RE-HV-ResDHP-16S | DEER2020 | D20 v1 | 2020-12-02 | Any | DMo | Ex | CZ03 | rDXHP | ResCoolCap | 3.5 | 1240 | None | 14.0992 | 0.05 | 0 | 8.9115 | 0.0307 | 0 | [6 empty] | DEER:HVAC_Eff_HP | Annual
RE-HV-ResDHP-16S | DEER2020 | D20 v1 | 2020-12-02 | Any | DMo | Ex | CZ04 | rDXHP | ResCoolCap | 3.5 | 1240 | None | 54.046 | 0.0831 | 0 | 33.3885 | 0.051 | 0 | [6 empty] | DEER:HVAC_Eff_HP | Annual
RE-HV-ResDHP-16S | DEER2020 | D20 v1 | 2020-12-02 | Any | DMo | Ex | CZ05 | rDXHP | ResCoolCap | 3.5 | 1240 | None | 12.0358 | 0.0295 | 0 | 7.7233 | 0.0181 | 0 | [6 empty] | DEER:HVAC_Eff_HP | Annual
RE-HV-ResDHP-16S | DEER2020 | D20 v1 | 2020-12-02 | Any | DMo | Ex | CZ06 | rDXHP | ResCoolCap | 3.5 | 1240 | None | 55.0465 | 0.0502 | 0 | 33.9175 | 0.0308 | 0 | [6 empty] | DEER:HVAC_Eff_HP | Annual
RE-HV-ResDHP-16S | DEER2020 | D20 v1 | 2020-12-02 | Any | DMo | Ex | CZ07 | rDXHP | ResCoolCap | 3.5 | 1240 | None | 54.7284 | 0.0459 | 0 | 33.731 | 0.0281 | 0 | [6 empty] | DEER:HVAC_Eff_HP | Annual
RE-HV-ResDHP-16S | DEER2020 | D20 v1 | 2020-12-02 | Any | DMo | Ex | CZ08 | rDXHP | ResCoolCap | 3.5 | 1240 | None | 106.8316 | 0.0806 | 0 | 65.6723 | 0.0494 | 0 | [6 empty] | DEER:HVAC_Eff_HP | Annual
RE-HV-ResDHP-16S | DEER2020 | D20 v1 | 2020-12-02 | Any | DMo | Ex | CZ09 | rDXHP | ResCoolCap | 3.5 | 1240 | None | 89.2101 | 0.0831 | 0 | 54.9354 | 0.051 | 0 | [6 empty] | DEER:HVAC_Eff_HP | Annual
RE-HV-ResDHP-16S | DEER2020 | D20 v1 | 2020-12-02 | Any | DMo | Ex | CZ10 | rDXHP | ResCoolCap | 3.5 | 1240 | None | 121.9955 | 0.0915 | 0 | 75.0506 | 0.0561 | 0 | [6 empty] | DEER:HVAC_Eff_HP | Annual
RE-HV-ResDHP-16S | DEER2020 | D20 v1 | 2020-12-02 | Any | DMo | Ex | CZ11 | rDXHP | ResCoolCap | 3.5 | 1240 | None | 131.59 | 0.1336 | 0 | 81.0997 | 0.0819 | 0 | [6 empty] | DEER:HVAC_Eff_HP | Annual
RE-HV-ResDHP-16S | DEER2020 | D20 v1 | 2020-12-02 | Any | DMo | Ex | CZ12 | rDXHP | ResCoolCap | 3.5 | 1240 | None | 85.2517 | 0.1177 | 0 | 52.5911 | 0.0722 | 0 | [6 empty] | DEER:HVAC_Eff_HP | Annual
RE-HV-ResDHP-16S | DEER2020 | D20 v1 | 2020-12-02 | Any | DMo | Ex | CZ13 | rDXHP | ResCoolCap | 3.5 | 1240 | None | 148.0995 | 0.1303 | 0 | 91.1095 | 0.0799 | 0 | [6 empty] | DEER:HVAC_Eff_HP | Annual
RE-HV-ResDHP-16S | DEER2020 | D20 v1 | 2020-12-02 | Any | DMo | Ex | CZ14 | rDXHP | ResCoolCap | 3.5 | 1240 | None | 126.7277 | 0.1235 | 0 | 78.0041 | 0.0757 | 0 | [6 empty] | DEER:HVAC_Eff_HP | Annual
RE-HV-ResDHP-16S | DEER2020 | D20 v1 | 2020-12-02 | Any | DMo | Ex | CZ15 | rDXHP | ResCoolCap | 3.5 | 1240 | None | 214.514 | 0.1531 | 0 | 131.7029 | 0.0939 | 0 | [6 empty] | DEER:HVAC_Eff_HP | Annual
RE-HV-ResDHP-16S | DEER2020 | D20 v1 | 2020-12-02 | Any | DMo | Ex | CZ16 | rDXHP | ResCoolCap | 3.5 | 1240 | None | 40.9587 | 0.0534 | 0 | 25.6538 | 0.0328 | 0 | [6 empty] | DEER:HVAC_Eff_HP | Annual
RE-HV-ResDHP-16S | DEER2020 | D20 v1 | 2020-12-02 | Any | MFm | Ex | CZ01 | rDXHP | ResCoolCap | 1 | 999 | None | 14.6336 | 0.0015 | 0 | 9.8552 | 0.0009 | 0 | [6 empty] | DEER:HVAC_Eff_HP | Annual
RE-HV-ResDHP-16S | DEER2020 | D20 v1 | 2020-12-02 | Any | MFm | Ex | CZ02 | rDXHP | ResCoolCap | 1 | 1070 | None | 43.6387 | 0.0925 | 0 | 27.3106 | 0.0567 | 0 | [6 empty] | DEER:HVAC_Eff_HP | Annual
RE-HV-ResDHP-16S | DEER2020 | D20 v1 | 2020-12-02 | Any | MFm | Ex | CZ03 | rDXHP | ResCoolCap | 1 | 999 | None | 17.9614 | 0.0349 | 0 | 11.5817 | 0.0214 | 0 | [6 empty] | DEER:HVAC_Eff_HP | Annual
RE-HV-ResDHP-16S | DEER2020 | D20 v1 | 2020-12-02 | Any | MFm | Ex | CZ04 | rDXHP | ResCoolCap | 1 | 999 | None | 88.2282 | 0.1342 | 0 | 54.339 | 0.0823 | 0 | [6 empty] | DEER:HVAC_Eff_HP | Annual
RE-HV-ResDHP-16S | DEER2020 | D20 v1 | 2020-12-02 | Any | MFm | Ex | CZ05 | rDXHP | ResCoolCap | 1.04 | 999 | None | 17.1548 | 0.0159 | 0 | 10.8821 | 0.0098 | 0 | [6 empty] | DEER:HVAC_Eff_HP | Annual
RE-HV-ResDHP-16S | DEER2020 | D20 v1 | 2020-12-02 | Any | MFm | Ex | CZ06 | rDXHP | ResCoolCap | 1.28 | 1210 | None | 50.1775 | 0.0587 | 0 | 31.0032 | 0.036 | 0 | [6 empty] | DEER:HVAC_Eff_HP | Annual
RE-HV-ResDHP-16S | DEER2020 | D20 v1 | 2020-12-02 | Any | MFm | Ex | CZ07 | rDXHP | ResCoolCap | 1.11 | 1210 | None | 91.2706 | 0.0819 | 0 | 56.2808 | 0.0502 | 0 | [6 empty] | DEER:HVAC_Eff_HP | Annual
RE-HV-ResDHP-16S | DEER2020 | D20 v1 | 2020-12-02 | Any | MFm | Ex | CZ08 | rDXHP | ResCoolCap | 1.19 | 1210 | None | 151.2191 | 0.1082 | 0 | 92.9604 | 0.0664 | 0 | [6 empty] | DEER:HVAC_Eff_HP | Annual
RE-HV-ResDHP-16S | DEER2020 | D20 v1 | 2020-12-02 | Any | MFm | Ex | CZ09 | rDXHP | ResCoolCap | 1 | 1130 | None | 138.9041 | 0.1286 | 0 | 85.5684 | 0.0788 | 0 | [6 empty] | DEER:HVAC_Eff_HP | Annual
RE-HV-ResDHP-16S | DEER2020 | D20 v1 | 2020-12-02 | Any | MFm | Ex | CZ10 | rDXHP | ResCoolCap | 1 | 1070 | None | 137.3702 | 0.1246 | 0 | 84.5572 | 0.0764 | 0 | [6 empty] | DEER:HVAC_Eff_HP | Annual
RE-HV-ResDHP-16S | DEER2020 | D20 v1 | 2020-12-02 | Any | MFm | Ex | CZ11 | rDXHP | ResCoolCap | 1 | 1070 | None | 224.6689 | 0.2006 | 0 | 138.4647 | 0.123 | 0 | [6 empty] | DEER:HVAC_Eff_HP | Annual
RE-HV-ResDHP-16S | DEER2020 | D20 v1 | 2020-12-02 | Any | MFm | Ex | CZ12 | rDXHP | ResCoolCap | 1 | 1070 | None | 130.8577 | 0.1695 | 0 | 80.7386 | 0.1039 | 0 | [6 empty] | DEER:HVAC_Eff_HP | Annual
RE-HV-ResDHP-16S | DEER2020 | D20 v1 | 2020-12-02 | Any | MFm | Ex | CZ13 | rDXHP | ResCoolCap | 1 | 1070 | None | 241.454 | 0.1871 | 0 | 148.5887 | 0.1148 | 0 | [6 empty] | DEER:HVAC_Eff_HP | Annual
RE-HV-ResDHP-16S | DEER2020 | D20 v1 | 2020-12-02 | Any | MFm | Ex | CZ14 | rDXHP | ResCoolCap | 1.07 | 1090 | None | 263.1151 | 0.1819 | 0 | 162.2196 | 0.1116 | 0 | [6 empty] | DEER:HVAC_Eff_HP | Annual
RE-HV-ResDHP-16S | DEER2020 | D20 v1 | 2020-12-02 | Any | MFm | Ex | CZ15 | rDXHP | ResCoolCap | 1.1575 | 1090 | None | 330.906 | 0.2011 | 0 | 203.2172 | 0.1233 | 0 | [6 empty] | DEER:HVAC_Eff_HP | Annual
RE-HV-ResDHP-16S | DEER2020 | D20 v1 | 2020-12-02 | Any | MFm | Ex | CZ16 | rDXHP | ResCoolCap | 1 | 999 | None | 122.4523 | 0.095 | 0 | 70.4516 | 0.0582 | 0 | [6 empty] | DEER:HVAC_Eff_HP | Annual
RE-HV-ResDHP-16S | DEER2020 | D20 v1 | 2020-12-02 | Any | SFm | Ex | CZ01 | rDXHP | ResCoolCap | 2.33 | 2300 | None | 13.2666 | 0 | 0 | 8.9451 | 0 | 0 | [6 empty] | DEER:HVAC_Eff_HP | Annual
RE-HV-ResDHP-16S | DEER2020 | D20 v1 | 2020-12-02 | Any | SFm | Ex | CZ02 | rDXHP | ResCoolCap | 2.21 | 1950 | None | 42.825 | 0.0973 | 0 | 27.2858 | 0.0597 | 0 | [6 empty] | DEER:HVAC_Eff_HP | Annual
RE-HV-ResDHP-16S | DEER2020 | D20 v1 | 2020-12-02 | Any | SFm | Ex | CZ03 | rDXHP | ResCoolCap | 3.23 | 2300 | None | 15.1063 | 0.0532 | 0 | 9.6814 | 0.0326 | 0 | [6 empty] | DEER:HVAC_Eff_HP | Annual
RE-HV-ResDHP-16S | DEER2020 | D20 v1 | 2020-12-02 | Any | SFm | Ex | CZ04 | rDXHP | ResCoolCap | 3.17 | 2300 | None | 63.6853 | 0.1104 | 0 | 39.4625 | 0.0677 | 0 | [6 empty] | DEER:HVAC_Eff_HP | Annual
RE-HV-ResDHP-16S | DEER2020 | D20 v1 | 2020-12-02 | Any | SFm | Ex | CZ05 | rDXHP | ResCoolCap | 3.55 | 2300 | None | 10.5408 | 0.0277 | 0 | 6.8742 | 0.017 | 0 | [6 empty] | DEER:HVAC_Eff_HP | Annual
RE-HV-ResDHP-16S | DEER2020 | D20 v1 | 2020-12-02 | Any | SFm | Ex | CZ06 | rDXHP | ResCoolCap | 4.01 | 2390 | None | 47.1002 | 0.0483 | 0 | 29.0104 | 0.0296 | 0 | [6 empty] | DEER:HVAC_Eff_HP | Annual
RE-HV-ResDHP-16S | DEER2020 | D20 v1 | 2020-12-02 | Any | SFm | Ex | CZ07 | rDXHP | ResCoolCap | 3.21 | 2390 | None | 67.1479 | 0.0627 | 0 | 41.3456 | 0.0385 | 0 | [6 empty] | DEER:HVAC_Eff_HP | Annual
RE-HV-ResDHP-16S | DEER2020 | D20 v1 | 2020-12-02 | Any | SFm | Ex | CZ08 | rDXHP | ResCoolCap | 3.77 | 2390 | None | 118.366 | 0.0911 | 0 | 72.6986 | 0.0559 | 0 | [6 empty] | DEER:HVAC_Eff_HP | Annual
RE-HV-ResDHP-16S | DEER2020 | D20 v1 | 2020-12-02 | Any | SFm | Ex | CZ09 | rDXHP | ResCoolCap | 3.37 | 2420 | None | 95.6353 | 0.1061 | 0 | 58.9034 | 0.0651 | 0 | [6 empty] | DEER:HVAC_Eff_HP | Annual
RE-HV-ResDHP-16S | DEER2020 | D20 v1 | 2020-12-02 | Any | SFm | Ex | CZ10 | rDXHP | ResCoolCap | 2.53 | 1950 | None | 126.8377 | 0.1146 | 0 | 78.36 | 0.0703 | 0 | [6 empty] | DEER:HVAC_Eff_HP | Annual
RE-HV-ResDHP-16S | DEER2020 | D20 v1 | 2020-12-02 | Any | SFm | Ex | CZ11 | rDXHP | ResCoolCap | 2.66 | 1950 | None | 111.3772 | 0.1461 | 0 | 68.8201 | 0.0896 | 0 | [6 empty] | DEER:HVAC_Eff_HP | Annual
RE-HV-ResDHP-16S | DEER2020 | D20 v1 | 2020-12-02 | Any | SFm | Ex | CZ12 | rDXHP | ResCoolCap | 2.47 | 1950 | None | 76.3027 | 0.1397 | 0 | 47.3911 | 0.0857 | 0 | [6 empty] | DEER:HVAC_Eff_HP | Annual
RE-HV-ResDHP-16S | DEER2020 | D20 v1 | 2020-12-02 | Any | SFm | Ex | CZ13 | rDXHP | ResCoolCap | 2.55 | 1950 | None | 149.3565 | 0.1495 | 0 | 92.098 | 0.0917 | 0 | [6 empty] | DEER:HVAC_Eff_HP | Annual
RE-HV-ResDHP-16S | DEER2020 | D20 v1 | 2020-12-02 | Any | SFm | Ex | CZ14 | rDXHP | ResCoolCap | 3.1646 | 2160 | None | 176.5411 | 0.1407 | 0 | 108.8121 | 0.0863 | 0 | [6 empty] | DEER:HVAC_Eff_HP | Annual
RE-HV-ResDHP-16S | DEER2020 | D20 v1 | 2020-12-02 | Any | SFm | Ex | CZ15 | rDXHP | ResCoolCap | 3.4 | 2160 | None | 202.7022 | 0.1586 | 0 | 124.5648 | 0.0973 | 0 | [6 empty] | DEER:HVAC_Eff_HP | Annual
RE-HV-ResDHP-16S | DEER2020 | D20 v1 | 2020-12-02 | Any | SFm | Ex | CZ16 | rDXHP | ResCoolCap | 3.61 | 2300 | None | 24.2644 | 0.0415 | 0 | 15.4484 | 0.0255 | 0 | [6 empty] | DEER:HVAC_Eff_HP | Annual
RE-HV-ResDHP-17S | DEER2020 | D20 v1 | 2020-12-02 | Any | DMo | Ex | CZ01 | rDXHP | ResCoolCap | 3.5 | 1240 | None | 7.7236 | 0 | 0 | 5.5839 | 0 | 0 | [6 empty] | DEER:HVAC_Eff_HP | Annual
RE-HV-ResDHP-17S | DEER2020 | D20 v1 | 2020-12-02 | Any | DMo | Ex | CZ02 | rDXHP | ResCoolCap | 3.5 | 1240 | None | 42.2874 | 0.091 | 0 | 29.1335 | 0.0621 | 0 | [6 empty] | DEER:HVAC_Eff_HP | Annual
RE-HV-ResDHP-17S | DEER2020 | D20 v1 | 2020-12-02 | Any | DMo | Ex | CZ03 | rDXHP | ResCoolCap | 3.5 | 1240 | None | 16.9776 | 0.0609 | 0 | 11.7898 | 0.0416 | 0 | [6 empty] | DEER:HVAC_Eff_HP | Annual
RE-HV-ResDHP-17S | DEER2020 | D20 v1 | 2020-12-02 | Any | DMo | Ex | CZ04 | rDXHP | ResCoolCap | 3.5 | 1240 | None | 65.6193 | 0.1012 | 0 | 44.9617 | 0.0691 | 0 | [6 empty] | DEER:HVAC_Eff_HP | Annual
RE-HV-ResDHP-17S | DEER2020 | D20 v1 | 2020-12-02 | Any | DMo | Ex | CZ05 | rDXHP | ResCoolCap | 3.5 | 1240 | None | 14.3768 | 0.0359 | 0 | 10.0643 | 0.0245 | 0 | [6 empty] | DEER:HVAC_Eff_HP | Annual
RE-HV-ResDHP-17S | DEER2020 | D20 v1 | 2020-12-02 | Any | DMo | Ex | CZ06 | rDXHP | ResCoolCap | 3.5 | 1240 | None | 66.9102 | 0.0611 | 0 | 45.7811 | 0.0417 | 0 | [6 empty] | DEER:HVAC_Eff_HP | Annual
RE-HV-ResDHP-17S | DEER2020 | D20 v1 | 2020-12-02 | Any | DMo | Ex | CZ07 | rDXHP | ResCoolCap | 3.5 | 1240 | None | 66.5171 | 0.0558 | 0 | 45.5197 | 0.0381 | 0 | [6 empty] | DEER:HVAC_Eff_HP | Annual
RE-HV-ResDHP-17S | DEER2020 | D20 v1 | 2020-12-02 | Any | DMo | Ex | CZ08 | rDXHP | ResCoolCap | 3.5 | 1240 | None | 129.9613 | 0.0982 | 0 | 88.8019 | 0.067 | 0 | [6 empty] | DEER:HVAC_Eff_HP | Annual
RE-HV-ResDHP-17S | DEER2020 | D20 v1 | 2020-12-02 | Any | DMo | Ex | CZ09 | rDXHP | ResCoolCap | 3.5 | 1240 | None | 108.458 | 0.1011 | 0 | 74.1834 | 0.069 | 0 | [6 empty] | DEER:HVAC_Eff_HP | Annual
RE-HV-ResDHP-17S | DEER2020 | D20 v1 | 2020-12-02 | Any | DMo | Ex | CZ10 | rDXHP | ResCoolCap | 3.5 | 1240 | None | 148.3681 | 0.1114 | 0 | 101.4233 | 0.076 | 0 | [6 empty] | DEER:HVAC_Eff_HP | Annual
RE-HV-ResDHP-17S | DEER2020 | D20 v1 | 2020-12-02 | Any | DMo | Ex | CZ11 | rDXHP | ResCoolCap | 3.5 | 1240 | None | 159.9452 | 0.1627 | 0 | 109.4548 | 0.111 | 0 | [6 empty] | DEER:HVAC_Eff_HP | Annual
RE-HV-ResDHP-17S | DEER2020 | D20 v1 | 2020-12-02 | Any | DMo | Ex | CZ12 | rDXHP | ResCoolCap | 3.5 | 1240 | None | 103.5763 | 0.1433 | 0 | 70.9157 | 0.0978 | 0 | [6 empty] | DEER:HVAC_Eff_HP | Annual
RE-HV-ResDHP-17S | DEER2020 | D20 v1 | 2020-12-02 | Any | DMo | Ex | CZ13 | rDXHP | ResCoolCap | 3.5 | 1240 | None | 180.1235 | 0.1586 | 0 | 123.1335 | 0.1082 | 0 | [6 empty] | DEER:HVAC_Eff_HP | Annual
RE-HV-ResDHP-17S | DEER2020 | D20 v1 | 2020-12-02 | Any | DMo | Ex | CZ14 | rDXHP | ResCoolCap | 3.5 | 1240 | None | 154.1034 | 0.1503 | 0 | 105.3798 | 0.1026 | 0 | [6 empty] | DEER:HVAC_Eff_HP | Annual
RE-HV-ResDHP-17S | DEER2020 | D20 v1 | 2020-12-02 | Any | DMo | Ex | CZ15 | rDXHP | ResCoolCap | 3.5 | 1240 | None | 261.0718 | 0.1864 | 0 | 178.2606 | 0.1272 | 0 | [6 empty] | DEER:HVAC_Eff_HP | Annual
RE-HV-ResDHP-17S | DEER2020 | D20 v1 | 2020-12-02 | Any | DMo | Ex | CZ16 | rDXHP | ResCoolCap | 3.5 | 1240 | None | 49.5046 | 0.065 | 0 | 34.1996 | 0.0444 | 0 | [6 empty] | DEER:HVAC_Eff_HP | Annual
RE-HV-ResDHP-17S | DEER2020 | D20 v1 | 2020-12-02 | Any | MFm | Ex | CZ01 | rDXHP | ResCoolCap | 1 | 999 | None | 17.2155 | 0.0018 | 0 | 12.4371 | 0.0012 | 0 | [6 empty] | DEER:HVAC_Eff_HP | Annual
RE-HV-ResDHP-17S | DEER2020 | D20 v1 | 2020-12-02 | Any | MFm | Ex | CZ02 | rDXHP | ResCoolCap | 1 | 1070 | None | 52.757 | 0.1126 | 0 | 36.429 | 0.0768 | 0 | [6 empty] | DEER:HVAC_Eff_HP | Annual
RE-HV-ResDHP-17S | DEER2020 | D20 v1 | 2020-12-02 | Any | MFm | Ex | CZ03 | rDXHP | ResCoolCap | 1 | 999 | None | 21.4803 | 0.0425 | 0 | 15.1006 | 0.029 | 0 | [6 empty] | DEER:HVAC_Eff_HP | Annual
RE-HV-ResDHP-17S | DEER2020 | D20 v1 | 2020-12-02 | Any | MFm | Ex | CZ04 | rDXHP | ResCoolCap | 1 | 999 | None | 107.2597 | 0.1634 | 0 | 73.3705 | 0.1115 | 0 | [6 empty] | DEER:HVAC_Eff_HP | Annual
RE-HV-ResDHP-17S | DEER2020 | D20 v1 | 2020-12-02 | Any | MFm | Ex | CZ05 | rDXHP | ResCoolCap | 1.04 | 999 | None | 20.6384 | 0.0194 | 0 | 14.3657 | 0.0132 | 0 | [6 empty] | DEER:HVAC_Eff_HP | Annual
RE-HV-ResDHP-17S | DEER2020 | D20 v1 | 2020-12-02 | Any | MFm | Ex | CZ06 | rDXHP | ResCoolCap | 1.28 | 1210 | None | 60.9305 | 0.0714 | 0 | 41.7561 | 0.0487 | 0 | [6 empty] | DEER:HVAC_Eff_HP | Annual
RE-HV-ResDHP-17S | DEER2020 | D20 v1 | 2020-12-02 | Any | MFm | Ex | CZ07 | rDXHP | ResCoolCap | 1.11 | 1210 | None | 110.9113 | 0.0997 | 0 | 75.9215 | 0.068 | 0 | [6 empty] | DEER:HVAC_Eff_HP | Annual
RE-HV-ResDHP-17S | DEER2020 | D20 v1 | 2020-12-02 | Any | MFm | Ex | CZ08 | rDXHP | ResCoolCap | 1.19 | 1210 | None | 183.9586 | 0.1318 | 0 | 125.7 | 0.0899 | 0 | [6 empty] | DEER:HVAC_Eff_HP | Annual
RE-HV-ResDHP-17S | DEER2020 | D20 v1 | 2020-12-02 | Any | MFm | Ex | CZ09 | rDXHP | ResCoolCap | 1 | 1130 | None | 168.8531 | 0.1566 | 0 | 115.5173 | 0.1068 | 0 | [6 empty] | DEER:HVAC_Eff_HP | Annual
RE-HV-ResDHP-17S | DEER2020 | D20 v1 | 2020-12-02 | Any | MFm | Ex | CZ10 | rDXHP | ResCoolCap | 1 | 1070 | None | 167.0563 | 0.1517 | 0 | 114.2433 | 0.1035 | 0 | [6 empty] | DEER:HVAC_Eff_HP | Annual
RE-HV-ResDHP-17S | DEER2020 | D20 v1 | 2020-12-02 | Any | MFm | Ex | CZ11 | rDXHP | ResCoolCap | 1 | 1070 | None | 271.4 | 0.2437 | 0 | 185.1959 | 0.1662 | 0 | [6 empty] | DEER:HVAC_Eff_HP | Annual
RE-HV-ResDHP-17S | DEER2020 | D20 v1 | 2020-12-02 | Any | MFm | Ex | CZ12 | rDXHP | ResCoolCap | 1 | 1070 | None | 159.2436 | 0.2064 | 0 | 109.1244 | 0.1408 | 0 | [6 empty] | DEER:HVAC_Eff_HP | Annual
RE-HV-ResDHP-17S | DEER2020 | D20 v1 | 2020-12-02 | Any | MFm | Ex | CZ13 | rDXHP | ResCoolCap | 1 | 1070 | None | 293.6381 | 0.2278 | 0 | 200.7729 | 0.1555 | 0 | [6 empty] | DEER:HVAC_Eff_HP | Annual
RE-HV-ResDHP-17S | DEER2020 | D20 v1 | 2020-12-02 | Any | MFm | Ex | CZ14 | rDXHP | ResCoolCap | 1.07 | 1090 | None | 319.7632 | 0.2215 | 0 | 218.8677 | 0.1511 | 0 | [6 empty] | DEER:HVAC_Eff_HP | Annual
RE-HV-ResDHP-17S | DEER2020 | D20 v1 | 2020-12-02 | Any | MFm | Ex | CZ15 | rDXHP | ResCoolCap | 1.1575 | 1090 | None | 402.6875 | 0.2448 | 0 | 274.9986 | 0.167 | 0 | [6 empty] | DEER:HVAC_Eff_HP | Annual
RE-HV-ResDHP-17S | DEER2020 | D20 v1 | 2020-12-02 | Any | MFm | Ex | CZ16 | rDXHP | ResCoolCap | 1 | 999 | None | 145.9119 | 0.1156 | 0 | 93.9112 | 0.0789 | 0 | [6 empty] | DEER:HVAC_Eff_HP | Annual
RE-HV-ResDHP-17S | DEER2020 | D20 v1 | 2020-12-02 | Any | SFm | Ex | CZ01 | rDXHP | ResCoolCap | 2.33 | 2300 | None | 15.6111 | 0 | 0 | 11.2896 | 0 | 0 | [6 empty] | DEER:HVAC_Eff_HP | Annual
RE-HV-ResDHP-17S | DEER2020 | D20 v1 | 2020-12-02 | Any | SFm | Ex | CZ02 | rDXHP | ResCoolCap | 2.21 | 1950 | None | 51.4681 | 0.1185 | 0 | 35.9289 | 0.0808 | 0 | [6 empty] | DEER:HVAC_Eff_HP | Annual
RE-HV-ResDHP-17S | DEER2020 | D20 v1 | 2020-12-02 | Any | SFm | Ex | CZ03 | rDXHP | ResCoolCap | 3.23 | 2300 | None | 18.1083 | 0.0648 | 0 | 12.6834 | 0.0442 | 0 | [6 empty] | DEER:HVAC_Eff_HP | Annual
RE-HV-ResDHP-17S | DEER2020 | D20 v1 | 2020-12-02 | Any | SFm | Ex | CZ04 | rDXHP | ResCoolCap | 3.17 | 2300 | None | 77.2554 | 0.1344 | 0 | 53.0326 | 0.0917 | 0 | [6 empty] | DEER:HVAC_Eff_HP | Annual
RE-HV-ResDHP-17S | DEER2020 | D20 v1 | 2020-12-02 | Any | SFm | Ex | CZ05 | rDXHP | ResCoolCap | 3.55 | 2300 | None | 12.5527 | 0.0337 | 0 | 8.8862 | 0.023 | 0 | [6 empty] | DEER:HVAC_Eff_HP | Annual
RE-HV-ResDHP-17S | DEER2020 | D20 v1 | 2020-12-02 | Any | SFm | Ex | CZ06 | rDXHP | ResCoolCap | 4.01 | 2390 | None | 57.2588 | 0.0588 | 0 | 39.169 | 0.0401 | 0 | [6 empty] | DEER:HVAC_Eff_HP | Annual
RE-HV-ResDHP-17S | DEER2020 | D20 v1 | 2020-12-02 | Any | SFm | Ex | CZ07 | rDXHP | ResCoolCap | 3.21 | 2390 | None | 81.639 | 0.0764 | 0 | 55.8367 | 0.0521 | 0 | [6 empty] | DEER:HVAC_Eff_HP | Annual
RE-HV-ResDHP-17S | DEER2020 | D20 v1 | 2020-12-02 | Any | SFm | Ex | CZ08 | rDXHP | ResCoolCap | 3.77 | 2390 | None | 144.0384 | 0.1109 | 0 | 98.3711 | 0.0757 | 0 | [6 empty] | DEER:HVAC_Eff_HP | Annual
RE-HV-ResDHP-17S | DEER2020 | D20 v1 | 2020-12-02 | Any | SFm | Ex | CZ09 | rDXHP | ResCoolCap | 3.37 | 2420 | None | 116.2641 | 0.1292 | 0 | 79.5322 | 0.0882 | 0 | [6 empty] | DEER:HVAC_Eff_HP | Annual
RE-HV-ResDHP-17S | DEER2020 | D20 v1 | 2020-12-02 | Any | SFm | Ex | CZ10 | rDXHP | ResCoolCap | 2.53 | 1950 | None | 154.017 | 0.1395 | 0 | 105.5394 | 0.0952 | 0 | [6 empty] | DEER:HVAC_Eff_HP | Annual
RE-HV-ResDHP-17S | DEER2020 | D20 v1 | 2020-12-02 | Any | SFm | Ex | CZ11 | rDXHP | ResCoolCap | 2.66 | 1950 | None | 135.2537 | 0.1779 | 0 | 92.6966 | 0.1214 | 0 | [6 empty] | DEER:HVAC_Eff_HP | Annual
RE-HV-ResDHP-17S | DEER2020 | D20 v1 | 2020-12-02 | Any | SFm | Ex | CZ12 | rDXHP | ResCoolCap | 2.47 | 1950 | None | 92.4709 | 0.1701 | 0 | 63.5593 | 0.1161 | 0 | [6 empty] | DEER:HVAC_Eff_HP | Annual
RE-HV-ResDHP-17S | DEER2020 | D20 v1 | 2020-12-02 | Any | SFm | Ex | CZ13 | rDXHP | ResCoolCap | 2.55 | 1950 | None | 181.5082 | 0.1821 | 0 | 124.2497 | 0.1242 | 0 | [6 empty] | DEER:HVAC_Eff_HP | Annual
RE-HV-ResDHP-17S | DEER2020 | D20 v1 | 2020-12-02 | Any | SFm | Ex | CZ14 | rDXHP | ResCoolCap | 3.1646 | 2160 | None | 214.5795 | 0.1713 | 0 | 146.8504 | 0.1169 | 0 | [6 empty] | DEER:HVAC_Eff_HP | Annual
RE-HV-ResDHP-17S | DEER2020 | D20 v1 | 2020-12-02 | Any | SFm | Ex | CZ15 | rDXHP | ResCoolCap | 3.4 | 2160 | None | 246.618 | 0.1931 | 0 | 168.4807 | 0.1318 | 0 | [6 empty] | DEER:HVAC_Eff_HP | Annual
RE-HV-ResDHP-17S | DEER2020 | D20 v1 | 2020-12-02 | Any | SFm | Ex | CZ16 | rDXHP | ResCoolCap | 3.61 | 2300 | None | 29.1771 | 0.0505 | 0 | 20.3611 | 0.0345 | 0 | [6 empty] | DEER:HVAC_Eff_HP | Annual
RE-HV-ResDHP-18S | DEER2020 | D20 v1 | 2020-12-02 | Any | DMo | Ex | CZ01 | rDXHP | ResCoolCap | 3.5 | 1240 | None | 8.8737 | 0 | 0 | 6.734 | 0 | 0 | [6 empty] | DEER:HVAC_Eff_HP | Annual
RE-HV-ResDHP-18S | DEER2020 | D20 v1 | 2020-12-02 | Any | DMo | Ex | CZ02 | rDXHP | ResCoolCap | 3.5 | 1240 | None | 49.0535 | 0.1058 | 0 | 35.8996 | 0.0768 | 0 | [6 empty] | DEER:HVAC_Eff_HP | Annual
RE-HV-ResDHP-18S | DEER2020 | D20 v1 | 2020-12-02 | Any | DMo | Ex | CZ03 | rDXHP | ResCoolCap | 3.5 | 1240 | None | 19.6444 | 0.0708 | 0 | 14.4567 | 0.0514 | 0 | [6 empty] | DEER:HVAC_Eff_HP | Annual
RE-HV-ResDHP-18S | DEER2020 | D20 v1 | 2020-12-02 | Any | DMo | Ex | CZ04 | rDXHP | ResCoolCap | 3.5 | 1240 | None | 76.1545 | 0.1176 | 0 | 55.4969 | 0.0854 | 0 | [6 empty] | DEER:HVAC_Eff_HP | Annual
RE-HV-ResDHP-18S | DEER2020 | D20 v1 | 2020-12-02 | Any | DMo | Ex | CZ05 | rDXHP | ResCoolCap | 3.5 | 1240 | None | 16.6191 | 0.0417 | 0 | 12.3066 | 0.0303 | 0 | [6 empty] | DEER:HVAC_Eff_HP | Annual
RE-HV-ResDHP-18S | DEER2020 | D20 v1 | 2020-12-02 | Any | DMo | Ex | CZ06 | rDXHP | ResCoolCap | 3.5 | 1240 | None | 77.7026 | 0.071 | 0 | 56.5736 | 0.0516 | 0 | [6 empty] | DEER:HVAC_Eff_HP | Annual
RE-HV-ResDHP-18S | DEER2020 | D20 v1 | 2020-12-02 | Any | DMo | Ex | CZ07 | rDXHP | ResCoolCap | 3.5 | 1240 | None | 77.2433 | 0.0649 | 0 | 56.2459 | 0.0471 | 0 | [6 empty] | DEER:HVAC_Eff_HP | Annual
RE-HV-ResDHP-18S | DEER2020 | D20 v1 | 2020-12-02 | Any | DMo | Ex | CZ08 | rDXHP | ResCoolCap | 3.5 | 1240 | None | 150.9604 | 0.114 | 0 | 109.801 | 0.0829 | 0 | [6 empty] | DEER:HVAC_Eff_HP | Annual
RE-HV-ResDHP-18S | DEER2020 | D20 v1 | 2020-12-02 | Any | DMo | Ex | CZ09 | rDXHP | ResCoolCap | 3.5 | 1240 | None | 125.9584 | 0.1175 | 0 | 91.6838 | 0.0854 | 0 | [6 empty] | DEER:HVAC_Eff_HP | Annual
RE-HV-ResDHP-18S | DEER2020 | D20 v1 | 2020-12-02 | Any | DMo | Ex | CZ10 | rDXHP | ResCoolCap | 3.5 | 1240 | None | 172.3257 | 0.1295 | 0 | 125.3808 | 0.0941 | 0 | [6 empty] | DEER:HVAC_Eff_HP | Annual
RE-HV-ResDHP-18S | DEER2020 | D20 v1 | 2020-12-02 | Any | DMo | Ex | CZ11 | rDXHP | ResCoolCap | 3.5 | 1240 | None | 185.7506 | 0.189 | 0 | 135.2602 | 0.1374 | 0 | [6 empty] | DEER:HVAC_Eff_HP | Annual
RE-HV-ResDHP-18S | DEER2020 | D20 v1 | 2020-12-02 | Any | DMo | Ex | CZ12 | rDXHP | ResCoolCap | 3.5 | 1240 | None | 120.2435 | 0.1665 | 0 | 87.5829 | 0.121 | 0 | [6 empty] | DEER:HVAC_Eff_HP | Annual
RE-HV-ResDHP-18S | DEER2020 | D20 v1 | 2020-12-02 | Any | DMo | Ex | CZ13 | rDXHP | ResCoolCap | 3.5 | 1240 | None | 209.2166 | 0.1843 | 0 | 152.2265 | 0.1339 | 0 | [6 empty] | DEER:HVAC_Eff_HP | Annual
RE-HV-ResDHP-18S | DEER2020 | D20 v1 | 2020-12-02 | Any | DMo | Ex | CZ14 | rDXHP | ResCoolCap | 3.5 | 1240 | None | 178.9859 | 0.1747 | 0 | 130.2623 | 0.1269 | 0 | [6 empty] | DEER:HVAC_Eff_HP | Annual
RE-HV-ResDHP-18S | DEER2020 | D20 v1 | 2020-12-02 | Any | DMo | Ex | CZ15 | rDXHP | ResCoolCap | 3.5 | 1240 | None | 303.2952 | 0.2165 | 0 | 220.4841 | 0.1573 | 0 | [6 empty] | DEER:HVAC_Eff_HP | Annual
RE-HV-ResDHP-18S | DEER2020 | D20 v1 | 2020-12-02 | Any | DMo | Ex | CZ16 | rDXHP | ResCoolCap | 3.5 | 1240 | None | 57.4097 | 0.0756 | 0 | 42.1048 | 0.0549 | 0 | [6 empty] | DEER:HVAC_Eff_HP | Annual
RE-HV-ResDHP-18S | DEER2020 | D20 v1 | 2020-12-02 | Any | MFm | Ex | CZ01 | rDXHP | ResCoolCap | 1 | 999 | None | 19.7908 | 0.0021 | 0 | 15.0124 | 0.0015 | 0 | [6 empty] | DEER:HVAC_Eff_HP | Annual
RE-HV-ResDHP-18S | DEER2020 | D20 v1 | 2020-12-02 | Any | MFm | Ex | CZ02 | rDXHP | ResCoolCap | 1 | 1070 | None | 61.1682 | 0.1308 | 0 | 44.8402 | 0.0951 | 0 | [6 empty] | DEER:HVAC_Eff_HP | Annual
RE-HV-ResDHP-18S | DEER2020 | D20 v1 | 2020-12-02 | Any | MFm | Ex | CZ03 | rDXHP | ResCoolCap | 1 | 999 | None | 24.8185 | 0.0494 | 0 | 18.4388 | 0.0359 | 0 | [6 empty] | DEER:HVAC_Eff_HP | Annual
RE-HV-ResDHP-18S | DEER2020 | D20 v1 | 2020-12-02 | Any | MFm | Ex | CZ04 | rDXHP | ResCoolCap | 1 | 999 | None | 124.5667 | 0.1899 | 0 | 90.6775 | 0.138 | 0 | [6 empty] | DEER:HVAC_Eff_HP | Annual
RE-HV-ResDHP-18S | DEER2020 | D20 v1 | 2020-12-02 | Any | MFm | Ex | CZ05 | rDXHP | ResCoolCap | 1.04 | 999 | None | 23.8894 | 0.0225 | 0 | 17.6167 | 0.0164 | 0 | [6 empty] | DEER:HVAC_Eff_HP | Annual
RE-HV-ResDHP-18S | DEER2020 | D20 v1 | 2020-12-02 | Any | MFm | Ex | CZ06 | rDXHP | ResCoolCap | 1.28 | 1210 | None | 70.7373 | 0.083 | 0 | 51.5629 | 0.0603 | 0 | [6 empty] | DEER:HVAC_Eff_HP | Annual
RE-HV-ResDHP-18S | DEER2020 | D20 v1 | 2020-12-02 | Any | MFm | Ex | CZ07 | rDXHP | ResCoolCap | 1.11 | 1210 | None | 128.7887 | 0.1159 | 0 | 93.7988 | 0.0842 | 0 | [6 empty] | DEER:HVAC_Eff_HP | Annual
RE-HV-ResDHP-18S | DEER2020 | D20 v1 | 2020-12-02 | Any | MFm | Ex | CZ08 | rDXHP | ResCoolCap | 1.19 | 1210 | None | 213.6813 | 0.1531 | 0 | 155.4226 | 0.1112 | 0 | [6 empty] | DEER:HVAC_Eff_HP | Annual
RE-HV-ResDHP-18S | DEER2020 | D20 v1 | 2020-12-02 | Any | MFm | Ex | CZ09 | rDXHP | ResCoolCap | 1 | 1130 | None | 196.093 | 0.1819 | 0 | 142.7572 | 0.1322 | 0 | [6 empty] | DEER:HVAC_Eff_HP | Annual
RE-HV-ResDHP-18S | DEER2020 | D20 v1 | 2020-12-02 | Any | MFm | Ex | CZ10 | rDXHP | ResCoolCap | 1 | 1070 | None | 194.0288 | 0.1762 | 0 | 141.2158 | 0.128 | 0 | [6 empty] | DEER:HVAC_Eff_HP | Annual
RE-HV-ResDHP-18S | DEER2020 | D20 v1 | 2020-12-02 | Any | MFm | Ex | CZ11 | rDXHP | ResCoolCap | 1 | 1070 | None | 317.1329 | 0.2837 | 0 | 230.9287 | 0.2062 | 0 | [6 empty] | DEER:HVAC_Eff_HP | Annual
RE-HV-ResDHP-18S | DEER2020 | D20 v1 | 2020-12-02 | Any | MFm | Ex | CZ12 | rDXHP | ResCoolCap | 1 | 1070 | None | 184.8463 | 0.2398 | 0 | 134.7272 | 0.1743 | 0 | [6 empty] | DEER:HVAC_Eff_HP | Annual
RE-HV-ResDHP-18S | DEER2020 | D20 v1 | 2020-12-02 | Any | MFm | Ex | CZ13 | rDXHP | ResCoolCap | 1 | 1070 | None | 341.057 | 0.2647 | 0 | 248.1918 | 0.1923 | 0 | [6 empty] | DEER:HVAC_Eff_HP | Annual
RE-HV-ResDHP-18S | DEER2020 | D20 v1 | 2020-12-02 | Any | MFm | Ex | CZ14 | rDXHP | ResCoolCap | 1.07 | 1090 | None | 371.3191 | 0.2574 | 0 | 270.4236 | 0.187 | 0 | [6 empty] | DEER:HVAC_Eff_HP | Annual
RE-HV-ResDHP-18S | DEER2020 | D20 v1 | 2020-12-02 | Any | MFm | Ex | CZ15 | rDXHP | ResCoolCap | 1.1575 | 1090 | None | 467.8 | 0.2844 | 0 | 340.1111 | 0.2067 | 0 | [6 empty] | DEER:HVAC_Eff_HP | Annual
RE-HV-ResDHP-18S | DEER2020 | D20 v1 | 2020-12-02 | Any | MFm | Ex | CZ16 | rDXHP | ResCoolCap | 1 | 999 | None | 166.6413 | 0.1344 | 0 | 114.6406 | 0.0976 | 0 | [6 empty] | DEER:HVAC_Eff_HP | Annual
RE-HV-ResDHP-18S | DEER2020 | D20 v1 | 2020-12-02 | Any | SFm | Ex | CZ01 | rDXHP | ResCoolCap | 2.33 | 2300 | None | 17.9554 | 0 | 0 | 13.6339 | 0 | 0 | [6 empty] | DEER:HVAC_Eff_HP | Annual
RE-HV-ResDHP-18S | DEER2020 | D20 v1 | 2020-12-02 | Any | SFm | Ex | CZ02 | rDXHP | ResCoolCap | 2.21 | 1950 | None | 59.5747 | 0.1376 | 0 | 44.0355 | 0.1 | 0 | [6 empty] | DEER:HVAC_Eff_HP | Annual
RE-HV-ResDHP-18S | DEER2020 | D20 v1 | 2020-12-02 | Any | SFm | Ex | CZ03 | rDXHP | ResCoolCap | 3.23 | 2300 | None | 20.9405 | 0.0753 | 0 | 15.5156 | 0.0547 | 0 | [6 empty] | DEER:HVAC_Eff_HP | Annual
RE-HV-ResDHP-18S | DEER2020 | D20 v1 | 2020-12-02 | Any | SFm | Ex | CZ04 | rDXHP | ResCoolCap | 3.17 | 2300 | None | 89.6656 | 0.1562 | 0 | 65.4428 | 0.1135 | 0 | [6 empty] | DEER:HVAC_Eff_HP | Annual
RE-HV-ResDHP-18S | DEER2020 | D20 v1 | 2020-12-02 | Any | SFm | Ex | CZ05 | rDXHP | ResCoolCap | 3.55 | 2300 | None | 14.4877 | 0.0391 | 0 | 10.8211 | 0.0284 | 0 | [6 empty] | DEER:HVAC_Eff_HP | Annual
RE-HV-ResDHP-18S | DEER2020 | D20 v1 | 2020-12-02 | Any | SFm | Ex | CZ06 | rDXHP | ResCoolCap | 4.01 | 2390 | None | 66.4964 | 0.0684 | 0 | 48.4066 | 0.0497 | 0 | [6 empty] | DEER:HVAC_Eff_HP | Annual
RE-HV-ResDHP-18S | DEER2020 | D20 v1 | 2020-12-02 | Any | SFm | Ex | CZ07 | rDXHP | ResCoolCap | 3.21 | 2390 | None | 94.8136 | 0.0887 | 0 | 69.0113 | 0.0645 | 0 | [6 empty] | DEER:HVAC_Eff_HP | Annual
RE-HV-ResDHP-18S | DEER2020 | D20 v1 | 2020-12-02 | Any | SFm | Ex | CZ08 | rDXHP | ResCoolCap | 3.77 | 2390 | None | 167.3272 | 0.1289 | 0 | 121.6599 | 0.0937 | 0 | [6 empty] | DEER:HVAC_Eff_HP | Annual
RE-HV-ResDHP-18S | DEER2020 | D20 v1 | 2020-12-02 | Any | SFm | Ex | CZ09 | rDXHP | ResCoolCap | 3.37 | 2420 | None | 135.0242 | 0.1501 | 0 | 98.2922 | 0.1091 | 0 | [6 empty] | DEER:HVAC_Eff_HP | Annual
RE-HV-ResDHP-18S | DEER2020 | D20 v1 | 2020-12-02 | Any | SFm | Ex | CZ10 | rDXHP | ResCoolCap | 2.53 | 1950 | None | 178.8262 | 0.1621 | 0 | 130.3485 | 0.1178 | 0 | [6 empty] | DEER:HVAC_Eff_HP | Annual
RE-HV-ResDHP-18S | DEER2020 | D20 v1 | 2020-12-02 | Any | SFm | Ex | CZ11 | rDXHP | ResCoolCap | 2.66 | 1950 | None | 157.0191 | 0.2067 | 0 | 114.4619 | 0.1502 | 0 | [6 empty] | DEER:HVAC_Eff_HP | Annual
RE-HV-ResDHP-18S | DEER2020 | D20 v1 | 2020-12-02 | Any | SFm | Ex | CZ12 | rDXHP | ResCoolCap | 2.47 | 1950 | None | 107.2774 | 0.1977 | 0 | 78.3658 | 0.1436 | 0 | [6 empty] | DEER:HVAC_Eff_HP | Annual
RE-HV-ResDHP-18S | DEER2020 | D20 v1 | 2020-12-02 | Any | SFm | Ex | CZ13 | rDXHP | ResCoolCap | 2.55 | 1950 | None | 210.7737 | 0.2115 | 0 | 153.5152 | 0.1537 | 0 | [6 empty] | DEER:HVAC_Eff_HP | Annual
RE-HV-ResDHP-18S | DEER2020 | D20 v1 | 2020-12-02 | Any | SFm | Ex | CZ14 | rDXHP | ResCoolCap | 3.1646 | 2160 | None | 249.1921 | 0.1991 | 0 | 181.4631 | 0.1447 | 0 | [6 empty] | DEER:HVAC_Eff_HP | Annual
RE-HV-ResDHP-18S | DEER2020 | D20 v1 | 2020-12-02 | Any | SFm | Ex | CZ15 | rDXHP | ResCoolCap | 3.4 | 2160 | None | 286.4758 | 0.2244 | 0 | 208.3384 | 0.163 | 0 | [6 empty] | DEER:HVAC_Eff_HP | Annual
RE-HV-ResDHP-18S | DEER2020 | D20 v1 | 2020-12-02 | Any | SFm | Ex | CZ16 | rDXHP | ResCoolCap | 3.61 | 2300 | None | 33.7793 | 0.0587 | 0 | 24.9633 | 0.0427 | 0 | [6 empty] | DEER:HVAC_Eff_HP | Annual
RE-HV-ResDHP-19S | DEER2020 | D20 v1 | 2020-12-02 | Any | DMo | Ex | CZ01 | rDXHP | ResCoolCap | 3.5 | 1240 | None | 10.0129 | 0 | 0 | 7.8731 | 0 | 0 | [6 empty] | DEER:HVAC_Eff_HP | Annual
RE-HV-ResDHP-19S | DEER2020 | D20 v1 | 2020-12-02 | Any | DMo | Ex | CZ02 | rDXHP | ResCoolCap | 3.5 | 1240 | None | 55.2985 | 0.1192 | 0 | 42.1446 | 0.0903 | 0 | [6 empty] | DEER:HVAC_Eff_HP | Annual
RE-HV-ResDHP-19S | DEER2020 | D20 v1 | 2020-12-02 | Any | DMo | Ex | CZ03 | rDXHP | ResCoolCap | 3.5 | 1240 | None | 22.1624 | 0.0798 | 0 | 16.9747 | 0.0604 | 0 | [6 empty] | DEER:HVAC_Eff_HP | Annual
RE-HV-ResDHP-19S | DEER2020 | D20 v1 | 2020-12-02 | Any | DMo | Ex | CZ04 | rDXHP | ResCoolCap | 3.5 | 1240 | None | 85.8257 | 0.1325 | 0 | 65.1681 | 0.1004 | 0 | [6 empty] | DEER:HVAC_Eff_HP | Annual
RE-HV-ResDHP-19S | DEER2020 | D20 v1 | 2020-12-02 | Any | DMo | Ex | CZ05 | rDXHP | ResCoolCap | 3.5 | 1240 | None | 18.7485 | 0.047 | 0 | 14.436 | 0.0356 | 0 | [6 empty] | DEER:HVAC_Eff_HP | Annual
RE-HV-ResDHP-19S | DEER2020 | D20 v1 | 2020-12-02 | Any | DMo | Ex | CZ06 | rDXHP | ResCoolCap | 3.5 | 1240 | None | 87.5732 | 0.08 | 0 | 66.4442 | 0.0606 | 0 | [6 empty] | DEER:HVAC_Eff_HP | Annual
RE-HV-ResDHP-19S | DEER2020 | D20 v1 | 2020-12-02 | Any | DMo | Ex | CZ07 | rDXHP | ResCoolCap | 3.5 | 1240 | None | 87.0565 | 0.0731 | 0 | 66.0591 | 0.0554 | 0 | [6 empty] | DEER:HVAC_Eff_HP | Annual
RE-HV-ResDHP-19S | DEER2020 | D20 v1 | 2020-12-02 | Any | DMo | Ex | CZ08 | rDXHP | ResCoolCap | 3.5 | 1240 | None | 170.1277 | 0.1285 | 0 | 128.9683 | 0.0973 | 0 | [6 empty] | DEER:HVAC_Eff_HP | Annual
RE-HV-ResDHP-19S | DEER2020 | D20 v1 | 2020-12-02 | Any | DMo | Ex | CZ09 | rDXHP | ResCoolCap | 3.5 | 1240 | None | 141.9574 | 0.1324 | 0 | 107.6828 | 0.1003 | 0 | [6 empty] | DEER:HVAC_Eff_HP | Annual
RE-HV-ResDHP-19S | DEER2020 | D20 v1 | 2020-12-02 | Any | DMo | Ex | CZ10 | rDXHP | ResCoolCap | 3.5 | 1240 | None | 194.2175 | 0.1459 | 0 | 147.2726 | 0.1105 | 0 | [6 empty] | DEER:HVAC_Eff_HP | Annual
RE-HV-ResDHP-19S | DEER2020 | D20 v1 | 2020-12-02 | Any | DMo | Ex | CZ11 | rDXHP | ResCoolCap | 3.5 | 1240 | None | 209.3405 | 0.213 | 0 | 158.8501 | 0.1614 | 0 | [6 empty] | DEER:HVAC_Eff_HP | Annual
RE-HV-ResDHP-19S | DEER2020 | D20 v1 | 2020-12-02 | Any | DMo | Ex | CZ12 | rDXHP | ResCoolCap | 3.5 | 1240 | None | 135.5128 | 0.1877 | 0 | 102.8522 | 0.1421 | 0 | [6 empty] | DEER:HVAC_Eff_HP | Annual
RE-HV-ResDHP-19S | DEER2020 | D20 v1 | 2020-12-02 | Any | DMo | Ex | CZ13 | rDXHP | ResCoolCap | 3.5 | 1240 | None | 235.7907 | 0.2077 | 0 | 178.8007 | 0.1573 | 0 | [6 empty] | DEER:HVAC_Eff_HP | Annual
RE-HV-ResDHP-19S | DEER2020 | D20 v1 | 2020-12-02 | Any | DMo | Ex | CZ14 | rDXHP | ResCoolCap | 3.5 | 1240 | None | 201.7257 | 0.1968 | 0 | 153.0021 | 0.1491 | 0 | [6 empty] | DEER:HVAC_Eff_HP | Annual
RE-HV-ResDHP-19S | DEER2020 | D20 v1 | 2020-12-02 | Any | DMo | Ex | CZ15 | rDXHP | ResCoolCap | 3.5 | 1240 | None | 341.7945 | 0.244 | 0 | 258.9834 | 0.1848 | 0 | [6 empty] | DEER:HVAC_Eff_HP | Annual
RE-HV-ResDHP-19S | DEER2020 | D20 v1 | 2020-12-02 | Any | DMo | Ex | CZ16 | rDXHP | ResCoolCap | 3.5 | 1240 | None | 64.7254 | 0.0851 | 0 | 49.4204 | 0.0645 | 0 | [6 empty] | DEER:HVAC_Eff_HP | Annual
RE-HV-ResDHP-19S | DEER2020 | D20 v1 | 2020-12-02 | Any | MFm | Ex | CZ01 | rDXHP | ResCoolCap | 1 | 999 | None | 22.3615 | 0.0023 | 0 | 17.5831 | 0.0018 | 0 | [6 empty] | DEER:HVAC_Eff_HP | Annual
RE-HV-ResDHP-19S | DEER2020 | D20 v1 | 2020-12-02 | Any | MFm | Ex | CZ02 | rDXHP | ResCoolCap | 1 | 1070 | None | 68.9661 | 0.1474 | 0 | 52.6381 | 0.1117 | 0 | [6 empty] | DEER:HVAC_Eff_HP | Annual
RE-HV-ResDHP-19S | DEER2020 | D20 v1 | 2020-12-02 | Any | MFm | Ex | CZ03 | rDXHP | ResCoolCap | 1 | 999 | None | 28.0046 | 0.0557 | 0 | 21.6249 | 0.0422 | 0 | [6 empty] | DEER:HVAC_Eff_HP | Annual
RE-HV-ResDHP-19S | DEER2020 | D20 v1 | 2020-12-02 | Any | MFm | Ex | CZ04 | rDXHP | ResCoolCap | 1 | 999 | None | 140.3901 | 0.214 | 0 | 106.5009 | 0.1621 | 0 | [6 empty] | DEER:HVAC_Eff_HP | Annual
RE-HV-ResDHP-19S | DEER2020 | D20 v1 | 2020-12-02 | Any | MFm | Ex | CZ05 | rDXHP | ResCoolCap | 1.04 | 999 | None | 26.719 | 0.0254 | 0 | 20.4464 | 0.0192 | 0 | [6 empty] | DEER:HVAC_Eff_HP | Annual
RE-HV-ResDHP-19S | DEER2020 | D20 v1 | 2020-12-02 | Any | MFm | Ex | CZ06 | rDXHP | ResCoolCap | 1.28 | 1210 | None | 79.7309 | 0.0935 | 0 | 60.5566 | 0.0708 | 0 | [6 empty] | DEER:HVAC_Eff_HP | Annual
RE-HV-ResDHP-19S | DEER2020 | D20 v1 | 2020-12-02 | Any | MFm | Ex | CZ07 | rDXHP | ResCoolCap | 1.11 | 1210 | None | 145.1522 | 0.1306 | 0 | 110.1624 | 0.0989 | 0 | [6 empty] | DEER:HVAC_Eff_HP | Annual
RE-HV-ResDHP-19S | DEER2020 | D20 v1 | 2020-12-02 | Any | MFm | Ex | CZ08 | rDXHP | ResCoolCap | 1.19 | 1210 | None | 240.8129 | 0.1725 | 0 | 182.5542 | 0.1307 | 0 | [6 empty] | DEER:HVAC_Eff_HP | Annual
RE-HV-ResDHP-19S | DEER2020 | D20 v1 | 2020-12-02 | Any | MFm | Ex | CZ09 | rDXHP | ResCoolCap | 1 | 1130 | None | 221.0039 | 0.205 | 0 | 167.6682 | 0.1552 | 0 | [6 empty] | DEER:HVAC_Eff_HP | Annual
RE-HV-ResDHP-19S | DEER2020 | D20 v1 | 2020-12-02 | Any | MFm | Ex | CZ10 | rDXHP | ResCoolCap | 1 | 1070 | None | 218.6755 | 0.1986 | 0 | 165.8625 | 0.1504 | 0 | [6 empty] | DEER:HVAC_Eff_HP | Annual
RE-HV-ResDHP-19S | DEER2020 | D20 v1 | 2020-12-02 | Any | MFm | Ex | CZ11 | rDXHP | ResCoolCap | 1 | 1070 | None | 357.4465 | 0.3197 | 0 | 271.2423 | 0.2422 | 0 | [6 empty] | DEER:HVAC_Eff_HP | Annual
RE-HV-ResDHP-19S | DEER2020 | D20 v1 | 2020-12-02 | Any | MFm | Ex | CZ12 | rDXHP | ResCoolCap | 1 | 1070 | None | 208.2857 | 0.2702 | 0 | 158.1666 | 0.2047 | 0 | [6 empty] | DEER:HVAC_Eff_HP | Annual
RE-HV-ResDHP-19S | DEER2020 | D20 v1 | 2020-12-02 | Any | MFm | Ex | CZ13 | rDXHP | ResCoolCap | 1 | 1070 | None | 384.3782 | 0.2983 | 0 | 291.513 | 0.2259 | 0 | [6 empty] | DEER:HVAC_Eff_HP | Annual
RE-HV-ResDHP-19S | DEER2020 | D20 v1 | 2020-12-02 | Any | MFm | Ex | CZ14 | rDXHP | ResCoolCap | 1.07 | 1090 | None | 525.4133 | 0.3113 | 0 | 424.5178 | 0.2409 | 0 | [6 empty] | DEER:HVAC_Eff_HP | Annual
RE-HV-ResDHP-19S | DEER2020 | D20 v1 | 2020-12-02 | Any | MFm | Ex | CZ15 | rDXHP | ResCoolCap | 1.1575 | 1090 | None | 527.1843 | 0.3205 | 0 | 399.4954 | 0.2428 | 0 | [6 empty] | DEER:HVAC_Eff_HP | Annual
RE-HV-ResDHP-19S | DEER2020 | D20 v1 | 2020-12-02 | Any | MFm | Ex | CZ16 | rDXHP | ResCoolCap | 1 | 999 | None | 186.8245 | 0.1514 | 0 | 134.8239 | 0.1147 | 0 | [6 empty] | DEER:HVAC_Eff_HP | Annual
RE-HV-ResDHP-19S | DEER2020 | D20 v1 | 2020-12-02 | Any | SFm | Ex | CZ01 | rDXHP | ResCoolCap | 2.33 | 2300 | None | 20.2946 | 0 | 0 | 15.9731 | 0 | 0 | [6 empty] | DEER:HVAC_Eff_HP | Annual
RE-HV-ResDHP-19S | DEER2020 | D20 v1 | 2020-12-02 | Any | SFm | Ex | CZ02 | rDXHP | ResCoolCap | 2.21 | 1950 | None | 67.2185 | 0.1551 | 0 | 51.6792 | 0.1175 | 0 | [6 empty] | DEER:HVAC_Eff_HP | Annual
RE-HV-ResDHP-19S | DEER2020 | D20 v1 | 2020-12-02 | Any | SFm | Ex | CZ03 | rDXHP | ResCoolCap | 3.23 | 2300 | None | 23.6238 | 0.0848 | 0 | 18.1989 | 0.0642 | 0 | [6 empty] | DEER:HVAC_Eff_HP | Annual
RE-HV-ResDHP-19S | DEER2020 | D20 v1 | 2020-12-02 | Any | SFm | Ex | CZ04 | rDXHP | ResCoolCap | 3.17 | 2300 | None | 101.0749 | 0.176 | 0 | 76.8521 | 0.1333 | 0 | [6 empty] | DEER:HVAC_Eff_HP | Annual
RE-HV-ResDHP-19S | DEER2020 | D20 v1 | 2020-12-02 | Any | SFm | Ex | CZ05 | rDXHP | ResCoolCap | 3.55 | 2300 | None | 16.3448 | 0.0441 | 0 | 12.6783 | 0.0334 | 0 | [6 empty] | DEER:HVAC_Eff_HP | Annual
RE-HV-ResDHP-19S | DEER2020 | D20 v1 | 2020-12-02 | Any | SFm | Ex | CZ06 | rDXHP | ResCoolCap | 4.01 | 2390 | None | 74.9434 | 0.077 | 0 | 56.8536 | 0.0583 | 0 | [6 empty] | DEER:HVAC_Eff_HP | Annual
RE-HV-ResDHP-19S | DEER2020 | D20 v1 | 2020-12-02 | Any | SFm | Ex | CZ07 | rDXHP | ResCoolCap | 3.21 | 2390 | None | 106.8564 | 0.1 | 0 | 81.054 | 0.0758 | 0 | [6 empty] | DEER:HVAC_Eff_HP | Annual
RE-HV-ResDHP-19S | DEER2020 | D20 v1 | 2020-12-02 | Any | SFm | Ex | CZ08 | rDXHP | ResCoolCap | 3.77 | 2390 | None | 188.5686 | 0.1453 | 0 | 142.9013 | 0.11 | 0 | [6 empty] | DEER:HVAC_Eff_HP | Annual
RE-HV-ResDHP-19S | DEER2020 | D20 v1 | 2020-12-02 | Any | SFm | Ex | CZ09 | rDXHP | ResCoolCap | 3.37 | 2420 | None | 152.1757 | 0.1692 | 0 | 115.4438 | 0.1281 | 0 | [6 empty] | DEER:HVAC_Eff_HP | Annual
RE-HV-ResDHP-19S | DEER2020 | D20 v1 | 2020-12-02 | Any | SFm | Ex | CZ10 | rDXHP | ResCoolCap | 2.53 | 1950 | None | 201.571 | 0.1827 | 0 | 153.0933 | 0.1384 | 0 | [6 empty] | DEER:HVAC_Eff_HP | Annual
RE-HV-ResDHP-19S | DEER2020 | D20 v1 | 2020-12-02 | Any | SFm | Ex | CZ11 | rDXHP | ResCoolCap | 2.66 | 1950 | None | 176.9882 | 0.2329 | 0 | 134.4311 | 0.1764 | 0 | [6 empty] | DEER:HVAC_Eff_HP | Annual
RE-HV-ResDHP-19S | DEER2020 | D20 v1 | 2020-12-02 | Any | SFm | Ex | CZ12 | rDXHP | ResCoolCap | 2.47 | 1950 | None | 120.8978 | 0.2228 | 0 | 91.9862 | 0.1687 | 0 | [6 empty] | DEER:HVAC_Eff_HP | Annual
RE-HV-ResDHP-19S | DEER2020 | D20 v1 | 2020-12-02 | Any | SFm | Ex | CZ13 | rDXHP | ResCoolCap | 2.55 | 1950 | None | 237.56 | 0.2384 | 0 | 180.3015 | 0.1806 | 0 | [6 empty] | DEER:HVAC_Eff_HP | Annual
RE-HV-ResDHP-19S | DEER2020 | D20 v1 | 2020-12-02 | Any | SFm | Ex | CZ14 | rDXHP | ResCoolCap | 3.1646 | 2160 | None | 280.861 | 0.2243 | 0 | 213.1319 | 0.1699 | 0 | [6 empty] | DEER:HVAC_Eff_HP | Annual
RE-HV-ResDHP-19S | DEER2020 | D20 v1 | 2020-12-02 | Any | SFm | Ex | CZ15 | rDXHP | ResCoolCap | 3.4 | 2160 | None | 322.848 | 0.2529 | 0 | 244.7106 | 0.1915 | 0 | [6 empty] | DEER:HVAC_Eff_HP | Annual
RE-HV-ResDHP-19S | DEER2020 | D20 v1 | 2020-12-02 | Any | SFm | Ex | CZ16 | rDXHP | ResCoolCap | 3.61 | 2300 | None | 38.1097 | 0.0662 | 0 | 29.2937 | 0.0501 | 0 | [6 empty] | DEER:HVAC_Eff_HP | Annual
RE-HV-ResDHP-16S | DEER2020 | D20 v1 | 2020-12-02 | Any | DMo | New | CZ01 | rDXHP | ResCoolCap | 3.5 | 1240 | None | 6.5457 | 0 | 0 | 4.4122 | 0 | 0
RE-HV-ResDHP-16S | DEER2020 | D20 v1 | 2020-12-02 | Any | DMo | New | CZ02 | rDXHP | ResCoolCap | 3.5 | 1240 | None | 49.4397 | 0.0831 | 0 | 30.7051 | 0.051 | 0
RE-HV-ResDHP-16S | DEER2020 | D20 v1 | 2020-12-02 | Any | DMo | New | CZ03 | rDXHP | ResCoolCap | 3.5 | 1240 | None | 16.8858 | 0.0541 | 0 | 10.592 | 0.0332 | 0
RE-HV-ResDHP-16S | DEER2020 | D20 v1 | 2020-12-02 | Any | DMo | New | CZ04 | rDXHP | ResCoolCap | 3.5 | 1240 | None | 72.3185 | 0.0908 | 0 | 44.5417 | 0.0557 | 0
RE-HV-ResDHP-16S | DEER2020 | D20 v1 | 2020-12-02 | Any | DMo | New | CZ05 | rDXHP | ResCoolCap | 3.5 | 1240 | None | 12.2882 | 0.0301 | 0 | 7.7646 | 0.0185 | 0
RE-HV-ResDHP-16S | DEER2020 | D20 v1 | 2020-12-02 | Any | DMo | New | CZ06 | rDXHP | ResCoolCap | 3.5 | 1240 | None | 61.3007 | 0.0501 | 0 | 37.7196 | 0.0307 | 0
RE-HV-ResDHP-16S | DEER2020 | D20 v1 | 2020-12-02 | Any | DMo | New | CZ07 | rDXHP | ResCoolCap | 3.5 | 1240 | None | 94.8981 | 0.0632 | 0 | 58.2653 | 0.0387 | 0
RE-HV-ResDHP-16S | DEER2020 | D20 v1 | 2020-12-02 | Any | DMo | New | CZ08 | rDXHP | ResCoolCap | 3.5 | 1240 | None | 140.3915 | 0.0894 | 0 | 86.1758 | 0.0548 | 0
RE-HV-ResDHP-16S | DEER2020 | D20 v1 | 2020-12-02 | Any | DMo | New | CZ09 | rDXHP | ResCoolCap | 3.5 | 1240 | None | 113.1326 | 0.0878 | 0 | 69.5547 | 0.0539 | 0
RE-HV-ResDHP-16S | DEER2020 | D20 v1 | 2020-12-02 | Any | DMo | New | CZ10 | rDXHP | ResCoolCap | 3.5 | 1240 | None | 151.0962 | 0.0988 | 0 | 92.9015 | 0.0606 | 0
RE-HV-ResDHP-16S | DEER2020 | D20 v1 | 2020-12-02 | Any | DMo | New | CZ11 | rDXHP | ResCoolCap | 3.5 | 1240 | None | 143.3221 | 0.1376 | 0 | 88.1508 | 0.0844 | 0
RE-HV-ResDHP-16S | DEER2020 | D20 v1 | 2020-12-02 | Any | DMo | New | CZ12 | rDXHP | ResCoolCap | 3.5 | 1240 | None | 91.4787 | 0.1179 | 0 | 56.4474 | 0.0723 | 0
RE-HV-ResDHP-16S | DEER2020 | D20 v1 | 2020-12-02 | Any | DMo | New | CZ13 | rDXHP | ResCoolCap | 3.5 | 1240 | None | 168.708 | 0.1332 | 0 | 103.7345 | 0.0817 | 0
RE-HV-ResDHP-16S | DEER2020 | D20 v1 | 2020-12-02 | Any | DMo | New | CZ14 | rDXHP | ResCoolCap | 3.5 | 1240 | None | 168.7784 | 0.127 | 0 | 103.7954 | 0.0779 | 0
RE-HV-ResDHP-16S | DEER2020 | D20 v1 | 2020-12-02 | Any | DMo | New | CZ15 | rDXHP | ResCoolCap | 3.5 | 1240 | None | 258.6394 | 0.1641 | 0 | 158.7625 | 0.1006 | 0
RE-HV-ResDHP-16S | DEER2020 | D20 v1 | 2020-12-02 | Any | DMo | New | CZ16 | rDXHP | ResCoolCap | 3.5 | 1240 | None | 31.7567 | 0.0456 | 0 | 19.9598 | 0.028 | 0
RE-HV-ResDHP-16S | DEER2020 | D20 v1 | 2020-12-02 | Any | MFm | New | CZ01 | rDXHP | ResCoolCap | 1 | 999 | None | 9.1639 | 0.0022 | 0 | 6.2246 | 0.0014 | 0
RE-HV-ResDHP-16S | DEER2020 | D20 v1 | 2020-12-02 | Any | MFm | New | CZ02 | rDXHP | ResCoolCap | 1 | 1070 | None | 42.5753 | 0.0809 | 0 | 26.5158 | 0.0496 | 0
RE-HV-ResDHP-16S | DEER2020 | D20 v1 | 2020-12-02 | Any | MFm | New | CZ03 | rDXHP | ResCoolCap | 1 | 999 | None | 16.7327 | 0.0421 | 0 | 10.6072 | 0.0258 | 0
RE-HV-ResDHP-16S | DEER2020 | D20 v1 | 2020-12-02 | Any | MFm | New | CZ04 | rDXHP | ResCoolCap | 1 | 999 | None | 84.1736 | 0.1181 | 0 | 51.7316 | 0.0724 | 0
RE-HV-ResDHP-16S | DEER2020 | D20 v1 | 2020-12-02 | Any | MFm | New | CZ05 | rDXHP | ResCoolCap | 1.04 | 999 | None | 19.8558 | 0.0217 | 0 | 12.3531 | 0.0133 | 0
RE-HV-ResDHP-16S | DEER2020 | D20 v1 | 2020-12-02 | Any | MFm | New | CZ06 | rDXHP | ResCoolCap | 1.28 | 1210 | None | 42.7338 | 0.0568 | 0 | 26.4436 | 0.0348 | 0
RE-HV-ResDHP-16S | DEER2020 | D20 v1 | 2020-12-02 | Any | MFm | New | CZ07 | rDXHP | ResCoolCap | 1.11 | 1210 | None | 95.1893 | 0.09 | 0 | 58.6443 | 0.0552 | 0
RE-HV-ResDHP-16S | DEER2020 | D20 v1 | 2020-12-02 | Any | MFm | New | CZ08 | rDXHP | ResCoolCap | 1.19 | 1210 | None | 166.7258 | 0.1086 | 0 | 102.386 | 0.0666 | 0
RE-HV-ResDHP-16S | DEER2020 | D20 v1 | 2020-12-02 | Any | MFm | New | CZ09 | rDXHP | ResCoolCap | 1 | 1130 | None | 155.1965 | 0.1089 | 0 | 95.4626 | 0.0667 | 0
RE-HV-ResDHP-16S | DEER2020 | D20 v1 | 2020-12-02 | Any | MFm | New | CZ10 | rDXHP | ResCoolCap | 1 | 1070 | None | 153.3193 | 0.1218 | 0 | 94.2304 | 0.0747 | 0
RE-HV-ResDHP-16S | DEER2020 | D20 v1 | 2020-12-02 | Any | MFm | New | CZ11 | rDXHP | ResCoolCap | 1 | 1070 | None | 222.0011 | 0.1817 | 0 | 136.6934 | 0.1114 | 0
RE-HV-ResDHP-16S | DEER2020 | D20 v1 | 2020-12-02 | Any | MFm | New | CZ12 | rDXHP | ResCoolCap | 1 | 1070 | None | 124.7595 | 0.1525 | 0 | 76.8814 | 0.0935 | 0
RE-HV-ResDHP-16S | DEER2020 | D20 v1 | 2020-12-02 | Any | MFm | New | CZ13 | rDXHP | ResCoolCap | 1 | 1070 | None | 239.9244 | 0.1632 | 0 | 147.4967 | 0.1001 | 0
RE-HV-ResDHP-16S | DEER2020 | D20 v1 | 2020-12-02 | Any | MFm | New | CZ14 | rDXHP | ResCoolCap | 1.07 | 1090 | None | 250.0732 | 0.1636 | 0 | 154.1275 | 0.1003 | 0
RE-HV-ResDHP-16S | DEER2020 | D20 v1 | 2020-12-02 | Any | MFm | New | CZ15 | rDXHP | ResCoolCap | 1.15 | 1090 | None | 355.9932 | 0.1878 | 0 | 218.5728 | 0.1152 | 0
RE-HV-ResDHP-16S | DEER2020 | D20 v1 | 2020-12-02 | Any | MFm | New | CZ16 | rDXHP | ResCoolCap | 1 | 999 | None | 118.6013 | 0.0934 | 0 | 74.3721 | 0.0572 | 0
RE-HV-ResDHP-16S | DEER2020 | D20 v1 | 2020-12-02 | Any | SFm | New | CZ01 | rDXHP | ResCoolCap | 2.33 | 2300 | None | 8.8758 | 0 | 0 | 5.9801 | 0 | 0
RE-HV-ResDHP-16S | DEER2020 | D20 v1 | 2020-12-02 | Any | SFm | New | CZ02 | rDXHP | ResCoolCap | 2.21 | 1950 | None | 35.2513 | 0.08 | 0 | 22.2785 | 0.0491 | 0
RE-HV-ResDHP-16S | DEER2020 | D20 v1 | 2020-12-02 | Any | SFm | New | CZ03 | rDXHP | ResCoolCap | 3.23 | 2300 | None | 14.4042 | 0.0578 | 0 | 9.0449 | 0.0355 | 0
RE-HV-ResDHP-16S | DEER2020 | D20 v1 | 2020-12-02 | Any | SFm | New | CZ04 | rDXHP | ResCoolCap | 3.17 | 2300 | None | 50.1042 | 0.0859 | 0 | 30.9593 | 0.0527 | 0
RE-HV-ResDHP-16S | DEER2020 | D20 v1 | 2020-12-02 | Any | SFm | New | CZ05 | rDXHP | ResCoolCap | 3.55 | 2300 | None | 8.3382 | 0.0288 | 0 | 5.3023 | 0.0177 | 0
RE-HV-ResDHP-16S | DEER2020 | D20 v1 | 2020-12-02 | Any | SFm | New | CZ06 | rDXHP | ResCoolCap | 4.01 | 2390 | None | 30.6623 | 0.0354 | 0 | 18.9756 | 0.0217 | 0
RE-HV-ResDHP-16S | DEER2020 | D20 v1 | 2020-12-02 | Any | SFm | New | CZ07 | rDXHP | ResCoolCap | 3.21 | 2390 | None | 65.2805 | 0.059 | 0 | 40.1214 | 0.0362 | 0
RE-HV-ResDHP-16S | DEER2020 | D20 v1 | 2020-12-02 | Any | SFm | New | CZ08 | rDXHP | ResCoolCap | 3.77 | 2390 | None | 72.4705 | 0.0748 | 0 | 44.5239 | 0.0459 | 0
RE-HV-ResDHP-16S | DEER2020 | D20 v1 | 2020-12-02 | Any | SFm | New | CZ09 | rDXHP | ResCoolCap | 3.37 | 2420 | None | 51.3983 | 0.0832 | 0 | 31.7257 | 0.051 | 0
RE-HV-ResDHP-16S | DEER2020 | D20 v1 | 2020-12-02 | Any | SFm | New | CZ10 | rDXHP | ResCoolCap | 2.53 | 1950 | None | 91.4707 | 0.0951 | 0 | 56.5224 | 0.0583 | 0
RE-HV-ResDHP-16S | DEER2020 | D20 v1 | 2020-12-02 | Any | SFm | New | CZ11 | rDXHP | ResCoolCap | 2.66 | 1950 | None | 80.4726 | 0.1224 | 0 | 49.726 | 0.0751 | 0
RE-HV-ResDHP-16S | DEER2020 | D20 v1 | 2020-12-02 | Any | SFm | New | CZ12 | rDXHP | ResCoolCap | 2.47 | 1950 | None | 42.9074 | 0.1051 | 0 | 27.5729 | 0.0649 | 0
RE-HV-ResDHP-16S | DEER2020 | D20 v1 | 2020-12-02 | Any | SFm | New | CZ13 | rDXHP | ResCoolCap | 2.55 | 1950 | None | 119.0273 | 0.1286 | 0 | 73.3885 | 0.0789 | 0
RE-HV-ResDHP-16S | DEER2020 | D20 v1 | 2020-12-02 | Any | SFm | New | CZ14 | rDXHP | ResCoolCap | 3.17 | 2160 | None | 146.3932 | 0.1176 | 0 | 90.2011 | 0.0721 | 0
RE-HV-ResDHP-16S | DEER2020 | D20 v1 | 2020-12-02 | Any | SFm | New | CZ15 | rDXHP | ResCoolCap | 3.4 | 2160 | None | 214.139 | 0.1426 | 0 | 131.5702 | 0.0875 | 0
RE-HV-ResDHP-16S | DEER2020 | D20 v1 | 2020-12-02 | Any | SFm | New | CZ16 | rDXHP | ResCoolCap | 3.61 | 2300 | None | 23.4789 | 0.0369 | 0 | 14.7333 | 0.0226 | 0
RE-HV-ResDHP-17S | DEER2020 | D20 v1 | 2020-12-02 | Any | DMo | New | CZ01 | rDXHP | ResCoolCap | 3.5 | 1240 | None | 7.7009 | 0 | 0 | 5.5674 | 0 | 0
RE-HV-ResDHP-17S | DEER2020 | D20 v1 | 2020-12-02 | Any | DMo | New | CZ02 | rDXHP | ResCoolCap | 3.5 | 1240 | None | 59.9471 | 0.1012 | 0 | 41.2126 | 0.0691 | 0
RE-HV-ResDHP-17S | DEER2020 | D20 v1 | 2020-12-02 | Any | DMo | New | CZ03 | rDXHP | ResCoolCap | 3.5 | 1240 | None | 20.3876 | 0.0659 | 0 | 14.0938 | 0.0449 | 0
RE-HV-ResDHP-17S | DEER2020 | D20 v1 | 2020-12-02 | Any | DMo | New | CZ04 | rDXHP | ResCoolCap | 3.5 | 1240 | None | 87.9134 | 0.1106 | 0 | 60.1366 | 0.0755 | 0
RE-HV-ResDHP-17S | DEER2020 | D20 v1 | 2020-12-02 | Any | DMo | New | CZ05 | rDXHP | ResCoolCap | 3.5 | 1240 | None | 14.7511 | 0.0367 | 0 | 10.2276 | 0.025 | 0
RE-HV-ResDHP-17S | DEER2020 | D20 v1 | 2020-12-02 | Any | DMo | New | CZ06 | rDXHP | ResCoolCap | 3.5 | 1240 | None | 74.5468 | 0.061 | 0 | 50.9657 | 0.0416 | 0
RE-HV-ResDHP-17S | DEER2020 | D20 v1 | 2020-12-02 | Any | DMo | New | CZ07 | rDXHP | ResCoolCap | 3.5 | 1240 | None | 115.4942 | 0.0769 | 0 | 78.8614 | 0.0525 | 0
RE-HV-ResDHP-17S | DEER2020 | D20 v1 | 2020-12-02 | Any | DMo | New | CZ08 | rDXHP | ResCoolCap | 3.5 | 1240 | None | 170.8749 | 0.1088 | 0 | 116.6592 | 0.0743 | 0
RE-HV-ResDHP-17S | DEER2020 | D20 v1 | 2020-12-02 | Any | DMo | New | CZ09 | rDXHP | ResCoolCap | 3.5 | 1240 | None | 137.6209 | 0.1069 | 0 | 94.043 | 0.073 | 0
RE-HV-ResDHP-17S | DEER2020 | D20 v1 | 2020-12-02 | Any | DMo | New | CZ10 | rDXHP | ResCoolCap | 3.5 | 1240 | None | 183.7966 | 0.1203 | 0 | 125.6019 | 0.0821 | 0
RE-HV-ResDHP-17S | DEER2020 | D20 v1 | 2020-12-02 | Any | DMo | New | CZ11 | rDXHP | ResCoolCap | 3.5 | 1240 | None | 174.3309 | 0.1675 | 0 | 119.1596 | 0.1143 | 0
RE-HV-ResDHP-17S | DEER2020 | D20 v1 | 2020-12-02 | Any | DMo | New | CZ12 | rDXHP | ResCoolCap | 3.5 | 1240 | None | 111.1255 | 0.1435 | 0 | 76.0942 | 0.0979 | 0
RE-HV-ResDHP-17S | DEER2020 | D20 v1 | 2020-12-02 | Any | DMo | New | CZ13 | rDXHP | ResCoolCap | 3.5 | 1240 | None | 205.2228 | 0.1622 | 0 | 140.2493 | 0.1107 | 0
RE-HV-ResDHP-17S | DEER2020 | D20 v1 | 2020-12-02 | Any | DMo | New | CZ14 | rDXHP | ResCoolCap | 3.5 | 1240 | None | 205.3005 | 0.1546 | 0 | 140.3175 | 0.1055 | 0
RE-HV-ResDHP-17S | DEER2020 | D20 v1 | 2020-12-02 | Any | DMo | New | CZ15 | rDXHP | ResCoolCap | 3.5 | 1240 | None | 314.7962 | 0.1998 | 0 | 214.9192 | 0.1363 | 0
RE-HV-ResDHP-17S | DEER2020 | D20 v1 | 2020-12-02 | Any | DMo | New | CZ16 | rDXHP | ResCoolCap | 3.5 | 1240 | None | 38.3438 | 0.0555 | 0 | 26.5469 | 0.0379 | 0
RE-HV-ResDHP-17S | DEER2020 | D20 v1 | 2020-12-02 | Any | MFm | New | CZ01 | rDXHP | ResCoolCap | 1 | 999 | None | 13.0171 | 0.0026 | 0 | 10.0778 | 0.0018 | 0
RE-HV-ResDHP-17S | DEER2020 | D20 v1 | 2020-12-02 | Any | MFm | New | CZ02 | rDXHP | ResCoolCap | 1 | 1070 | None | 51.5503 | 0.0985 | 0 | 35.4909 | 0.0672 | 0
RE-HV-ResDHP-17S | DEER2020 | D20 v1 | 2020-12-02 | Any | MFm | New | CZ03 | rDXHP | ResCoolCap | 1 | 999 | None | 20.1345 | 0.0513 | 0 | 14.0091 | 0.035 | 0
RE-HV-ResDHP-17S | DEER2020 | D20 v1 | 2020-12-02 | Any | MFm | New | CZ04 | rDXHP | ResCoolCap | 1 | 999 | None | 102.4024 | 0.1438 | 0 | 69.9604 | 0.0981 | 0
RE-HV-ResDHP-17S | DEER2020 | D20 v1 | 2020-12-02 | Any | MFm | New | CZ05 | rDXHP | ResCoolCap | 1.04 | 999 | None | 24.0515 | 0.0265 | 0 | 16.5489 | 0.0181 | 0
RE-HV-ResDHP-17S | DEER2020 | D20 v1 | 2020-12-02 | Any | MFm | New | CZ06 | rDXHP | ResCoolCap | 1.28 | 1210 | None | 51.8657 | 0.0691 | 0 | 35.5755 | 0.0472 | 0
RE-HV-ResDHP-17S | DEER2020 | D20 v1 | 2020-12-02 | Any | MFm | New | CZ07 | rDXHP | ResCoolCap | 1.11 | 1210 | None | 115.7078 | 0.1095 | 0 | 79.1629 | 0.0747 | 0
RE-HV-ResDHP-17S | DEER2020 | D20 v1 | 2020-12-02 | Any | MFm | New | CZ08 | rDXHP | ResCoolCap | 1.19 | 1210 | None | 202.8952 | 0.1322 | 0 | 138.5554 | 0.0902 | 0
RE-HV-ResDHP-17S | DEER2020 | D20 v1 | 2020-12-02 | Any | MFm | New | CZ09 | rDXHP | ResCoolCap | 1 | 1130 | None | 188.7575 | 0.1325 | 0 | 129.0237 | 0.0904 | 0
RE-HV-ResDHP-17S | DEER2020 | D20 v1 | 2020-12-02 | Any | MFm | New | CZ10 | rDXHP | ResCoolCap | 1 | 1070 | None | 186.5261 | 0.1483 | 0 | 127.4372 | 0.1012 | 0
RE-HV-ResDHP-17S | DEER2020 | D20 v1 | 2020-12-02 | Any | MFm | New | CZ11 | rDXHP | ResCoolCap | 1 | 1070 | None | 269.9615 | 0.2212 | 0 | 184.6539 | 0.1509 | 0
RE-HV-ResDHP-17S | DEER2020 | D20 v1 | 2020-12-02 | Any | MFm | New | CZ12 | rDXHP | ResCoolCap | 1 | 1070 | None | 151.6387 | 0.1857 | 0 | 103.7606 | 0.1267 | 0
RE-HV-ResDHP-17S | DEER2020 | D20 v1 | 2020-12-02 | Any | MFm | New | CZ13 | rDXHP | ResCoolCap | 1 | 1070 | None | 291.871 | 0.1987 | 0 | 199.4433 | 0.1356 | 0
RE-HV-ResDHP-17S | DEER2020 | D20 v1 | 2020-12-02 | Any | MFm | New | CZ14 | rDXHP | ResCoolCap | 1.07 | 1090 | None | 303.9478 | 0.1992 | 0 | 208.0021 | 0.1359 | 0
RE-HV-ResDHP-17S | DEER2020 | D20 v1 | 2020-12-02 | Any | MFm | New | CZ15 | rDXHP | ResCoolCap | 1.15 | 1090 | None | 433.2515 | 0.2287 | 0 | 295.8311 | 0.156 | 0
RE-HV-ResDHP-17S | DEER2020 | D20 v1 | 2020-12-02 | Any | MFm | New | CZ16 | rDXHP | ResCoolCap | 1 | 999 | None | 142.1284 | 0.1137 | 0 | 97.8992 | 0.0776 | 0
RE-HV-ResDHP-17S | DEER2020 | D20 v1 | 2020-12-02 | Any | SFm | New | CZ01 | rDXHP | ResCoolCap | 2.33 | 2300 | None | 10.4433 | 0 | 0 | 7.5476 | 0 | 0
RE-HV-ResDHP-17S | DEER2020 | D20 v1 | 2020-12-02 | Any | SFm | New | CZ02 | rDXHP | ResCoolCap | 2.21 | 1950 | None | 42.4737 | 0.0974 | 0 | 29.5009 | 0.0665 | 0
RE-HV-ResDHP-17S | DEER2020 | D20 v1 | 2020-12-02 | Any | SFm | New | CZ03 | rDXHP | ResCoolCap | 3.23 | 2300 | None | 17.3937 | 0.0704 | 0 | 12.0344 | 0.048 | 0
RE-HV-ResDHP-17S | DEER2020 | D20 v1 | 2020-12-02 | Any | SFm | New | CZ04 | rDXHP | ResCoolCap | 3.17 | 2300 | None | 60.8466 | 0.1046 | 0 | 41.7016 | 0.0714 | 0
RE-HV-ResDHP-17S | DEER2020 | D20 v1 | 2020-12-02 | Any | SFm | New | CZ05 | rDXHP | ResCoolCap | 3.55 | 2300 | None | 10.0208 | 0.0351 | 0 | 6.9849 | 0.0239 | 0
RE-HV-ResDHP-17S | DEER2020 | D20 v1 | 2020-12-02 | Any | SFm | New | CZ06 | rDXHP | ResCoolCap | 4.01 | 2390 | None | 37.2124 | 0.0432 | 0 | 25.5257 | 0.0294 | 0
RE-HV-ResDHP-17S | DEER2020 | D20 v1 | 2020-12-02 | Any | SFm | New | CZ07 | rDXHP | ResCoolCap | 3.21 | 2390 | None | 79.4203 | 0.0719 | 0 | 54.2611 | 0.0491 | 0
RE-HV-ResDHP-17S | DEER2020 | D20 v1 | 2020-12-02 | Any | SFm | New | CZ08 | rDXHP | ResCoolCap | 3.77 | 2390 | None | 88.1789 | 0.0911 | 0 | 60.2323 | 0.0622 | 0
RE-HV-ResDHP-17S | DEER2020 | D20 v1 | 2020-12-02 | Any | SFm | New | CZ09 | rDXHP | ResCoolCap | 3.37 | 2420 | None | 62.4374 | 0.1013 | 0 | 42.7648 | 0.0691 | 0
RE-HV-ResDHP-17S | DEER2020 | D20 v1 | 2020-12-02 | Any | SFm | New | CZ10 | rDXHP | ResCoolCap | 2.53 | 1950 | None | 111.0759 | 0.1158 | 0 | 76.1276 | 0.079 | 0
RE-HV-ResDHP-17S | DEER2020 | D20 v1 | 2020-12-02 | Any | SFm | New | CZ11 | rDXHP | ResCoolCap | 2.66 | 1950 | None | 97.7225 | 0.149 | 0 | 66.9759 | 0.1017 | 0
RE-HV-ResDHP-17S | DEER2020 | D20 v1 | 2020-12-02 | Any | SFm | New | CZ12 | rDXHP | ResCoolCap | 2.47 | 1950 | None | 52.1593 | 0.1281 | 0 | 36.8248 | 0.0879 | 0
RE-HV-ResDHP-17S | DEER2020 | D20 v1 | 2020-12-02 | Any | SFm | New | CZ13 | rDXHP | ResCoolCap | 2.55 | 1950 | None | 144.6541 | 0.1566 | 0 | 99.0152 | 0.1069 | 0
RE-HV-ResDHP-17S | DEER2020 | D20 v1 | 2020-12-02 | Any | SFm | New | CZ14 | rDXHP | ResCoolCap | 3.17 | 2160 | None | 177.9567 | 0.1432 | 0 | 121.7645 | 0.0977 | 0
RE-HV-ResDHP-17S | DEER2020 | D20 v1 | 2020-12-02 | Any | SFm | New | CZ15 | rDXHP | ResCoolCap | 3.4 | 2160 | None | 260.5475 | 0.1737 | 0 | 177.9786 | 0.1185 | 0
RE-HV-ResDHP-17S | DEER2020 | D20 v1 | 2020-12-02 | Any | SFm | New | CZ16 | rDXHP | ResCoolCap | 3.61 | 2300 | None | 28.3646 | 0.0449 | 0 | 19.619 | 0.0306 | 0
RE-HV-ResDHP-18S | DEER2020 | D20 v1 | 2020-12-02 | Any | DMo | New | CZ01 | rDXHP | ResCoolCap | 3.5 | 1240 | None | 8.845 | 0 | 0 | 6.7115 | 0 | 0
RE-HV-ResDHP-18S | DEER2020 | D20 v1 | 2020-12-02 | Any | DMo | New | CZ02 | rDXHP | ResCoolCap | 3.5 | 1240 | None | 69.5628 | 0.1176 | 0 | 50.8283 | 0.0855 | 0
RE-HV-ResDHP-18S | DEER2020 | D20 v1 | 2020-12-02 | Any | DMo | New | CZ03 | rDXHP | ResCoolCap | 3.5 | 1240 | None | 23.6209 | 0.0765 | 0 | 17.3271 | 0.0556 | 0
RE-HV-ResDHP-18S | DEER2020 | D20 v1 | 2020-12-02 | Any | DMo | New | CZ04 | rDXHP | ResCoolCap | 3.5 | 1240 | None | 102.0838 | 0.1285 | 0 | 74.307 | 0.0934 | 0
RE-HV-ResDHP-18S | DEER2020 | D20 v1 | 2020-12-02 | Any | DMo | New | CZ05 | rDXHP | ResCoolCap | 3.5 | 1240 | None | 17.0973 | 0.0426 | 0 | 12.5737 | 0.031 | 0
RE-HV-ResDHP-18S | DEER2020 | D20 v1 | 2020-12-02 | Any | DMo | New | CZ06 | rDXHP | ResCoolCap | 3.5 | 1240 | None | 86.5836 | 0.0709 | 0 | 63.0025 | 0.0515 | 0
RE-HV-ResDHP-18S | DEER2020 | D20 v1 | 2020-12-02 | Any | DMo | New | CZ07 | rDXHP | ResCoolCap | 3.5 | 1240 | None | 134.1723 | 0.0894 | 0 | 97.5395 | 0.0649 | 0
RE-HV-ResDHP-18S | DEER2020 | D20 v1 | 2020-12-02 | Any | DMo | New | CZ08 | rDXHP | ResCoolCap | 3.5 | 1240 | None | 198.5149 | 0.1265 | 0 | 144.2992 | 0.0919 | 0
RE-HV-ResDHP-18S | DEER2020 | D20 v1 | 2020-12-02 | Any | DMo | New | CZ09 | rDXHP | ResCoolCap | 3.5 | 1240 | None | 159.8537 | 0.1242 | 0 | 116.2759 | 0.0903 | 0
RE-HV-ResDHP-18S | DEER2020 | D20 v1 | 2020-12-02 | Any | DMo | New | CZ10 | rDXHP | ResCoolCap | 3.5 | 1240 | None | 213.4893 | 0.1398 | 0 | 155.2946 | 0.1015 | 0
RE-HV-ResDHP-18S | DEER2020 | D20 v1 | 2020-12-02 | Any | DMo | New | CZ11 | rDXHP | ResCoolCap | 3.5 | 1240 | None | 202.4978 | 0.1946 | 0 | 147.3264 | 0.1414 | 0
RE-HV-ResDHP-18S | DEER2020 | D20 v1 | 2020-12-02 | Any | DMo | New | CZ12 | rDXHP | ResCoolCap | 3.5 | 1240 | None | 128.9916 | 0.1667 | 0 | 93.9603 | 0.1211 | 0
RE-HV-ResDHP-18S | DEER2020 | D20 v1 | 2020-12-02 | Any | DMo | New | CZ13 | rDXHP | ResCoolCap | 3.5 | 1240 | None | 238.3803 | 0.1885 | 0 | 173.4067 | 0.137 | 0
RE-HV-ResDHP-18S | DEER2020 | D20 v1 | 2020-12-02 | Any | DMo | New | CZ14 | rDXHP | ResCoolCap | 3.5 | 1240 | None | 238.4688 | 0.1796 | 0 | 173.4858 | 0.1305 | 0
RE-HV-ResDHP-18S | DEER2020 | D20 v1 | 2020-12-02 | Any | DMo | New | CZ15 | rDXHP | ResCoolCap | 3.5 | 1240 | None | 365.7167 | 0.2321 | 0 | 265.8398 | 0.1687 | 0
RE-HV-ResDHP-18S | DEER2020 | D20 v1 | 2020-12-02 | Any | DMo | New | CZ16 | rDXHP | ResCoolCap | 3.5 | 1240 | None | 44.4512 | 0.0644 | 0 | 32.6543 | 0.0468 | 0
RE-HV-ResDHP-18S | DEER2020 | D20 v1 | 2020-12-02 | Any | MFm | New | CZ01 | rDXHP | ResCoolCap | 1 | 999 | None | 16.2924 | 0.003 | 0 | 13.353 | 0.0022 | 0
RE-HV-ResDHP-18S | DEER2020 | D20 v1 | 2020-12-02 | Any | MFm | New | CZ02 | rDXHP | ResCoolCap | 1 | 1070 | None | 59.7961 | 0.1145 | 0 | 43.7367 | 0.0832 | 0
RE-HV-ResDHP-18S | DEER2020 | D20 v1 | 2020-12-02 | Any | MFm | New | CZ03 | rDXHP | ResCoolCap | 1 | 999 | None | 23.3086 | 0.0596 | 0 | 17.1832 | 0.0433 | 0
RE-HV-ResDHP-18S | DEER2020 | D20 v1 | 2020-12-02 | Any | MFm | New | CZ04 | rDXHP | ResCoolCap | 1 | 999 | None | 118.9536 | 0.1671 | 0 | 86.5116 | 0.1214 | 0
RE-HV-ResDHP-18S | DEER2020 | D20 v1 | 2020-12-02 | Any | MFm | New | CZ05 | rDXHP | ResCoolCap | 1.04 | 999 | None | 27.8943 | 0.0308 | 0 | 20.3916 | 0.0224 | 0
RE-HV-ResDHP-18S | DEER2020 | D20 v1 | 2020-12-02 | Any | MFm | New | CZ06 | rDXHP | ResCoolCap | 1.28 | 1210 | None | 60.2036 | 0.0803 | 0 | 43.9134 | 0.0583 | 0
RE-HV-ResDHP-18S | DEER2020 | D20 v1 | 2020-12-02 | Any | MFm | New | CZ07 | rDXHP | ResCoolCap | 1.11 | 1210 | None | 134.3723 | 0.1273 | 0 | 97.8274 | 0.0925 | 0
RE-HV-ResDHP-18S | DEER2020 | D20 v1 | 2020-12-02 | Any | MFm | New | CZ08 | rDXHP | ResCoolCap | 1.19 | 1210 | None | 235.7031 | 0.1536 | 0 | 171.3633 | 0.1116 | 0
RE-HV-ResDHP-18S | DEER2020 | D20 v1 | 2020-12-02 | Any | MFm | New | CZ09 | rDXHP | ResCoolCap | 1 | 1130 | None | 219.2431 | 0.154 | 0 | 159.5093 | 0.1119 | 0
RE-HV-ResDHP-18S | DEER2020 | D20 v1 | 2020-12-02 | Any | MFm | New | CZ10 | rDXHP | ResCoolCap | 1 | 1070 | None | 216.6612 | 0.1724 | 0 | 157.5723 | 0.1252 | 0
RE-HV-ResDHP-18S | DEER2020 | D20 v1 | 2020-12-02 | Any | MFm | New | CZ11 | rDXHP | ResCoolCap | 1 | 1070 | None | 313.5544 | 0.257 | 0 | 228.2467 | 0.1867 | 0
RE-HV-ResDHP-18S | DEER2020 | D20 v1 | 2020-12-02 | Any | MFm | New | CZ12 | rDXHP | ResCoolCap | 1 | 1070 | None | 176.0912 | 0.2157 | 0 | 128.2131 | 0.1567 | 0
RE-HV-ResDHP-18S | DEER2020 | D20 v1 | 2020-12-02 | Any | MFm | New | CZ13 | rDXHP | ResCoolCap | 1 | 1070 | None | 339.0346 | 0.2308 | 0 | 246.607 | 0.1677 | 0
RE-HV-ResDHP-18S | DEER2020 | D20 v1 | 2020-12-02 | Any | MFm | New | CZ14 | rDXHP | ResCoolCap | 1.07 | 1090 | None | 352.9712 | 0.2315 | 0 | 257.0255 | 0.1682 | 0
RE-HV-ResDHP-18S | DEER2020 | D20 v1 | 2020-12-02 | Any | MFm | New | CZ15 | rDXHP | ResCoolCap | 1.15 | 1090 | None | 503.32 | 0.2657 | 0 | 365.8996 | 0.193 | 0
RE-HV-ResDHP-18S | DEER2020 | D20 v1 | 2020-12-02 | Any | MFm | New | CZ16 | rDXHP | ResCoolCap | 1 | 999 | None | 164.8852 | 0.1321 | 0 | 120.656 | 0.096 | 0
RE-HV-ResDHP-18S | DEER2020 | D20 v1 | 2020-12-02 | Any | SFm | New | CZ01 | rDXHP | ResCoolCap | 2.33 | 2300 | None | 12.0061 | 0 | 0 | 9.1103 | 0 | 0
RE-HV-ResDHP-18S | DEER2020 | D20 v1 | 2020-12-02 | Any | SFm | New | CZ02 | rDXHP | ResCoolCap | 2.21 | 1950 | None | 49.1957 | 0.1132 | 0 | 36.2228 | 0.0822 | 0
RE-HV-ResDHP-18S | DEER2020 | D20 v1 | 2020-12-02 | Any | SFm | New | CZ03 | rDXHP | ResCoolCap | 3.23 | 2300 | None | 20.1506 | 0.0818 | 0 | 14.7913 | 0.0594 | 0
RE-HV-ResDHP-18S | DEER2020 | D20 v1 | 2020-12-02 | Any | SFm | New | CZ04 | rDXHP | ResCoolCap | 3.17 | 2300 | None | 70.6348 | 0.1216 | 0 | 51.4899 | 0.0883 | 0
RE-HV-ResDHP-18S | DEER2020 | D20 v1 | 2020-12-02 | Any | SFm | New | CZ05 | rDXHP | ResCoolCap | 3.55 | 2300 | None | 11.5892 | 0.0408 | 0 | 8.5533 | 0.0296 | 0
RE-HV-ResDHP-18S | DEER2020 | D20 v1 | 2020-12-02 | Any | SFm | New | CZ06 | rDXHP | ResCoolCap | 4.01 | 2390 | None | 43.1943 | 0.0502 | 0 | 31.5076 | 0.0364 | 0
RE-HV-ResDHP-18S | DEER2020 | D20 v1 | 2020-12-02 | Any | SFm | New | CZ07 | rDXHP | ResCoolCap | 3.21 | 2390 | None | 92.255 | 0.0835 | 0 | 67.0958 | 0.0607 | 0
RE-HV-ResDHP-18S | DEER2020 | D20 v1 | 2020-12-02 | Any | SFm | New | CZ08 | rDXHP | ResCoolCap | 3.77 | 2390 | None | 102.433 | 0.1059 | 0 | 74.4865 | 0.0769 | 0
RE-HV-ResDHP-18S | DEER2020 | D20 v1 | 2020-12-02 | Any | SFm | New | CZ09 | rDXHP | ResCoolCap | 3.37 | 2420 | None | 72.4951 | 0.1177 | 0 | 52.8225 | 0.0855 | 0
RE-HV-ResDHP-18S | DEER2020 | D20 v1 | 2020-12-02 | Any | SFm | New | CZ10 | rDXHP | ResCoolCap | 2.53 | 1950 | None | 128.9594 | 0.1345 | 0 | 94.0111 | 0.0977 | 0
RE-HV-ResDHP-18S | DEER2020 | D20 v1 | 2020-12-02 | Any | SFm | New | CZ11 | rDXHP | ResCoolCap | 2.66 | 1950 | None | 113.4555 | 0.1731 | 0 | 82.7089 | 0.1258 | 0
RE-HV-ResDHP-18S | DEER2020 | D20 v1 | 2020-12-02 | Any | SFm | New | CZ12 | rDXHP | ResCoolCap | 2.47 | 1950 | None | 60.692 | 0.149 | 0 | 45.3575 | 0.1087 | 0
RE-HV-ResDHP-18S | DEER2020 | D20 v1 | 2020-12-02 | Any | SFm | New | CZ13 | rDXHP | ResCoolCap | 2.55 | 1950 | None | 167.9783 | 0.1819 | 0 | 122.3395 | 0.1322 | 0
RE-HV-ResDHP-18S | DEER2020 | D20 v1 | 2020-12-02 | Any | SFm | New | CZ14 | rDXHP | ResCoolCap | 3.17 | 2160 | None | 206.6692 | 0.1664 | 0 | 150.477 | 0.1209 | 0
RE-HV-ResDHP-18S | DEER2020 | D20 v1 | 2020-12-02 | Any | SFm | New | CZ15 | rDXHP | ResCoolCap | 3.4 | 2160 | None | 302.6621 | 0.2018 | 0 | 220.0932 | 0.1466 | 0
RE-HV-ResDHP-18S | DEER2020 | D20 v1 | 2020-12-02 | Any | SFm | New | CZ16 | rDXHP | ResCoolCap | 3.61 | 2300 | None | 32.8855 | 0.0522 | 0 | 24.1399 | 0.0379 | 0
RE-HV-ResDHP-19S | DEER2020 | D20 v1 |  |  |  | New
RE-HV-ResDHP-19S | DEER2020 | D20 v1 |  |  |  | New
RE-HV-ResDHP-19S | DEER2020 | D20 v1 |  |  |  | New
RE-HV-ResDHP-19S | DEER2020 | D20 v1 |  |  |  | New
RE-HV-ResDHP-19S | DEER2020 | D20 v1 |  |  |  | New
RE-HV-ResDHP-19S | DEER2020 | D20 v1 |  |  |  | New
RE-HV-ResDHP-19S | DEER2020 | D20 v1 |  |  |  | New
RE-HV-ResDHP-19S | DEER2020 | D20 v1 |  |  |  | New
RE-HV-ResDHP-19S | DEER2020 | D20 v1 |  |  |  | New
RE-HV-ResDHP-19S | DEER2020 | D20 v1 |  |  |  | New
RE-HV-ResDHP-19S | DEER2020 | D20 v1 |  |  |  | New
RE-HV-ResDHP-19S | DEER2020 | D20 v1 |  |  |  | New
RE-HV-ResDHP-19S | DEER2020 | D20 v1 |  |  |  | New
RE-HV-ResDHP-19S | DEER2020 | D20 v1 |  |  |  | New
RE-HV-ResDHP-19S | DEER2020 | D20 v1 |  |  |  | New
RE-HV-ResDHP-19S | DEER2020 | D20 v1 |  |  |  | New
RE-HV-ResDHP-19S | DEER2020 | D20 v1 |  |  |  | New
RE-HV-ResDHP-19S | DEER2020 | D20 v1 |  |  |  | New
RE-HV-ResDHP-19S | DEER2020 | D20 v1 |  |  |  | New
RE-HV-ResDHP-19S | DEER2020 | D20 v1 |  |  |  | New
RE-HV-ResDHP-19S | DEER2020 | D20 v1 |  |  |  | New
RE-HV-ResDHP-19S | DEER2020 | D20 v1 |  |  |  | New
RE-HV-ResDHP-19S | DEER2020 | D20 v1 |  |  |  | New
RE-HV-ResDHP-19S | DEER2020 | D20 v1 |  |  |  | New
RE-HV-ResDHP-19S | DEER2020 | D20 v1 |  |  |  | New
RE-HV-ResDHP-19S | DEER2020 | D20 v1 |  |  |  | New
RE-HV-ResDHP-19S | DEER2020 | D20 v1 |  |  |  | New
RE-HV-ResDHP-19S | DEER2020 | D20 v1 |  |  |  | New
RE-HV-ResDHP-19S | DEER2020 | D20 v1 |  |  |  | New
RE-HV-ResDHP-19S | DEER2020 | D20 v1 |  |  |  | New
RE-HV-ResDHP-19S | DEER2020 | D20 v1 |  |  |  | New
RE-HV-ResDHP-19S | DEER2020 | D20 v1 |  |  |  | New
RE-HV-ResDHP-19S | DEER2020 | D20 v1 |  |  |  | New
RE-HV-ResDHP-19S | DEER2020 | D20 v1 |  |  |  | New
RE-HV-ResDHP-19S | DEER2020 | D20 v1 |  |  |  | New
RE-HV-ResDHP-19S | DEER2020 | D20 v1 |  |  |  | New
RE-HV-ResDHP-19S | DEER2020 | D20 v1 |  |  |  | New
RE-HV-ResDHP-19S | DEER2020 | D20 v1 |  |  |  | New
RE-HV-ResDHP-19S | DEER2020 | D20 v1 |  |  |  | New
RE-HV-ResDHP-19S | DEER2020 | D20 v1 |  |  |  | New
RE-HV-ResDHP-19S | DEER2020 | D20 v1 |  |  |  | New
RE-HV-ResDHP-19S | DEER2020 | D20 v1 |  |  |  | New
RE-HV-ResDHP-19S | DEER2020 | D20 v1 |  |  |  | New
RE-HV-ResDHP-19S | DEER2020 | D20 v1 |  |  |  | New
RE-HV-ResDHP-19S | DEER2020 | D20 v1 |  |  |  | New
RE-HV-ResDHP-19S | DEER2020 | D20 v1 |  |  |  | New
RE-HV-ResDHP-19S | DEER2020 | D20 v1 |  |  |  | New
RE-HV-ResDHP-19S | DEER2020 | D20 v1 |  |  |  | New

## 2 Measure Builder
|  | EnergyImpactID |  |  |  | #NAME?
| 1 | RE-HV-DHP-16S |  | Previous Version | DEER2020 | #NAME?
| 2 | RE-HV-DHP-16S-replRmAC-ER |  | New Version | DEER2024 | #NAME?
| 3 | RE-HV-DHP-17S |  |  |  | #NAME?
| 4 | RE-HV-DHP-17S-replRmAC-ER |  | Previous VersionSource | D20 v1 | #NAME?
| 5 | RE-HV-DHP-18S |  | New VersionSource | D24_E+_Res_v5 | #NAME?
| 6 | RE-HV-DHP-18S-replRmAC-ER |  |  |  | #NAME?
| 7 | RE-HV-DHP-19S |  |  |  | #NAME?
#NAME?
Index | MeasureID | Description | Version | VersionSource | LastMod | EnergyImpactID | MeasImpactType | EnImpCalcType | ImpScaleBasis | StdScaleVal | PreScaleVal | ImpWeighting | WeightGroupID | ApplyIE | IETableName | TechBased | Sector | PA | UseCategory | UseSubCategory | TechGroup | TechType | MeasCostID | EUL_ID | PreDesc | StdDesc | MeasDesc | PreTechID | StdTechID | MeasTechID | Status | Comment | PreMultiTech | StdMultiTech | SourceDesc | SupportedAppType | StdCostID | RUL_ID | LegacyID | MeasQualifierGroup | StartDate | ExpiryDate | ReviewStatus | MeasID_SCE | MeasID_PGE | MeasID_SDG | MeasID_SCG | MeasType | ReviewComment | FilingSpec | ClaimSpec | IsProposed | LastModBy | Created | CreatedComment | CreatedBy | LastModComment
2020 | RE-HV-DHP-16S |  | DEER2020 | D20 v1 | 2020-12-02 | RE-HV-DHP-16S | DEER | Standard | None |  |  | None |  | FALSE |  | FALSE | Res | Any | HVAC | HeatCool | dxHP_equip | spltSEER |  | HV-ResHP | [6 empty] | Available |  | FALSE | FALSE |  |  |  | HV-ResHP |  | None |  | 2023-12-31 | [5 empty] | Standard |  | TRUE | TRUE | FALSE | Deemed Ex Ante Team |  |  |  | Updated to indicate claim/filing status
2024 | RE-HV-DHP-16S | Mini-split ductless HP upgrade (SEER ≥ 16, HSPF ≥ 9.2) | DEER2024 | D24_E+_Res_v5 |  | RE-HV-DHP-16S | Deem-DEER | Standard | None |  |  | None |  | FALSE |  | TRUE | Res | Any | HVAC | HeatCool | dxHP_equip | spltHP-SEER-BA |  | HV-ResHP | Ductless heat pump, SEER 13.0 | Ductless heat pump, SEER 15.0 | Mini-split ductless HP (SEER >= 16, HSPF >= 9.2), | Pre-RE-HV-DHP-13S | Std-RE-HV-DHP-15S | Msr-RE-HV-DHP-16S | Available |  | FALSE | FALSE |  |  |  | HV-ResHP |  |  | 2024-01-01 | [6 empty] | Standard |  | TRUE | TRUE | TRUE |  |  | Re-simulated using CZ2022 weather data | Deemed Ex Ante Review Team
2020 | RE-HV-DHP-16S-replRmAC-ER |  | DEER2020 | D20 v1 | 2020-12-02 | RE-HV-DHP-16S-replRmAC-ER | DEER | Standard | None |  |  | None |  | FALSE |  | FALSE | Res | Any | HVAC | HeatCool | dxHP_equip | spltSEER |  | HV-ResHP | [6 empty] | Available |  | FALSE | FALSE |  |  |  | HV-ResHP |  | None |  | 2023-12-31 | [5 empty] | Standard |  | TRUE | TRUE | FALSE | Deemed Ex Ante Team |  |  |  | Updated to indicate claim/filing status
2024 | RE-HV-DHP-16S-replRmAC-ER | Mini-split ductless HP (SEER ≥ 16, HSPF ≥ 9.2), replacing room AC and electric resistance heat | DEER2024 | D24_E+_Res_v5 |  | RE-HV-DHP-16S-replRmAC-ER | Deem-DEER | Standard | None |  |  | None |  | FALSE |  | TRUE | Res | Any | HVAC | HeatCool | dxHP_equip | spltHP-SEER-BA |  | HV-ResHP | Room AC, EER 9.0, and electric resistance heat | Room AC, EER 9.8, and electric resistance heat | Mini-split ductless HP (SEER >= 16, HSPF >= 9.2), | Pre-RE-HV-RoomAC-9.0E-ERheat | Std-RE-HV-RoomAC-9.8E-ERheat | Msr-RE-HV-DHP-16S | Available |  | FALSE | FALSE |  |  |  | HV-ResHP |  |  | 2024-01-01 | [6 empty] | Standard |  | TRUE | TRUE | TRUE |  |  | Re-simulated using CZ2022 weather data | Deemed Ex Ante Review Team
2020 | RE-HV-DHP-17S |  | DEER2020 | D20 v1 | 2020-12-02 | RE-HV-DHP-17S | DEER | Standard | None |  |  | None |  | FALSE |  | FALSE | Res | Any | HVAC | HeatCool | dxHP_equip | spltSEER |  | HV-ResHP | [6 empty] | Available |  | FALSE | FALSE |  |  |  | HV-ResHP |  | None |  | 2023-12-31 | [5 empty] | Standard |  | TRUE | TRUE | FALSE | Deemed Ex Ante Team |  |  |  | Updated to indicate claim/filing status
2024 | RE-HV-DHP-17S | Mini-split ductless HP upgrade (SEER ≥ 17, HSPF ≥ 9.5) | DEER2024 | D24_E+_Res_v5 |  | RE-HV-DHP-17S | Deem-DEER | Standard | None |  |  | None |  | FALSE |  | TRUE | Res | Any | HVAC | HeatCool | dxHP_equip | spltHP-SEER-BA |  | HV-ResHP | Ductless heat pump, SEER 13.0 | Ductless heat pump, SEER 15.0 | Mini-split ductless HP (SEER >= 17, HSPF >= 9.5) | Pre-RE-HV-DHP-13S | Std-RE-HV-DHP-15S | Msr-RE-HV-DHP-17S | Available |  | FALSE | FALSE |  |  |  | HV-ResHP |  |  | 2024-01-01 | [6 empty] | Standard |  | TRUE | TRUE | TRUE |  |  | Re-simulated using CZ2022 weather data | Deemed Ex Ante Review Team
2020 | RE-HV-DHP-17S-replRmAC-ER |  | DEER2020 | D20 v1 | 2020-12-02 | RE-HV-DHP-17S-replRmAC-ER | DEER | Standard | None |  |  | None |  | FALSE |  | FALSE | Res | Any | HVAC | HeatCool | dxHP_equip | spltSEER |  | HV-ResHP | [6 empty] | Available |  | FALSE | FALSE |  |  |  | HV-ResHP |  | None |  | 2023-12-31 | [5 empty] | Standard |  | TRUE | TRUE | FALSE | Deemed Ex Ante Team |  |  |  | Updated to indicate claim/filing status
2024 | RE-HV-DHP-17S-replRmAC-ER | Mini-split ductless HP (SEER ≥ 17, HSPF ≥ 9.5), replacing room AC and electric resistance heat | DEER2024 | D24_E+_Res_v5 |  | RE-HV-DHP-17S-replRmAC-ER | Deem-DEER | Standard | None |  |  | None |  | FALSE |  | TRUE | Res | Any | HVAC | HeatCool | dxHP_equip | spltHP-SEER-BA |  | HV-ResHP | Room AC, EER 9.0, and electric resistance heat | Room AC, EER 9.8, and electric resistance heat | Mini-split ductless HP (SEER >= 17, HSPF >= 9.5) | Pre-RE-HV-RoomAC-9.0E-ERheat | Std-RE-HV-RoomAC-9.8E-ERheat | Msr-RE-HV-DHP-17S | Available |  | FALSE | FALSE |  |  |  | HV-ResHP |  |  | 2024-01-01 | [6 empty] | Standard |  | TRUE | TRUE | TRUE |  |  | Re-simulated using CZ2022 weather data | Deemed Ex Ante Review Team
2020 | RE-HV-DHP-18S |  | DEER2020 | D20 v1 | 2020-12-02 | RE-HV-DHP-18S | DEER | Standard | None |  |  | None |  | FALSE |  | FALSE | Res | Any | HVAC | HeatCool | dxHP_equip | spltSEER |  | HV-ResHP | [6 empty] | Available |  | FALSE | FALSE |  |  |  | HV-ResHP |  | None |  | 2023-12-31 | [5 empty] | Standard |  | TRUE | TRUE | FALSE | Deemed Ex Ante Team |  |  |  | Updated to indicate claim/filing status
2024 | RE-HV-DHP-18S | Mini-split ductless HP upgrade (SEER ≥ 18, HSPF ≥ 9.8) | DEER2024 | D24_E+_Res_v5 |  | RE-HV-DHP-18S | Deem-DEER | Standard | None |  |  | None |  | FALSE |  | TRUE | Res | Any | HVAC | HeatCool | dxHP_equip | spltHP-SEER-BA |  | HV-ResHP | Ductless heat pump, SEER 13.0 | Ductless heat pump, SEER 15.0 | Mini-split ductless HP (SEER >= 18, HSPF >= 9.8) | Pre-RE-HV-DHP-13S | Std-RE-HV-DHP-15S | Msr-RE-HV-DHP-18S | Available |  | FALSE | FALSE |  |  |  | HV-ResHP |  |  | 2024-01-01 | [6 empty] | Standard |  | TRUE | TRUE | TRUE |  |  | Re-simulated using CZ2022 weather data | Deemed Ex Ante Review Team
2020 | RE-HV-DHP-18S-replRmAC-ER |  | DEER2020 | D20 v1 | 2020-12-02 | RE-HV-DHP-18S-replRmAC-ER | DEER | Standard | None |  |  | None |  | FALSE |  | FALSE | Res | Any | HVAC | HeatCool | dxHP_equip | spltSEER |  | HV-ResHP | [6 empty] | Available |  | FALSE | FALSE |  |  |  | HV-ResHP |  | None |  | 2023-12-31 | [5 empty] | Standard |  | TRUE | TRUE | FALSE | Deemed Ex Ante Team |  |  |  | Updated to indicate claim/filing status
2024 | RE-HV-DHP-18S-replRmAC-ER | Mini-split ductless HP (SEER ≥ 18, HSPF ≥ 9.8), replacing room AC and electric resistance heat | DEER2024 | D24_E+_Res_v5 |  | RE-HV-DHP-18S-replRmAC-ER | Deem-DEER | Standard | None |  |  | None |  | FALSE |  | TRUE | Res | Any | HVAC | HeatCool | dxHP_equip | spltHP-SEER-BA |  | HV-ResHP | Room AC, EER 9.0, and electric resistance heat | Room AC, EER 9.8, and electric resistance heat | Mini-split ductless HP (SEER >= 18, HSPF >= 9.8) | Pre-RE-HV-RoomAC-9.0E-ERheat | Std-RE-HV-RoomAC-9.8E-ERheat | Msr-RE-HV-DHP-18S | Available |  | FALSE | FALSE |  |  |  | HV-ResHP |  |  | 2024-01-01 | [6 empty] | Standard |  | TRUE | TRUE | TRUE |  |  | Re-simulated using CZ2022 weather data | Deemed Ex Ante Review Team
2020 | RE-HV-DHP-19S |  | DEER2020 | D20 v1 | 2020-12-02 | RE-HV-DHP-19S | DEER | Standard | None |  |  | None |  | FALSE |  | FALSE | Res | Any | HVAC | HeatCool | dxHP_equip | spltSEER |  | HV-ResHP | [6 empty] | Available |  | FALSE | FALSE |  |  |  | HV-ResHP |  | None |  | 2023-12-31 | [5 empty] | Standard |  | TRUE | TRUE | FALSE | Deemed Ex Ante Team |  |  |  | Updated to indicate claim/filing status
2024 | RE-HV-DHP-19S | Mini-split ductless HP upgrade (SEER ≥ 19, HSPF ≥ 10.0) | DEER2024 | D24_E+_Res_v5 |  | RE-HV-DHP-19S | Deem-DEER | Standard | None |  |  | None |  | FALSE |  | TRUE | Res | Any | HVAC | HeatCool | dxHP_equip | spltHP-SEER-BA |  | HV-ResHP | Ductless heat pump, SEER 13.0 | Ductless heat pump, SEER 15.0 | Mini-split ductless HP (SEER >= 19, HSPF >= 10.0) | Pre-RE-HV-DHP-13S | Std-RE-HV-DHP-15S | Msr-RE-HV-DHP-19S | Available |  | FALSE | FALSE |  |  |  | HV-ResHP |  |  | 2024-01-01 | [6 empty] | Standard |  | TRUE | TRUE | TRUE |  |  | Re-simulated using CZ2022 weather data | Deemed Ex Ante Review Team

## 3 Technology Builder
| TechGroup | dxHP_equip |  | TechType | spltHP-SEER-BA | [5 empty] | TypeID | #VALUE!
| Previous PreTechID 1 | (none) |  | Previous StdTechID 1 | (none) | [5 empty] | Previous MeasTechID 1 | (none)
| Previous PreTechID 2 | (none) |  | Previous StdTechID 2 | (none) | [5 empty] | Previous MeasTechID 2 | (none)
| Previous PreTechID 3 | (none) |  | Previous StdTechID 3 | (none) | [5 empty] | Previous MeasTechID 3 | (none)
| Previous PreTechID 4 | (none) |  | Previous StdTechID 4 | (none) | [5 empty] | Previous MeasTechID 4 | (none)
| Previous PreTechID 5 | (none) |  | Previous StdTechID 5 | (none) | [5 empty] | Previous MeasTechID 5 | (none)
| Previous PreTechID 6 | (none) |  | Previous StdTechID 6 | (none) | [5 empty] | Previous MeasTechID 6 | (none)
| Previous PreTechID 7 | (none) |  | Previous StdTechID 7 | (none) | [5 empty] | Previous MeasTechID 7 | (none)
| New PreTechID 1 | Pre-RE-HV-DHP-13S |  | New StdTechID 1 | Std-RE-HV-DHP-15S | [5 empty] | New MeasTechID 1 | Msr-RE-HV-DHP-16S
| New PreTechID 2 | Pre-RE-HV-RoomAC-9.0E-ERheat |  | New StdTechID 2 | Std-RE-HV-RoomAC-9.8E-ERheat | [5 empty] | New MeasTechID 2 | Msr-RE-HV-DHP-16S
| New PreTechID 3 | Pre-RE-HV-DHP-13S |  | New StdTechID 3 | Std-RE-HV-DHP-15S | [5 empty] | New MeasTechID 3 | Msr-RE-HV-DHP-17S
| New PreTechID 4 | Pre-RE-HV-RoomAC-9.0E-ERheat |  | New StdTechID 4 | Std-RE-HV-RoomAC-9.8E-ERheat | [5 empty] | New MeasTechID 4 | Msr-RE-HV-DHP-17S
| New PreTechID 5 | Pre-RE-HV-DHP-13S |  | New StdTechID 5 | Std-RE-HV-DHP-15S | [5 empty] | New MeasTechID 5 | Msr-RE-HV-DHP-18S
| New PreTechID 6 | Pre-RE-HV-RoomAC-9.0E-ERheat |  | New StdTechID 6 | Std-RE-HV-RoomAC-9.8E-ERheat | [5 empty] | New MeasTechID 6 | Msr-RE-HV-DHP-18S
| New PreTechID 7 | Pre-RE-HV-DHP-13S |  | New StdTechID 7 | Std-RE-HV-DHP-15S | [5 empty] | New MeasTechID 7 | Msr-RE-HV-DHP-19S
TypeID | Name | SrcCode | ClassCode | Description | State | IsProposed | LastMod | LastModComment | LastModBy | Created | CreatedComment | CreatedBy | FilingSpec | ClaimSpec | StartDate | ExpiryDate
(none)
(none)
(none)
1914 | Pre-RE-HV-DHP-13S | DEER2024 | Pre-existing | Ductless heat pump, SEER 13.0 | Complete | FALSE |  |  |  |  | Simulated using EnergyPlus and CZ2022 weather data and calibrated using 2019 RASS data | Deemed Ex Ante Team | TRUE | TRUE
1914 | Std-RE-HV-DHP-15S | DEER2024 | Code/Standard | Ductless heat pump, SEER 15.0 | Complete | FALSE |  |  |  |  | Simulated using EnergyPlus and CZ2022 weather data and calibrated using 2019 RASS data | Deemed Ex Ante Team | TRUE | TRUE
1914 | Msr-RE-HV-DHP-16S | DEER2024 | Measure | Mini-split ductless HP (SEER >= 16, HSPF >= 9.2), | Complete | FALSE |  |  |  |  | Simulated using EnergyPlus and CZ2022 weather data and calibrated using 2019 RASS data | Deemed Ex Ante Team | TRUE | TRUE
(none)
(none)
(none)
1914 | Pre-RE-HV-RoomAC-9.0E-ERheat | DEER2024 | Pre-existing | Room AC, EER 9.0, and electric resistance heat | Complete | FALSE |  |  |  |  | Simulated using EnergyPlus and CZ2022 weather data and calibrated using 2019 RASS data | Deemed Ex Ante Team | TRUE | TRUE
1914 | Std-RE-HV-RoomAC-9.8E-ERheat | DEER2024 | Code/Standard | Room AC, EER 9.8, and electric resistance heat | Complete | FALSE |  |  |  |  | Simulated using EnergyPlus and CZ2022 weather data and calibrated using 2019 RASS data | Deemed Ex Ante Team | TRUE | TRUE
1914 | Msr-RE-HV-DHP-16S | DEER2024 | Measure | Mini-split ductless HP (SEER >= 16, HSPF >= 9.2), | Complete | FALSE |  |  |  |  | Simulated using EnergyPlus and CZ2022 weather data and calibrated using 2019 RASS data | Deemed Ex Ante Team | TRUE | TRUE
(none)
(none)
(none)
1914 | Pre-RE-HV-DHP-13S | DEER2024 | Pre-existing | Ductless heat pump, SEER 13.0 | Complete | FALSE |  |  |  |  | Simulated using EnergyPlus and CZ2022 weather data and calibrated using 2019 RASS data | Deemed Ex Ante Team | TRUE | TRUE
1914 | Std-RE-HV-DHP-15S | DEER2024 | Code/Standard | Ductless heat pump, SEER 15.0 | Complete | FALSE |  |  |  |  | Simulated using EnergyPlus and CZ2022 weather data and calibrated using 2019 RASS data | Deemed Ex Ante Team | TRUE | TRUE
1914 | Msr-RE-HV-DHP-17S | DEER2024 | Measure | Mini-split ductless HP (SEER >= 17, HSPF >= 9.5) | Complete | FALSE |  |  |  |  | Simulated using EnergyPlus and CZ2022 weather data and calibrated using 2019 RASS data | Deemed Ex Ante Team | TRUE | TRUE
(none)
(none)
(none)
1914 | Pre-RE-HV-RoomAC-9.0E-ERheat | DEER2024 | Pre-existing | Room AC, EER 9.0, and electric resistance heat | Complete | FALSE |  |  |  |  | Simulated using EnergyPlus and CZ2022 weather data and calibrated using 2019 RASS data | Deemed Ex Ante Team | TRUE | TRUE
1914 | Std-RE-HV-RoomAC-9.8E-ERheat | DEER2024 | Code/Standard | Room AC, EER 9.8, and electric resistance heat | Complete | FALSE |  |  |  |  | Simulated using EnergyPlus and CZ2022 weather data and calibrated using 2019 RASS data | Deemed Ex Ante Team | TRUE | TRUE
1914 | Msr-RE-HV-DHP-17S | DEER2024 | Measure | Mini-split ductless HP (SEER >= 17, HSPF >= 9.5) | Complete | FALSE |  |  |  |  | Simulated using EnergyPlus and CZ2022 weather data and calibrated using 2019 RASS data | Deemed Ex Ante Team | TRUE | TRUE
(none)
(none)
(none)
1914 | Pre-RE-HV-DHP-13S | DEER2024 | Pre-existing | Ductless heat pump, SEER 13.0 | Complete | FALSE |  |  |  |  | Simulated using EnergyPlus and CZ2022 weather data and calibrated using 2019 RASS data | Deemed Ex Ante Team | TRUE | TRUE
1914 | Std-RE-HV-DHP-15S | DEER2024 | Code/Standard | Ductless heat pump, SEER 15.0 | Complete | FALSE |  |  |  |  | Simulated using EnergyPlus and CZ2022 weather data and calibrated using 2019 RASS data | Deemed Ex Ante Team | TRUE | TRUE
1914 | Msr-RE-HV-DHP-18S | DEER2024 | Measure | Mini-split ductless HP (SEER >= 18, HSPF >= 9.8) | Complete | FALSE |  |  |  |  | Simulated using EnergyPlus and CZ2022 weather data and calibrated using 2019 RASS data | Deemed Ex Ante Team | TRUE | TRUE
(none)
(none)
(none)
1914 | Pre-RE-HV-RoomAC-9.0E-ERheat | DEER2024 | Pre-existing | Room AC, EER 9.0, and electric resistance heat | Complete | FALSE |  |  |  |  | Simulated using EnergyPlus and CZ2022 weather data and calibrated using 2019 RASS data | Deemed Ex Ante Team | TRUE | TRUE
1914 | Std-RE-HV-RoomAC-9.8E-ERheat | DEER2024 | Code/Standard | Room AC, EER 9.8, and electric resistance heat | Complete | FALSE |  |  |  |  | Simulated using EnergyPlus and CZ2022 weather data and calibrated using 2019 RASS data | Deemed Ex Ante Team | TRUE | TRUE
1914 | Msr-RE-HV-DHP-18S | DEER2024 | Measure | Mini-split ductless HP (SEER >= 18, HSPF >= 9.8) | Complete | FALSE |  |  |  |  | Simulated using EnergyPlus and CZ2022 weather data and calibrated using 2019 RASS data | Deemed Ex Ante Team | TRUE | TRUE
(none)
(none)
(none)
1914 | Pre-RE-HV-DHP-13S | DEER2024 | Pre-existing | Ductless heat pump, SEER 13.0 | Complete | FALSE |  |  |  |  | Simulated using EnergyPlus and CZ2022 weather data and calibrated using 2019 RASS data | Deemed Ex Ante Team | TRUE | TRUE
1914 | Std-RE-HV-DHP-15S | DEER2024 | Code/Standard | Ductless heat pump, SEER 15.0 | Complete | FALSE |  |  |  |  | Simulated using EnergyPlus and CZ2022 weather data and calibrated using 2019 RASS data | Deemed Ex Ante Team | TRUE | TRUE
1914 | Msr-RE-HV-DHP-19S | DEER2024 | Measure | Mini-split ductless HP (SEER >= 19, HSPF >= 10.0) | Complete | FALSE |  |  |  |  | Simulated using EnergyPlus and CZ2022 weather data and calibrated using 2019 RASS data | Deemed Ex Ante Team | TRUE | TRUE

## 4 VersionSource Builder (hidden)
VersionSource | VersionSourceDesc | Comment | Index | ClaimSpec | StartDate | ExpiryDate | FilingSpec | IsProposed | LastMod | LastModBy | Created | LastModComment | CreatedBy | CreatedComment
D24_E+_Res_v5 | DEER2024 updates | v5 | 55 | 1 | 2024-01-01 |  | 1 | 1 | 2022-06-30 12:41 | Deemed Ex Ante Team | 2022-05-20 15:17 |  | Deemed Ex Ante Team | For DEER2024 Update

## 5 TechType Builder (hidden)
Usually not necessary
Not sure if 1915 is the next available unused Index | [7 empty] | No need to fill | No need to fill |  | No need to fill | No need to fill | No need to fill | No need to fill
Index | TechGroup | TechTypeDesc | TechType | NormUnit | defEULCode | State | Comment | NumTechs | NumMeas | TechTypeID | NumImp | NumCost | NumDEERMeas | NumDEERCost | StartDate | ExpiryDate | FilingSpec | ClaimSpec | IsProposed | LastMod | LastModBy | Created | CreatedComment | CreatedBy | LastModComment
1915 | dxHP_equip | SEER Rated Split System HP | spltSEER | Area-ft2-BA | HVAC-airHP | Standard | updated to support cost data |  |  | dxHP_equip:spltSEER-BA |  |  |  |  | 2024-01-01 |  | 1 | 1 | 1 | 2022-09-14 | Deemed Ex Ante Team | 2022-05-20 15:17 |  | Deemed Ex Ante Team | For DEER2024 Update

## Pivots_High-Level
Folder: | #VALUE!
Workbook: | #VALUE!
Sheet: | #VALUE!
EnergyImpact Pivot |  |  |  | Measure Pivot | Issues: |  |  |  |  | Technology Pivot
Version | (All)
PA | Any |  |  | Version | (All)
[10 empty] | SrcCode | DEER2024
EnergyImpactID | ElecImpactProfileID | GasImpactProfileID | Count | MeasureID | EnergyImpactID | PreTechID | StdTechID | MeasTechID | Count
RE-HV-DHP-16S | DEER:HVAC_Eff_HP | Annual | 224 | RE-HV-DHP-16S | RE-HV-DHP-16S | (blank) | (blank) | (blank) | 1 | Count | ClassCode
RE-HV-DHP-16S-replRmAC-ER | DEER:HVAC_Eff_HP | Annual | 64 |  |  | Pre-RE-HV-DHP-13S | Std-RE-HV-DHP-15S | Msr-RE-HV-DHP-16S | 1 | Name | Code/Standard | Measure | Pre-existing
RE-HV-DHP-17S | DEER:HVAC_Eff_HP | Annual | 224 | RE-HV-DHP-17S | RE-HV-DHP-17S | (blank) | (blank) | (blank) | 1 | Msr-RE-HV-DHP-16S |  | 2
RE-HV-DHP-17S-replRmAC-ER | DEER:HVAC_Eff_HP | Annual | 64 |  |  | Pre-RE-HV-DHP-13S | Std-RE-HV-DHP-15S | Msr-RE-HV-DHP-17S | 1 | Msr-RE-HV-DHP-17S |  | 2
RE-HV-DHP-18S | DEER:HVAC_Eff_HP | Annual | 224 | RE-HV-DHP-18S | RE-HV-DHP-18S | (blank) | (blank) | (blank) | 1 | Msr-RE-HV-DHP-18S |  | 2
RE-HV-DHP-18S-replRmAC-ER | DEER:HVAC_Eff_HP | Annual | 64 |  |  | Pre-RE-HV-DHP-13S | Std-RE-HV-DHP-15S | Msr-RE-HV-DHP-18S | 1 | Msr-RE-HV-DHP-19S |  | 1
RE-HV-DHP-19S | DEER:HVAC_Eff_HP | Annual | 224 | RE-HV-DHP-19S | RE-HV-DHP-19S | (blank) | (blank) | (blank) | 1 | Pre-RE-HV-DHP-13S |  |  | 4
Grand Total |  |  | 1088 |  |  | Pre-RE-HV-DHP-13S | Std-RE-HV-DHP-15S | Msr-RE-HV-DHP-19S | 1 | Pre-RE-HV-RoomAC-9.0E-ERheat |  |  | 3
|  |  |  | RE-HV-DHP-16S-replRmAC-ER | RE-HV-DHP-16S-replRmAC-ER | (blank) | (blank) | (blank) | 1 | Std-RE-HV-DHP-15S | 4
[6 empty] | Pre-RE-HV-RoomAC-9.0E-ERheat | Std-RE-HV-RoomAC-9.8E-ERheat | Msr-RE-HV-DHP-16S | 1 | Std-RE-HV-RoomAC-9.8E-ERheat | 3
|  |  |  | RE-HV-DHP-17S-replRmAC-ER | RE-HV-DHP-17S-replRmAC-ER | (blank) | (blank) | (blank) | 1
[6 empty] | Pre-RE-HV-RoomAC-9.0E-ERheat | Std-RE-HV-RoomAC-9.8E-ERheat | Msr-RE-HV-DHP-17S | 1
|  |  |  | RE-HV-DHP-18S-replRmAC-ER | RE-HV-DHP-18S-replRmAC-ER | (blank) | (blank) | (blank) | 1
[6 empty] | Pre-RE-HV-RoomAC-9.0E-ERheat | Std-RE-HV-RoomAC-9.8E-ERheat | Msr-RE-HV-DHP-18S | 1
|  |  |  | Grand Total |  |  |  |  | 14

## Pivot_Count
PA | Any |  | Record Count |  |  |  | Expected Counts: | 1472 | per HVAC Type, for Com Sector
[8 empty] | 256 | per HVAC Type for Res Sector
[6 empty] | BldgLoc | Values
[6 empty] | CZ01 | CZ01 | CZ02 | CZ02 | CZ03 | CZ03 | CZ04 | CZ04 | CZ05 | CZ05 | CZ06 | CZ06 | CZ07 | CZ07 | CZ08 | CZ08 | CZ09 | CZ09 | CZ10 | CZ10 | CZ11 | CZ11 | CZ12 | CZ12 | CZ13 | CZ13 | CZ14 | CZ14 | CZ15 | CZ15 | CZ16 | CZ16 | Total NumUnit Avg | Total Counts
Version | EnergyImpactID | NormUnit | BldgType | BldgVint | BldgHVAC | NumUnit Avg | Counts | NumUnit Avg | Counts | NumUnit Avg | Counts | NumUnit Avg | Counts | NumUnit Avg | Counts | NumUnit Avg | Counts | NumUnit Avg | Counts | NumUnit Avg | Counts | NumUnit Avg | Counts | NumUnit Avg | Counts | NumUnit Avg | Counts | NumUnit Avg | Counts | NumUnit Avg | Counts | NumUnit Avg | Counts | NumUnit Avg | Counts | NumUnit Avg | Counts
DEER2020 | RE-HV-DHP-16S | Area-ft2-BA | SFm | Ex | rDXHP | 2300 | 1 | 1950 | 1 | 2300 | 1 | 2300 | 1 | 2300 | 1 | 2390 | 1 | 2390 | 1 | 2390 | 1 | 2420 | 1 | 1950 | 1 | 1950 | 1 | 1950 | 1 | 1950 | 1 | 2160 | 1 | 2160 | 1 | 2300 | 1 | 2197.5 | 16
DEER2020 | RE-HV-DHP-16S | Area-ft2-BA | SFm | New | rDXHP | 2300 | 1 | 1950 | 1 | 2300 | 1 | 2300 | 1 | 2300 | 1 | 2390 | 1 | 2390 | 1 | 2390 | 1 | 2420 | 1 | 1950 | 1 | 1950 | 1 | 1950 | 1 | 1950 | 1 | 2160 | 1 | 2160 | 1 | 2300 | 1 | 2197.5 | 16
DEER2020 | RE-HV-DHP-16S | Area-ft2-BA | MFm | Ex | rDXHP | 999 | 1 | 1070 | 1 | 999 | 1 | 999 | 1 | 999 | 1 | 1210 | 1 | 1210 | 1 | 1210 | 1 | 1130 | 1 | 1070 | 1 | 1070 | 1 | 1070 | 1 | 1070 | 1 | 1090 | 1 | 1090 | 1 | 999 | 1 | 1080.3125 | 16
DEER2020 | RE-HV-DHP-16S | Area-ft2-BA | MFm | New | rDXHP | 999 | 1 | 1070 | 1 | 999 | 1 | 999 | 1 | 999 | 1 | 1210 | 1 | 1210 | 1 | 1210 | 1 | 1130 | 1 | 1070 | 1 | 1070 | 1 | 1070 | 1 | 1070 | 1 | 1090 | 1 | 1090 | 1 | 999 | 1 | 1080.3125 | 16
DEER2020 | RE-HV-DHP-16S | Area-ft2-BA | DMo | Ex | rDXHP | 1240 | 1 | 1240 | 1 | 1240 | 1 | 1240 | 1 | 1240 | 1 | 1240 | 1 | 1240 | 1 | 1240 | 1 | 1240 | 1 | 1240 | 1 | 1240 | 1 | 1240 | 1 | 1240 | 1 | 1240 | 1 | 1240 | 1 | 1240 | 1 | 1240 | 16
DEER2020 | RE-HV-DHP-16S | Area-ft2-BA | DMo | New | rDXHP | 1240 | 1 | 1240 | 1 | 1240 | 1 | 1240 | 1 | 1240 | 1 | 1240 | 1 | 1240 | 1 | 1240 | 1 | 1240 | 1 | 1240 | 1 | 1240 | 1 | 1240 | 1 | 1240 | 1 | 1240 | 1 | 1240 | 1 | 1240 | 1 | 1240 | 16
DEER2020 | RE-HV-DHP-17S | Area-ft2-BA | SFm | Ex | rDXHP | 2300 | 1 | 1950 | 1 | 2300 | 1 | 2300 | 1 | 2300 | 1 | 2390 | 1 | 2390 | 1 | 2390 | 1 | 2420 | 1 | 1950 | 1 | 1950 | 1 | 1950 | 1 | 1950 | 1 | 2160 | 1 | 2160 | 1 | 2300 | 1 | 2197.5 | 16
DEER2020 | RE-HV-DHP-17S | Area-ft2-BA | SFm | New | rDXHP | 2300 | 1 | 1950 | 1 | 2300 | 1 | 2300 | 1 | 2300 | 1 | 2390 | 1 | 2390 | 1 | 2390 | 1 | 2420 | 1 | 1950 | 1 | 1950 | 1 | 1950 | 1 | 1950 | 1 | 2160 | 1 | 2160 | 1 | 2300 | 1 | 2197.5 | 16
DEER2020 | RE-HV-DHP-17S | Area-ft2-BA | MFm | Ex | rDXHP | 999 | 1 | 1070 | 1 | 999 | 1 | 999 | 1 | 999 | 1 | 1210 | 1 | 1210 | 1 | 1210 | 1 | 1130 | 1 | 1070 | 1 | 1070 | 1 | 1070 | 1 | 1070 | 1 | 1090 | 1 | 1090 | 1 | 999 | 1 | 1080.3125 | 16
DEER2020 | RE-HV-DHP-17S | Area-ft2-BA | MFm | New | rDXHP | 999 | 1 | 1070 | 1 | 999 | 1 | 999 | 1 | 999 | 1 | 1210 | 1 | 1210 | 1 | 1210 | 1 | 1130 | 1 | 1070 | 1 | 1070 | 1 | 1070 | 1 | 1070 | 1 | 1090 | 1 | 1090 | 1 | 999 | 1 | 1080.3125 | 16
DEER2020 | RE-HV-DHP-17S | Area-ft2-BA | DMo | Ex | rDXHP | 1240 | 1 | 1240 | 1 | 1240 | 1 | 1240 | 1 | 1240 | 1 | 1240 | 1 | 1240 | 1 | 1240 | 1 | 1240 | 1 | 1240 | 1 | 1240 | 1 | 1240 | 1 | 1240 | 1 | 1240 | 1 | 1240 | 1 | 1240 | 1 | 1240 | 16
DEER2020 | RE-HV-DHP-17S | Area-ft2-BA | DMo | New | rDXHP | 1240 | 1 | 1240 | 1 | 1240 | 1 | 1240 | 1 | 1240 | 1 | 1240 | 1 | 1240 | 1 | 1240 | 1 | 1240 | 1 | 1240 | 1 | 1240 | 1 | 1240 | 1 | 1240 | 1 | 1240 | 1 | 1240 | 1 | 1240 | 1 | 1240 | 16
DEER2020 | RE-HV-DHP-18S | Area-ft2-BA | SFm | Ex | rDXHP | 2300 | 1 | 1950 | 1 | 2300 | 1 | 2300 | 1 | 2300 | 1 | 2390 | 1 | 2390 | 1 | 2390 | 1 | 2420 | 1 | 1950 | 1 | 1950 | 1 | 1950 | 1 | 1950 | 1 | 2160 | 1 | 2160 | 1 | 2300 | 1 | 2197.5 | 16
DEER2020 | RE-HV-DHP-18S | Area-ft2-BA | SFm | New | rDXHP | 2300 | 1 | 1950 | 1 | 2300 | 1 | 2300 | 1 | 2300 | 1 | 2390 | 1 | 2390 | 1 | 2390 | 1 | 2420 | 1 | 1950 | 1 | 1950 | 1 | 1950 | 1 | 1950 | 1 | 2160 | 1 | 2160 | 1 | 2300 | 1 | 2197.5 | 16
DEER2020 | RE-HV-DHP-18S | Area-ft2-BA | MFm | Ex | rDXHP | 999 | 1 | 1070 | 1 | 999 | 1 | 999 | 1 | 999 | 1 | 1210 | 1 | 1210 | 1 | 1210 | 1 | 1130 | 1 | 1070 | 1 | 1070 | 1 | 1070 | 1 | 1070 | 1 | 1090 | 1 | 1090 | 1 | 999 | 1 | 1080.3125 | 16
DEER2020 | RE-HV-DHP-18S | Area-ft2-BA | MFm | New | rDXHP | 999 | 1 | 1070 | 1 | 999 | 1 | 999 | 1 | 999 | 1 | 1210 | 1 | 1210 | 1 | 1210 | 1 | 1130 | 1 | 1070 | 1 | 1070 | 1 | 1070 | 1 | 1070 | 1 | 1090 | 1 | 1090 | 1 | 999 | 1 | 1080.3125 | 16
DEER2020 | RE-HV-DHP-18S | Area-ft2-BA | DMo | Ex | rDXHP | 1240 | 1 | 1240 | 1 | 1240 | 1 | 1240 | 1 | 1240 | 1 | 1240 | 1 | 1240 | 1 | 1240 | 1 | 1240 | 1 | 1240 | 1 | 1240 | 1 | 1240 | 1 | 1240 | 1 | 1240 | 1 | 1240 | 1 | 1240 | 1 | 1240 | 16
DEER2020 | RE-HV-DHP-18S | Area-ft2-BA | DMo | New | rDXHP | 1240 | 1 | 1240 | 1 | 1240 | 1 | 1240 | 1 | 1240 | 1 | 1240 | 1 | 1240 | 1 | 1240 | 1 | 1240 | 1 | 1240 | 1 | 1240 | 1 | 1240 | 1 | 1240 | 1 | 1240 | 1 | 1240 | 1 | 1240 | 1 | 1240 | 16
DEER2020 | RE-HV-DHP-19S | Area-ft2-BA | SFm | Ex | rDXHP | 2300 | 1 | 1950 | 1 | 2300 | 1 | 2300 | 1 | 2300 | 1 | 2390 | 1 | 2390 | 1 | 2390 | 1 | 2420 | 1 | 1950 | 1 | 1950 | 1 | 1950 | 1 | 1950 | 1 | 2160 | 1 | 2160 | 1 | 2300 | 1 | 2197.5 | 16
DEER2020 | RE-HV-DHP-19S | Area-ft2-BA | SFm | New | rDXHP | 2300 | 1 | 1950 | 1 | 2300 | 1 | 2300 | 1 | 2300 | 1 | 2390 | 1 | 2390 | 1 | 2390 | 1 | 2420 | 1 | 1950 | 1 | 1950 | 1 | 1950 | 1 | 1950 | 1 | 2160 | 1 | 2160 | 1 | 2300 | 1 | 2197.5 | 16
DEER2020 | RE-HV-DHP-19S | Area-ft2-BA | MFm | Ex | rDXHP | 999 | 1 | 1070 | 1 | 999 | 1 | 999 | 1 | 999 | 1 | 1210 | 1 | 1210 | 1 | 1210 | 1 | 1130 | 1 | 1070 | 1 | 1070 | 1 | 1070 | 1 | 1070 | 1 | 1090 | 1 | 1090 | 1 | 999 | 1 | 1080.3125 | 16
DEER2020 | RE-HV-DHP-19S | Area-ft2-BA | MFm | New | rDXHP | 999 | 1 | 1070 | 1 | 999 | 1 | 999 | 1 | 999 | 1 | 1210 | 1 | 1210 | 1 | 1210 | 1 | 1130 | 1 | 1070 | 1 | 1070 | 1 | 1070 | 1 | 1070 | 1 | 1090 | 1 | 1090 | 1 | 999 | 1 | 1080.3125 | 16
DEER2020 | RE-HV-DHP-19S | Area-ft2-BA | DMo | Ex | rDXHP | 1240 | 1 | 1240 | 1 | 1240 | 1 | 1240 | 1 | 1240 | 1 | 1240 | 1 | 1240 | 1 | 1240 | 1 | 1240 | 1 | 1240 | 1 | 1240 | 1 | 1240 | 1 | 1240 | 1 | 1240 | 1 | 1240 | 1 | 1240 | 1 | 1240 | 16
DEER2020 | RE-HV-DHP-19S | Area-ft2-BA | DMo | New | rDXHP | 1240 | 1 | 1240 | 1 | 1240 | 1 | 1240 | 1 | 1240 | 1 | 1240 | 1 | 1240 | 1 | 1240 | 1 | 1240 | 1 | 1240 | 1 | 1240 | 1 | 1240 | 1 | 1240 | 1 | 1240 | 1 | 1240 | 1 | 1240 | 1 | 1240 | 16
DEER2024 | RE-HV-DHP-16S | Area-ft2-BA | Res | Ex | rDXHP | 1920 | 1 | 1940 | 1 | 1720 | 1 | 1800 | 1 | 1880 | 1 | 1790 | 1 | 1750 | 1 | 1800 | 1 | 1570 | 1 | 1850 | 1 | 1660 | 1 | 1650 | 1 | 1610 | 1 | 1550 | 1 | 1440 | 1 | 1760 | 1 | 1730.625 | 16
DEER2024 | RE-HV-DHP-16S | Area-ft2-BA | Res | New | rDXHP | 1610 | 1 | 1420 | 1 | 1390 | 1 | 1590 | 1 | 2090 | 1 | 1710 | 1 | 1620 | 1 | 1390 | 1 | 1350 | 1 | 1910 | 1 | 1700 | 1 | 1580 | 1 | 1660 | 1 | 1550 | 1 | 1370 | 1 | 1710 | 1 | 1603.125 | 16
DEER2024 | RE-HV-DHP-16S | Area-ft2-BA | SFm | Ex | rDXHP | 2160 | 1 | 2160 | 1 | 2160 | 1 | 2160 | 1 | 2160 | 1 | 2250 | 1 | 2250 | 1 | 2250 | 1 | 1930 | 1 | 2070 | 1 | 1790 | 1 | 1790 | 1 | 1790 | 1 | 1630 | 1 | 1630 | 1 | 1900 | 1 | 2005 | 16
DEER2024 | RE-HV-DHP-16S | Area-ft2-BA | SFm | New | rDXHP | 2160 | 1 | 2160 | 1 | 2160 | 1 | 2160 | 1 | 2160 | 1 | 2250 | 1 | 2250 | 1 | 2250 | 1 | 1930 | 1 | 2070 | 1 | 1790 | 1 | 1790 | 1 | 1790 | 1 | 1630 | 1 | 1630 | 1 | 1900 | 1 | 2005 | 16
DEER2024 | RE-HV-DHP-16S | Area-ft2-BA | MFm | Ex | rDXHP | 1020 | 1 | 1020 | 1 | 1020 | 1 | 1020 | 1 | 1020 | 1 | 1020 | 1 | 1020 | 1 | 1020 | 1 | 1020 | 1 | 1020 | 1 | 1020 | 1 | 1020 | 1 | 1020 | 1 | 1020 | 1 | 1020 | 1 | 1020 | 1 | 1020 | 16
DEER2024 | RE-HV-DHP-16S | Area-ft2-BA | MFm | New | rDXHP | 853 | 1 | 1020 | 1 | 1020 | 1 | 1020 | 1 | 1020 | 1 | 1020 | 1 | 1020 | 1 | 1020 | 1 | 1020 | 1 | 1020 | 1 | 1020 | 1 | 1020 | 1 | 1020 | 1 | 1020 | 1 | 1020 | 1 | 1020 | 1 | 1009.5625 | 16
DEER2024 | RE-HV-DHP-16S | Area-ft2-BA | DMo | Ex | rDXHP | 1240 | 1 | 1240 | 1 | 1240 | 1 | 1240 | 1 | 1240 | 1 | 1240 | 1 | 1240 | 1 | 1240 | 1 | 1240 | 1 | 1240 | 1 | 1240 | 1 | 1240 | 1 | 1240 | 1 | 1240 | 1 | 1240 | 1 | 1240 | 1 | 1240 | 16
DEER2024 | RE-HV-DHP-16S | Area-ft2-BA | DMo | New | rDXHP | 1240 | 1 | 1240 | 1 | 1240 | 1 | 1240 | 1 | 1240 | 1 | 1240 | 1 | 1240 | 1 | 1240 | 1 | 1240 | 1 | 1240 | 1 | 1240 | 1 | 1240 | 1 | 1240 | 1 | 1240 | 1 | 1240 | 1 | 1240 | 1 | 1240 | 16
DEER2024 | RE-HV-DHP-16S-replRmAC-ER | Area-ft2-BA | Res | Ex | rDXHP | 1920 | 1 | 1940 | 1 | 1720 | 1 | 1800 | 1 | 1880 | 1 | 1790 | 1 | 1750 | 1 | 1800 | 1 | 1570 | 1 | 1850 | 1 | 1660 | 1 | 1650 | 1 | 1610 | 1 | 1550 | 1 | 1440 | 1 | 1760 | 1 | 1730.625 | 16
DEER2024 | RE-HV-DHP-16S-replRmAC-ER | Area-ft2-BA | SFm | Ex | rDXHP | 2160 | 1 | 2160 | 1 | 2160 | 1 | 2160 | 1 | 2160 | 1 | 2250 | 1 | 2250 | 1 | 2250 | 1 | 1930 | 1 | 2070 | 1 | 1790 | 1 | 1790 | 1 | 1790 | 1 | 1630 | 1 | 1630 | 1 | 1900 | 1 | 2005 | 16
DEER2024 | RE-HV-DHP-16S-replRmAC-ER | Area-ft2-BA | MFm | Ex | rDXHP | 1020 | 1 | 1020 | 1 | 1020 | 1 | 1020 | 1 | 1020 | 1 | 1020 | 1 | 1020 | 1 | 1020 | 1 | 1020 | 1 | 1020 | 1 | 1020 | 1 | 1020 | 1 | 1020 | 1 | 1020 | 1 | 1020 | 1 | 1020 | 1 | 1020 | 16
DEER2024 | RE-HV-DHP-16S-replRmAC-ER | Area-ft2-BA | DMo | Ex | rDXHP | 1240 | 1 | 1240 | 1 | 1240 | 1 | 1240 | 1 | 1240 | 1 | 1240 | 1 | 1240 | 1 | 1240 | 1 | 1240 | 1 | 1240 | 1 | 1240 | 1 | 1240 | 1 | 1240 | 1 | 1240 | 1 | 1240 | 1 | 1240 | 1 | 1240 | 16
DEER2024 | RE-HV-DHP-17S | Area-ft2-BA | Res | Ex | rDXHP | 1920 | 1 | 1940 | 1 | 1720 | 1 | 1800 | 1 | 1880 | 1 | 1790 | 1 | 1750 | 1 | 1800 | 1 | 1570 | 1 | 1850 | 1 | 1660 | 1 | 1650 | 1 | 1610 | 1 | 1550 | 1 | 1440 | 1 | 1760 | 1 | 1730.625 | 16
DEER2024 | RE-HV-DHP-17S | Area-ft2-BA | Res | New | rDXHP | 1610 | 1 | 1420 | 1 | 1390 | 1 | 1590 | 1 | 2090 | 1 | 1710 | 1 | 1620 | 1 | 1390 | 1 | 1350 | 1 | 1910 | 1 | 1700 | 1 | 1580 | 1 | 1660 | 1 | 1550 | 1 | 1370 | 1 | 1710 | 1 | 1603.125 | 16
DEER2024 | RE-HV-DHP-17S | Area-ft2-BA | SFm | Ex | rDXHP | 2160 | 1 | 2160 | 1 | 2160 | 1 | 2160 | 1 | 2160 | 1 | 2250 | 1 | 2250 | 1 | 2250 | 1 | 1930 | 1 | 2070 | 1 | 1790 | 1 | 1790 | 1 | 1790 | 1 | 1630 | 1 | 1630 | 1 | 1900 | 1 | 2005 | 16
DEER2024 | RE-HV-DHP-17S | Area-ft2-BA | SFm | New | rDXHP | 2160 | 1 | 2160 | 1 | 2160 | 1 | 2160 | 1 | 2160 | 1 | 2250 | 1 | 2250 | 1 | 2250 | 1 | 1930 | 1 | 2070 | 1 | 1790 | 1 | 1790 | 1 | 1790 | 1 | 1630 | 1 | 1630 | 1 | 1900 | 1 | 2005 | 16
DEER2024 | RE-HV-DHP-17S | Area-ft2-BA | MFm | Ex | rDXHP | 1020 | 1 | 1020 | 1 | 1020 | 1 | 1020 | 1 | 1020 | 1 | 1020 | 1 | 1020 | 1 | 1020 | 1 | 1020 | 1 | 1020 | 1 | 1020 | 1 | 1020 | 1 | 1020 | 1 | 1020 | 1 | 1020 | 1 | 1020 | 1 | 1020 | 16
DEER2024 | RE-HV-DHP-17S | Area-ft2-BA | MFm | New | rDXHP | 853 | 1 | 1020 | 1 | 1020 | 1 | 1020 | 1 | 1020 | 1 | 1020 | 1 | 1020 | 1 | 1020 | 1 | 1020 | 1 | 1020 | 1 | 1020 | 1 | 1020 | 1 | 1020 | 1 | 1020 | 1 | 1020 | 1 | 1020 | 1 | 1009.5625 | 16
DEER2024 | RE-HV-DHP-17S | Area-ft2-BA | DMo | Ex | rDXHP | 1240 | 1 | 1240 | 1 | 1240 | 1 | 1240 | 1 | 1240 | 1 | 1240 | 1 | 1240 | 1 | 1240 | 1 | 1240 | 1 | 1240 | 1 | 1240 | 1 | 1240 | 1 | 1240 | 1 | 1240 | 1 | 1240 | 1 | 1240 | 1 | 1240 | 16
DEER2024 | RE-HV-DHP-17S | Area-ft2-BA | DMo | New | rDXHP | 1240 | 1 | 1240 | 1 | 1240 | 1 | 1240 | 1 | 1240 | 1 | 1240 | 1 | 1240 | 1 | 1240 | 1 | 1240 | 1 | 1240 | 1 | 1240 | 1 | 1240 | 1 | 1240 | 1 | 1240 | 1 | 1240 | 1 | 1240 | 1 | 1240 | 16
DEER2024 | RE-HV-DHP-17S-replRmAC-ER | Area-ft2-BA | Res | Ex | rDXHP | 1920 | 1 | 1940 | 1 | 1720 | 1 | 1800 | 1 | 1880 | 1 | 1790 | 1 | 1750 | 1 | 1800 | 1 | 1570 | 1 | 1850 | 1 | 1660 | 1 | 1650 | 1 | 1610 | 1 | 1550 | 1 | 1440 | 1 | 1760 | 1 | 1730.625 | 16
DEER2024 | RE-HV-DHP-17S-replRmAC-ER | Area-ft2-BA | SFm | Ex | rDXHP | 2160 | 1 | 2160 | 1 | 2160 | 1 | 2160 | 1 | 2160 | 1 | 2250 | 1 | 2250 | 1 | 2250 | 1 | 1930 | 1 | 2070 | 1 | 1790 | 1 | 1790 | 1 | 1790 | 1 | 1630 | 1 | 1630 | 1 | 1900 | 1 | 2005 | 16
DEER2024 | RE-HV-DHP-17S-replRmAC-ER | Area-ft2-BA | MFm | Ex | rDXHP | 1020 | 1 | 1020 | 1 | 1020 | 1 | 1020 | 1 | 1020 | 1 | 1020 | 1 | 1020 | 1 | 1020 | 1 | 1020 | 1 | 1020 | 1 | 1020 | 1 | 1020 | 1 | 1020 | 1 | 1020 | 1 | 1020 | 1 | 1020 | 1 | 1020 | 16
DEER2024 | RE-HV-DHP-17S-replRmAC-ER | Area-ft2-BA | DMo | Ex | rDXHP | 1240 | 1 | 1240 | 1 | 1240 | 1 | 1240 | 1 | 1240 | 1 | 1240 | 1 | 1240 | 1 | 1240 | 1 | 1240 | 1 | 1240 | 1 | 1240 | 1 | 1240 | 1 | 1240 | 1 | 1240 | 1 | 1240 | 1 | 1240 | 1 | 1240 | 16
DEER2024 | RE-HV-DHP-18S | Area-ft2-BA | Res | Ex | rDXHP | 1920 | 1 | 1940 | 1 | 1720 | 1 | 1800 | 1 | 1880 | 1 | 1790 | 1 | 1750 | 1 | 1800 | 1 | 1570 | 1 | 1850 | 1 | 1660 | 1 | 1650 | 1 | 1610 | 1 | 1550 | 1 | 1440 | 1 | 1760 | 1 | 1730.625 | 16
DEER2024 | RE-HV-DHP-18S | Area-ft2-BA | Res | New | rDXHP | 1610 | 1 | 1420 | 1 | 1390 | 1 | 1590 | 1 | 2090 | 1 | 1710 | 1 | 1620 | 1 | 1390 | 1 | 1350 | 1 | 1910 | 1 | 1700 | 1 | 1580 | 1 | 1660 | 1 | 1550 | 1 | 1370 | 1 | 1710 | 1 | 1603.125 | 16
DEER2024 | RE-HV-DHP-18S | Area-ft2-BA | SFm | Ex | rDXHP | 2160 | 1 | 2160 | 1 | 2160 | 1 | 2160 | 1 | 2160 | 1 | 2250 | 1 | 2250 | 1 | 2250 | 1 | 1930 | 1 | 2070 | 1 | 1790 | 1 | 1790 | 1 | 1790 | 1 | 1630 | 1 | 1630 | 1 | 1900 | 1 | 2005 | 16
DEER2024 | RE-HV-DHP-18S | Area-ft2-BA | SFm | New | rDXHP | 2160 | 1 | 2160 | 1 | 2160 | 1 | 2160 | 1 | 2160 | 1 | 2250 | 1 | 2250 | 1 | 2250 | 1 | 1930 | 1 | 2070 | 1 | 1790 | 1 | 1790 | 1 | 1790 | 1 | 1630 | 1 | 1630 | 1 | 1900 | 1 | 2005 | 16
DEER2024 | RE-HV-DHP-18S | Area-ft2-BA | MFm | Ex | rDXHP | 1020 | 1 | 1020 | 1 | 1020 | 1 | 1020 | 1 | 1020 | 1 | 1020 | 1 | 1020 | 1 | 1020 | 1 | 1020 | 1 | 1020 | 1 | 1020 | 1 | 1020 | 1 | 1020 | 1 | 1020 | 1 | 1020 | 1 | 1020 | 1 | 1020 | 16
DEER2024 | RE-HV-DHP-18S | Area-ft2-BA | MFm | New | rDXHP | 853 | 1 | 1020 | 1 | 1020 | 1 | 1020 | 1 | 1020 | 1 | 1020 | 1 | 1020 | 1 | 1020 | 1 | 1020 | 1 | 1020 | 1 | 1020 | 1 | 1020 | 1 | 1020 | 1 | 1020 | 1 | 1020 | 1 | 1020 | 1 | 1009.5625 | 16
DEER2024 | RE-HV-DHP-18S | Area-ft2-BA | DMo | Ex | rDXHP | 1240 | 1 | 1240 | 1 | 1240 | 1 | 1240 | 1 | 1240 | 1 | 1240 | 1 | 1240 | 1 | 1240 | 1 | 1240 | 1 | 1240 | 1 | 1240 | 1 | 1240 | 1 | 1240 | 1 | 1240 | 1 | 1240 | 1 | 1240 | 1 | 1240 | 16
DEER2024 | RE-HV-DHP-18S | Area-ft2-BA | DMo | New | rDXHP | 1240 | 1 | 1240 | 1 | 1240 | 1 | 1240 | 1 | 1240 | 1 | 1240 | 1 | 1240 | 1 | 1240 | 1 | 1240 | 1 | 1240 | 1 | 1240 | 1 | 1240 | 1 | 1240 | 1 | 1240 | 1 | 1240 | 1 | 1240 | 1 | 1240 | 16
DEER2024 | RE-HV-DHP-18S-replRmAC-ER | Area-ft2-BA | Res | Ex | rDXHP | 1920 | 1 | 1940 | 1 | 1720 | 1 | 1800 | 1 | 1880 | 1 | 1790 | 1 | 1750 | 1 | 1800 | 1 | 1570 | 1 | 1850 | 1 | 1660 | 1 | 1650 | 1 | 1610 | 1 | 1550 | 1 | 1440 | 1 | 1760 | 1 | 1730.625 | 16
DEER2024 | RE-HV-DHP-18S-replRmAC-ER | Area-ft2-BA | SFm | Ex | rDXHP | 2160 | 1 | 2160 | 1 | 2160 | 1 | 2160 | 1 | 2160 | 1 | 2250 | 1 | 2250 | 1 | 2250 | 1 | 1930 | 1 | 2070 | 1 | 1790 | 1 | 1790 | 1 | 1790 | 1 | 1630 | 1 | 1630 | 1 | 1900 | 1 | 2005 | 16
DEER2024 | RE-HV-DHP-18S-replRmAC-ER | Area-ft2-BA | MFm | Ex | rDXHP | 1020 | 1 | 1020 | 1 | 1020 | 1 | 1020 | 1 | 1020 | 1 | 1020 | 1 | 1020 | 1 | 1020 | 1 | 1020 | 1 | 1020 | 1 | 1020 | 1 | 1020 | 1 | 1020 | 1 | 1020 | 1 | 1020 | 1 | 1020 | 1 | 1020 | 16
DEER2024 | RE-HV-DHP-18S-replRmAC-ER | Area-ft2-BA | DMo | Ex | rDXHP | 1240 | 1 | 1240 | 1 | 1240 | 1 | 1240 | 1 | 1240 | 1 | 1240 | 1 | 1240 | 1 | 1240 | 1 | 1240 | 1 | 1240 | 1 | 1240 | 1 | 1240 | 1 | 1240 | 1 | 1240 | 1 | 1240 | 1 | 1240 | 1 | 1240 | 16
DEER2024 | RE-HV-DHP-19S | Area-ft2-BA | Res | Ex | rDXHP | 1920 | 1 | 1940 | 1 | 1720 | 1 | 1800 | 1 | 1880 | 1 | 1790 | 1 | 1750 | 1 | 1800 | 1 | 1570 | 1 | 1850 | 1 | 1660 | 1 | 1650 | 1 | 1610 | 1 | 1550 | 1 | 1440 | 1 | 1760 | 1 | 1730.625 | 16
DEER2024 | RE-HV-DHP-19S | Area-ft2-BA | Res | New | rDXHP | 1610 | 1 | 1420 | 1 | 1390 | 1 | 1590 | 1 | 2090 | 1 | 1710 | 1 | 1620 | 1 | 1390 | 1 | 1350 | 1 | 1910 | 1 | 1700 | 1 | 1580 | 1 | 1660 | 1 | 1550 | 1 | 1370 | 1 | 1710 | 1 | 1603.125 | 16
DEER2024 | RE-HV-DHP-19S | Area-ft2-BA | SFm | Ex | rDXHP | 2160 | 1 | 2160 | 1 | 2160 | 1 | 2160 | 1 | 2160 | 1 | 2250 | 1 | 2250 | 1 | 2250 | 1 | 1930 | 1 | 2070 | 1 | 1790 | 1 | 1790 | 1 | 1790 | 1 | 1630 | 1 | 1630 | 1 | 1900 | 1 | 2005 | 16
DEER2024 | RE-HV-DHP-19S | Area-ft2-BA | SFm | New | rDXHP | 2160 | 1 | 2160 | 1 | 2160 | 1 | 2160 | 1 | 2160 | 1 | 2250 | 1 | 2250 | 1 | 2250 | 1 | 1930 | 1 | 2070 | 1 | 1790 | 1 | 1790 | 1 | 1790 | 1 | 1630 | 1 | 1630 | 1 | 1900 | 1 | 2005 | 16
DEER2024 | RE-HV-DHP-19S | Area-ft2-BA | MFm | Ex | rDXHP | 1020 | 1 | 1020 | 1 | 1020 | 1 | 1020 | 1 | 1020 | 1 | 1020 | 1 | 1020 | 1 | 1020 | 1 | 1020 | 1 | 1020 | 1 | 1020 | 1 | 1020 | 1 | 1020 | 1 | 1020 | 1 | 1020 | 1 | 1020 | 1 | 1020 | 16
DEER2024 | RE-HV-DHP-19S | Area-ft2-BA | MFm | New | rDXHP | 853 | 1 | 1020 | 1 | 1020 | 1 | 1020 | 1 | 1020 | 1 | 1020 | 1 | 1020 | 1 | 1020 | 1 | 1020 | 1 | 1020 | 1 | 1020 | 1 | 1020 | 1 | 1020 | 1 | 1020 | 1 | 1020 | 1 | 1020 | 1 | 1009.5625 | 16
DEER2024 | RE-HV-DHP-19S | Area-ft2-BA | DMo | Ex | rDXHP | 1240 | 1 | 1240 | 1 | 1240 | 1 | 1240 | 1 | 1240 | 1 | 1240 | 1 | 1240 | 1 | 1240 | 1 | 1240 | 1 | 1240 | 1 | 1240 | 1 | 1240 | 1 | 1240 | 1 | 1240 | 1 | 1240 | 1 | 1240 | 1 | 1240 | 16
DEER2024 | RE-HV-DHP-19S | Area-ft2-BA | DMo | New | rDXHP | 1240 | 1 | 1240 | 1 | 1240 | 1 | 1240 | 1 | 1240 | 1 | 1240 | 1 | 1240 | 1 | 1240 | 1 | 1240 | 1 | 1240 | 1 | 1240 | 1 | 1240 | 1 | 1240 | 1 | 1240 | 1 | 1240 | 1 | 1240 | 1 | 1240 | 16

## Pivot_Detailed
Folder: | #VALUE!
Workbook: | #VALUE!
Sheet: | #VALUE!
EnergyImpact Pivot | Issues:
PA | Any
[9 empty] | Version | Values
[9 empty] | DEER2020 | DEER2020 | DEER2020 | DEER2020 | DEER2020 | DEER2024 | DEER2024 | DEER2024 | DEER2024 | DEER2024
EnergyImpactID | BldgType | BldgVint | BldgHVAC | BldgLoc | NumUnit | NormUnit | ElecImpactProfileID | GasImpactProfileID | Count | Pre kWh | Std kWh | Pre therm | Std therm | Count | Pre kWh | Std kWh | Pre therm | Std therm
RE-HV-DHP-16S | Res | Ex | rDXHP | CZ01 | 1920 | Area-ft2-BA | DEER:HVAC_Eff_HP | Annual | [5 empty] | 1 | 0.0879 | 0.0174 | 0 | 0
RE-HV-DHP-16S | Res | Ex | rDXHP | CZ02 | 1940 | Area-ft2-BA | DEER:HVAC_Eff_HP | Annual | [5 empty] | 1 | 0.195 | 0.0413 | 0 | 0
RE-HV-DHP-16S | Res | Ex | rDXHP | CZ03 | 1720 | Area-ft2-BA | DEER:HVAC_Eff_HP | Annual | [5 empty] | 1 | 0.15 | 0.0363 | 0 | 0
RE-HV-DHP-16S | Res | Ex | rDXHP | CZ04 | 1800 | Area-ft2-BA | DEER:HVAC_Eff_HP | Annual | [5 empty] | 1 | 0.162 | 0.0386 | 0 | 0
RE-HV-DHP-16S | Res | Ex | rDXHP | CZ05 | 1880 | Area-ft2-BA | DEER:HVAC_Eff_HP | Annual | [5 empty] | 1 | 0.168 | 0.0398 | 0 | 0
RE-HV-DHP-16S | Res | Ex | rDXHP | CZ06 | 1790 | Area-ft2-BA | DEER:HVAC_Eff_HP | Annual | [5 empty] | 1 | 0.112 | 0.03 | 0 | 0
RE-HV-DHP-16S | Res | Ex | rDXHP | CZ07 | 1750 | Area-ft2-BA | DEER:HVAC_Eff_HP | Annual | [5 empty] | 1 | 0.0955 | 0.0263 | 0 | 0
RE-HV-DHP-16S | Res | Ex | rDXHP | CZ08 | 1800 | Area-ft2-BA | DEER:HVAC_Eff_HP | Annual | [5 empty] | 1 | 0.123 | 0.0375 | 0 | 0
RE-HV-DHP-16S | Res | Ex | rDXHP | CZ09 | 1570 | Area-ft2-BA | DEER:HVAC_Eff_HP | Annual | [5 empty] | 1 | 0.169 | 0.0525 | 0 | 0
RE-HV-DHP-16S | Res | Ex | rDXHP | CZ10 | 1850 | Area-ft2-BA | DEER:HVAC_Eff_HP | Annual | [5 empty] | 1 | 0.179 | 0.0539 | 0 | 0
RE-HV-DHP-16S | Res | Ex | rDXHP | CZ11 | 1660 | Area-ft2-BA | DEER:HVAC_Eff_HP | Annual | [5 empty] | 1 | 0.281 | 0.083 | 0 | 0
RE-HV-DHP-16S | Res | Ex | rDXHP | CZ12 | 1650 | Area-ft2-BA | DEER:HVAC_Eff_HP | Annual | [5 empty] | 1 | 0.216 | 0.0573 | 0 | 0
RE-HV-DHP-16S | Res | Ex | rDXHP | CZ13 | 1610 | Area-ft2-BA | DEER:HVAC_Eff_HP | Annual | [5 empty] | 1 | 0.303 | 0.0957 | 0 | 0
RE-HV-DHP-16S | Res | Ex | rDXHP | CZ14 | 1550 | Area-ft2-BA | DEER:HVAC_Eff_HP | Annual | [5 empty] | 1 | 0.319 | 0.0955 | 0 | 0
RE-HV-DHP-16S | Res | Ex | rDXHP | CZ15 | 1440 | Area-ft2-BA | DEER:HVAC_Eff_HP | Annual | [5 empty] | 1 | 0.373 | 0.138 | 0 | 0
RE-HV-DHP-16S | Res | Ex | rDXHP | CZ16 | 1760 | Area-ft2-BA | DEER:HVAC_Eff_HP | Annual | [5 empty] | 1 | 0.201 | 0.0615 | 0 | 0
RE-HV-DHP-16S | Res | New | rDXHP | CZ01 | 1610 | Area-ft2-BA | DEER:HVAC_Eff_HP | Annual | [5 empty] | 1 |  | 0.00551 |  | 0
RE-HV-DHP-16S | Res | New | rDXHP | CZ02 | 1420 | Area-ft2-BA | DEER:HVAC_Eff_HP | Annual | [5 empty] | 1 |  | 0.00788 |  | 0
RE-HV-DHP-16S | Res | New | rDXHP | CZ03 | 1390 | Area-ft2-BA | DEER:HVAC_Eff_HP | Annual | [5 empty] | 1 |  | 0.0128 |  | 0
RE-HV-DHP-16S | Res | New | rDXHP | CZ04 | 1590 | Area-ft2-BA | DEER:HVAC_Eff_HP | Annual | [5 empty] | 1 |  | 0.0115 |  | 0
RE-HV-DHP-16S | Res | New | rDXHP | CZ05 | 2090 | Area-ft2-BA | DEER:HVAC_Eff_HP | Annual | [5 empty] | 1 |  | 0.0122 |  | 0
RE-HV-DHP-16S | Res | New | rDXHP | CZ06 | 1710 | Area-ft2-BA | DEER:HVAC_Eff_HP | Annual | [5 empty] | 1 |  | 0.0115 |  | 0
RE-HV-DHP-16S | Res | New | rDXHP | CZ07 | 1620 | Area-ft2-BA | DEER:HVAC_Eff_HP | Annual | [5 empty] | 1 |  | 0.01 |  | 0
RE-HV-DHP-16S | Res | New | rDXHP | CZ08 | 1390 | Area-ft2-BA | DEER:HVAC_Eff_HP | Annual | [5 empty] | 1 |  | 0.0122 |  | 0
RE-HV-DHP-16S | Res | New | rDXHP | CZ09 | 1350 | Area-ft2-BA | DEER:HVAC_Eff_HP | Annual | [5 empty] | 1 |  | 0.0213 |  | 0
RE-HV-DHP-16S | Res | New | rDXHP | CZ10 | 1910 | Area-ft2-BA | DEER:HVAC_Eff_HP | Annual | [5 empty] | 1 |  | 0.0168 |  | 0
RE-HV-DHP-16S | Res | New | rDXHP | CZ11 | 1700 | Area-ft2-BA | DEER:HVAC_Eff_HP | Annual | [5 empty] | 1 |  | 0.039 |  | 0
RE-HV-DHP-16S | Res | New | rDXHP | CZ12 | 1580 | Area-ft2-BA | DEER:HVAC_Eff_HP | Annual | [5 empty] | 1 |  | 0.0241 |  | 0
RE-HV-DHP-16S | Res | New | rDXHP | CZ13 | 1660 | Area-ft2-BA | DEER:HVAC_Eff_HP | Annual | [5 empty] | 1 |  | 0.0414 |  | 0
RE-HV-DHP-16S | Res | New | rDXHP | CZ14 | 1550 | Area-ft2-BA | DEER:HVAC_Eff_HP | Annual | [5 empty] | 1 |  | 0.0453 |  | 0
RE-HV-DHP-16S | Res | New | rDXHP | CZ15 | 1370 | Area-ft2-BA | DEER:HVAC_Eff_HP | Annual | [5 empty] | 1 |  | 0.0945 |  | 0
RE-HV-DHP-16S | Res | New | rDXHP | CZ16 | 1710 | Area-ft2-BA | DEER:HVAC_Eff_HP | Annual | [5 empty] | 1 |  | 0.0411 |  | 0
RE-HV-DHP-16S | SFm | Ex | rDXHP | CZ01 | 2160 | Area-ft2-BA | DEER:HVAC_Eff_HP | Annual | [5 empty] | 1 | 0.101 | 0.0196 | 0 | 0
RE-HV-DHP-16S | SFm | Ex | rDXHP | CZ01 | 2300 | Area-ft2-BA | DEER:HVAC_Eff_HP | Annual | 1 | 0.01344 | 0.0090618 | 0 | 0
RE-HV-DHP-16S | SFm | Ex | rDXHP | CZ02 | 2160 | Area-ft2-BA | DEER:HVAC_Eff_HP | Annual | [5 empty] | 1 | 0.219 | 0.0455 | 0 | 0
RE-HV-DHP-16S | SFm | Ex | rDXHP | CZ02 | 1950 | Area-ft2-BA | DEER:HVAC_Eff_HP | Annual | 1 | 0.048535 | 0.030924 | 0 | 0
RE-HV-DHP-16S | SFm | Ex | rDXHP | CZ03 | 2160 | Area-ft2-BA | DEER:HVAC_Eff_HP | Annual | [5 empty] | 1 | 0.173 | 0.0398 | 0 | 0
RE-HV-DHP-16S | SFm | Ex | rDXHP | CZ03 | 2300 | Area-ft2-BA | DEER:HVAC_Eff_HP | Annual | 1 | 0.021214 | 0.013596 | 0 | 0
RE-HV-DHP-16S | SFm | Ex | rDXHP | CZ04 | 2160 | Area-ft2-BA | DEER:HVAC_Eff_HP | Annual | [5 empty] | 1 | 0.182 | 0.0423 | 0 | 0
RE-HV-DHP-16S | SFm | Ex | rDXHP | CZ04 | 2300 | Area-ft2-BA | DEER:HVAC_Eff_HP | Annual | 1 | 0.087775 | 0.05439 | 0 | 0
RE-HV-DHP-16S | SFm | Ex | rDXHP | CZ05 | 2160 | Area-ft2-BA | DEER:HVAC_Eff_HP | Annual | [5 empty] | 1 | 0.184 | 0.0424 | 0 | 0
RE-HV-DHP-16S | SFm | Ex | rDXHP | CZ05 | 2300 | Area-ft2-BA | DEER:HVAC_Eff_HP | Annual | 1 | 0.016269 | 0.01061 | 0 | 0
RE-HV-DHP-16S | SFm | Ex | rDXHP | CZ06 | 2250 | Area-ft2-BA | DEER:HVAC_Eff_HP | Annual | [5 empty] | 1 | 0.127 | 0.0329 | 0 | 0
RE-HV-DHP-16S | SFm | Ex | rDXHP | CZ06 | 2390 | Area-ft2-BA | DEER:HVAC_Eff_HP | Annual | 1 | 0.079026 | 0.048674 | 0 | 0
RE-HV-DHP-16S | SFm | Ex | rDXHP | CZ07 | 2250 | Area-ft2-BA | DEER:HVAC_Eff_HP | Annual | [5 empty] | 1 | 0.114 | 0.0292 | 0 | 0
RE-HV-DHP-16S | SFm | Ex | rDXHP | CZ07 | 2390 | Area-ft2-BA | DEER:HVAC_Eff_HP | Annual | 1 | 0.090186 | 0.055531 | 0 | 0
RE-HV-DHP-16S | SFm | Ex | rDXHP | CZ08 | 2250 | Area-ft2-BA | DEER:HVAC_Eff_HP | Annual | [5 empty] | 1 | 0.13 | 0.0378 | 0 | 0
RE-HV-DHP-16S | SFm | Ex | rDXHP | CZ08 | 2390 | Area-ft2-BA | DEER:HVAC_Eff_HP | Annual | 1 | 0.18671 | 0.11468 | 0 | 0
RE-HV-DHP-16S | SFm | Ex | rDXHP | CZ09 | 1930 | Area-ft2-BA | DEER:HVAC_Eff_HP | Annual | [5 empty] | 1 | 0.182 | 0.0541 | 0 | 0
RE-HV-DHP-16S | SFm | Ex | rDXHP | CZ09 | 2420 | Area-ft2-BA | DEER:HVAC_Eff_HP | Annual | 1 | 0.13318 | 0.082027 | 0 | 0
RE-HV-DHP-16S | SFm | Ex | rDXHP | CZ10 | 2070 | Area-ft2-BA | DEER:HVAC_Eff_HP | Annual | [5 empty] | 1 | 0.178 | 0.0522 | 0 | 0
RE-HV-DHP-16S | SFm | Ex | rDXHP | CZ10 | 1950 | Area-ft2-BA | DEER:HVAC_Eff_HP | Annual | 1 | 0.16456 | 0.10167 | 0 | 0
RE-HV-DHP-16S | SFm | Ex | rDXHP | CZ11 | 1790 | Area-ft2-BA | DEER:HVAC_Eff_HP | Annual | [5 empty] | 1 | 0.279 | 0.0806 | 0 | 0
RE-HV-DHP-16S | SFm | Ex | rDXHP | CZ11 | 1950 | Area-ft2-BA | DEER:HVAC_Eff_HP | Annual | 1 | 0.15193 | 0.093878 | 0 | 0
RE-HV-DHP-16S | SFm | Ex | rDXHP | CZ12 | 1790 | Area-ft2-BA | DEER:HVAC_Eff_HP | Annual | [5 empty] | 1 | 0.228 | 0.0594 | 0 | 0
RE-HV-DHP-16S | SFm | Ex | rDXHP | CZ12 | 1950 | Area-ft2-BA | DEER:HVAC_Eff_HP | Annual | 1 | 0.09665 | 0.060029 | 0 | 0
RE-HV-DHP-16S | SFm | Ex | rDXHP | CZ13 | 1790 | Area-ft2-BA | DEER:HVAC_Eff_HP | Annual | [5 empty] | 1 | 0.294 | 0.0918 | 0 | 0
RE-HV-DHP-16S | SFm | Ex | rDXHP | CZ13 | 1950 | Area-ft2-BA | DEER:HVAC_Eff_HP | Annual | 1 | 0.19531 | 0.12044 | 0 | 0
RE-HV-DHP-16S | SFm | Ex | rDXHP | CZ14 | 2160 | Area-ft2-BA | DEER:HVAC_Eff_HP | Annual | 1 | 0.25865 | 0.15942 | 0 | 0
RE-HV-DHP-16S | SFm | Ex | rDXHP | CZ14 | 1630 | Area-ft2-BA | DEER:HVAC_Eff_HP | Annual | [5 empty] | 1 | 0.306 | 0.0903 | 0 | 0
RE-HV-DHP-16S | SFm | Ex | rDXHP | CZ15 | 2160 | Area-ft2-BA | DEER:HVAC_Eff_HP | Annual | 1 | 0.31907 | 0.19607 | 0 | 0
RE-HV-DHP-16S | SFm | Ex | rDXHP | CZ15 | 1630 | Area-ft2-BA | DEER:HVAC_Eff_HP | Annual | [5 empty] | 1 | 0.337 | 0.125 | 0 | 0
RE-HV-DHP-16S | SFm | Ex | rDXHP | CZ16 | 1900 | Area-ft2-BA | DEER:HVAC_Eff_HP | Annual | [5 empty] | 1 | 0.189 | 0.0575 | 0 | 0
RE-HV-DHP-16S | SFm | Ex | rDXHP | CZ16 | 2300 | Area-ft2-BA | DEER:HVAC_Eff_HP | Annual | 1 | 0.038085 | 0.024247 | 0 | 0
RE-HV-DHP-16S | SFm | New | rDXHP | CZ01 | 2160 | Area-ft2-BA | DEER:HVAC_Eff_HP | Annual | [5 empty] | 1 |  | 0.00785 |  | 0
RE-HV-DHP-16S | SFm | New | rDXHP | CZ01 | 2300 | Area-ft2-BA | DEER:HVAC_Eff_HP | Annual | 1 | 0.0089916 | 0.0060581 | 0 | 0
RE-HV-DHP-16S | SFm | New | rDXHP | CZ02 | 2160 | Area-ft2-BA | DEER:HVAC_Eff_HP | Annual | [5 empty] | 1 |  | 0.00926 |  | 0
RE-HV-DHP-16S | SFm | New | rDXHP | CZ02 | 1950 | Area-ft2-BA | DEER:HVAC_Eff_HP | Annual | 1 | 0.039951 | 0.025249 | 0 | 0
RE-HV-DHP-16S | SFm | New | rDXHP | CZ03 | 2160 | Area-ft2-BA | DEER:HVAC_Eff_HP | Annual | [5 empty] | 1 |  | 0.0114 |  | 0
RE-HV-DHP-16S | SFm | New | rDXHP | CZ03 | 2300 | Area-ft2-BA | DEER:HVAC_Eff_HP | Annual | 1 | 0.020229 | 0.012702 | 0 | 0
RE-HV-DHP-16S | SFm | New | rDXHP | CZ04 | 2160 | Area-ft2-BA | DEER:HVAC_Eff_HP | Annual | [5 empty] | 1 |  | 0.0131 |  | 0
RE-HV-DHP-16S | SFm | New | rDXHP | CZ04 | 2300 | Area-ft2-BA | DEER:HVAC_Eff_HP | Annual | 1 | 0.069057 | 0.04267 | 0 | 0
RE-HV-DHP-16S | SFm | New | rDXHP | CZ05 | 2160 | Area-ft2-BA | DEER:HVAC_Eff_HP | Annual | [5 empty] | 1 |  | 0.0116 |  | 0
RE-HV-DHP-16S | SFm | New | rDXHP | CZ05 | 2300 | Area-ft2-BA | DEER:HVAC_Eff_HP | Annual | 1 | 0.01287 | 0.008184 | 0 | 0
RE-HV-DHP-16S | SFm | New | rDXHP | CZ06 | 2250 | Area-ft2-BA | DEER:HVAC_Eff_HP | Annual | [5 empty] | 1 |  | 0.0131 |  | 0
RE-HV-DHP-16S | SFm | New | rDXHP | CZ06 | 2390 | Area-ft2-BA | DEER:HVAC_Eff_HP | Annual | 1 | 0.051446 | 0.031838 | 0 | 0
RE-HV-DHP-16S | SFm | New | rDXHP | CZ07 | 2250 | Area-ft2-BA | DEER:HVAC_Eff_HP | Annual | [5 empty] | 1 |  | 0.0123 |  | 0
RE-HV-DHP-16S | SFm | New | rDXHP | CZ07 | 2390 | Area-ft2-BA | DEER:HVAC_Eff_HP | Annual | 1 | 0.087678 | 0.053887 | 0 | 0
RE-HV-DHP-16S | SFm | New | rDXHP | CZ08 | 2250 | Area-ft2-BA | DEER:HVAC_Eff_HP | Annual | [5 empty] | 1 |  | 0.0124 |  | 0
RE-HV-DHP-16S | SFm | New | rDXHP | CZ08 | 2390 | Area-ft2-BA | DEER:HVAC_Eff_HP | Annual | 1 | 0.11432 | 0.070232 | 0 | 0
RE-HV-DHP-16S | SFm | New | rDXHP | CZ09 | 1930 | Area-ft2-BA | DEER:HVAC_Eff_HP | Annual | [5 empty] | 1 |  | 0.0228 |  | 0
RE-HV-DHP-16S | SFm | New | rDXHP | CZ09 | 2420 | Area-ft2-BA | DEER:HVAC_Eff_HP | Annual | 1 | 0.071575 | 0.04418 | 0 | 0
RE-HV-DHP-16S | SFm | New | rDXHP | CZ10 | 2070 | Area-ft2-BA | DEER:HVAC_Eff_HP | Annual | [5 empty] | 1 |  | 0.0145 |  | 0
RE-HV-DHP-16S | SFm | New | rDXHP | CZ10 | 1950 | Area-ft2-BA | DEER:HVAC_Eff_HP | Annual | 1 | 0.11868 | 0.073334 | 0 | 0
RE-HV-DHP-16S | SFm | New | rDXHP | CZ11 | 1790 | Area-ft2-BA | DEER:HVAC_Eff_HP | Annual | [5 empty] | 1 |  | 0.0363 |  | 0
RE-HV-DHP-16S | SFm | New | rDXHP | CZ11 | 1950 | Area-ft2-BA | DEER:HVAC_Eff_HP | Annual | 1 | 0.10977 | 0.067831 | 0 | 0
RE-HV-DHP-16S | SFm | New | rDXHP | CZ12 | 1790 | Area-ft2-BA | DEER:HVAC_Eff_HP | Annual | [5 empty] | 1 |  | 0.0262 |  | 0
RE-HV-DHP-16S | SFm | New | rDXHP | CZ12 | 1950 | Area-ft2-BA | DEER:HVAC_Eff_HP | Annual | 1 | 0.054349 | 0.034926 | 0 | 0
RE-HV-DHP-16S | SFm | New | rDXHP | CZ13 | 1790 | Area-ft2-BA | DEER:HVAC_Eff_HP | Annual | [5 empty] | 1 |  | 0.0401 |  | 0
RE-HV-DHP-16S | SFm | New | rDXHP | CZ13 | 1950 | Area-ft2-BA | DEER:HVAC_Eff_HP | Annual | 1 | 0.15565 | 0.09597 | 0 | 0
RE-HV-DHP-16S | SFm | New | rDXHP | CZ14 | 2160 | Area-ft2-BA | DEER:HVAC_Eff_HP | Annual | 1 | 0.21485 | 0.13238 | 0 | 0
RE-HV-DHP-16S | SFm | New | rDXHP | CZ14 | 1630 | Area-ft2-BA | DEER:HVAC_Eff_HP | Annual | [5 empty] | 1 |  | 0.0379 |  | 0
RE-HV-DHP-16S | SFm | New | rDXHP | CZ15 | 2160 | Area-ft2-BA | DEER:HVAC_Eff_HP | Annual | 1 | 0.33707 | 0.2071 | 0 | 0
RE-HV-DHP-16S | SFm | New | rDXHP | CZ15 | 1630 | Area-ft2-BA | DEER:HVAC_Eff_HP | Annual | [5 empty] | 1 |  | 0.0572 |  | 0
RE-HV-DHP-16S | SFm | New | rDXHP | CZ16 | 1900 | Area-ft2-BA | DEER:HVAC_Eff_HP | Annual | [5 empty] | 1 |  | 0.0375 |  | 0
RE-HV-DHP-16S | SFm | New | rDXHP | CZ16 | 2300 | Area-ft2-BA | DEER:HVAC_Eff_HP | Annual | 1 | 0.036852 | 0.023125 | 0 | 0
RE-HV-DHP-16S | MFm | Ex | rDXHP | CZ01 | 1020 | Area-ft2-BA | DEER:HVAC_Eff_HP | Annual | [5 empty] | 1 | 0.0371 | 0.00881 | -1e-06 | -1e-06
RE-HV-DHP-16S | MFm | Ex | rDXHP | CZ01 | 999 | Area-ft2-BA | DEER:HVAC_Eff_HP | Annual | 1 | 0.014648 | 0.0098651 | 0 | 0
RE-HV-DHP-16S | MFm | Ex | rDXHP | CZ02 | 1020 | Area-ft2-BA | DEER:HVAC_Eff_HP | Annual | [5 empty] | 1 | 0.093 | 0.0228 | 0 | 0
RE-HV-DHP-16S | MFm | Ex | rDXHP | CZ02 | 1070 | Area-ft2-BA | DEER:HVAC_Eff_HP | Annual | 1 | 0.040784 | 0.025524 | 0 | 0
RE-HV-DHP-16S | MFm | Ex | rDXHP | CZ03 | 1020 | Area-ft2-BA | DEER:HVAC_Eff_HP | Annual | [5 empty] | 1 | 0.112 | 0.0301 | 0 | 0
RE-HV-DHP-16S | MFm | Ex | rDXHP | CZ03 | 999 | Area-ft2-BA | DEER:HVAC_Eff_HP | Annual | 1 | 0.017979 | 0.011593 | 0 | 0
RE-HV-DHP-16S | MFm | Ex | rDXHP | CZ04 | 1020 | Area-ft2-BA | DEER:HVAC_Eff_HP | Annual | [5 empty] | 1 | 0.118 | 0.0301 | 0 | 0
RE-HV-DHP-16S | MFm | Ex | rDXHP | CZ04 | 999 | Area-ft2-BA | DEER:HVAC_Eff_HP | Annual | 1 | 0.088317 | 0.054393 | 0 | 0
RE-HV-DHP-16S | MFm | Ex | rDXHP | CZ05 | 1020 | Area-ft2-BA | DEER:HVAC_Eff_HP | Annual | [5 empty] | 1 | 0.119 | 0.0312 | 0 | 0
RE-HV-DHP-16S | MFm | Ex | rDXHP | CZ05 | 999 | Area-ft2-BA | DEER:HVAC_Eff_HP | Annual | 1 | 0.017859 | 0.011329 | 0 | 0
RE-HV-DHP-16S | MFm | Ex | rDXHP | CZ06 | 1020 | Area-ft2-BA | DEER:HVAC_Eff_HP | Annual | [5 empty] | 1 | 0.0853 | 0.0251 | 1e-06 | 1e-06
RE-HV-DHP-16S | MFm | Ex | rDXHP | CZ06 | 1210 | Area-ft2-BA | DEER:HVAC_Eff_HP | Annual | 1 | 0.05308 | 0.032797 | 0 | 0
RE-HV-DHP-16S | MFm | Ex | rDXHP | CZ07 | 1020 | Area-ft2-BA | DEER:HVAC_Eff_HP | Annual | [5 empty] | 1 | 0.0682 | 0.0219 | 0 | 0
RE-HV-DHP-16S | MFm | Ex | rDXHP | CZ07 | 1210 | Area-ft2-BA | DEER:HVAC_Eff_HP | Annual | 1 | 0.083728 | 0.051629 | 0 | 0
RE-HV-DHP-16S | MFm | Ex | rDXHP | CZ08 | 1020 | Area-ft2-BA | DEER:HVAC_Eff_HP | Annual | [5 empty] | 1 | 0.109 | 0.036 | 0 | 0
RE-HV-DHP-16S | MFm | Ex | rDXHP | CZ08 | 1210 | Area-ft2-BA | DEER:HVAC_Eff_HP | Annual | 1 | 0.14872 | 0.091424 | 0 | 0
RE-HV-DHP-16S | MFm | Ex | rDXHP | CZ09 | 1020 | Area-ft2-BA | DEER:HVAC_Eff_HP | Annual | [5 empty] | 1 | 0.146 | 0.0484 | 0 | 0
RE-HV-DHP-16S | MFm | Ex | rDXHP | CZ09 | 1130 | Area-ft2-BA | DEER:HVAC_Eff_HP | Annual | 1 | 0.12292 | 0.075724 | 0 | 0
RE-HV-DHP-16S | MFm | Ex | rDXHP | CZ10 | 1020 | Area-ft2-BA | DEER:HVAC_Eff_HP | Annual | [5 empty] | 1 | 0.161 | 0.0539 | 0 | 0
RE-HV-DHP-16S | MFm | Ex | rDXHP | CZ10 | 1070 | Area-ft2-BA | DEER:HVAC_Eff_HP | Annual | 1 | 0.12838 | 0.079025 | 0 | 0
RE-HV-DHP-16S | MFm | Ex | rDXHP | CZ11 | 1020 | Area-ft2-BA | DEER:HVAC_Eff_HP | Annual | [5 empty] | 1 | 0.216 | 0.0718 | 0 | 0
RE-HV-DHP-16S | MFm | Ex | rDXHP | CZ11 | 1070 | Area-ft2-BA | DEER:HVAC_Eff_HP | Annual | 1 | 0.20997 | 0.12941 | 0 | 0
RE-HV-DHP-16S | MFm | Ex | rDXHP | CZ12 | 1020 | Area-ft2-BA | DEER:HVAC_Eff_HP | Annual | [5 empty] | 1 | 0.143 | 0.0427 | 0 | 0
RE-HV-DHP-16S | MFm | Ex | rDXHP | CZ12 | 1070 | Area-ft2-BA | DEER:HVAC_Eff_HP | Annual | 1 | 0.1223 | 0.075457 | 0 | 0
RE-HV-DHP-16S | MFm | Ex | rDXHP | CZ13 | 1020 | Area-ft2-BA | DEER:HVAC_Eff_HP | Annual | [5 empty] | 1 | 0.301 | 0.0973 | 0 | 0
RE-HV-DHP-16S | MFm | Ex | rDXHP | CZ13 | 1070 | Area-ft2-BA | DEER:HVAC_Eff_HP | Annual | 1 | 0.22566 | 0.13887 | 0 | 0
RE-HV-DHP-16S | MFm | Ex | rDXHP | CZ14 | 1020 | Area-ft2-BA | DEER:HVAC_Eff_HP | Annual | [5 empty] | 1 | 0.244 | 0.0814 | 0 | 0
RE-HV-DHP-16S | MFm | Ex | rDXHP | CZ14 | 1090 | Area-ft2-BA | DEER:HVAC_Eff_HP | Annual | 1 | 0.25829 | 0.15924 | 0 | 0
RE-HV-DHP-16S | MFm | Ex | rDXHP | CZ15 | 1020 | Area-ft2-BA | DEER:HVAC_Eff_HP | Annual | [5 empty] | 1 | 0.377 | 0.142 | 0 | 0
RE-HV-DHP-16S | MFm | Ex | rDXHP | CZ15 | 1090 | Area-ft2-BA | DEER:HVAC_Eff_HP | Annual | 1 | 0.3514 | 0.2158 | 0 | 0
RE-HV-DHP-16S | MFm | Ex | rDXHP | CZ16 | 1020 | Area-ft2-BA | DEER:HVAC_Eff_HP | Annual | [5 empty] | 1 | 0.22 | 0.0662 | 0 | 0
RE-HV-DHP-16S | MFm | Ex | rDXHP | CZ16 | 999 | Area-ft2-BA | DEER:HVAC_Eff_HP | Annual | 1 | 0.12257 | 0.070522 | 0 | 0
RE-HV-DHP-16S | MFm | New | rDXHP | CZ01 | 999 | Area-ft2-BA | DEER:HVAC_Eff_HP | Annual | 1 | 0.0091731 | 0.0062308 | 0 | 0
RE-HV-DHP-16S | MFm | New | rDXHP | CZ01 | 853 | Area-ft2-BA | DEER:HVAC_Eff_HP | Annual | [5 empty] | 1 |  | 0.00231 |  | 0
RE-HV-DHP-16S | MFm | New | rDXHP | CZ02 | 1020 | Area-ft2-BA | DEER:HVAC_Eff_HP | Annual | [5 empty] | 1 |  | 0.00608 |  | 0
RE-HV-DHP-16S | MFm | New | rDXHP | CZ02 | 1070 | Area-ft2-BA | DEER:HVAC_Eff_HP | Annual | 1 | 0.03979 | 0.024781 | 0 | 0
RE-HV-DHP-16S | MFm | New | rDXHP | CZ03 | 1020 | Area-ft2-BA | DEER:HVAC_Eff_HP | Annual | [5 empty] | 1 |  | 0.013 |  | 0
RE-HV-DHP-16S | MFm | New | rDXHP | CZ03 | 999 | Area-ft2-BA | DEER:HVAC_Eff_HP | Annual | 1 | 0.016749 | 0.010618 | 0 | 0
RE-HV-DHP-16S | MFm | New | rDXHP | CZ04 | 1020 | Area-ft2-BA | DEER:HVAC_Eff_HP | Annual | [5 empty] | 1 |  | 0.00803 |  | 0
RE-HV-DHP-16S | MFm | New | rDXHP | CZ04 | 999 | Area-ft2-BA | DEER:HVAC_Eff_HP | Annual | 1 | 0.084258 | 0.051783 | 0 | 0
RE-HV-DHP-16S | MFm | New | rDXHP | CZ05 | 1020 | Area-ft2-BA | DEER:HVAC_Eff_HP | Annual | [5 empty] | 1 |  | 0.0125 |  | 0
RE-HV-DHP-16S | MFm | New | rDXHP | CZ05 | 999 | Area-ft2-BA | DEER:HVAC_Eff_HP | Annual | 1 | 0.020671 | 0.01286 | 0 | 0
RE-HV-DHP-16S | MFm | New | rDXHP | CZ06 | 1020 | Area-ft2-BA | DEER:HVAC_Eff_HP | Annual | [5 empty] | 1 |  | 0.0083 |  | 0
RE-HV-DHP-16S | MFm | New | rDXHP | CZ06 | 1210 | Area-ft2-BA | DEER:HVAC_Eff_HP | Annual | 1 | 0.045206 | 0.027973 | 0 | 0
RE-HV-DHP-16S | MFm | New | rDXHP | CZ07 | 1020 | Area-ft2-BA | DEER:HVAC_Eff_HP | Annual | [5 empty] | 1 |  | 0.00756 |  | 0
RE-HV-DHP-16S | MFm | New | rDXHP | CZ07 | 1210 | Area-ft2-BA | DEER:HVAC_Eff_HP | Annual | 1 | 0.087322 | 0.053798 | 0 | 0
RE-HV-DHP-16S | MFm | New | rDXHP | CZ08 | 1020 | Area-ft2-BA | DEER:HVAC_Eff_HP | Annual | [5 empty] | 1 |  | 0.0107 |  | 0
RE-HV-DHP-16S | MFm | New | rDXHP | CZ08 | 1210 | Area-ft2-BA | DEER:HVAC_Eff_HP | Annual | 1 | 0.16397 | 0.10069 | 0 | 0
RE-HV-DHP-16S | MFm | New | rDXHP | CZ09 | 1020 | Area-ft2-BA | DEER:HVAC_Eff_HP | Annual | [5 empty] | 1 |  | 0.0149 |  | 0
RE-HV-DHP-16S | MFm | New | rDXHP | CZ09 | 1130 | Area-ft2-BA | DEER:HVAC_Eff_HP | Annual | 1 | 0.13734 | 0.08448 | 0 | 0
RE-HV-DHP-16S | MFm | New | rDXHP | CZ10 | 1020 | Area-ft2-BA | DEER:HVAC_Eff_HP | Annual | [5 empty] | 1 |  | 0.0184 |  | 0
RE-HV-DHP-16S | MFm | New | rDXHP | CZ10 | 1070 | Area-ft2-BA | DEER:HVAC_Eff_HP | Annual | 1 | 0.14329 | 0.088066 | 0 | 0
RE-HV-DHP-16S | MFm | New | rDXHP | CZ11 | 1020 | Area-ft2-BA | DEER:HVAC_Eff_HP | Annual | [5 empty] | 1 |  | 0.0263 |  | 0
RE-HV-DHP-16S | MFm | New | rDXHP | CZ11 | 1070 | Area-ft2-BA | DEER:HVAC_Eff_HP | Annual | 1 | 0.20748 | 0.12775 | 0 | 0
RE-HV-DHP-16S | MFm | New | rDXHP | CZ12 | 1020 | Area-ft2-BA | DEER:HVAC_Eff_HP | Annual | [5 empty] | 1 |  | 0.0143 |  | 0
RE-HV-DHP-16S | MFm | New | rDXHP | CZ12 | 1070 | Area-ft2-BA | DEER:HVAC_Eff_HP | Annual | 1 | 0.1166 | 0.071852 | 0 | 0
RE-HV-DHP-16S | MFm | New | rDXHP | CZ13 | 1020 | Area-ft2-BA | DEER:HVAC_Eff_HP | Annual | [5 empty] | 1 |  | 0.0334 |  | 0
RE-HV-DHP-16S | MFm | New | rDXHP | CZ13 | 1070 | Area-ft2-BA | DEER:HVAC_Eff_HP | Annual | 1 | 0.22423 | 0.13785 | 0 | 0
RE-HV-DHP-16S | MFm | New | rDXHP | CZ14 | 1020 | Area-ft2-BA | DEER:HVAC_Eff_HP | Annual | [5 empty] | 1 |  | 0.0294 |  | 0
RE-HV-DHP-16S | MFm | New | rDXHP | CZ14 | 1090 | Area-ft2-BA | DEER:HVAC_Eff_HP | Annual | 1 | 0.24548 | 0.1513 | 0 | 0
RE-HV-DHP-16S | MFm | New | rDXHP | CZ15 | 1020 | Area-ft2-BA | DEER:HVAC_Eff_HP | Annual | [5 empty] | 1 |  | 0.0559 |  | 0
RE-HV-DHP-16S | MFm | New | rDXHP | CZ15 | 1090 | Area-ft2-BA | DEER:HVAC_Eff_HP | Annual | 1 | 0.37559 | 0.2306 | 0 | 0
RE-HV-DHP-16S | MFm | New | rDXHP | CZ16 | 1020 | Area-ft2-BA | DEER:HVAC_Eff_HP | Annual | [5 empty] | 1 |  | 0.0269 |  | 0
RE-HV-DHP-16S | MFm | New | rDXHP | CZ16 | 999 | Area-ft2-BA | DEER:HVAC_Eff_HP | Annual | 1 | 0.11872 | 0.074447 | 0 | 0
RE-HV-DHP-16S | DMo | Ex | rDXHP | CZ01 | 1240 | Area-ft2-BA | DEER:HVAC_Eff_HP | Annual | 1 | 0.018538 | 0.012498 | 0 | 0 | 1 | 0.0675 | 0.0159 | 0 | 0
RE-HV-DHP-16S | DMo | Ex | rDXHP | CZ02 | 1240 | Area-ft2-BA | DEER:HVAC_Eff_HP | Annual | 1 | 0.098564 | 0.061436 | 0 | 0 | 1 | 0.167 | 0.0425 | 0 | 0
RE-HV-DHP-16S | DMo | Ex | rDXHP | CZ03 | 1240 | Area-ft2-BA | DEER:HVAC_Eff_HP | Annual | 1 | 0.039796 | 0.025153 | 0 | 0 | 1 | 0.171 | 0.0538 | 0 | 0
RE-HV-DHP-16S | DMo | Ex | rDXHP | CZ04 | 1240 | Area-ft2-BA | DEER:HVAC_Eff_HP | Annual | 1 | 0.15255 | 0.094242 | 0 | 0 | 1 | 0.151 | 0.0456 | 0 | 0
RE-HV-DHP-16S | DMo | Ex | rDXHP | CZ05 | 1240 | Area-ft2-BA | DEER:HVAC_Eff_HP | Annual | 1 | 0.033972 | 0.0218 | 0 | 0 | 1 | 0.167 | 0.0504 | 0 | 0
RE-HV-DHP-16S | DMo | Ex | rDXHP | CZ06 | 1240 | Area-ft2-BA | DEER:HVAC_Eff_HP | Annual | 1 | 0.15537 | 0.095735 | 0 | 0 | 1 | 0.175 | 0.0617 | 0 | 0
RE-HV-DHP-16S | DMo | Ex | rDXHP | CZ07 | 1240 | Area-ft2-BA | DEER:HVAC_Eff_HP | Annual | 1 | 0.15448 | 0.095208 | 0 | 0 | 1 | 0.156 | 0.0554 | 0 | 0
RE-HV-DHP-16S | DMo | Ex | rDXHP | CZ08 | 1240 | Area-ft2-BA | DEER:HVAC_Eff_HP | Annual | 1 | 0.30154 | 0.18537 | 0 | 0 | 1 | 0.181 | 0.0664 | 0 | 0
RE-HV-DHP-16S | DMo | Ex | rDXHP | CZ09 | 1240 | Area-ft2-BA | DEER:HVAC_Eff_HP | Annual | 1 | 0.2518 | 0.15506 | 0 | 0 | 1 | 0.266 | 0.0988 | 0 | 0
RE-HV-DHP-16S | DMo | Ex | rDXHP | CZ10 | 1240 | Area-ft2-BA | DEER:HVAC_Eff_HP | Annual | 1 | 0.34434 | 0.21184 | 0 | 0 | 1 | 0.301 | 0.0936 | -1e-06 | -1e-06
RE-HV-DHP-16S | DMo | Ex | rDXHP | CZ11 | 1240 | Area-ft2-BA | DEER:HVAC_Eff_HP | Annual | 1 | 0.37142 | 0.22891 | 0 | 0 | 1 | 0.451 | 0.14 | 0 | 0
RE-HV-DHP-16S | DMo | Ex | rDXHP | CZ12 | 1240 | Area-ft2-BA | DEER:HVAC_Eff_HP | Annual | 1 | 0.24063 | 0.14844 | 0 | 0 | 1 | 0.37 | 0.109 | 0 | 0
RE-HV-DHP-16S | DMo | Ex | rDXHP | CZ13 | 1240 | Area-ft2-BA | DEER:HVAC_Eff_HP | Annual | 1 | 0.41802 | 0.25716 | 0 | 0 | 1 | 0.453 | 0.149 | 0 | 0
RE-HV-DHP-16S | DMo | Ex | rDXHP | CZ14 | 1240 | Area-ft2-BA | DEER:HVAC_Eff_HP | Annual | 1 | 0.3577 | 0.22017 | 0 | 0 | 1 | 0.547 | 0.168 | 0 | 0
RE-HV-DHP-16S | DMo | Ex | rDXHP | CZ15 | 1240 | Area-ft2-BA | DEER:HVAC_Eff_HP | Annual | 1 | 0.60548 | 0.37174 | 0 | 0 | 1 | 0.617 | 0.222 | 0 | 0
RE-HV-DHP-16S | DMo | Ex | rDXHP | CZ16 | 1240 | Area-ft2-BA | DEER:HVAC_Eff_HP | Annual | 1 | 0.11561 | 0.07241 | 0 | 0 | 1 | 0.335 | 0.11 | 0 | 0
RE-HV-DHP-16S | DMo | New | rDXHP | CZ01 | 1240 | Area-ft2-BA | DEER:HVAC_Eff_HP | Annual | 1 | 0.018476 | 0.012454 | 0 | 0 | 1 |  | 0.00576 |  | 0
RE-HV-DHP-16S | DMo | New | rDXHP | CZ02 | 1240 | Area-ft2-BA | DEER:HVAC_Eff_HP | Annual | 1 | 0.13955 | 0.086668 | 0 | 0 | 1 |  | 0.0176 |  | 0
RE-HV-DHP-16S | DMo | New | rDXHP | CZ03 | 1240 | Area-ft2-BA | DEER:HVAC_Eff_HP | Annual | 1 | 0.047662 | 0.029897 | 0 | 0 | 1 |  | 0.024 |  | 0
RE-HV-DHP-16S | DMo | New | rDXHP | CZ04 | 1240 | Area-ft2-BA | DEER:HVAC_Eff_HP | Annual | 1 | 0.20412 | 0.12572 | 0 | 0 | 1 |  | 0.0215 |  | 0
RE-HV-DHP-16S | DMo | New | rDXHP | CZ05 | 1240 | Area-ft2-BA | DEER:HVAC_Eff_HP | Annual | 1 | 0.034684 | 0.021916 | 0 | 0 | 1 |  | 0.0204 |  | 0
RE-HV-DHP-16S | DMo | New | rDXHP | CZ06 | 1240 | Area-ft2-BA | DEER:HVAC_Eff_HP | Annual | 1 | 0.17303 | 0.10647 | 0 | 0 | 1 |  | 0.0339 |  | 0
RE-HV-DHP-16S | DMo | New | rDXHP | CZ07 | 1240 | Area-ft2-BA | DEER:HVAC_Eff_HP | Annual | 1 | 0.26786 | 0.16446 | 0 | 0 | 1 |  | 0.0307 |  | 0
RE-HV-DHP-16S | DMo | New | rDXHP | CZ08 | 1240 | Area-ft2-BA | DEER:HVAC_Eff_HP | Annual | 1 | 0.39627 | 0.24324 | 0 | 0 | 1 |  | 0.0344 |  | 0
RE-HV-DHP-16S | DMo | New | rDXHP | CZ09 | 1240 | Area-ft2-BA | DEER:HVAC_Eff_HP | Annual | 1 | 0.31933 | 0.19632 | 0 | 0 | 1 |  | 0.0513 |  | 0
RE-HV-DHP-16S | DMo | New | rDXHP | CZ10 | 1240 | Area-ft2-BA | DEER:HVAC_Eff_HP | Annual | 1 | 0.42648 | 0.26222 | 0 | 0 | 1 |  | 0.0457 |  | 0
RE-HV-DHP-16S | DMo | New | rDXHP | CZ11 | 1240 | Area-ft2-BA | DEER:HVAC_Eff_HP | Annual | 1 | 0.40454 | 0.24881 | 0 | 0 | 1 |  | 0.0651 |  | 0
RE-HV-DHP-16S | DMo | New | rDXHP | CZ12 | 1240 | Area-ft2-BA | DEER:HVAC_Eff_HP | Annual | 1 | 0.25821 | 0.15933 | 0 | 0 | 1 |  | 0.0509 |  | 0
RE-HV-DHP-16S | DMo | New | rDXHP | CZ13 | 1240 | Area-ft2-BA | DEER:HVAC_Eff_HP | Annual | 1 | 0.47619 | 0.2928 | 0 | 0 | 1 |  | 0.0731 |  | 0
RE-HV-DHP-16S | DMo | New | rDXHP | CZ14 | 1240 | Area-ft2-BA | DEER:HVAC_Eff_HP | Annual | 1 | 0.47639 | 0.29297 | 0 | 0 | 1 |  | 0.0787 |  | 0
RE-HV-DHP-16S | DMo | New | rDXHP | CZ15 | 1240 | Area-ft2-BA | DEER:HVAC_Eff_HP | Annual | 1 | 0.73003 | 0.44812 | 0 | 0 | 1 |  | 0.113 |  | 0
RE-HV-DHP-16S | DMo | New | rDXHP | CZ16 | 1240 | Area-ft2-BA | DEER:HVAC_Eff_HP | Annual | 1 | 0.089636 | 0.056338 | 0 | 0 | 1 |  | 0.0506 |  | 0
RE-HV-DHP-16S-replRmAC-ER | Res | Ex | rDXHP | CZ01 | 1920 | Area-ft2-BA | DEER:HVAC_Eff_HP | Annual | [5 empty] | 1 | 0.41 | 0.406 | 2e-05 | 2e-05
RE-HV-DHP-16S-replRmAC-ER | Res | Ex | rDXHP | CZ02 | 1940 | Area-ft2-BA | DEER:HVAC_Eff_HP | Annual | [5 empty] | 1 | 0.916 | 0.896 | -3e-05 | -3e-05
RE-HV-DHP-16S-replRmAC-ER | Res | Ex | rDXHP | CZ03 | 1720 | Area-ft2-BA | DEER:HVAC_Eff_HP | Annual | [5 empty] | 1 | 0.577 | 0.545 | -4e-05 | -4e-05
RE-HV-DHP-16S-replRmAC-ER | Res | Ex | rDXHP | CZ04 | 1800 | Area-ft2-BA | DEER:HVAC_Eff_HP | Annual | [5 empty] | 1 | 0.573 | 0.542 | -2e-05 | -2e-05
RE-HV-DHP-16S-replRmAC-ER | Res | Ex | rDXHP | CZ05 | 1880 | Area-ft2-BA | DEER:HVAC_Eff_HP | Annual | [5 empty] | 1 | 0.753 | 0.719 | -1e-05 | -1e-05
RE-HV-DHP-16S-replRmAC-ER | Res | Ex | rDXHP | CZ06 | 1790 | Area-ft2-BA | DEER:HVAC_Eff_HP | Annual | [5 empty] | 1 | 0.378 | 0.338 | 0 | 0
RE-HV-DHP-16S-replRmAC-ER | Res | Ex | rDXHP | CZ07 | 1750 | Area-ft2-BA | DEER:HVAC_Eff_HP | Annual | [5 empty] | 1 | 0.299 | 0.268 | -1e-05 | -1e-05
RE-HV-DHP-16S-replRmAC-ER | Res | Ex | rDXHP | CZ08 | 1800 | Area-ft2-BA | DEER:HVAC_Eff_HP | Annual | [5 empty] | 1 | 0.414 | 0.363 | -2e-05 | -2e-05
RE-HV-DHP-16S-replRmAC-ER | Res | Ex | rDXHP | CZ09 | 1570 | Area-ft2-BA | DEER:HVAC_Eff_HP | Annual | [5 empty] | 1 | 0.524 | 0.456 | -3e-05 | -3e-05
RE-HV-DHP-16S-replRmAC-ER | Res | Ex | rDXHP | CZ10 | 1850 | Area-ft2-BA | DEER:HVAC_Eff_HP | Annual | [5 empty] | 1 | 0.519 | 0.453 | -2e-05 | -2e-05
RE-HV-DHP-16S-replRmAC-ER | Res | Ex | rDXHP | CZ11 | 1660 | Area-ft2-BA | DEER:HVAC_Eff_HP | Annual | [5 empty] | 1 | 0.849 | 0.76 | -3e-05 | -3e-05
RE-HV-DHP-16S-replRmAC-ER | Res | Ex | rDXHP | CZ12 | 1650 | Area-ft2-BA | DEER:HVAC_Eff_HP | Annual | [5 empty] | 1 | 0.688 | 0.636 | -2e-05 | -2e-05
RE-HV-DHP-16S-replRmAC-ER | Res | Ex | rDXHP | CZ13 | 1610 | Area-ft2-BA | DEER:HVAC_Eff_HP | Annual | [5 empty] | 1 | 0.873 | 0.759 | 1e-05 | 1e-05
RE-HV-DHP-16S-replRmAC-ER | Res | Ex | rDXHP | CZ14 | 1550 | Area-ft2-BA | DEER:HVAC_Eff_HP | Annual | [5 empty] | 1 | 0.995 | 0.881 | -1e-05 | -1e-05
RE-HV-DHP-16S-replRmAC-ER | Res | Ex | rDXHP | CZ15 | 1440 | Area-ft2-BA | DEER:HVAC_Eff_HP | Annual | [5 empty] | 1 | 0.869 | 0.657 | 0.00013 | 0.00013
RE-HV-DHP-16S-replRmAC-ER | Res | Ex | rDXHP | CZ16 | 1760 | Area-ft2-BA | DEER:HVAC_Eff_HP | Annual | [5 empty] | 1 | 1.02 | 0.951 | -3e-05 | -3e-05
RE-HV-DHP-16S-replRmAC-ER | SFm | Ex | rDXHP | CZ01 | 2160 | Area-ft2-BA | DEER:HVAC_Eff_HP | Annual | [5 empty] | 1 | 0.506 | 0.501 | -4e-06 | -4e-06
RE-HV-DHP-16S-replRmAC-ER | SFm | Ex | rDXHP | CZ02 | 2160 | Area-ft2-BA | DEER:HVAC_Eff_HP | Annual | [5 empty] | 1 | 1.02 | 1 | 0 | 0
RE-HV-DHP-16S-replRmAC-ER | SFm | Ex | rDXHP | CZ03 | 2160 | Area-ft2-BA | DEER:HVAC_Eff_HP | Annual | [5 empty] | 1 | 0.726 | 0.691 | 0 | 0
RE-HV-DHP-16S-replRmAC-ER | SFm | Ex | rDXHP | CZ04 | 2160 | Area-ft2-BA | DEER:HVAC_Eff_HP | Annual | [5 empty] | 1 | 0.656 | 0.621 | 2e-06 | 2e-06
RE-HV-DHP-16S-replRmAC-ER | SFm | Ex | rDXHP | CZ05 | 2160 | Area-ft2-BA | DEER:HVAC_Eff_HP | Annual | [5 empty] | 1 | 0.853 | 0.818 | 3e-06 | 3e-06
RE-HV-DHP-16S-replRmAC-ER | SFm | Ex | rDXHP | CZ06 | 2250 | Area-ft2-BA | DEER:HVAC_Eff_HP | Annual | [5 empty] | 1 | 0.481 | 0.435 | 7e-06 | 7e-06
RE-HV-DHP-16S-replRmAC-ER | SFm | Ex | rDXHP | CZ07 | 2250 | Area-ft2-BA | DEER:HVAC_Eff_HP | Annual | [5 empty] | 1 | 0.39 | 0.355 | 6e-06 | 6e-06
RE-HV-DHP-16S-replRmAC-ER | SFm | Ex | rDXHP | CZ08 | 2250 | Area-ft2-BA | DEER:HVAC_Eff_HP | Annual | [5 empty] | 1 | 0.489 | 0.436 | 7e-06 | 7e-06
RE-HV-DHP-16S-replRmAC-ER | SFm | Ex | rDXHP | CZ09 | 1930 | Area-ft2-BA | DEER:HVAC_Eff_HP | Annual | [5 empty] | 1 | 0.625 | 0.554 | 5e-06 | 5e-06
RE-HV-DHP-16S-replRmAC-ER | SFm | Ex | rDXHP | CZ10 | 2070 | Area-ft2-BA | DEER:HVAC_Eff_HP | Annual | [5 empty] | 1 | 0.501 | 0.439 | 0 | 0
RE-HV-DHP-16S-replRmAC-ER | SFm | Ex | rDXHP | CZ11 | 1790 | Area-ft2-BA | DEER:HVAC_Eff_HP | Annual | [5 empty] | 1 | 0.797 | 0.715 | -3e-06 | -3e-06
RE-HV-DHP-16S-replRmAC-ER | SFm | Ex | rDXHP | CZ12 | 1790 | Area-ft2-BA | DEER:HVAC_Eff_HP | Annual | [5 empty] | 1 | 0.698 | 0.647 | -3e-06 | -3e-06
RE-HV-DHP-16S-replRmAC-ER | SFm | Ex | rDXHP | CZ13 | 1790 | Area-ft2-BA | DEER:HVAC_Eff_HP | Annual | [5 empty] | 1 | 0.807 | 0.701 | -1e-06 | -1e-06
RE-HV-DHP-16S-replRmAC-ER | SFm | Ex | rDXHP | CZ14 | 1630 | Area-ft2-BA | DEER:HVAC_Eff_HP | Annual | [5 empty] | 1 | 0.945 | 0.84 | -2e-06 | -2e-06
RE-HV-DHP-16S-replRmAC-ER | SFm | Ex | rDXHP | CZ15 | 1630 | Area-ft2-BA | DEER:HVAC_Eff_HP | Annual | [5 empty] | 1 | 0.768 | 0.58 | -1e-06 | -1e-06
RE-HV-DHP-16S-replRmAC-ER | SFm | Ex | rDXHP | CZ16 | 1900 | Area-ft2-BA | DEER:HVAC_Eff_HP | Annual | [5 empty] | 1 | 0.905 | 0.841 | 9e-06 | 9e-06
RE-HV-DHP-16S-replRmAC-ER | MFm | Ex | rDXHP | CZ01 | 1020 | Area-ft2-BA | DEER:HVAC_Eff_HP | Annual | [5 empty] | 1 | 0.0236 | 0.0208 | 0.000201 | 0.000201
RE-HV-DHP-16S-replRmAC-ER | MFm | Ex | rDXHP | CZ02 | 1020 | Area-ft2-BA | DEER:HVAC_Eff_HP | Annual | [5 empty] | 1 | 0.457 | 0.442 | -9e-05 | -9e-05
RE-HV-DHP-16S-replRmAC-ER | MFm | Ex | rDXHP | CZ03 | 1020 | Area-ft2-BA | DEER:HVAC_Eff_HP | Annual | [5 empty] | 1 | 0.336 | 0.31 | -7.5e-05 | -7.5e-05
RE-HV-DHP-16S-replRmAC-ER | MFm | Ex | rDXHP | CZ04 | 1020 | Area-ft2-BA | DEER:HVAC_Eff_HP | Annual | [5 empty] | 1 | 0.389 | 0.365 | -6.6e-05 | -6.6e-05
RE-HV-DHP-16S-replRmAC-ER | MFm | Ex | rDXHP | CZ05 | 1020 | Area-ft2-BA | DEER:HVAC_Eff_HP | Annual | [5 empty] | 1 | 0.441 | 0.413 | -4e-05 | -4e-05
RE-HV-DHP-16S-replRmAC-ER | MFm | Ex | rDXHP | CZ06 | 1020 | Area-ft2-BA | DEER:HVAC_Eff_HP | Annual | [5 empty] | 1 | 0.205 | 0.175 | -1.8e-05 | -1.8e-05
RE-HV-DHP-16S-replRmAC-ER | MFm | Ex | rDXHP | CZ07 | 1020 | Area-ft2-BA | DEER:HVAC_Eff_HP | Annual | [5 empty] | 1 | 0.166 | 0.14 | -3.2e-05 | -3.2e-05
RE-HV-DHP-16S-replRmAC-ER | MFm | Ex | rDXHP | CZ08 | 1020 | Area-ft2-BA | DEER:HVAC_Eff_HP | Annual | [5 empty] | 1 | 0.278 | 0.232 | -5.7e-05 | -5.7e-05
RE-HV-DHP-16S-replRmAC-ER | MFm | Ex | rDXHP | CZ09 | 1020 | Area-ft2-BA | DEER:HVAC_Eff_HP | Annual | [5 empty] | 1 | 0.363 | 0.3 | -8.7e-05 | -8.7e-05
RE-HV-DHP-16S-replRmAC-ER | MFm | Ex | rDXHP | CZ10 | 1020 | Area-ft2-BA | DEER:HVAC_Eff_HP | Annual | [5 empty] | 1 | 0.499 | 0.426 | -6.1e-05 | -6.1e-05
RE-HV-DHP-16S-replRmAC-ER | MFm | Ex | rDXHP | CZ11 | 1020 | Area-ft2-BA | DEER:HVAC_Eff_HP | Annual | [5 empty] | 1 | 0.766 | 0.671 | -7.7e-05 | -7.7e-05
RE-HV-DHP-16S-replRmAC-ER | MFm | Ex | rDXHP | CZ12 | 1020 | Area-ft2-BA | DEER:HVAC_Eff_HP | Annual | [5 empty] | 1 | 0.575 | 0.524 | -9.5e-05 | -9.5e-05
RE-HV-DHP-16S-replRmAC-ER | MFm | Ex | rDXHP | CZ13 | 1020 | Area-ft2-BA | DEER:HVAC_Eff_HP | Annual | [5 empty] | 1 | 0.963 | 0.836 | -6.8e-05 | -6.8e-05
RE-HV-DHP-16S-replRmAC-ER | MFm | Ex | rDXHP | CZ14 | 1020 | Area-ft2-BA | DEER:HVAC_Eff_HP | Annual | [5 empty] | 1 | 0.752 | 0.633 | -5.1e-05 | -5.1e-05
RE-HV-DHP-16S-replRmAC-ER | MFm | Ex | rDXHP | CZ15 | 1020 | Area-ft2-BA | DEER:HVAC_Eff_HP | Annual | [5 empty] | 1 | 0.89 | 0.667 | -2.9e-05 | -2.9e-05
RE-HV-DHP-16S-replRmAC-ER | MFm | Ex | rDXHP | CZ16 | 1020 | Area-ft2-BA | DEER:HVAC_Eff_HP | Annual | [5 empty] | 1 | 1.35 | 1.27 | -7.4e-05 | -7.4e-05
RE-HV-DHP-16S-replRmAC-ER | DMo | Ex | rDXHP | CZ01 | 1240 | Area-ft2-BA | DEER:HVAC_Eff_HP | Annual | [5 empty] | 1 | 0.555 | 0.546 | -0.00107 | -0.00107
RE-HV-DHP-16S-replRmAC-ER | DMo | Ex | rDXHP | CZ02 | 1240 | Area-ft2-BA | DEER:HVAC_Eff_HP | Annual | [5 empty] | 1 | 0.962 | 0.927 | -0.00105 | -0.00105
RE-HV-DHP-16S-replRmAC-ER | DMo | Ex | rDXHP | CZ03 | 1240 | Area-ft2-BA | DEER:HVAC_Eff_HP | Annual | [5 empty] | 1 | 0.636 | 0.576 | -0.00072 | -0.00072
RE-HV-DHP-16S-replRmAC-ER | DMo | Ex | rDXHP | CZ04 | 1240 | Area-ft2-BA | DEER:HVAC_Eff_HP | Annual | [5 empty] | 1 | 0.642 | 0.59 | -0.000489 | -0.000489
RE-HV-DHP-16S-replRmAC-ER | DMo | Ex | rDXHP | CZ05 | 1240 | Area-ft2-BA | DEER:HVAC_Eff_HP | Annual | [5 empty] | 1 | 0.755 | 0.701 | -0.000747 | -0.000747
RE-HV-DHP-16S-replRmAC-ER | DMo | Ex | rDXHP | CZ06 | 1240 | Area-ft2-BA | DEER:HVAC_Eff_HP | Annual | [5 empty] | 1 | 0.491 | 0.408 | 8.1e-05 | 8.1e-05
RE-HV-DHP-16S-replRmAC-ER | DMo | Ex | rDXHP | CZ07 | 1240 | Area-ft2-BA | DEER:HVAC_Eff_HP | Annual | [5 empty] | 1 | 0.427 | 0.356 | -2.5e-05 | -2.5e-05
RE-HV-DHP-16S-replRmAC-ER | DMo | Ex | rDXHP | CZ08 | 1240 | Area-ft2-BA | DEER:HVAC_Eff_HP | Annual | [5 empty] | 1 | 0.512 | 0.42 | -7e-06 | -7e-06
RE-HV-DHP-16S-replRmAC-ER | DMo | Ex | rDXHP | CZ09 | 1240 | Area-ft2-BA | DEER:HVAC_Eff_HP | Annual | [5 empty] | 1 | 0.692 | 0.556 | 0.000392 | 0.000392
RE-HV-DHP-16S-replRmAC-ER | DMo | Ex | rDXHP | CZ10 | 1240 | Area-ft2-BA | DEER:HVAC_Eff_HP | Annual | [5 empty] | 1 | 1.05 | 0.928 | -0.000161 | -0.000161
RE-HV-DHP-16S-replRmAC-ER | DMo | Ex | rDXHP | CZ11 | 1240 | Area-ft2-BA | DEER:HVAC_Eff_HP | Annual | [5 empty] | 1 | 1.76 | 1.58 | -0.000263 | -0.000263
RE-HV-DHP-16S-replRmAC-ER | DMo | Ex | rDXHP | CZ12 | 1240 | Area-ft2-BA | DEER:HVAC_Eff_HP | Annual | [5 empty] | 1 | 1.55 | 1.42 | -0.00046 | -0.00046
RE-HV-DHP-16S-replRmAC-ER | DMo | Ex | rDXHP | CZ13 | 1240 | Area-ft2-BA | DEER:HVAC_Eff_HP | Annual | [5 empty] | 1 | 1.54 | 1.34 | 0.00042 | 0.00042
RE-HV-DHP-16S-replRmAC-ER | DMo | Ex | rDXHP | CZ14 | 1240 | Area-ft2-BA | DEER:HVAC_Eff_HP | Annual | [5 empty] | 1 | 1.81 | 1.6 | -7e-06 | -7e-06
RE-HV-DHP-16S-replRmAC-ER | DMo | Ex | rDXHP | CZ15 | 1240 | Area-ft2-BA | DEER:HVAC_Eff_HP | Annual | [5 empty] | 1 | 1.54 | 1.18 | 0.00155 | 0.00155
RE-HV-DHP-16S-replRmAC-ER | DMo | Ex | rDXHP | CZ16 | 1240 | Area-ft2-BA | DEER:HVAC_Eff_HP | Annual | [5 empty] | 1 | 2.06 | 1.92 | -0.000533 | -0.000533
RE-HV-DHP-17S | Res | Ex | rDXHP | CZ01 | 1920 | Area-ft2-BA | DEER:HVAC_Eff_HP | Annual | [5 empty] | 1 | 0.102 | 0.0319 | 0 | 0
RE-HV-DHP-17S | Res | Ex | rDXHP | CZ02 | 1940 | Area-ft2-BA | DEER:HVAC_Eff_HP | Annual | [5 empty] | 1 | 0.228 | 0.0745 | 0 | 0
RE-HV-DHP-17S | Res | Ex | rDXHP | CZ03 | 1720 | Area-ft2-BA | DEER:HVAC_Eff_HP | Annual | [5 empty] | 1 | 0.176 | 0.0627 | 0 | 0
RE-HV-DHP-17S | Res | Ex | rDXHP | CZ04 | 1800 | Area-ft2-BA | DEER:HVAC_Eff_HP | Annual | [5 empty] | 1 | 0.19 | 0.067 | 0 | 0
RE-HV-DHP-17S | Res | Ex | rDXHP | CZ05 | 1880 | Area-ft2-BA | DEER:HVAC_Eff_HP | Annual | [5 empty] | 1 | 0.197 | 0.0691 | 0 | 0
RE-HV-DHP-17S | Res | Ex | rDXHP | CZ06 | 1790 | Area-ft2-BA | DEER:HVAC_Eff_HP | Annual | [5 empty] | 1 | 0.132 | 0.0503 | 0 | 0
RE-HV-DHP-17S | Res | Ex | rDXHP | CZ07 | 1750 | Area-ft2-BA | DEER:HVAC_Eff_HP | Annual | [5 empty] | 1 | 0.113 | 0.0434 | 0 | 0
RE-HV-DHP-17S | Res | Ex | rDXHP | CZ08 | 1800 | Area-ft2-BA | DEER:HVAC_Eff_HP | Annual | [5 empty] | 1 | 0.145 | 0.0603 | 0 | 0
RE-HV-DHP-17S | Res | Ex | rDXHP | CZ09 | 1570 | Area-ft2-BA | DEER:HVAC_Eff_HP | Annual | [5 empty] | 1 | 0.201 | 0.0841 | 0 | 0
RE-HV-DHP-17S | Res | Ex | rDXHP | CZ10 | 1850 | Area-ft2-BA | DEER:HVAC_Eff_HP | Annual | [5 empty] | 1 | 0.213 | 0.0879 | 0 | 0
RE-HV-DHP-17S | Res | Ex | rDXHP | CZ11 | 1660 | Area-ft2-BA | DEER:HVAC_Eff_HP | Annual | [5 empty] | 1 | 0.333 | 0.135 | 0 | 0
RE-HV-DHP-17S | Res | Ex | rDXHP | CZ12 | 1650 | Area-ft2-BA | DEER:HVAC_Eff_HP | Annual | [5 empty] | 1 | 0.255 | 0.096 | 0 | 0
RE-HV-DHP-17S | Res | Ex | rDXHP | CZ13 | 1610 | Area-ft2-BA | DEER:HVAC_Eff_HP | Annual | [5 empty] | 1 | 0.361 | 0.153 | 0 | 0
RE-HV-DHP-17S | Res | Ex | rDXHP | CZ14 | 1550 | Area-ft2-BA | DEER:HVAC_Eff_HP | Annual | [5 empty] | 1 | 0.379 | 0.156 | 0 | 0
RE-HV-DHP-17S | Res | Ex | rDXHP | CZ15 | 1440 | Area-ft2-BA | DEER:HVAC_Eff_HP | Annual | [5 empty] | 1 | 0.448 | 0.214 | 0 | 0
RE-HV-DHP-17S | Res | Ex | rDXHP | CZ16 | 1760 | Area-ft2-BA | DEER:HVAC_Eff_HP | Annual | [5 empty] | 1 | 0.238 | 0.0988 | 0 | 0
RE-HV-DHP-17S | Res | New | rDXHP | CZ01 | 1610 | Area-ft2-BA | DEER:HVAC_Eff_HP | Annual | [5 empty] | 1 |  | 0.0128 |  | 0
RE-HV-DHP-17S | Res | New | rDXHP | CZ02 | 1420 | Area-ft2-BA | DEER:HVAC_Eff_HP | Annual | [5 empty] | 1 |  | 0.0175 |  | 0
RE-HV-DHP-17S | Res | New | rDXHP | CZ03 | 1390 | Area-ft2-BA | DEER:HVAC_Eff_HP | Annual | [5 empty] | 1 |  | 0.0265 |  | 0
RE-HV-DHP-17S | Res | New | rDXHP | CZ04 | 1590 | Area-ft2-BA | DEER:HVAC_Eff_HP | Annual | [5 empty] | 1 |  | 0.0246 |  | 0
RE-HV-DHP-17S | Res | New | rDXHP | CZ05 | 2090 | Area-ft2-BA | DEER:HVAC_Eff_HP | Annual | [5 empty] | 1 |  | 0.026 |  | 0
RE-HV-DHP-17S | Res | New | rDXHP | CZ06 | 1710 | Area-ft2-BA | DEER:HVAC_Eff_HP | Annual | [5 empty] | 1 |  | 0.0233 |  | 0
RE-HV-DHP-17S | Res | New | rDXHP | CZ07 | 1620 | Area-ft2-BA | DEER:HVAC_Eff_HP | Annual | [5 empty] | 1 |  | 0.0201 |  | 0
RE-HV-DHP-17S | Res | New | rDXHP | CZ08 | 1390 | Area-ft2-BA | DEER:HVAC_Eff_HP | Annual | [5 empty] | 1 |  | 0.0242 |  | 0
RE-HV-DHP-17S | Res | New | rDXHP | CZ09 | 1350 | Area-ft2-BA | DEER:HVAC_Eff_HP | Annual | [5 empty] | 1 |  | 0.0419 |  | 0
RE-HV-DHP-17S | Res | New | rDXHP | CZ10 | 1910 | Area-ft2-BA | DEER:HVAC_Eff_HP | Annual | [5 empty] | 1 |  | 0.034 |  | 0
RE-HV-DHP-17S | Res | New | rDXHP | CZ11 | 1700 | Area-ft2-BA | DEER:HVAC_Eff_HP | Annual | [5 empty] | 1 |  | 0.0804 |  | 0
RE-HV-DHP-17S | Res | New | rDXHP | CZ12 | 1580 | Area-ft2-BA | DEER:HVAC_Eff_HP | Annual | [5 empty] | 1 |  | 0.0514 |  | 0
RE-HV-DHP-17S | Res | New | rDXHP | CZ13 | 1660 | Area-ft2-BA | DEER:HVAC_Eff_HP | Annual | [5 empty] | 1 |  | 0.0838 |  | 0
RE-HV-DHP-17S | Res | New | rDXHP | CZ14 | 1550 | Area-ft2-BA | DEER:HVAC_Eff_HP | Annual | [5 empty] | 1 |  | 0.0927 |  | 0
RE-HV-DHP-17S | Res | New | rDXHP | CZ15 | 1370 | Area-ft2-BA | DEER:HVAC_Eff_HP | Annual | [5 empty] | 1 |  | 0.184 |  | 0
RE-HV-DHP-17S | Res | New | rDXHP | CZ16 | 1710 | Area-ft2-BA | DEER:HVAC_Eff_HP | Annual | [5 empty] | 1 |  | 0.0829 |  | 0
RE-HV-DHP-17S | SFm | Ex | rDXHP | CZ01 | 2160 | Area-ft2-BA | DEER:HVAC_Eff_HP | Annual | [5 empty] | 1 | 0.117 | 0.0363 | 0 | 0
RE-HV-DHP-17S | SFm | Ex | rDXHP | CZ01 | 2300 | Area-ft2-BA | DEER:HVAC_Eff_HP | Annual | 1 | 0.015815 | 0.011437 | 0 | 0
RE-HV-DHP-17S | SFm | Ex | rDXHP | CZ02 | 2160 | Area-ft2-BA | DEER:HVAC_Eff_HP | Annual | [5 empty] | 1 | 0.256 | 0.0827 | 0 | 0
RE-HV-DHP-17S | SFm | Ex | rDXHP | CZ02 | 1950 | Area-ft2-BA | DEER:HVAC_Eff_HP | Annual | 1 | 0.058331 | 0.040719 | 0 | 0
RE-HV-DHP-17S | SFm | Ex | rDXHP | CZ03 | 2160 | Area-ft2-BA | DEER:HVAC_Eff_HP | Annual | [5 empty] | 1 | 0.203 | 0.0699 | 0 | 0
RE-HV-DHP-17S | SFm | Ex | rDXHP | CZ03 | 2300 | Area-ft2-BA | DEER:HVAC_Eff_HP | Annual | 1 | 0.02543 | 0.017812 | 0 | 0
RE-HV-DHP-17S | SFm | Ex | rDXHP | CZ04 | 2160 | Area-ft2-BA | DEER:HVAC_Eff_HP | Annual | [5 empty] | 1 | 0.214 | 0.0741 | 0 | 0
RE-HV-DHP-17S | SFm | Ex | rDXHP | CZ04 | 2300 | Area-ft2-BA | DEER:HVAC_Eff_HP | Annual | 1 | 0.10648 | 0.073093 | 0 | 0
RE-HV-DHP-17S | SFm | Ex | rDXHP | CZ05 | 2160 | Area-ft2-BA | DEER:HVAC_Eff_HP | Annual | [5 empty] | 1 | 0.216 | 0.0743 | 0 | 0
RE-HV-DHP-17S | SFm | Ex | rDXHP | CZ05 | 2300 | Area-ft2-BA | DEER:HVAC_Eff_HP | Annual | 1 | 0.019375 | 0.013716 | 0 | 0
RE-HV-DHP-17S | SFm | Ex | rDXHP | CZ06 | 2250 | Area-ft2-BA | DEER:HVAC_Eff_HP | Annual | [5 empty] | 1 | 0.15 | 0.0556 | 0 | 0
RE-HV-DHP-17S | SFm | Ex | rDXHP | CZ06 | 2390 | Area-ft2-BA | DEER:HVAC_Eff_HP | Annual | 1 | 0.09607 | 0.065719 | 0 | 0
RE-HV-DHP-17S | SFm | Ex | rDXHP | CZ07 | 2250 | Area-ft2-BA | DEER:HVAC_Eff_HP | Annual | [5 empty] | 1 | 0.134 | 0.0492 | 0 | 0
RE-HV-DHP-17S | SFm | Ex | rDXHP | CZ07 | 2390 | Area-ft2-BA | DEER:HVAC_Eff_HP | Annual | 1 | 0.10965 | 0.074994 | 0 | 0
RE-HV-DHP-17S | SFm | Ex | rDXHP | CZ08 | 2250 | Area-ft2-BA | DEER:HVAC_Eff_HP | Annual | [5 empty] | 1 | 0.153 | 0.0615 | 0 | 0
RE-HV-DHP-17S | SFm | Ex | rDXHP | CZ08 | 2390 | Area-ft2-BA | DEER:HVAC_Eff_HP | Annual | 1 | 0.22721 | 0.15517 | 0 | 0
RE-HV-DHP-17S | SFm | Ex | rDXHP | CZ09 | 1930 | Area-ft2-BA | DEER:HVAC_Eff_HP | Annual | [5 empty] | 1 | 0.216 | 0.0878 | 0 | 0
RE-HV-DHP-17S | SFm | Ex | rDXHP | CZ09 | 2420 | Area-ft2-BA | DEER:HVAC_Eff_HP | Annual | 1 | 0.1619 | 0.11075 | 0 | 0
RE-HV-DHP-17S | SFm | Ex | rDXHP | CZ10 | 2070 | Area-ft2-BA | DEER:HVAC_Eff_HP | Annual | [5 empty] | 1 | 0.212 | 0.0857 | 0 | 0
RE-HV-DHP-17S | SFm | Ex | rDXHP | CZ10 | 1950 | Area-ft2-BA | DEER:HVAC_Eff_HP | Annual | 1 | 0.19983 | 0.13693 | 0 | 0
RE-HV-DHP-17S | SFm | Ex | rDXHP | CZ11 | 1790 | Area-ft2-BA | DEER:HVAC_Eff_HP | Annual | [5 empty] | 1 | 0.33 | 0.132 | 0 | 0
RE-HV-DHP-17S | SFm | Ex | rDXHP | CZ11 | 1950 | Area-ft2-BA | DEER:HVAC_Eff_HP | Annual | 1 | 0.1845 | 0.12645 | 0 | 0
RE-HV-DHP-17S | SFm | Ex | rDXHP | CZ12 | 1790 | Area-ft2-BA | DEER:HVAC_Eff_HP | Annual | [5 empty] | 1 | 0.269 | 0.1 | 0 | 0
RE-HV-DHP-17S | SFm | Ex | rDXHP | CZ12 | 1950 | Area-ft2-BA | DEER:HVAC_Eff_HP | Annual | 1 | 0.11713 | 0.080508 | 0 | 0
RE-HV-DHP-17S | SFm | Ex | rDXHP | CZ13 | 1790 | Area-ft2-BA | DEER:HVAC_Eff_HP | Annual | [5 empty] | 1 | 0.35 | 0.147 | 0 | 0
RE-HV-DHP-17S | SFm | Ex | rDXHP | CZ13 | 1950 | Area-ft2-BA | DEER:HVAC_Eff_HP | Annual | 1 | 0.23736 | 0.16248 | 0 | 0
RE-HV-DHP-17S | SFm | Ex | rDXHP | CZ14 | 2160 | Area-ft2-BA | DEER:HVAC_Eff_HP | Annual | 1 | 0.31437 | 0.21515 | 0 | 0
RE-HV-DHP-17S | SFm | Ex | rDXHP | CZ14 | 1630 | Area-ft2-BA | DEER:HVAC_Eff_HP | Annual | [5 empty] | 1 | 0.363 | 0.148 | 0 | 0
RE-HV-DHP-17S | SFm | Ex | rDXHP | CZ15 | 2160 | Area-ft2-BA | DEER:HVAC_Eff_HP | Annual | 1 | 0.3882 | 0.2652 | 0 | 0
RE-HV-DHP-17S | SFm | Ex | rDXHP | CZ15 | 1630 | Area-ft2-BA | DEER:HVAC_Eff_HP | Annual | [5 empty] | 1 | 0.405 | 0.193 | 0 | 0
RE-HV-DHP-17S | SFm | Ex | rDXHP | CZ16 | 1900 | Area-ft2-BA | DEER:HVAC_Eff_HP | Annual | [5 empty] | 1 | 0.224 | 0.0925 | 0 | 0
RE-HV-DHP-17S | SFm | Ex | rDXHP | CZ16 | 2300 | Area-ft2-BA | DEER:HVAC_Eff_HP | Annual | 1 | 0.045795 | 0.031958 | 0 | 0
RE-HV-DHP-17S | SFm | New | rDXHP | CZ01 | 2160 | Area-ft2-BA | DEER:HVAC_Eff_HP | Annual | [5 empty] | 1 |  | 0.0187 |  | 0
RE-HV-DHP-17S | SFm | New | rDXHP | CZ01 | 2300 | Area-ft2-BA | DEER:HVAC_Eff_HP | Annual | 1 | 0.01058 | 0.007646 | 0 | 0
RE-HV-DHP-17S | SFm | New | rDXHP | CZ02 | 2160 | Area-ft2-BA | DEER:HVAC_Eff_HP | Annual | [5 empty] | 1 |  | 0.0215 |  | 0
RE-HV-DHP-17S | SFm | New | rDXHP | CZ02 | 1950 | Area-ft2-BA | DEER:HVAC_Eff_HP | Annual | 1 | 0.048137 | 0.033434 | 0 | 0
RE-HV-DHP-17S | SFm | New | rDXHP | CZ03 | 2160 | Area-ft2-BA | DEER:HVAC_Eff_HP | Annual | [5 empty] | 1 |  | 0.0248 |  | 0
RE-HV-DHP-17S | SFm | New | rDXHP | CZ03 | 2300 | Area-ft2-BA | DEER:HVAC_Eff_HP | Annual | 1 | 0.024427 | 0.0169 | 0 | 0
RE-HV-DHP-17S | SFm | New | rDXHP | CZ04 | 2160 | Area-ft2-BA | DEER:HVAC_Eff_HP | Annual | [5 empty] | 1 |  | 0.0286 |  | 0
RE-HV-DHP-17S | SFm | New | rDXHP | CZ04 | 2300 | Area-ft2-BA | DEER:HVAC_Eff_HP | Annual | 1 | 0.083862 | 0.057476 | 0 | 0
RE-HV-DHP-17S | SFm | New | rDXHP | CZ05 | 2160 | Area-ft2-BA | DEER:HVAC_Eff_HP | Annual | [5 empty] | 1 |  | 0.0249 |  | 0
RE-HV-DHP-17S | SFm | New | rDXHP | CZ05 | 2300 | Area-ft2-BA | DEER:HVAC_Eff_HP | Annual | 1 | 0.015467 | 0.010781 | 0 | 0
RE-HV-DHP-17S | SFm | New | rDXHP | CZ06 | 2250 | Area-ft2-BA | DEER:HVAC_Eff_HP | Annual | [5 empty] | 1 |  | 0.0268 |  | 0
RE-HV-DHP-17S | SFm | New | rDXHP | CZ06 | 2390 | Area-ft2-BA | DEER:HVAC_Eff_HP | Annual | 1 | 0.062436 | 0.042828 | 0 | 0
RE-HV-DHP-17S | SFm | New | rDXHP | CZ07 | 2250 | Area-ft2-BA | DEER:HVAC_Eff_HP | Annual | [5 empty] | 1 |  | 0.0252 |  | 0
RE-HV-DHP-17S | SFm | New | rDXHP | CZ07 | 2390 | Area-ft2-BA | DEER:HVAC_Eff_HP | Annual | 1 | 0.10667 | 0.072878 | 0 | 0
RE-HV-DHP-17S | SFm | New | rDXHP | CZ08 | 2250 | Area-ft2-BA | DEER:HVAC_Eff_HP | Annual | [5 empty] | 1 |  | 0.025 |  | 0
RE-HV-DHP-17S | SFm | New | rDXHP | CZ08 | 2390 | Area-ft2-BA | DEER:HVAC_Eff_HP | Annual | 1 | 0.13909 | 0.095011 | 0 | 0
RE-HV-DHP-17S | SFm | New | rDXHP | CZ09 | 1930 | Area-ft2-BA | DEER:HVAC_Eff_HP | Annual | [5 empty] | 1 |  | 0.0449 |  | 0
RE-HV-DHP-17S | SFm | New | rDXHP | CZ09 | 2420 | Area-ft2-BA | DEER:HVAC_Eff_HP | Annual | 1 | 0.086948 | 0.059553 | 0 | 0
RE-HV-DHP-17S | SFm | New | rDXHP | CZ10 | 2070 | Area-ft2-BA | DEER:HVAC_Eff_HP | Annual | [5 empty] | 1 |  | 0.0297 |  | 0
RE-HV-DHP-17S | SFm | New | rDXHP | CZ10 | 1950 | Area-ft2-BA | DEER:HVAC_Eff_HP | Annual | 1 | 0.14411 | 0.098771 | 0 | 0
RE-HV-DHP-17S | SFm | New | rDXHP | CZ11 | 1790 | Area-ft2-BA | DEER:HVAC_Eff_HP | Annual | [5 empty] | 1 |  | 0.0754 |  | 0
RE-HV-DHP-17S | SFm | New | rDXHP | CZ11 | 1950 | Area-ft2-BA | DEER:HVAC_Eff_HP | Annual | 1 | 0.1333 | 0.091362 | 0 | 0
RE-HV-DHP-17S | SFm | New | rDXHP | CZ12 | 1790 | Area-ft2-BA | DEER:HVAC_Eff_HP | Annual | [5 empty] | 1 |  | 0.0567 |  | 0
RE-HV-DHP-17S | SFm | New | rDXHP | CZ12 | 1950 | Area-ft2-BA | DEER:HVAC_Eff_HP | Annual | 1 | 0.066068 | 0.046645 | 0 | 0
RE-HV-DHP-17S | SFm | New | rDXHP | CZ13 | 1790 | Area-ft2-BA | DEER:HVAC_Eff_HP | Annual | [5 empty] | 1 |  | 0.0816 |  | 0
RE-HV-DHP-17S | SFm | New | rDXHP | CZ13 | 1950 | Area-ft2-BA | DEER:HVAC_Eff_HP | Annual | 1 | 0.18916 | 0.12948 | 0 | 0
RE-HV-DHP-17S | SFm | New | rDXHP | CZ14 | 2160 | Area-ft2-BA | DEER:HVAC_Eff_HP | Annual | 1 | 0.26117 | 0.1787 | 0 | 0
RE-HV-DHP-17S | SFm | New | rDXHP | CZ14 | 1630 | Area-ft2-BA | DEER:HVAC_Eff_HP | Annual | [5 empty] | 1 |  | 0.0781 |  | 0
RE-HV-DHP-17S | SFm | New | rDXHP | CZ15 | 2160 | Area-ft2-BA | DEER:HVAC_Eff_HP | Annual | 1 | 0.41012 | 0.28015 | 0 | 0
RE-HV-DHP-17S | SFm | New | rDXHP | CZ15 | 1630 | Area-ft2-BA | DEER:HVAC_Eff_HP | Annual | [5 empty] | 1 |  | 0.111 |  | 0
RE-HV-DHP-17S | SFm | New | rDXHP | CZ16 | 1900 | Area-ft2-BA | DEER:HVAC_Eff_HP | Annual | [5 empty] | 1 |  | 0.0761 |  | 0
RE-HV-DHP-17S | SFm | New | rDXHP | CZ16 | 2300 | Area-ft2-BA | DEER:HVAC_Eff_HP | Annual | 1 | 0.04452 | 0.030793 | 0 | 0
RE-HV-DHP-17S | MFm | Ex | rDXHP | CZ01 | 1020 | Area-ft2-BA | DEER:HVAC_Eff_HP | Annual | [5 empty] | 1 | 0.0432 | 0.0149 | -1e-06 | -1e-06
RE-HV-DHP-17S | MFm | Ex | rDXHP | CZ01 | 999 | Area-ft2-BA | DEER:HVAC_Eff_HP | Annual | 1 | 0.017233 | 0.01245 | 0 | 0
RE-HV-DHP-17S | MFm | Ex | rDXHP | CZ02 | 1020 | Area-ft2-BA | DEER:HVAC_Eff_HP | Annual | [5 empty] | 1 | 0.109 | 0.0391 | 0 | 0
RE-HV-DHP-17S | MFm | Ex | rDXHP | CZ02 | 1070 | Area-ft2-BA | DEER:HVAC_Eff_HP | Annual | 1 | 0.049306 | 0.034046 | 0 | 0
RE-HV-DHP-17S | MFm | Ex | rDXHP | CZ03 | 1020 | Area-ft2-BA | DEER:HVAC_Eff_HP | Annual | [5 empty] | 1 | 0.132 | 0.0501 | 0 | 0
RE-HV-DHP-17S | MFm | Ex | rDXHP | CZ03 | 999 | Area-ft2-BA | DEER:HVAC_Eff_HP | Annual | 1 | 0.021502 | 0.015116 | 0 | 0
RE-HV-DHP-17S | MFm | Ex | rDXHP | CZ04 | 1020 | Area-ft2-BA | DEER:HVAC_Eff_HP | Annual | [5 empty] | 1 | 0.138 | 0.051 | 0 | 0
RE-HV-DHP-17S | MFm | Ex | rDXHP | CZ04 | 999 | Area-ft2-BA | DEER:HVAC_Eff_HP | Annual | 1 | 0.10737 | 0.073444 | 0 | 0
RE-HV-DHP-17S | MFm | Ex | rDXHP | CZ05 | 1020 | Area-ft2-BA | DEER:HVAC_Eff_HP | Annual | [5 empty] | 1 | 0.14 | 0.0523 | 0 | 0
RE-HV-DHP-17S | MFm | Ex | rDXHP | CZ05 | 999 | Area-ft2-BA | DEER:HVAC_Eff_HP | Annual | 1 | 0.021485 | 0.014955 | 0 | 0
RE-HV-DHP-17S | MFm | Ex | rDXHP | CZ06 | 1020 | Area-ft2-BA | DEER:HVAC_Eff_HP | Annual | [5 empty] | 1 | 0.101 | 0.0413 | 1e-06 | 1e-06
RE-HV-DHP-17S | MFm | Ex | rDXHP | CZ06 | 1210 | Area-ft2-BA | DEER:HVAC_Eff_HP | Annual | 1 | 0.064455 | 0.044172 | 0 | 0
RE-HV-DHP-17S | MFm | Ex | rDXHP | CZ07 | 1020 | Area-ft2-BA | DEER:HVAC_Eff_HP | Annual | [5 empty] | 1 | 0.0809 | 0.0346 | 0 | 0
RE-HV-DHP-17S | MFm | Ex | rDXHP | CZ07 | 1210 | Area-ft2-BA | DEER:HVAC_Eff_HP | Annual | 1 | 0.10175 | 0.069647 | 0 | 0
RE-HV-DHP-17S | MFm | Ex | rDXHP | CZ08 | 1020 | Area-ft2-BA | DEER:HVAC_Eff_HP | Annual | [5 empty] | 1 | 0.13 | 0.0568 | 0 | 0
RE-HV-DHP-17S | MFm | Ex | rDXHP | CZ08 | 1210 | Area-ft2-BA | DEER:HVAC_Eff_HP | Annual | 1 | 0.18092 | 0.12362 | 0 | 0
RE-HV-DHP-17S | MFm | Ex | rDXHP | CZ09 | 1020 | Area-ft2-BA | DEER:HVAC_Eff_HP | Annual | [5 empty] | 1 | 0.174 | 0.0763 | 0 | 0
RE-HV-DHP-17S | MFm | Ex | rDXHP | CZ09 | 1130 | Area-ft2-BA | DEER:HVAC_Eff_HP | Annual | 1 | 0.14943 | 0.10223 | 0 | 0
RE-HV-DHP-17S | MFm | Ex | rDXHP | CZ10 | 1020 | Area-ft2-BA | DEER:HVAC_Eff_HP | Annual | [5 empty] | 1 | 0.192 | 0.0853 | 0 | 0
RE-HV-DHP-17S | MFm | Ex | rDXHP | CZ10 | 1070 | Area-ft2-BA | DEER:HVAC_Eff_HP | Annual | 1 | 0.15613 | 0.10677 | 0 | 0
RE-HV-DHP-17S | MFm | Ex | rDXHP | CZ11 | 1020 | Area-ft2-BA | DEER:HVAC_Eff_HP | Annual | [5 empty] | 1 | 0.258 | 0.114 | 0 | 0
RE-HV-DHP-17S | MFm | Ex | rDXHP | CZ11 | 1070 | Area-ft2-BA | DEER:HVAC_Eff_HP | Annual | 1 | 0.25364 | 0.17308 | 0 | 0
RE-HV-DHP-17S | MFm | Ex | rDXHP | CZ12 | 1020 | Area-ft2-BA | DEER:HVAC_Eff_HP | Annual | [5 empty] | 1 | 0.17 | 0.0698 | 0 | 0
RE-HV-DHP-17S | MFm | Ex | rDXHP | CZ12 | 1070 | Area-ft2-BA | DEER:HVAC_Eff_HP | Annual | 1 | 0.14883 | 0.10199 | 0 | 0
RE-HV-DHP-17S | MFm | Ex | rDXHP | CZ13 | 1020 | Area-ft2-BA | DEER:HVAC_Eff_HP | Annual | [5 empty] | 1 | 0.359 | 0.155 | 0 | 0
RE-HV-DHP-17S | MFm | Ex | rDXHP | CZ13 | 1070 | Area-ft2-BA | DEER:HVAC_Eff_HP | Annual | 1 | 0.27443 | 0.18764 | 0 | 0
RE-HV-DHP-17S | MFm | Ex | rDXHP | CZ14 | 1020 | Area-ft2-BA | DEER:HVAC_Eff_HP | Annual | [5 empty] | 1 | 0.292 | 0.13 | 0 | 0
RE-HV-DHP-17S | MFm | Ex | rDXHP | CZ14 | 1090 | Area-ft2-BA | DEER:HVAC_Eff_HP | Annual | 1 | 0.3139 | 0.21485 | 0 | 0
RE-HV-DHP-17S | MFm | Ex | rDXHP | CZ15 | 1020 | Area-ft2-BA | DEER:HVAC_Eff_HP | Annual | [5 empty] | 1 | 0.454 | 0.219 | 0 | 0
RE-HV-DHP-17S | MFm | Ex | rDXHP | CZ15 | 1090 | Area-ft2-BA | DEER:HVAC_Eff_HP | Annual | 1 | 0.42762 | 0.29203 | 0 | 0
RE-HV-DHP-17S | MFm | Ex | rDXHP | CZ16 | 1020 | Area-ft2-BA | DEER:HVAC_Eff_HP | Annual | [5 empty] | 1 | 0.26 | 0.107 | 0 | 0
RE-HV-DHP-17S | MFm | Ex | rDXHP | CZ16 | 999 | Area-ft2-BA | DEER:HVAC_Eff_HP | Annual | 1 | 0.14606 | 0.094005 | 0 | 0
RE-HV-DHP-17S | MFm | New | rDXHP | CZ01 | 999 | Area-ft2-BA | DEER:HVAC_Eff_HP | Annual | 1 | 0.01303 | 0.010088 | 0 | 0
RE-HV-DHP-17S | MFm | New | rDXHP | CZ01 | 853 | Area-ft2-BA | DEER:HVAC_Eff_HP | Annual | [5 empty] | 1 |  | 0.00477 |  | 0
RE-HV-DHP-17S | MFm | New | rDXHP | CZ02 | 1020 | Area-ft2-BA | DEER:HVAC_Eff_HP | Annual | [5 empty] | 1 |  | 0.0131 |  | 0
RE-HV-DHP-17S | MFm | New | rDXHP | CZ02 | 1070 | Area-ft2-BA | DEER:HVAC_Eff_HP | Annual | 1 | 0.048178 | 0.033169 | 0 | 0
RE-HV-DHP-17S | MFm | New | rDXHP | CZ03 | 1020 | Area-ft2-BA | DEER:HVAC_Eff_HP | Annual | [5 empty] | 1 |  | 0.0263 |  | 0
RE-HV-DHP-17S | MFm | New | rDXHP | CZ03 | 999 | Area-ft2-BA | DEER:HVAC_Eff_HP | Annual | 1 | 0.020155 | 0.014023 | 0 | 0
RE-HV-DHP-17S | MFm | New | rDXHP | CZ04 | 1020 | Area-ft2-BA | DEER:HVAC_Eff_HP | Annual | [5 empty] | 1 |  | 0.0169 |  | 0
RE-HV-DHP-17S | MFm | New | rDXHP | CZ04 | 999 | Area-ft2-BA | DEER:HVAC_Eff_HP | Annual | 1 | 0.1025 | 0.07003 | 0 | 0
RE-HV-DHP-17S | MFm | New | rDXHP | CZ05 | 1020 | Area-ft2-BA | DEER:HVAC_Eff_HP | Annual | [5 empty] | 1 |  | 0.0254 |  | 0
RE-HV-DHP-17S | MFm | New | rDXHP | CZ05 | 999 | Area-ft2-BA | DEER:HVAC_Eff_HP | Annual | 1 | 0.025039 | 0.017228 | 0 | 0
RE-HV-DHP-17S | MFm | New | rDXHP | CZ06 | 1020 | Area-ft2-BA | DEER:HVAC_Eff_HP | Annual | [5 empty] | 1 |  | 0.0164 |  | 0
RE-HV-DHP-17S | MFm | New | rDXHP | CZ06 | 1210 | Area-ft2-BA | DEER:HVAC_Eff_HP | Annual | 1 | 0.054866 | 0.037634 | 0 | 0
RE-HV-DHP-17S | MFm | New | rDXHP | CZ07 | 1020 | Area-ft2-BA | DEER:HVAC_Eff_HP | Annual | [5 empty] | 1 |  | 0.0148 |  | 0
RE-HV-DHP-17S | MFm | New | rDXHP | CZ07 | 1210 | Area-ft2-BA | DEER:HVAC_Eff_HP | Annual | 1 | 0.10615 | 0.072621 | 0 | 0
RE-HV-DHP-17S | MFm | New | rDXHP | CZ08 | 1020 | Area-ft2-BA | DEER:HVAC_Eff_HP | Annual | [5 empty] | 1 |  | 0.0211 |  | 0
RE-HV-DHP-17S | MFm | New | rDXHP | CZ08 | 1210 | Area-ft2-BA | DEER:HVAC_Eff_HP | Annual | 1 | 0.19954 | 0.13627 | 0 | 0
RE-HV-DHP-17S | MFm | New | rDXHP | CZ09 | 1020 | Area-ft2-BA | DEER:HVAC_Eff_HP | Annual | [5 empty] | 1 |  | 0.0295 |  | 0
RE-HV-DHP-17S | MFm | New | rDXHP | CZ09 | 1130 | Area-ft2-BA | DEER:HVAC_Eff_HP | Annual | 1 | 0.16704 | 0.11418 | 0 | 0
RE-HV-DHP-17S | MFm | New | rDXHP | CZ10 | 1020 | Area-ft2-BA | DEER:HVAC_Eff_HP | Annual | [5 empty] | 1 |  | 0.0362 |  | 0
RE-HV-DHP-17S | MFm | New | rDXHP | CZ10 | 1070 | Area-ft2-BA | DEER:HVAC_Eff_HP | Annual | 1 | 0.17432 | 0.1191 | 0 | 0
RE-HV-DHP-17S | MFm | New | rDXHP | CZ11 | 1020 | Area-ft2-BA | DEER:HVAC_Eff_HP | Annual | [5 empty] | 1 |  | 0.052 |  | 0
RE-HV-DHP-17S | MFm | New | rDXHP | CZ11 | 1070 | Area-ft2-BA | DEER:HVAC_Eff_HP | Annual | 1 | 0.2523 | 0.17257 | 0 | 0
RE-HV-DHP-17S | MFm | New | rDXHP | CZ12 | 1020 | Area-ft2-BA | DEER:HVAC_Eff_HP | Annual | [5 empty] | 1 |  | 0.0291 |  | 0
RE-HV-DHP-17S | MFm | New | rDXHP | CZ12 | 1070 | Area-ft2-BA | DEER:HVAC_Eff_HP | Annual | 1 | 0.14172 | 0.096973 | 0 | 0
RE-HV-DHP-17S | MFm | New | rDXHP | CZ13 | 1020 | Area-ft2-BA | DEER:HVAC_Eff_HP | Annual | [5 empty] | 1 |  | 0.066 |  | 0
RE-HV-DHP-17S | MFm | New | rDXHP | CZ13 | 1070 | Area-ft2-BA | DEER:HVAC_Eff_HP | Annual | 1 | 0.27278 | 0.1864 | 0 | 0
RE-HV-DHP-17S | MFm | New | rDXHP | CZ14 | 1020 | Area-ft2-BA | DEER:HVAC_Eff_HP | Annual | [5 empty] | 1 |  | 0.0577 |  | 0
RE-HV-DHP-17S | MFm | New | rDXHP | CZ14 | 1090 | Area-ft2-BA | DEER:HVAC_Eff_HP | Annual | 1 | 0.29837 | 0.20419 | 0 | 0
RE-HV-DHP-17S | MFm | New | rDXHP | CZ15 | 1020 | Area-ft2-BA | DEER:HVAC_Eff_HP | Annual | [5 empty] | 1 |  | 0.108 |  | 0
RE-HV-DHP-17S | MFm | New | rDXHP | CZ15 | 1090 | Area-ft2-BA | DEER:HVAC_Eff_HP | Annual | 1 | 0.4571 | 0.31212 | 0 | 0
RE-HV-DHP-17S | MFm | New | rDXHP | CZ16 | 1020 | Area-ft2-BA | DEER:HVAC_Eff_HP | Annual | [5 empty] | 1 |  | 0.0538 |  | 0
RE-HV-DHP-17S | MFm | New | rDXHP | CZ16 | 999 | Area-ft2-BA | DEER:HVAC_Eff_HP | Annual | 1 | 0.14227 | 0.097997 | 0 | 0
RE-HV-DHP-17S | DMo | Ex | rDXHP | CZ01 | 1240 | Area-ft2-BA | DEER:HVAC_Eff_HP | Annual | 1 | 0.0218 | 0.015761 | 0 | 0 | 1 | 0.0792 | 0.0276 | 0 | 0
RE-HV-DHP-17S | DMo | Ex | rDXHP | CZ02 | 1240 | Area-ft2-BA | DEER:HVAC_Eff_HP | Annual | 1 | 0.11936 | 0.082232 | 0 | 0 | 1 | 0.197 | 0.0724 | 0 | 0
RE-HV-DHP-17S | DMo | Ex | rDXHP | CZ03 | 1240 | Area-ft2-BA | DEER:HVAC_Eff_HP | Annual | 1 | 0.047921 | 0.033278 | 0 | 0 | 1 | 0.203 | 0.0858 | 0 | 0
RE-HV-DHP-17S | DMo | Ex | rDXHP | CZ04 | 1240 | Area-ft2-BA | DEER:HVAC_Eff_HP | Annual | 1 | 0.18522 | 0.12691 | 0 | 0 | 1 | 0.179 | 0.074 | 0 | 0
RE-HV-DHP-17S | DMo | Ex | rDXHP | CZ05 | 1240 | Area-ft2-BA | DEER:HVAC_Eff_HP | Annual | 1 | 0.04058 | 0.028407 | 0 | 0 | 1 | 0.198 | 0.0813 | 0 | 0
RE-HV-DHP-17S | DMo | Ex | rDXHP | CZ06 | 1240 | Area-ft2-BA | DEER:HVAC_Eff_HP | Annual | 1 | 0.18886 | 0.12922 | 0 | 0 | 1 | 0.208 | 0.0956 | 0 | 0
RE-HV-DHP-17S | DMo | Ex | rDXHP | CZ07 | 1240 | Area-ft2-BA | DEER:HVAC_Eff_HP | Annual | 1 | 0.18775 | 0.12848 | 0 | 0 | 1 | 0.186 | 0.0854 | 0 | 0
RE-HV-DHP-17S | DMo | Ex | rDXHP | CZ08 | 1240 | Area-ft2-BA | DEER:HVAC_Eff_HP | Annual | 1 | 0.36683 | 0.25065 | 0 | 0 | 1 | 0.217 | 0.102 | 0 | 0
RE-HV-DHP-17S | DMo | Ex | rDXHP | CZ09 | 1240 | Area-ft2-BA | DEER:HVAC_Eff_HP | Annual | 1 | 0.30613 | 0.20939 | 0 | 0 | 1 | 0.319 | 0.151 | 0 | 0
RE-HV-DHP-17S | DMo | Ex | rDXHP | CZ10 | 1240 | Area-ft2-BA | DEER:HVAC_Eff_HP | Annual | 1 | 0.41878 | 0.28628 | 0 | 0 | 1 | 0.36 | 0.152 | -1e-06 | -1e-06
RE-HV-DHP-17S | DMo | Ex | rDXHP | CZ11 | 1240 | Area-ft2-BA | DEER:HVAC_Eff_HP | Annual | 1 | 0.45146 | 0.30895 | 0 | 0 | 1 | 0.537 | 0.227 | 0 | 0
RE-HV-DHP-17S | DMo | Ex | rDXHP | CZ12 | 1240 | Area-ft2-BA | DEER:HVAC_Eff_HP | Annual | 1 | 0.29235 | 0.20017 | 0 | 0 | 1 | 0.44 | 0.178 | 0 | 0
RE-HV-DHP-17S | DMo | Ex | rDXHP | CZ13 | 1240 | Area-ft2-BA | DEER:HVAC_Eff_HP | Annual | 1 | 0.50841 | 0.34755 | 0 | 0 | 1 | 0.541 | 0.237 | 0 | 0
RE-HV-DHP-17S | DMo | Ex | rDXHP | CZ14 | 1240 | Area-ft2-BA | DEER:HVAC_Eff_HP | Annual | 1 | 0.43497 | 0.29744 | 0 | 0 | 1 | 0.651 | 0.273 | 0 | 0
RE-HV-DHP-17S | DMo | Ex | rDXHP | CZ15 | 1240 | Area-ft2-BA | DEER:HVAC_Eff_HP | Annual | 1 | 0.7369 | 0.50315 | 0 | 0 | 1 | 0.745 | 0.35 | 0 | 0
RE-HV-DHP-17S | DMo | Ex | rDXHP | CZ16 | 1240 | Area-ft2-BA | DEER:HVAC_Eff_HP | Annual | 1 | 0.13973 | 0.096531 | 0 | 0 | 1 | 0.399 | 0.174 | 0 | 0
RE-HV-DHP-17S | DMo | New | rDXHP | CZ01 | 1240 | Area-ft2-BA | DEER:HVAC_Eff_HP | Annual | 1 | 0.021736 | 0.015714 | 0 | 0 | 1 |  | 0.0121 |  | 0
RE-HV-DHP-17S | DMo | New | rDXHP | CZ02 | 1240 | Area-ft2-BA | DEER:HVAC_Eff_HP | Annual | 1 | 0.16921 | 0.11633 | 0 | 0 | 1 |  | 0.0373 |  | 0
RE-HV-DHP-17S | DMo | New | rDXHP | CZ03 | 1240 | Area-ft2-BA | DEER:HVAC_Eff_HP | Annual | 1 | 0.057546 | 0.039781 | 0 | 0 | 1 |  | 0.0483 |  | 0
RE-HV-DHP-17S | DMo | New | rDXHP | CZ04 | 1240 | Area-ft2-BA | DEER:HVAC_Eff_HP | Annual | 1 | 0.24814 | 0.16974 | 0 | 0 | 1 |  | 0.0432 |  | 0
RE-HV-DHP-17S | DMo | New | rDXHP | CZ05 | 1240 | Area-ft2-BA | DEER:HVAC_Eff_HP | Annual | 1 | 0.041636 | 0.028868 | 0 | 0 | 1 |  | 0.0412 |  | 0
RE-HV-DHP-17S | DMo | New | rDXHP | CZ06 | 1240 | Area-ft2-BA | DEER:HVAC_Eff_HP | Annual | 1 | 0.21041 | 0.14385 | 0 | 0 | 1 |  | 0.0661 |  | 0
RE-HV-DHP-17S | DMo | New | rDXHP | CZ07 | 1240 | Area-ft2-BA | DEER:HVAC_Eff_HP | Annual | 1 | 0.32599 | 0.22259 | 0 | 0 | 1 |  | 0.06 |  | 0
RE-HV-DHP-17S | DMo | New | rDXHP | CZ08 | 1240 | Area-ft2-BA | DEER:HVAC_Eff_HP | Annual | 1 | 0.48231 | 0.32928 | 0 | 0 | 1 |  | 0.0671 |  | 0
RE-HV-DHP-17S | DMo | New | rDXHP | CZ09 | 1240 | Area-ft2-BA | DEER:HVAC_Eff_HP | Annual | 1 | 0.38845 | 0.26544 | 0 | 0 | 1 |  | 0.0997 |  | 0
RE-HV-DHP-17S | DMo | New | rDXHP | CZ10 | 1240 | Area-ft2-BA | DEER:HVAC_Eff_HP | Annual | 1 | 0.51878 | 0.35452 | 0 | 0 | 1 |  | 0.091 |  | 0
RE-HV-DHP-17S | DMo | New | rDXHP | CZ11 | 1240 | Area-ft2-BA | DEER:HVAC_Eff_HP | Annual | 1 | 0.49206 | 0.33634 | 0 | 0 | 1 |  | 0.131 |  | 0
RE-HV-DHP-17S | DMo | New | rDXHP | CZ12 | 1240 | Area-ft2-BA | DEER:HVAC_Eff_HP | Annual | 1 | 0.31366 | 0.21478 | 0 | 0 | 1 |  | 0.104 |  | 0
RE-HV-DHP-17S | DMo | New | rDXHP | CZ13 | 1240 | Area-ft2-BA | DEER:HVAC_Eff_HP | Annual | 1 | 0.57926 | 0.39586 | 0 | 0 | 1 |  | 0.145 |  | 0
RE-HV-DHP-17S | DMo | New | rDXHP | CZ14 | 1240 | Area-ft2-BA | DEER:HVAC_Eff_HP | Annual | 1 | 0.57948 | 0.39606 | 0 | 0 | 1 |  | 0.159 |  | 0
RE-HV-DHP-17S | DMo | New | rDXHP | CZ15 | 1240 | Area-ft2-BA | DEER:HVAC_Eff_HP | Annual | 1 | 0.88854 | 0.60663 | 0 | 0 | 1 |  | 0.22 |  | 0
RE-HV-DHP-17S | DMo | New | rDXHP | CZ16 | 1240 | Area-ft2-BA | DEER:HVAC_Eff_HP | Annual | 1 | 0.10823 | 0.074931 | 0 | 0 | 1 |  | 0.101 |  | 0
RE-HV-DHP-17S-replRmAC-ER | Res | Ex | rDXHP | CZ01 | 1920 | Area-ft2-BA | DEER:HVAC_Eff_HP | Annual | [5 empty] | 1 | 0.425 | 0.42 | 2e-05 | 2e-05
RE-HV-DHP-17S-replRmAC-ER | Res | Ex | rDXHP | CZ02 | 1940 | Area-ft2-BA | DEER:HVAC_Eff_HP | Annual | [5 empty] | 1 | 0.951 | 0.932 | -3e-05 | -3e-05
RE-HV-DHP-17S-replRmAC-ER | Res | Ex | rDXHP | CZ03 | 1720 | Area-ft2-BA | DEER:HVAC_Eff_HP | Annual | [5 empty] | 1 | 0.604 | 0.572 | -4e-05 | -4e-05
RE-HV-DHP-17S-replRmAC-ER | Res | Ex | rDXHP | CZ04 | 1800 | Area-ft2-BA | DEER:HVAC_Eff_HP | Annual | [5 empty] | 1 | 0.601 | 0.57 | -2e-05 | -2e-05
RE-HV-DHP-17S-replRmAC-ER | Res | Ex | rDXHP | CZ05 | 1880 | Area-ft2-BA | DEER:HVAC_Eff_HP | Annual | [5 empty] | 1 | 0.782 | 0.748 | -1e-05 | -1e-05
RE-HV-DHP-17S-replRmAC-ER | Res | Ex | rDXHP | CZ06 | 1790 | Area-ft2-BA | DEER:HVAC_Eff_HP | Annual | [5 empty] | 1 | 0.398 | 0.358 | 0 | 0
RE-HV-DHP-17S-replRmAC-ER | Res | Ex | rDXHP | CZ07 | 1750 | Area-ft2-BA | DEER:HVAC_Eff_HP | Annual | [5 empty] | 1 | 0.316 | 0.285 | -1e-05 | -1e-05
RE-HV-DHP-17S-replRmAC-ER | Res | Ex | rDXHP | CZ08 | 1800 | Area-ft2-BA | DEER:HVAC_Eff_HP | Annual | [5 empty] | 1 | 0.437 | 0.385 | -2e-05 | -2e-05
RE-HV-DHP-17S-replRmAC-ER | Res | Ex | rDXHP | CZ09 | 1570 | Area-ft2-BA | DEER:HVAC_Eff_HP | Annual | [5 empty] | 1 | 0.556 | 0.487 | -3e-05 | -3e-05
RE-HV-DHP-17S-replRmAC-ER | Res | Ex | rDXHP | CZ10 | 1850 | Area-ft2-BA | DEER:HVAC_Eff_HP | Annual | [5 empty] | 1 | 0.554 | 0.487 | -2e-05 | -2e-05
RE-HV-DHP-17S-replRmAC-ER | Res | Ex | rDXHP | CZ11 | 1660 | Area-ft2-BA | DEER:HVAC_Eff_HP | Annual | [5 empty] | 1 | 0.901 | 0.812 | -3e-05 | -3e-05
RE-HV-DHP-17S-replRmAC-ER | Res | Ex | rDXHP | CZ12 | 1650 | Area-ft2-BA | DEER:HVAC_Eff_HP | Annual | [5 empty] | 1 | 0.728 | 0.675 | -2e-05 | -2e-05
RE-HV-DHP-17S-replRmAC-ER | Res | Ex | rDXHP | CZ13 | 1610 | Area-ft2-BA | DEER:HVAC_Eff_HP | Annual | [5 empty] | 1 | 0.931 | 0.816 | 1e-05 | 1e-05
RE-HV-DHP-17S-replRmAC-ER | Res | Ex | rDXHP | CZ14 | 1550 | Area-ft2-BA | DEER:HVAC_Eff_HP | Annual | [5 empty] | 1 | 1.05 | 0.941 | -1e-05 | -1e-05
RE-HV-DHP-17S-replRmAC-ER | Res | Ex | rDXHP | CZ15 | 1440 | Area-ft2-BA | DEER:HVAC_Eff_HP | Annual | [5 empty] | 1 | 0.946 | 0.733 | 0.00013 | 0.00013
RE-HV-DHP-17S-replRmAC-ER | Res | Ex | rDXHP | CZ16 | 1760 | Area-ft2-BA | DEER:HVAC_Eff_HP | Annual | [5 empty] | 1 | 1.06 | 0.988 | -3e-05 | -3e-05
RE-HV-DHP-17S-replRmAC-ER | SFm | Ex | rDXHP | CZ01 | 2160 | Area-ft2-BA | DEER:HVAC_Eff_HP | Annual | [5 empty] | 1 | 0.523 | 0.517 | -4e-06 | -4e-06
RE-HV-DHP-17S-replRmAC-ER | SFm | Ex | rDXHP | CZ02 | 2160 | Area-ft2-BA | DEER:HVAC_Eff_HP | Annual | [5 empty] | 1 | 1.06 | 1.04 | 0 | 0
RE-HV-DHP-17S-replRmAC-ER | SFm | Ex | rDXHP | CZ03 | 2160 | Area-ft2-BA | DEER:HVAC_Eff_HP | Annual | [5 empty] | 1 | 0.756 | 0.721 | 0 | 0
RE-HV-DHP-17S-replRmAC-ER | SFm | Ex | rDXHP | CZ04 | 2160 | Area-ft2-BA | DEER:HVAC_Eff_HP | Annual | [5 empty] | 1 | 0.687 | 0.653 | 2e-06 | 2e-06
RE-HV-DHP-17S-replRmAC-ER | SFm | Ex | rDXHP | CZ05 | 2160 | Area-ft2-BA | DEER:HVAC_Eff_HP | Annual | [5 empty] | 1 | 0.885 | 0.85 | 3e-06 | 3e-06
RE-HV-DHP-17S-replRmAC-ER | SFm | Ex | rDXHP | CZ06 | 2250 | Area-ft2-BA | DEER:HVAC_Eff_HP | Annual | [5 empty] | 1 | 0.504 | 0.458 | 7e-06 | 7e-06
RE-HV-DHP-17S-replRmAC-ER | SFm | Ex | rDXHP | CZ07 | 2250 | Area-ft2-BA | DEER:HVAC_Eff_HP | Annual | [5 empty] | 1 | 0.41 | 0.375 | 6e-06 | 6e-06
RE-HV-DHP-17S-replRmAC-ER | SFm | Ex | rDXHP | CZ08 | 2250 | Area-ft2-BA | DEER:HVAC_Eff_HP | Annual | [5 empty] | 1 | 0.513 | 0.459 | 7e-06 | 7e-06
RE-HV-DHP-17S-replRmAC-ER | SFm | Ex | rDXHP | CZ09 | 1930 | Area-ft2-BA | DEER:HVAC_Eff_HP | Annual | [5 empty] | 1 | 0.659 | 0.588 | 5e-06 | 5e-06
RE-HV-DHP-17S-replRmAC-ER | SFm | Ex | rDXHP | CZ10 | 2070 | Area-ft2-BA | DEER:HVAC_Eff_HP | Annual | [5 empty] | 1 | 0.535 | 0.473 | 0 | 0
RE-HV-DHP-17S-replRmAC-ER | SFm | Ex | rDXHP | CZ11 | 1790 | Area-ft2-BA | DEER:HVAC_Eff_HP | Annual | [5 empty] | 1 | 0.848 | 0.766 | -3e-06 | -3e-06
RE-HV-DHP-17S-replRmAC-ER | SFm | Ex | rDXHP | CZ12 | 1790 | Area-ft2-BA | DEER:HVAC_Eff_HP | Annual | [5 empty] | 1 | 0.739 | 0.688 | -3e-06 | -3e-06
RE-HV-DHP-17S-replRmAC-ER | SFm | Ex | rDXHP | CZ13 | 1790 | Area-ft2-BA | DEER:HVAC_Eff_HP | Annual | [5 empty] | 1 | 0.863 | 0.756 | -1e-06 | -1e-06
RE-HV-DHP-17S-replRmAC-ER | SFm | Ex | rDXHP | CZ14 | 1630 | Area-ft2-BA | DEER:HVAC_Eff_HP | Annual | [5 empty] | 1 | 1 | 0.897 | -2e-06 | -2e-06
RE-HV-DHP-17S-replRmAC-ER | SFm | Ex | rDXHP | CZ15 | 1630 | Area-ft2-BA | DEER:HVAC_Eff_HP | Annual | [5 empty] | 1 | 0.837 | 0.649 | -1e-06 | -1e-06
RE-HV-DHP-17S-replRmAC-ER | SFm | Ex | rDXHP | CZ16 | 1900 | Area-ft2-BA | DEER:HVAC_Eff_HP | Annual | [5 empty] | 1 | 0.94 | 0.876 | 9e-06 | 9e-06
RE-HV-DHP-17S-replRmAC-ER | MFm | Ex | rDXHP | CZ01 | 1020 | Area-ft2-BA | DEER:HVAC_Eff_HP | Annual | [5 empty] | 1 | 0.0297 | 0.0269 | 0.000201 | 0.000201
RE-HV-DHP-17S-replRmAC-ER | MFm | Ex | rDXHP | CZ02 | 1020 | Area-ft2-BA | DEER:HVAC_Eff_HP | Annual | [5 empty] | 1 | 0.474 | 0.458 | -9e-05 | -9e-05
RE-HV-DHP-17S-replRmAC-ER | MFm | Ex | rDXHP | CZ03 | 1020 | Area-ft2-BA | DEER:HVAC_Eff_HP | Annual | [5 empty] | 1 | 0.356 | 0.33 | -7.5e-05 | -7.5e-05
RE-HV-DHP-17S-replRmAC-ER | MFm | Ex | rDXHP | CZ04 | 1020 | Area-ft2-BA | DEER:HVAC_Eff_HP | Annual | [5 empty] | 1 | 0.41 | 0.386 | -6.6e-05 | -6.6e-05
RE-HV-DHP-17S-replRmAC-ER | MFm | Ex | rDXHP | CZ05 | 1020 | Area-ft2-BA | DEER:HVAC_Eff_HP | Annual | [5 empty] | 1 | 0.462 | 0.434 | -4e-05 | -4e-05
RE-HV-DHP-17S-replRmAC-ER | MFm | Ex | rDXHP | CZ06 | 1020 | Area-ft2-BA | DEER:HVAC_Eff_HP | Annual | [5 empty] | 1 | 0.221 | 0.191 | -1.8e-05 | -1.8e-05
RE-HV-DHP-17S-replRmAC-ER | MFm | Ex | rDXHP | CZ07 | 1020 | Area-ft2-BA | DEER:HVAC_Eff_HP | Annual | [5 empty] | 1 | 0.179 | 0.153 | -3.2e-05 | -3.2e-05
RE-HV-DHP-17S-replRmAC-ER | MFm | Ex | rDXHP | CZ08 | 1020 | Area-ft2-BA | DEER:HVAC_Eff_HP | Annual | [5 empty] | 1 | 0.299 | 0.253 | -5.7e-05 | -5.7e-05
RE-HV-DHP-17S-replRmAC-ER | MFm | Ex | rDXHP | CZ09 | 1020 | Area-ft2-BA | DEER:HVAC_Eff_HP | Annual | [5 empty] | 1 | 0.391 | 0.328 | -8.7e-05 | -8.7e-05
RE-HV-DHP-17S-replRmAC-ER | MFm | Ex | rDXHP | CZ10 | 1020 | Area-ft2-BA | DEER:HVAC_Eff_HP | Annual | [5 empty] | 1 | 0.531 | 0.457 | -6.1e-05 | -6.1e-05
RE-HV-DHP-17S-replRmAC-ER | MFm | Ex | rDXHP | CZ11 | 1020 | Area-ft2-BA | DEER:HVAC_Eff_HP | Annual | [5 empty] | 1 | 0.808 | 0.713 | -7.7e-05 | -7.7e-05
RE-HV-DHP-17S-replRmAC-ER | MFm | Ex | rDXHP | CZ12 | 1020 | Area-ft2-BA | DEER:HVAC_Eff_HP | Annual | [5 empty] | 1 | 0.603 | 0.551 | -9.5e-05 | -9.5e-05
RE-HV-DHP-17S-replRmAC-ER | MFm | Ex | rDXHP | CZ13 | 1020 | Area-ft2-BA | DEER:HVAC_Eff_HP | Annual | [5 empty] | 1 | 1.02 | 0.895 | -6.8e-05 | -6.8e-05
RE-HV-DHP-17S-replRmAC-ER | MFm | Ex | rDXHP | CZ14 | 1020 | Area-ft2-BA | DEER:HVAC_Eff_HP | Annual | [5 empty] | 1 | 0.801 | 0.681 | -5.1e-05 | -5.1e-05
RE-HV-DHP-17S-replRmAC-ER | MFm | Ex | rDXHP | CZ15 | 1020 | Area-ft2-BA | DEER:HVAC_Eff_HP | Annual | [5 empty] | 1 | 0.967 | 0.744 | -2.9e-05 | -2.9e-05
RE-HV-DHP-17S-replRmAC-ER | MFm | Ex | rDXHP | CZ16 | 1020 | Area-ft2-BA | DEER:HVAC_Eff_HP | Annual | [5 empty] | 1 | 1.39 | 1.31 | -7.4e-05 | -7.4e-05
RE-HV-DHP-17S-replRmAC-ER | DMo | Ex | rDXHP | CZ01 | 1240 | Area-ft2-BA | DEER:HVAC_Eff_HP | Annual | [5 empty] | 1 | 0.567 | 0.558 | -0.00107 | -0.00107
RE-HV-DHP-17S-replRmAC-ER | DMo | Ex | rDXHP | CZ02 | 1240 | Area-ft2-BA | DEER:HVAC_Eff_HP | Annual | [5 empty] | 1 | 0.992 | 0.957 | -0.00105 | -0.00105
RE-HV-DHP-17S-replRmAC-ER | DMo | Ex | rDXHP | CZ03 | 1240 | Area-ft2-BA | DEER:HVAC_Eff_HP | Annual | [5 empty] | 1 | 0.667 | 0.608 | -0.00072 | -0.00072
RE-HV-DHP-17S-replRmAC-ER | DMo | Ex | rDXHP | CZ04 | 1240 | Area-ft2-BA | DEER:HVAC_Eff_HP | Annual | [5 empty] | 1 | 0.67 | 0.618 | -0.000489 | -0.000489
RE-HV-DHP-17S-replRmAC-ER | DMo | Ex | rDXHP | CZ05 | 1240 | Area-ft2-BA | DEER:HVAC_Eff_HP | Annual | [5 empty] | 1 | 0.786 | 0.731 | -0.000747 | -0.000747
RE-HV-DHP-17S-replRmAC-ER | DMo | Ex | rDXHP | CZ06 | 1240 | Area-ft2-BA | DEER:HVAC_Eff_HP | Annual | [5 empty] | 1 | 0.525 | 0.442 | 8.1e-05 | 8.1e-05
RE-HV-DHP-17S-replRmAC-ER | DMo | Ex | rDXHP | CZ07 | 1240 | Area-ft2-BA | DEER:HVAC_Eff_HP | Annual | [5 empty] | 1 | 0.457 | 0.386 | -2.5e-05 | -2.5e-05
RE-HV-DHP-17S-replRmAC-ER | DMo | Ex | rDXHP | CZ08 | 1240 | Area-ft2-BA | DEER:HVAC_Eff_HP | Annual | [5 empty] | 1 | 0.548 | 0.455 | -7e-06 | -7e-06
RE-HV-DHP-17S-replRmAC-ER | DMo | Ex | rDXHP | CZ09 | 1240 | Area-ft2-BA | DEER:HVAC_Eff_HP | Annual | [5 empty] | 1 | 0.744 | 0.609 | 0.000392 | 0.000392
RE-HV-DHP-17S-replRmAC-ER | DMo | Ex | rDXHP | CZ10 | 1240 | Area-ft2-BA | DEER:HVAC_Eff_HP | Annual | [5 empty] | 1 | 1.11 | 0.987 | -0.000161 | -0.000161
RE-HV-DHP-17S-replRmAC-ER | DMo | Ex | rDXHP | CZ11 | 1240 | Area-ft2-BA | DEER:HVAC_Eff_HP | Annual | [5 empty] | 1 | 1.84 | 1.67 | -0.000263 | -0.000263
RE-HV-DHP-17S-replRmAC-ER | DMo | Ex | rDXHP | CZ12 | 1240 | Area-ft2-BA | DEER:HVAC_Eff_HP | Annual | [5 empty] | 1 | 1.62 | 1.49 | -0.00046 | -0.00046
RE-HV-DHP-17S-replRmAC-ER | DMo | Ex | rDXHP | CZ13 | 1240 | Area-ft2-BA | DEER:HVAC_Eff_HP | Annual | [5 empty] | 1 | 1.63 | 1.43 | 0.00042 | 0.00042
RE-HV-DHP-17S-replRmAC-ER | DMo | Ex | rDXHP | CZ14 | 1240 | Area-ft2-BA | DEER:HVAC_Eff_HP | Annual | [5 empty] | 1 | 1.91 | 1.7 | -7e-06 | -7e-06
RE-HV-DHP-17S-replRmAC-ER | DMo | Ex | rDXHP | CZ15 | 1240 | Area-ft2-BA | DEER:HVAC_Eff_HP | Annual | [5 empty] | 1 | 1.67 | 1.31 | 0.00155 | 0.00155
RE-HV-DHP-17S-replRmAC-ER | DMo | Ex | rDXHP | CZ16 | 1240 | Area-ft2-BA | DEER:HVAC_Eff_HP | Annual | [5 empty] | 1 | 2.12 | 1.98 | -0.000533 | -0.000533
RE-HV-DHP-18S | Res | Ex | rDXHP | CZ01 | 1920 | Area-ft2-BA | DEER:HVAC_Eff_HP | Annual | [5 empty] | 1 | 0.116 | 0.0454 | 0 | 0
RE-HV-DHP-18S | Res | Ex | rDXHP | CZ02 | 1940 | Area-ft2-BA | DEER:HVAC_Eff_HP | Annual | [5 empty] | 1 | 0.258 | 0.105 | 0 | 0
RE-HV-DHP-18S | Res | Ex | rDXHP | CZ03 | 1720 | Area-ft2-BA | DEER:HVAC_Eff_HP | Annual | [5 empty] | 1 | 0.2 | 0.0862 | 0 | 0
RE-HV-DHP-18S | Res | Ex | rDXHP | CZ04 | 1800 | Area-ft2-BA | DEER:HVAC_Eff_HP | Annual | [5 empty] | 1 | 0.216 | 0.0926 | 0 | 0
RE-HV-DHP-18S | Res | Ex | rDXHP | CZ05 | 1880 | Area-ft2-BA | DEER:HVAC_Eff_HP | Annual | [5 empty] | 1 | 0.223 | 0.0953 | 0 | 0
RE-HV-DHP-18S | Res | Ex | rDXHP | CZ06 | 1790 | Area-ft2-BA | DEER:HVAC_Eff_HP | Annual | [5 empty] | 1 | 0.15 | 0.0681 | 0 | 0
RE-HV-DHP-18S | Res | Ex | rDXHP | CZ07 | 1750 | Area-ft2-BA | DEER:HVAC_Eff_HP | Annual | [5 empty] | 1 | 0.128 | 0.0584 | 0 | 0
RE-HV-DHP-18S | Res | Ex | rDXHP | CZ08 | 1800 | Area-ft2-BA | DEER:HVAC_Eff_HP | Annual | [5 empty] | 1 | 0.165 | 0.0798 | 0 | 0
RE-HV-DHP-18S | Res | Ex | rDXHP | CZ09 | 1570 | Area-ft2-BA | DEER:HVAC_Eff_HP | Annual | [5 empty] | 1 | 0.228 | 0.111 | 0 | 0
RE-HV-DHP-18S | Res | Ex | rDXHP | CZ10 | 1850 | Area-ft2-BA | DEER:HVAC_Eff_HP | Annual | [5 empty] | 1 | 0.243 | 0.117 | 0 | 0
RE-HV-DHP-18S | Res | Ex | rDXHP | CZ11 | 1660 | Area-ft2-BA | DEER:HVAC_Eff_HP | Annual | [5 empty] | 1 | 0.378 | 0.18 | 0 | 0
RE-HV-DHP-18S | Res | Ex | rDXHP | CZ12 | 1650 | Area-ft2-BA | DEER:HVAC_Eff_HP | Annual | [5 empty] | 1 | 0.289 | 0.13 | 0 | 0
RE-HV-DHP-18S | Res | Ex | rDXHP | CZ13 | 1610 | Area-ft2-BA | DEER:HVAC_Eff_HP | Annual | [5 empty] | 1 | 0.41 | 0.202 | 0 | 0
RE-HV-DHP-18S | Res | Ex | rDXHP | CZ14 | 1550 | Area-ft2-BA | DEER:HVAC_Eff_HP | Annual | [5 empty] | 1 | 0.431 | 0.207 | 0 | 0
RE-HV-DHP-18S | Res | Ex | rDXHP | CZ15 | 1440 | Area-ft2-BA | DEER:HVAC_Eff_HP | Annual | [5 empty] | 1 | 0.511 | 0.276 | 0 | 0
RE-HV-DHP-18S | Res | Ex | rDXHP | CZ16 | 1760 | Area-ft2-BA | DEER:HVAC_Eff_HP | Annual | [5 empty] | 1 | 0.27 | 0.13 | 0 | 0
RE-HV-DHP-18S | Res | New | rDXHP | CZ01 | 1610 | Area-ft2-BA | DEER:HVAC_Eff_HP | Annual | [5 empty] | 1 |  | 0.0195 |  | 0
RE-HV-DHP-18S | Res | New | rDXHP | CZ02 | 1420 | Area-ft2-BA | DEER:HVAC_Eff_HP | Annual | [5 empty] | 1 |  | 0.0261 |  | 0
RE-HV-DHP-18S | Res | New | rDXHP | CZ03 | 1390 | Area-ft2-BA | DEER:HVAC_Eff_HP | Annual | [5 empty] | 1 |  | 0.0379 |  | 0
RE-HV-DHP-18S | Res | New | rDXHP | CZ04 | 1590 | Area-ft2-BA | DEER:HVAC_Eff_HP | Annual | [5 empty] | 1 |  | 0.036 |  | 0
RE-HV-DHP-18S | Res | New | rDXHP | CZ05 | 2090 | Area-ft2-BA | DEER:HVAC_Eff_HP | Annual | [5 empty] | 1 |  | 0.038 |  | 0
RE-HV-DHP-18S | Res | New | rDXHP | CZ06 | 1710 | Area-ft2-BA | DEER:HVAC_Eff_HP | Annual | [5 empty] | 1 |  | 0.0331 |  | 0
RE-HV-DHP-18S | Res | New | rDXHP | CZ07 | 1620 | Area-ft2-BA | DEER:HVAC_Eff_HP | Annual | [5 empty] | 1 |  | 0.0286 |  | 0
RE-HV-DHP-18S | Res | New | rDXHP | CZ08 | 1390 | Area-ft2-BA | DEER:HVAC_Eff_HP | Annual | [5 empty] | 1 |  | 0.0341 |  | 0
RE-HV-DHP-18S | Res | New | rDXHP | CZ09 | 1350 | Area-ft2-BA | DEER:HVAC_Eff_HP | Annual | [5 empty] | 1 |  | 0.0587 |  | 0
RE-HV-DHP-18S | Res | New | rDXHP | CZ10 | 1910 | Area-ft2-BA | DEER:HVAC_Eff_HP | Annual | [5 empty] | 1 |  | 0.0487 |  | 0
RE-HV-DHP-18S | Res | New | rDXHP | CZ11 | 1700 | Area-ft2-BA | DEER:HVAC_Eff_HP | Annual | [5 empty] | 1 |  | 0.116 |  | 0
RE-HV-DHP-18S | Res | New | rDXHP | CZ12 | 1580 | Area-ft2-BA | DEER:HVAC_Eff_HP | Annual | [5 empty] | 1 |  | 0.0753 |  | 0
RE-HV-DHP-18S | Res | New | rDXHP | CZ13 | 1660 | Area-ft2-BA | DEER:HVAC_Eff_HP | Annual | [5 empty] | 1 |  | 0.119 |  | 0
RE-HV-DHP-18S | Res | New | rDXHP | CZ14 | 1550 | Area-ft2-BA | DEER:HVAC_Eff_HP | Annual | [5 empty] | 1 |  | 0.133 |  | 0
RE-HV-DHP-18S | Res | New | rDXHP | CZ15 | 1370 | Area-ft2-BA | DEER:HVAC_Eff_HP | Annual | [5 empty] | 1 |  | 0.256 |  | 0
RE-HV-DHP-18S | Res | New | rDXHP | CZ16 | 1710 | Area-ft2-BA | DEER:HVAC_Eff_HP | Annual | [5 empty] | 1 |  | 0.118 |  | 0
RE-HV-DHP-18S | SFm | Ex | rDXHP | CZ01 | 2160 | Area-ft2-BA | DEER:HVAC_Eff_HP | Annual | [5 empty] | 1 | 0.133 | 0.0518 | 0 | 0
RE-HV-DHP-18S | SFm | Ex | rDXHP | CZ01 | 2300 | Area-ft2-BA | DEER:HVAC_Eff_HP | Annual | 1 | 0.01819 | 0.013812 | 0 | 0
RE-HV-DHP-18S | SFm | Ex | rDXHP | CZ02 | 2160 | Area-ft2-BA | DEER:HVAC_Eff_HP | Annual | [5 empty] | 1 | 0.29 | 0.117 | 0 | 0
RE-HV-DHP-18S | SFm | Ex | rDXHP | CZ02 | 1950 | Area-ft2-BA | DEER:HVAC_Eff_HP | Annual | 1 | 0.067518 | 0.049907 | 0 | 0
RE-HV-DHP-18S | SFm | Ex | rDXHP | CZ03 | 2160 | Area-ft2-BA | DEER:HVAC_Eff_HP | Annual | [5 empty] | 1 | 0.23 | 0.0971 | 0 | 0
RE-HV-DHP-18S | SFm | Ex | rDXHP | CZ03 | 2300 | Area-ft2-BA | DEER:HVAC_Eff_HP | Annual | 1 | 0.029408 | 0.021789 | 0 | 0
RE-HV-DHP-18S | SFm | Ex | rDXHP | CZ04 | 2160 | Area-ft2-BA | DEER:HVAC_Eff_HP | Annual | [5 empty] | 1 | 0.243 | 0.103 | 0 | 0
RE-HV-DHP-18S | SFm | Ex | rDXHP | CZ04 | 2300 | Area-ft2-BA | DEER:HVAC_Eff_HP | Annual | 1 | 0.12358 | 0.090197 | 0 | 0
RE-HV-DHP-18S | SFm | Ex | rDXHP | CZ05 | 2160 | Area-ft2-BA | DEER:HVAC_Eff_HP | Annual | [5 empty] | 1 | 0.244 | 0.103 | 0 | 0
RE-HV-DHP-18S | SFm | Ex | rDXHP | CZ05 | 2300 | Area-ft2-BA | DEER:HVAC_Eff_HP | Annual | 1 | 0.022361 | 0.016702 | 0 | 0
RE-HV-DHP-18S | SFm | Ex | rDXHP | CZ06 | 2250 | Area-ft2-BA | DEER:HVAC_Eff_HP | Annual | [5 empty] | 1 | 0.17 | 0.0757 | 0 | 0
RE-HV-DHP-18S | SFm | Ex | rDXHP | CZ06 | 2390 | Area-ft2-BA | DEER:HVAC_Eff_HP | Annual | 1 | 0.11157 | 0.081218 | 0 | 0
RE-HV-DHP-18S | SFm | Ex | rDXHP | CZ07 | 2250 | Area-ft2-BA | DEER:HVAC_Eff_HP | Annual | [5 empty] | 1 | 0.152 | 0.0671 | 0 | 0
RE-HV-DHP-18S | SFm | Ex | rDXHP | CZ07 | 2390 | Area-ft2-BA | DEER:HVAC_Eff_HP | Annual | 1 | 0.12734 | 0.092689 | 0 | 0
RE-HV-DHP-18S | SFm | Ex | rDXHP | CZ08 | 2250 | Area-ft2-BA | DEER:HVAC_Eff_HP | Annual | [5 empty] | 1 | 0.174 | 0.082 | 0 | 0
RE-HV-DHP-18S | SFm | Ex | rDXHP | CZ08 | 2390 | Area-ft2-BA | DEER:HVAC_Eff_HP | Annual | 1 | 0.26394 | 0.19191 | 0 | 0
RE-HV-DHP-18S | SFm | Ex | rDXHP | CZ09 | 1930 | Area-ft2-BA | DEER:HVAC_Eff_HP | Annual | [5 empty] | 1 | 0.245 | 0.117 | 0 | 0
RE-HV-DHP-18S | SFm | Ex | rDXHP | CZ09 | 2420 | Area-ft2-BA | DEER:HVAC_Eff_HP | Annual | 1 | 0.18803 | 0.13688 | 0 | 0
RE-HV-DHP-18S | SFm | Ex | rDXHP | CZ10 | 2070 | Area-ft2-BA | DEER:HVAC_Eff_HP | Annual | [5 empty] | 1 | 0.241 | 0.115 | 0 | 0
RE-HV-DHP-18S | SFm | Ex | rDXHP | CZ10 | 1950 | Area-ft2-BA | DEER:HVAC_Eff_HP | Annual | 1 | 0.23202 | 0.16912 | 0 | 0
RE-HV-DHP-18S | SFm | Ex | rDXHP | CZ11 | 1790 | Area-ft2-BA | DEER:HVAC_Eff_HP | Annual | [5 empty] | 1 | 0.374 | 0.176 | 0 | 0
RE-HV-DHP-18S | SFm | Ex | rDXHP | CZ11 | 1950 | Area-ft2-BA | DEER:HVAC_Eff_HP | Annual | 1 | 0.21419 | 0.15614 | 0 | 0
RE-HV-DHP-18S | SFm | Ex | rDXHP | CZ12 | 1790 | Area-ft2-BA | DEER:HVAC_Eff_HP | Annual | [5 empty] | 1 | 0.305 | 0.136 | 0 | 0
RE-HV-DHP-18S | SFm | Ex | rDXHP | CZ12 | 1950 | Area-ft2-BA | DEER:HVAC_Eff_HP | Annual | 1 | 0.13588 | 0.099263 | 0 | 0
RE-HV-DHP-18S | SFm | Ex | rDXHP | CZ13 | 1790 | Area-ft2-BA | DEER:HVAC_Eff_HP | Annual | [5 empty] | 1 | 0.397 | 0.194 | 0 | 0
RE-HV-DHP-18S | SFm | Ex | rDXHP | CZ13 | 1950 | Area-ft2-BA | DEER:HVAC_Eff_HP | Annual | 1 | 0.27563 | 0.20075 | 0 | 0
RE-HV-DHP-18S | SFm | Ex | rDXHP | CZ14 | 2160 | Area-ft2-BA | DEER:HVAC_Eff_HP | Annual | 1 | 0.36508 | 0.26586 | 0 | 0
RE-HV-DHP-18S | SFm | Ex | rDXHP | CZ14 | 1630 | Area-ft2-BA | DEER:HVAC_Eff_HP | Annual | [5 empty] | 1 | 0.412 | 0.197 | 0 | 0
RE-HV-DHP-18S | SFm | Ex | rDXHP | CZ15 | 2160 | Area-ft2-BA | DEER:HVAC_Eff_HP | Annual | 1 | 0.45093 | 0.32794 | 0 | 0
RE-HV-DHP-18S | SFm | Ex | rDXHP | CZ15 | 1630 | Area-ft2-BA | DEER:HVAC_Eff_HP | Annual | [5 empty] | 1 | 0.461 | 0.249 | 0 | 0
RE-HV-DHP-18S | SFm | Ex | rDXHP | CZ16 | 1900 | Area-ft2-BA | DEER:HVAC_Eff_HP | Annual | [5 empty] | 1 | 0.254 | 0.122 | 0 | 0
RE-HV-DHP-18S | SFm | Ex | rDXHP | CZ16 | 2300 | Area-ft2-BA | DEER:HVAC_Eff_HP | Annual | 1 | 0.053019 | 0.039182 | 0 | 0
RE-HV-DHP-18S | SFm | New | rDXHP | CZ01 | 2160 | Area-ft2-BA | DEER:HVAC_Eff_HP | Annual | [5 empty] | 1 |  | 0.0287 |  | 0
RE-HV-DHP-18S | SFm | New | rDXHP | CZ01 | 2300 | Area-ft2-BA | DEER:HVAC_Eff_HP | Annual | 1 | 0.012163 | 0.0092291 | 0 | 0
RE-HV-DHP-18S | SFm | New | rDXHP | CZ02 | 2160 | Area-ft2-BA | DEER:HVAC_Eff_HP | Annual | [5 empty] | 1 |  | 0.0328 |  | 0
RE-HV-DHP-18S | SFm | New | rDXHP | CZ02 | 1950 | Area-ft2-BA | DEER:HVAC_Eff_HP | Annual | 1 | 0.055755 | 0.041053 | 0 | 0
RE-HV-DHP-18S | SFm | New | rDXHP | CZ03 | 2160 | Area-ft2-BA | DEER:HVAC_Eff_HP | Annual | [5 empty] | 1 |  | 0.0365 |  | 0
RE-HV-DHP-18S | SFm | New | rDXHP | CZ03 | 2300 | Area-ft2-BA | DEER:HVAC_Eff_HP | Annual | 1 | 0.028298 | 0.020772 | 0 | 0
RE-HV-DHP-18S | SFm | New | rDXHP | CZ04 | 2160 | Area-ft2-BA | DEER:HVAC_Eff_HP | Annual | [5 empty] | 1 |  | 0.0424 |  | 0
RE-HV-DHP-18S | SFm | New | rDXHP | CZ04 | 2300 | Area-ft2-BA | DEER:HVAC_Eff_HP | Annual | 1 | 0.097353 | 0.070967 | 0 | 0
RE-HV-DHP-18S | SFm | New | rDXHP | CZ05 | 2160 | Area-ft2-BA | DEER:HVAC_Eff_HP | Annual | [5 empty] | 1 |  | 0.0365 |  | 0
RE-HV-DHP-18S | SFm | New | rDXHP | CZ05 | 2300 | Area-ft2-BA | DEER:HVAC_Eff_HP | Annual | 1 | 0.017888 | 0.013202 | 0 | 0
RE-HV-DHP-18S | SFm | New | rDXHP | CZ06 | 2250 | Area-ft2-BA | DEER:HVAC_Eff_HP | Annual | [5 empty] | 1 |  | 0.0385 |  | 0
RE-HV-DHP-18S | SFm | New | rDXHP | CZ06 | 2390 | Area-ft2-BA | DEER:HVAC_Eff_HP | Annual | 1 | 0.072472 | 0.052864 | 0 | 0
RE-HV-DHP-18S | SFm | New | rDXHP | CZ07 | 2250 | Area-ft2-BA | DEER:HVAC_Eff_HP | Annual | [5 empty] | 1 |  | 0.0361 |  | 0
RE-HV-DHP-18S | SFm | New | rDXHP | CZ07 | 2390 | Area-ft2-BA | DEER:HVAC_Eff_HP | Annual | 1 | 0.12391 | 0.090116 | 0 | 0
RE-HV-DHP-18S | SFm | New | rDXHP | CZ08 | 2250 | Area-ft2-BA | DEER:HVAC_Eff_HP | Annual | [5 empty] | 1 |  | 0.0355 |  | 0
RE-HV-DHP-18S | SFm | New | rDXHP | CZ08 | 2390 | Area-ft2-BA | DEER:HVAC_Eff_HP | Annual | 1 | 0.16158 | 0.1175 | 0 | 0
RE-HV-DHP-18S | SFm | New | rDXHP | CZ09 | 1930 | Area-ft2-BA | DEER:HVAC_Eff_HP | Annual | [5 empty] | 1 |  | 0.063 |  | 0
RE-HV-DHP-18S | SFm | New | rDXHP | CZ09 | 2420 | Area-ft2-BA | DEER:HVAC_Eff_HP | Annual | 1 | 0.10095 | 0.073559 | 0 | 0
RE-HV-DHP-18S | SFm | New | rDXHP | CZ10 | 2070 | Area-ft2-BA | DEER:HVAC_Eff_HP | Annual | [5 empty] | 1 |  | 0.0427 |  | 0
RE-HV-DHP-18S | SFm | New | rDXHP | CZ10 | 1950 | Area-ft2-BA | DEER:HVAC_Eff_HP | Annual | 1 | 0.16732 | 0.12197 | 0 | 0
RE-HV-DHP-18S | SFm | New | rDXHP | CZ11 | 1790 | Area-ft2-BA | DEER:HVAC_Eff_HP | Annual | [5 empty] | 1 |  | 0.109 |  | 0
RE-HV-DHP-18S | SFm | New | rDXHP | CZ11 | 1950 | Area-ft2-BA | DEER:HVAC_Eff_HP | Annual | 1 | 0.15476 | 0.11282 | 0 | 0
RE-HV-DHP-18S | SFm | New | rDXHP | CZ12 | 1790 | Area-ft2-BA | DEER:HVAC_Eff_HP | Annual | [5 empty] | 1 |  | 0.0836 |  | 0
RE-HV-DHP-18S | SFm | New | rDXHP | CZ12 | 1950 | Area-ft2-BA | DEER:HVAC_Eff_HP | Annual | 1 | 0.076877 | 0.057453 | 0 | 0
RE-HV-DHP-18S | SFm | New | rDXHP | CZ13 | 1790 | Area-ft2-BA | DEER:HVAC_Eff_HP | Annual | [5 empty] | 1 |  | 0.116 |  | 0
RE-HV-DHP-18S | SFm | New | rDXHP | CZ13 | 1950 | Area-ft2-BA | DEER:HVAC_Eff_HP | Annual | 1 | 0.21966 | 0.15998 | 0 | 0
RE-HV-DHP-18S | SFm | New | rDXHP | CZ14 | 2160 | Area-ft2-BA | DEER:HVAC_Eff_HP | Annual | 1 | 0.30331 | 0.22084 | 0 | 0
RE-HV-DHP-18S | SFm | New | rDXHP | CZ14 | 1630 | Area-ft2-BA | DEER:HVAC_Eff_HP | Annual | [5 empty] | 1 |  | 0.112 |  | 0
RE-HV-DHP-18S | SFm | New | rDXHP | CZ15 | 2160 | Area-ft2-BA | DEER:HVAC_Eff_HP | Annual | 1 | 0.47641 | 0.34644 | 0 | 0
RE-HV-DHP-18S | SFm | New | rDXHP | CZ15 | 1630 | Area-ft2-BA | DEER:HVAC_Eff_HP | Annual | [5 empty] | 1 |  | 0.155 |  | 0
RE-HV-DHP-18S | SFm | New | rDXHP | CZ16 | 1900 | Area-ft2-BA | DEER:HVAC_Eff_HP | Annual | [5 empty] | 1 |  | 0.109 |  | 0
RE-HV-DHP-18S | SFm | New | rDXHP | CZ16 | 2300 | Area-ft2-BA | DEER:HVAC_Eff_HP | Annual | 1 | 0.051616 | 0.037889 | 0 | 0
RE-HV-DHP-18S | MFm | Ex | rDXHP | CZ01 | 1020 | Area-ft2-BA | DEER:HVAC_Eff_HP | Annual | [5 empty] | 1 | 0.0488 | 0.0205 | -1e-06 | -1e-06
RE-HV-DHP-18S | MFm | Ex | rDXHP | CZ01 | 999 | Area-ft2-BA | DEER:HVAC_Eff_HP | Annual | 1 | 0.019811 | 0.015027 | 0 | 0
RE-HV-DHP-18S | MFm | Ex | rDXHP | CZ02 | 1020 | Area-ft2-BA | DEER:HVAC_Eff_HP | Annual | [5 empty] | 1 | 0.124 | 0.0536 | 0 | 0
RE-HV-DHP-18S | MFm | Ex | rDXHP | CZ02 | 1070 | Area-ft2-BA | DEER:HVAC_Eff_HP | Annual | 1 | 0.057167 | 0.041907 | 0 | 0
RE-HV-DHP-18S | MFm | Ex | rDXHP | CZ03 | 1020 | Area-ft2-BA | DEER:HVAC_Eff_HP | Annual | [5 empty] | 1 | 0.15 | 0.0677 | 0 | 0
RE-HV-DHP-18S | MFm | Ex | rDXHP | CZ03 | 999 | Area-ft2-BA | DEER:HVAC_Eff_HP | Annual | 1 | 0.024843 | 0.018457 | 0 | 0
RE-HV-DHP-18S | MFm | Ex | rDXHP | CZ04 | 1020 | Area-ft2-BA | DEER:HVAC_Eff_HP | Annual | [5 empty] | 1 | 0.157 | 0.0695 | 0 | 0
RE-HV-DHP-18S | MFm | Ex | rDXHP | CZ04 | 999 | Area-ft2-BA | DEER:HVAC_Eff_HP | Annual | 1 | 0.12469 | 0.090768 | 0 | 0
RE-HV-DHP-18S | MFm | Ex | rDXHP | CZ05 | 1020 | Area-ft2-BA | DEER:HVAC_Eff_HP | Annual | [5 empty] | 1 | 0.158 | 0.0709 | 0 | 0
RE-HV-DHP-18S | MFm | Ex | rDXHP | CZ05 | 999 | Area-ft2-BA | DEER:HVAC_Eff_HP | Annual | 1 | 0.02487 | 0.01834 | 0 | 0
RE-HV-DHP-18S | MFm | Ex | rDXHP | CZ06 | 1020 | Area-ft2-BA | DEER:HVAC_Eff_HP | Annual | [5 empty] | 1 | 0.115 | 0.0551 | 1e-06 | 1e-06
RE-HV-DHP-18S | MFm | Ex | rDXHP | CZ06 | 1210 | Area-ft2-BA | DEER:HVAC_Eff_HP | Annual | 1 | 0.07483 | 0.054546 | 0 | 0
RE-HV-DHP-18S | MFm | Ex | rDXHP | CZ07 | 1020 | Area-ft2-BA | DEER:HVAC_Eff_HP | Annual | [5 empty] | 1 | 0.0918 | 0.0454 | 0 | 0
RE-HV-DHP-18S | MFm | Ex | rDXHP | CZ07 | 1210 | Area-ft2-BA | DEER:HVAC_Eff_HP | Annual | 1 | 0.11815 | 0.086047 | 0 | 0
RE-HV-DHP-18S | MFm | Ex | rDXHP | CZ08 | 1020 | Area-ft2-BA | DEER:HVAC_Eff_HP | Annual | [5 empty] | 1 | 0.148 | 0.0743 | 0 | 0
RE-HV-DHP-18S | MFm | Ex | rDXHP | CZ08 | 1210 | Area-ft2-BA | DEER:HVAC_Eff_HP | Annual | 1 | 0.21015 | 0.15285 | 0 | 0
RE-HV-DHP-18S | MFm | Ex | rDXHP | CZ09 | 1020 | Area-ft2-BA | DEER:HVAC_Eff_HP | Annual | [5 empty] | 1 | 0.197 | 0.0998 | 0 | 0
RE-HV-DHP-18S | MFm | Ex | rDXHP | CZ09 | 1130 | Area-ft2-BA | DEER:HVAC_Eff_HP | Annual | 1 | 0.17353 | 0.12633 | 0 | 0
RE-HV-DHP-18S | MFm | Ex | rDXHP | CZ10 | 1020 | Area-ft2-BA | DEER:HVAC_Eff_HP | Annual | [5 empty] | 1 | 0.219 | 0.112 | 0 | 0
RE-HV-DHP-18S | MFm | Ex | rDXHP | CZ10 | 1070 | Area-ft2-BA | DEER:HVAC_Eff_HP | Annual | 1 | 0.18134 | 0.13198 | 0 | 0
RE-HV-DHP-18S | MFm | Ex | rDXHP | CZ11 | 1020 | Area-ft2-BA | DEER:HVAC_Eff_HP | Annual | [5 empty] | 1 | 0.293 | 0.149 | 0 | 0
RE-HV-DHP-18S | MFm | Ex | rDXHP | CZ11 | 1070 | Area-ft2-BA | DEER:HVAC_Eff_HP | Annual | 1 | 0.29639 | 0.21582 | 0 | 0
RE-HV-DHP-18S | MFm | Ex | rDXHP | CZ12 | 1020 | Area-ft2-BA | DEER:HVAC_Eff_HP | Annual | [5 empty] | 1 | 0.193 | 0.0929 | 0 | 0
RE-HV-DHP-18S | MFm | Ex | rDXHP | CZ12 | 1070 | Area-ft2-BA | DEER:HVAC_Eff_HP | Annual | 1 | 0.17275 | 0.12591 | 0 | 0
RE-HV-DHP-18S | MFm | Ex | rDXHP | CZ13 | 1020 | Area-ft2-BA | DEER:HVAC_Eff_HP | Annual | [5 empty] | 1 | 0.408 | 0.204 | 0 | 0
RE-HV-DHP-18S | MFm | Ex | rDXHP | CZ13 | 1070 | Area-ft2-BA | DEER:HVAC_Eff_HP | Annual | 1 | 0.31874 | 0.23195 | 0 | 0
RE-HV-DHP-18S | MFm | Ex | rDXHP | CZ14 | 1020 | Area-ft2-BA | DEER:HVAC_Eff_HP | Annual | [5 empty] | 1 | 0.333 | 0.171 | 0 | 0
RE-HV-DHP-18S | MFm | Ex | rDXHP | CZ14 | 1090 | Area-ft2-BA | DEER:HVAC_Eff_HP | Annual | 1 | 0.36451 | 0.26546 | 0 | 0
RE-HV-DHP-18S | MFm | Ex | rDXHP | CZ15 | 1020 | Area-ft2-BA | DEER:HVAC_Eff_HP | Annual | [5 empty] | 1 | 0.517 | 0.281 | 0 | 0
RE-HV-DHP-18S | MFm | Ex | rDXHP | CZ15 | 1090 | Area-ft2-BA | DEER:HVAC_Eff_HP | Annual | 1 | 0.49677 | 0.36117 | 0 | 0
RE-HV-DHP-18S | MFm | Ex | rDXHP | CZ16 | 1020 | Area-ft2-BA | DEER:HVAC_Eff_HP | Annual | [5 empty] | 1 | 0.295 | 0.142 | 0 | 0
RE-HV-DHP-18S | MFm | Ex | rDXHP | CZ16 | 999 | Area-ft2-BA | DEER:HVAC_Eff_HP | Annual | 1 | 0.16681 | 0.11476 | 0 | 0
RE-HV-DHP-18S | MFm | New | rDXHP | CZ01 | 999 | Area-ft2-BA | DEER:HVAC_Eff_HP | Annual | 1 | 0.016309 | 0.013366 | 0 | 0
RE-HV-DHP-18S | MFm | New | rDXHP | CZ01 | 853 | Area-ft2-BA | DEER:HVAC_Eff_HP | Annual | [5 empty] | 1 |  | 0.00686 |  | 0
RE-HV-DHP-18S | MFm | New | rDXHP | CZ02 | 1020 | Area-ft2-BA | DEER:HVAC_Eff_HP | Annual | [5 empty] | 1 |  | 0.0193 |  | 0
RE-HV-DHP-18S | MFm | New | rDXHP | CZ02 | 1070 | Area-ft2-BA | DEER:HVAC_Eff_HP | Annual | 1 | 0.055884 | 0.040875 | 0 | 0
RE-HV-DHP-18S | MFm | New | rDXHP | CZ03 | 1020 | Area-ft2-BA | DEER:HVAC_Eff_HP | Annual | [5 empty] | 1 |  | 0.0373 |  | 0
RE-HV-DHP-18S | MFm | New | rDXHP | CZ03 | 999 | Area-ft2-BA | DEER:HVAC_Eff_HP | Annual | 1 | 0.023332 | 0.0172 | 0 | 0
RE-HV-DHP-18S | MFm | New | rDXHP | CZ04 | 1020 | Area-ft2-BA | DEER:HVAC_Eff_HP | Annual | [5 empty] | 1 |  | 0.0247 |  | 0
RE-HV-DHP-18S | MFm | New | rDXHP | CZ04 | 999 | Area-ft2-BA | DEER:HVAC_Eff_HP | Annual | 1 | 0.11907 | 0.086598 | 0 | 0
RE-HV-DHP-18S | MFm | New | rDXHP | CZ05 | 1020 | Area-ft2-BA | DEER:HVAC_Eff_HP | Annual | [5 empty] | 1 |  | 0.0363 |  | 0
RE-HV-DHP-18S | MFm | New | rDXHP | CZ05 | 999 | Area-ft2-BA | DEER:HVAC_Eff_HP | Annual | 1 | 0.029039 | 0.021228 | 0 | 0
RE-HV-DHP-18S | MFm | New | rDXHP | CZ06 | 1020 | Area-ft2-BA | DEER:HVAC_Eff_HP | Annual | [5 empty] | 1 |  | 0.023 |  | 0
RE-HV-DHP-18S | MFm | New | rDXHP | CZ06 | 1210 | Area-ft2-BA | DEER:HVAC_Eff_HP | Annual | 1 | 0.063686 | 0.046454 | 0 | 0
RE-HV-DHP-18S | MFm | New | rDXHP | CZ07 | 1020 | Area-ft2-BA | DEER:HVAC_Eff_HP | Annual | [5 empty] | 1 |  | 0.0207 |  | 0
RE-HV-DHP-18S | MFm | New | rDXHP | CZ07 | 1210 | Area-ft2-BA | DEER:HVAC_Eff_HP | Annual | 1 | 0.12327 | 0.089742 | 0 | 0
RE-HV-DHP-18S | MFm | New | rDXHP | CZ08 | 1020 | Area-ft2-BA | DEER:HVAC_Eff_HP | Annual | [5 empty] | 1 |  | 0.0296 |  | 0
RE-HV-DHP-18S | MFm | New | rDXHP | CZ08 | 1210 | Area-ft2-BA | DEER:HVAC_Eff_HP | Annual | 1 | 0.23181 | 0.16853 | 0 | 0
RE-HV-DHP-18S | MFm | New | rDXHP | CZ09 | 1020 | Area-ft2-BA | DEER:HVAC_Eff_HP | Annual | [5 empty] | 1 |  | 0.0415 |  | 0
RE-HV-DHP-18S | MFm | New | rDXHP | CZ09 | 1130 | Area-ft2-BA | DEER:HVAC_Eff_HP | Annual | 1 | 0.19402 | 0.14116 | 0 | 0
RE-HV-DHP-18S | MFm | New | rDXHP | CZ10 | 1020 | Area-ft2-BA | DEER:HVAC_Eff_HP | Annual | [5 empty] | 1 |  | 0.0508 |  | 0
RE-HV-DHP-18S | MFm | New | rDXHP | CZ10 | 1070 | Area-ft2-BA | DEER:HVAC_Eff_HP | Annual | 1 | 0.20249 | 0.14726 | 0 | 0
RE-HV-DHP-18S | MFm | New | rDXHP | CZ11 | 1020 | Area-ft2-BA | DEER:HVAC_Eff_HP | Annual | [5 empty] | 1 |  | 0.0731 |  | 0
RE-HV-DHP-18S | MFm | New | rDXHP | CZ11 | 1070 | Area-ft2-BA | DEER:HVAC_Eff_HP | Annual | 1 | 0.29304 | 0.21331 | 0 | 0
RE-HV-DHP-18S | MFm | New | rDXHP | CZ12 | 1020 | Area-ft2-BA | DEER:HVAC_Eff_HP | Annual | [5 empty] | 1 |  | 0.0415 |  | 0
RE-HV-DHP-18S | MFm | New | rDXHP | CZ12 | 1070 | Area-ft2-BA | DEER:HVAC_Eff_HP | Annual | 1 | 0.16457 | 0.11983 | 0 | 0
RE-HV-DHP-18S | MFm | New | rDXHP | CZ13 | 1020 | Area-ft2-BA | DEER:HVAC_Eff_HP | Annual | [5 empty] | 1 |  | 0.0928 |  | 0
RE-HV-DHP-18S | MFm | New | rDXHP | CZ13 | 1070 | Area-ft2-BA | DEER:HVAC_Eff_HP | Annual | 1 | 0.31685 | 0.23047 | 0 | 0
RE-HV-DHP-18S | MFm | New | rDXHP | CZ14 | 1020 | Area-ft2-BA | DEER:HVAC_Eff_HP | Annual | [5 empty] | 1 |  | 0.0807 |  | 0
RE-HV-DHP-18S | MFm | New | rDXHP | CZ14 | 1090 | Area-ft2-BA | DEER:HVAC_Eff_HP | Annual | 1 | 0.34649 | 0.25231 | 0 | 0
RE-HV-DHP-18S | MFm | New | rDXHP | CZ15 | 1020 | Area-ft2-BA | DEER:HVAC_Eff_HP | Annual | [5 empty] | 1 |  | 0.15 |  | 0
RE-HV-DHP-18S | MFm | New | rDXHP | CZ15 | 1090 | Area-ft2-BA | DEER:HVAC_Eff_HP | Annual | 1 | 0.53103 | 0.38604 | 0 | 0
RE-HV-DHP-18S | MFm | New | rDXHP | CZ16 | 1020 | Area-ft2-BA | DEER:HVAC_Eff_HP | Annual | [5 empty] | 1 |  | 0.0762 |  | 0
RE-HV-DHP-18S | MFm | New | rDXHP | CZ16 | 999 | Area-ft2-BA | DEER:HVAC_Eff_HP | Annual | 1 | 0.16505 | 0.12078 | 0 | 0
RE-HV-DHP-18S | DMo | Ex | rDXHP | CZ01 | 1240 | Area-ft2-BA | DEER:HVAC_Eff_HP | Annual | 1 | 0.025047 | 0.019007 | 0 | 0 | 1 | 0.0897 | 0.0381 | 0 | 0
RE-HV-DHP-18S | DMo | Ex | rDXHP | CZ02 | 1240 | Area-ft2-BA | DEER:HVAC_Eff_HP | Annual | 1 | 0.13846 | 0.10133 | 0 | 0 | 1 | 0.223 | 0.0989 | 0 | 0
RE-HV-DHP-18S | DMo | Ex | rDXHP | CZ03 | 1240 | Area-ft2-BA | DEER:HVAC_Eff_HP | Annual | 1 | 0.055448 | 0.040805 | 0 | 0 | 1 | 0.23 | 0.113 | 0 | 0
RE-HV-DHP-18S | DMo | Ex | rDXHP | CZ04 | 1240 | Area-ft2-BA | DEER:HVAC_Eff_HP | Annual | 1 | 0.21495 | 0.15664 | 0 | 0 | 1 | 0.204 | 0.0983 | 0 | 0
RE-HV-DHP-18S | DMo | Ex | rDXHP | CZ05 | 1240 | Area-ft2-BA | DEER:HVAC_Eff_HP | Annual | 1 | 0.046909 | 0.034736 | 0 | 0 | 1 | 0.225 | 0.108 | 0 | 0
RE-HV-DHP-18S | DMo | Ex | rDXHP | CZ06 | 1240 | Area-ft2-BA | DEER:HVAC_Eff_HP | Annual | 1 | 0.21932 | 0.15968 | 0 | 0 | 1 | 0.236 | 0.124 | 0 | 0
RE-HV-DHP-18S | DMo | Ex | rDXHP | CZ07 | 1240 | Area-ft2-BA | DEER:HVAC_Eff_HP | Annual | 1 | 0.21803 | 0.15876 | 0 | 0 | 1 | 0.211 | 0.11 | 0 | 0
RE-HV-DHP-18S | DMo | Ex | rDXHP | CZ08 | 1240 | Area-ft2-BA | DEER:HVAC_Eff_HP | Annual | 1 | 0.4261 | 0.30992 | 0 | 0 | 1 | 0.246 | 0.131 | 0 | 0
RE-HV-DHP-18S | DMo | Ex | rDXHP | CZ09 | 1240 | Area-ft2-BA | DEER:HVAC_Eff_HP | Annual | 1 | 0.35553 | 0.25878 | 0 | 0 | 1 | 0.362 | 0.194 | 0 | 0
RE-HV-DHP-18S | DMo | Ex | rDXHP | CZ10 | 1240 | Area-ft2-BA | DEER:HVAC_Eff_HP | Annual | 1 | 0.4864 | 0.3539 | 0 | 0 | 1 | 0.409 | 0.202 | -1e-06 | -1e-06
RE-HV-DHP-18S | DMo | Ex | rDXHP | CZ11 | 1240 | Area-ft2-BA | DEER:HVAC_Eff_HP | Annual | 1 | 0.5243 | 0.38178 | 0 | 0 | 1 | 0.61 | 0.3 | 0 | 0
RE-HV-DHP-18S | DMo | Ex | rDXHP | CZ12 | 1240 | Area-ft2-BA | DEER:HVAC_Eff_HP | Annual | 1 | 0.3394 | 0.24721 | 0 | 0 | 1 | 0.499 | 0.238 | 0 | 0
RE-HV-DHP-18S | DMo | Ex | rDXHP | CZ13 | 1240 | Area-ft2-BA | DEER:HVAC_Eff_HP | Annual | 1 | 0.59053 | 0.42967 | 0 | 0 | 1 | 0.615 | 0.311 | 0 | 0
RE-HV-DHP-18S | DMo | Ex | rDXHP | CZ14 | 1240 | Area-ft2-BA | DEER:HVAC_Eff_HP | Annual | 1 | 0.5052 | 0.36768 | 0 | 0 | 1 | 0.74 | 0.361 | 0 | 0
RE-HV-DHP-18S | DMo | Ex | rDXHP | CZ15 | 1240 | Area-ft2-BA | DEER:HVAC_Eff_HP | Annual | 1 | 0.85608 | 0.62233 | 0 | 0 | 1 | 0.849 | 0.454 | 0 | 0
RE-HV-DHP-18S | DMo | Ex | rDXHP | CZ16 | 1240 | Area-ft2-BA | DEER:HVAC_Eff_HP | Annual | 1 | 0.16204 | 0.11884 | 0 | 0 | 1 | 0.454 | 0.228 | 0 | 0
RE-HV-DHP-18S | DMo | New | rDXHP | CZ01 | 1240 | Area-ft2-BA | DEER:HVAC_Eff_HP | Annual | 1 | 0.024966 | 0.018944 | 0 | 0 | 1 |  | 0.0177 |  | 0
RE-HV-DHP-18S | DMo | New | rDXHP | CZ02 | 1240 | Area-ft2-BA | DEER:HVAC_Eff_HP | Annual | 1 | 0.19635 | 0.14347 | 0 | 0 | 1 |  | 0.0544 |  | 0
RE-HV-DHP-18S | DMo | New | rDXHP | CZ03 | 1240 | Area-ft2-BA | DEER:HVAC_Eff_HP | Annual | 1 | 0.066672 | 0.048907 | 0 | 0 | 1 |  | 0.0684 |  | 0
RE-HV-DHP-18S | DMo | New | rDXHP | CZ04 | 1240 | Area-ft2-BA | DEER:HVAC_Eff_HP | Annual | 1 | 0.28814 | 0.20974 | 0 | 0 | 1 |  | 0.0613 |  | 0
RE-HV-DHP-18S | DMo | New | rDXHP | CZ05 | 1240 | Area-ft2-BA | DEER:HVAC_Eff_HP | Annual | 1 | 0.048259 | 0.03549 | 0 | 0 | 1 |  | 0.0586 |  | 0
RE-HV-DHP-18S | DMo | New | rDXHP | CZ06 | 1240 | Area-ft2-BA | DEER:HVAC_Eff_HP | Annual | 1 | 0.24439 | 0.17783 | 0 | 0 | 1 |  | 0.0922 |  | 0
RE-HV-DHP-18S | DMo | New | rDXHP | CZ07 | 1240 | Area-ft2-BA | DEER:HVAC_Eff_HP | Annual | 1 | 0.37871 | 0.27531 | 0 | 0 | 1 |  | 0.0838 |  | 0
RE-HV-DHP-18S | DMo | New | rDXHP | CZ08 | 1240 | Area-ft2-BA | DEER:HVAC_Eff_HP | Annual | 1 | 0.56032 | 0.4073 | 0 | 0 | 1 |  | 0.0937 |  | 0
RE-HV-DHP-18S | DMo | New | rDXHP | CZ09 | 1240 | Area-ft2-BA | DEER:HVAC_Eff_HP | Annual | 1 | 0.4512 | 0.3282 | 0 | 0 | 1 |  | 0.139 |  | 0
RE-HV-DHP-18S | DMo | New | rDXHP | CZ10 | 1240 | Area-ft2-BA | DEER:HVAC_Eff_HP | Annual | 1 | 0.60259 | 0.43833 | 0 | 0 | 1 |  | 0.129 |  | 0
RE-HV-DHP-18S | DMo | New | rDXHP | CZ11 | 1240 | Area-ft2-BA | DEER:HVAC_Eff_HP | Annual | 1 | 0.57157 | 0.41584 | 0 | 0 | 1 |  | 0.185 |  | 0
RE-HV-DHP-18S | DMo | New | rDXHP | CZ12 | 1240 | Area-ft2-BA | DEER:HVAC_Eff_HP | Annual | 1 | 0.36409 | 0.26521 | 0 | 0 | 1 |  | 0.148 |  | 0
RE-HV-DHP-18S | DMo | New | rDXHP | CZ13 | 1240 | Area-ft2-BA | DEER:HVAC_Eff_HP | Annual | 1 | 0.67285 | 0.48945 | 0 | 0 | 1 |  | 0.205 |  | 0
RE-HV-DHP-18S | DMo | New | rDXHP | CZ14 | 1240 | Area-ft2-BA | DEER:HVAC_Eff_HP | Annual | 1 | 0.6731 | 0.48968 | 0 | 0 | 1 |  | 0.226 |  | 0
RE-HV-DHP-18S | DMo | New | rDXHP | CZ15 | 1240 | Area-ft2-BA | DEER:HVAC_Eff_HP | Annual | 1 | 1.0323 | 0.75035 | 0 | 0 | 1 |  | 0.306 |  | 0
RE-HV-DHP-18S | DMo | New | rDXHP | CZ16 | 1240 | Area-ft2-BA | DEER:HVAC_Eff_HP | Annual | 1 | 0.12547 | 0.092169 | 0 | 0 | 1 |  | 0.142 |  | 0
RE-HV-DHP-18S-replRmAC-ER | Res | Ex | rDXHP | CZ01 | 1920 | Area-ft2-BA | DEER:HVAC_Eff_HP | Annual | [5 empty] | 1 | 0.439 | 0.434 | 2e-05 | 2e-05
RE-HV-DHP-18S-replRmAC-ER | Res | Ex | rDXHP | CZ02 | 1940 | Area-ft2-BA | DEER:HVAC_Eff_HP | Annual | [5 empty] | 1 | 0.978 | 0.959 | -3e-05 | -3e-05
RE-HV-DHP-18S-replRmAC-ER | Res | Ex | rDXHP | CZ03 | 1720 | Area-ft2-BA | DEER:HVAC_Eff_HP | Annual | [5 empty] | 1 | 0.627 | 0.595 | -4e-05 | -4e-05
RE-HV-DHP-18S-replRmAC-ER | Res | Ex | rDXHP | CZ04 | 1800 | Area-ft2-BA | DEER:HVAC_Eff_HP | Annual | [5 empty] | 1 | 0.627 | 0.596 | -2e-05 | -2e-05
RE-HV-DHP-18S-replRmAC-ER | Res | Ex | rDXHP | CZ05 | 1880 | Area-ft2-BA | DEER:HVAC_Eff_HP | Annual | [5 empty] | 1 | 0.809 | 0.775 | -1e-05 | -1e-05
RE-HV-DHP-18S-replRmAC-ER | Res | Ex | rDXHP | CZ06 | 1790 | Area-ft2-BA | DEER:HVAC_Eff_HP | Annual | [5 empty] | 1 | 0.416 | 0.376 | 0 | 0
RE-HV-DHP-18S-replRmAC-ER | Res | Ex | rDXHP | CZ07 | 1750 | Area-ft2-BA | DEER:HVAC_Eff_HP | Annual | [5 empty] | 1 | 0.332 | 0.3 | -1e-05 | -1e-05
RE-HV-DHP-18S-replRmAC-ER | Res | Ex | rDXHP | CZ08 | 1800 | Area-ft2-BA | DEER:HVAC_Eff_HP | Annual | [5 empty] | 1 | 0.456 | 0.405 | -2e-05 | -2e-05
RE-HV-DHP-18S-replRmAC-ER | Res | Ex | rDXHP | CZ09 | 1570 | Area-ft2-BA | DEER:HVAC_Eff_HP | Annual | [5 empty] | 1 | 0.583 | 0.514 | -3e-05 | -3e-05
RE-HV-DHP-18S-replRmAC-ER | Res | Ex | rDXHP | CZ10 | 1850 | Area-ft2-BA | DEER:HVAC_Eff_HP | Annual | [5 empty] | 1 | 0.583 | 0.516 | -2e-05 | -2e-05
RE-HV-DHP-18S-replRmAC-ER | Res | Ex | rDXHP | CZ11 | 1660 | Area-ft2-BA | DEER:HVAC_Eff_HP | Annual | [5 empty] | 1 | 0.946 | 0.857 | -3e-05 | -3e-05
RE-HV-DHP-18S-replRmAC-ER | Res | Ex | rDXHP | CZ12 | 1650 | Area-ft2-BA | DEER:HVAC_Eff_HP | Annual | [5 empty] | 1 | 0.762 | 0.71 | -2e-05 | -2e-05
RE-HV-DHP-18S-replRmAC-ER | Res | Ex | rDXHP | CZ13 | 1610 | Area-ft2-BA | DEER:HVAC_Eff_HP | Annual | [5 empty] | 1 | 0.98 | 0.866 | 1e-05 | 1e-05
RE-HV-DHP-18S-replRmAC-ER | Res | Ex | rDXHP | CZ14 | 1550 | Area-ft2-BA | DEER:HVAC_Eff_HP | Annual | [5 empty] | 1 | 1.11 | 0.993 | -1e-05 | -1e-05
RE-HV-DHP-18S-replRmAC-ER | Res | Ex | rDXHP | CZ15 | 1440 | Area-ft2-BA | DEER:HVAC_Eff_HP | Annual | [5 empty] | 1 | 1.01 | 0.795 | 0.00013 | 0.00013
RE-HV-DHP-18S-replRmAC-ER | Res | Ex | rDXHP | CZ16 | 1760 | Area-ft2-BA | DEER:HVAC_Eff_HP | Annual | [5 empty] | 1 | 1.09 | 1.02 | -3e-05 | -3e-05
RE-HV-DHP-18S-replRmAC-ER | SFm | Ex | rDXHP | CZ01 | 2160 | Area-ft2-BA | DEER:HVAC_Eff_HP | Annual | [5 empty] | 1 | 0.539 | 0.533 | -4e-06 | -4e-06
RE-HV-DHP-18S-replRmAC-ER | SFm | Ex | rDXHP | CZ02 | 2160 | Area-ft2-BA | DEER:HVAC_Eff_HP | Annual | [5 empty] | 1 | 1.09 | 1.07 | 0 | 0
RE-HV-DHP-18S-replRmAC-ER | SFm | Ex | rDXHP | CZ03 | 2160 | Area-ft2-BA | DEER:HVAC_Eff_HP | Annual | [5 empty] | 1 | 0.783 | 0.748 | 0 | 0
RE-HV-DHP-18S-replRmAC-ER | SFm | Ex | rDXHP | CZ04 | 2160 | Area-ft2-BA | DEER:HVAC_Eff_HP | Annual | [5 empty] | 1 | 0.716 | 0.682 | 2e-06 | 2e-06
RE-HV-DHP-18S-replRmAC-ER | SFm | Ex | rDXHP | CZ05 | 2160 | Area-ft2-BA | DEER:HVAC_Eff_HP | Annual | [5 empty] | 1 | 0.914 | 0.879 | 3e-06 | 3e-06
RE-HV-DHP-18S-replRmAC-ER | SFm | Ex | rDXHP | CZ06 | 2250 | Area-ft2-BA | DEER:HVAC_Eff_HP | Annual | [5 empty] | 1 | 0.524 | 0.478 | 7e-06 | 7e-06
RE-HV-DHP-18S-replRmAC-ER | SFm | Ex | rDXHP | CZ07 | 2250 | Area-ft2-BA | DEER:HVAC_Eff_HP | Annual | [5 empty] | 1 | 0.428 | 0.393 | 6e-06 | 6e-06
RE-HV-DHP-18S-replRmAC-ER | SFm | Ex | rDXHP | CZ08 | 2250 | Area-ft2-BA | DEER:HVAC_Eff_HP | Annual | [5 empty] | 1 | 0.533 | 0.48 | 7e-06 | 7e-06
RE-HV-DHP-18S-replRmAC-ER | SFm | Ex | rDXHP | CZ09 | 1930 | Area-ft2-BA | DEER:HVAC_Eff_HP | Annual | [5 empty] | 1 | 0.688 | 0.617 | 5e-06 | 5e-06
RE-HV-DHP-18S-replRmAC-ER | SFm | Ex | rDXHP | CZ10 | 2070 | Area-ft2-BA | DEER:HVAC_Eff_HP | Annual | [5 empty] | 1 | 0.564 | 0.501 | 0 | 0
RE-HV-DHP-18S-replRmAC-ER | SFm | Ex | rDXHP | CZ11 | 1790 | Area-ft2-BA | DEER:HVAC_Eff_HP | Annual | [5 empty] | 1 | 0.892 | 0.811 | -3e-06 | -3e-06
RE-HV-DHP-18S-replRmAC-ER | SFm | Ex | rDXHP | CZ12 | 1790 | Area-ft2-BA | DEER:HVAC_Eff_HP | Annual | [5 empty] | 1 | 0.775 | 0.724 | -3e-06 | -3e-06
RE-HV-DHP-18S-replRmAC-ER | SFm | Ex | rDXHP | CZ13 | 1790 | Area-ft2-BA | DEER:HVAC_Eff_HP | Annual | [5 empty] | 1 | 0.91 | 0.804 | -1e-06 | -1e-06
RE-HV-DHP-18S-replRmAC-ER | SFm | Ex | rDXHP | CZ14 | 1630 | Area-ft2-BA | DEER:HVAC_Eff_HP | Annual | [5 empty] | 1 | 1.05 | 0.947 | -2e-06 | -2e-06
RE-HV-DHP-18S-replRmAC-ER | SFm | Ex | rDXHP | CZ15 | 1630 | Area-ft2-BA | DEER:HVAC_Eff_HP | Annual | [5 empty] | 1 | 0.892 | 0.704 | -1e-06 | -1e-06
RE-HV-DHP-18S-replRmAC-ER | SFm | Ex | rDXHP | CZ16 | 1900 | Area-ft2-BA | DEER:HVAC_Eff_HP | Annual | [5 empty] | 1 | 0.97 | 0.906 | 9e-06 | 9e-06
RE-HV-DHP-18S-replRmAC-ER | MFm | Ex | rDXHP | CZ01 | 1020 | Area-ft2-BA | DEER:HVAC_Eff_HP | Annual | [5 empty] | 1 | 0.0353 | 0.0325 | 0.000201 | 0.000201
RE-HV-DHP-18S-replRmAC-ER | MFm | Ex | rDXHP | CZ02 | 1020 | Area-ft2-BA | DEER:HVAC_Eff_HP | Annual | [5 empty] | 1 | 0.488 | 0.473 | -9e-05 | -9e-05
RE-HV-DHP-18S-replRmAC-ER | MFm | Ex | rDXHP | CZ03 | 1020 | Area-ft2-BA | DEER:HVAC_Eff_HP | Annual | [5 empty] | 1 | 0.373 | 0.347 | -7.5e-05 | -7.5e-05
RE-HV-DHP-18S-replRmAC-ER | MFm | Ex | rDXHP | CZ04 | 1020 | Area-ft2-BA | DEER:HVAC_Eff_HP | Annual | [5 empty] | 1 | 0.429 | 0.404 | -6.6e-05 | -6.6e-05
RE-HV-DHP-18S-replRmAC-ER | MFm | Ex | rDXHP | CZ05 | 1020 | Area-ft2-BA | DEER:HVAC_Eff_HP | Annual | [5 empty] | 1 | 0.481 | 0.453 | -4e-05 | -4e-05
RE-HV-DHP-18S-replRmAC-ER | MFm | Ex | rDXHP | CZ06 | 1020 | Area-ft2-BA | DEER:HVAC_Eff_HP | Annual | [5 empty] | 1 | 0.235 | 0.205 | -1.8e-05 | -1.8e-05
RE-HV-DHP-18S-replRmAC-ER | MFm | Ex | rDXHP | CZ07 | 1020 | Area-ft2-BA | DEER:HVAC_Eff_HP | Annual | [5 empty] | 1 | 0.19 | 0.164 | -3.2e-05 | -3.2e-05
RE-HV-DHP-18S-replRmAC-ER | MFm | Ex | rDXHP | CZ08 | 1020 | Area-ft2-BA | DEER:HVAC_Eff_HP | Annual | [5 empty] | 1 | 0.316 | 0.271 | -5.7e-05 | -5.7e-05
RE-HV-DHP-18S-replRmAC-ER | MFm | Ex | rDXHP | CZ09 | 1020 | Area-ft2-BA | DEER:HVAC_Eff_HP | Annual | [5 empty] | 1 | 0.414 | 0.351 | -8.7e-05 | -8.7e-05
RE-HV-DHP-18S-replRmAC-ER | MFm | Ex | rDXHP | CZ10 | 1020 | Area-ft2-BA | DEER:HVAC_Eff_HP | Annual | [5 empty] | 1 | 0.557 | 0.483 | -6.1e-05 | -6.1e-05
RE-HV-DHP-18S-replRmAC-ER | MFm | Ex | rDXHP | CZ11 | 1020 | Area-ft2-BA | DEER:HVAC_Eff_HP | Annual | [5 empty] | 1 | 0.843 | 0.748 | -7.7e-05 | -7.7e-05
RE-HV-DHP-18S-replRmAC-ER | MFm | Ex | rDXHP | CZ12 | 1020 | Area-ft2-BA | DEER:HVAC_Eff_HP | Annual | [5 empty] | 1 | 0.626 | 0.574 | -9.5e-05 | -9.5e-05
RE-HV-DHP-18S-replRmAC-ER | MFm | Ex | rDXHP | CZ13 | 1020 | Area-ft2-BA | DEER:HVAC_Eff_HP | Annual | [5 empty] | 1 | 1.07 | 0.943 | -6.8e-05 | -6.8e-05
RE-HV-DHP-18S-replRmAC-ER | MFm | Ex | rDXHP | CZ14 | 1020 | Area-ft2-BA | DEER:HVAC_Eff_HP | Annual | [5 empty] | 1 | 0.842 | 0.722 | -5.1e-05 | -5.1e-05
RE-HV-DHP-18S-replRmAC-ER | MFm | Ex | rDXHP | CZ15 | 1020 | Area-ft2-BA | DEER:HVAC_Eff_HP | Annual | [5 empty] | 1 | 1.03 | 0.807 | -2.9e-05 | -2.9e-05
RE-HV-DHP-18S-replRmAC-ER | MFm | Ex | rDXHP | CZ16 | 1020 | Area-ft2-BA | DEER:HVAC_Eff_HP | Annual | [5 empty] | 1 | 1.42 | 1.35 | -7.4e-05 | -7.4e-05
RE-HV-DHP-18S-replRmAC-ER | DMo | Ex | rDXHP | CZ01 | 1240 | Area-ft2-BA | DEER:HVAC_Eff_HP | Annual | [5 empty] | 1 | 0.577 | 0.568 | -0.00107 | -0.00107
RE-HV-DHP-18S-replRmAC-ER | DMo | Ex | rDXHP | CZ02 | 1240 | Area-ft2-BA | DEER:HVAC_Eff_HP | Annual | [5 empty] | 1 | 1.02 | 0.983 | -0.00105 | -0.00105
RE-HV-DHP-18S-replRmAC-ER | DMo | Ex | rDXHP | CZ03 | 1240 | Area-ft2-BA | DEER:HVAC_Eff_HP | Annual | [5 empty] | 1 | 0.695 | 0.635 | -0.00072 | -0.00072
RE-HV-DHP-18S-replRmAC-ER | DMo | Ex | rDXHP | CZ04 | 1240 | Area-ft2-BA | DEER:HVAC_Eff_HP | Annual | [5 empty] | 1 | 0.694 | 0.643 | -0.000489 | -0.000489
RE-HV-DHP-18S-replRmAC-ER | DMo | Ex | rDXHP | CZ05 | 1240 | Area-ft2-BA | DEER:HVAC_Eff_HP | Annual | [5 empty] | 1 | 0.812 | 0.758 | -0.000747 | -0.000747
RE-HV-DHP-18S-replRmAC-ER | DMo | Ex | rDXHP | CZ06 | 1240 | Area-ft2-BA | DEER:HVAC_Eff_HP | Annual | [5 empty] | 1 | 0.553 | 0.47 | 8.1e-05 | 8.1e-05
RE-HV-DHP-18S-replRmAC-ER | DMo | Ex | rDXHP | CZ07 | 1240 | Area-ft2-BA | DEER:HVAC_Eff_HP | Annual | [5 empty] | 1 | 0.482 | 0.411 | -2.5e-05 | -2.5e-05
RE-HV-DHP-18S-replRmAC-ER | DMo | Ex | rDXHP | CZ08 | 1240 | Area-ft2-BA | DEER:HVAC_Eff_HP | Annual | [5 empty] | 1 | 0.577 | 0.485 | -7e-06 | -7e-06
RE-HV-DHP-18S-replRmAC-ER | DMo | Ex | rDXHP | CZ09 | 1240 | Area-ft2-BA | DEER:HVAC_Eff_HP | Annual | [5 empty] | 1 | 0.787 | 0.651 | 0.000392 | 0.000392
RE-HV-DHP-18S-replRmAC-ER | DMo | Ex | rDXHP | CZ10 | 1240 | Area-ft2-BA | DEER:HVAC_Eff_HP | Annual | [5 empty] | 1 | 1.16 | 1.04 | -0.000161 | -0.000161
RE-HV-DHP-18S-replRmAC-ER | DMo | Ex | rDXHP | CZ11 | 1240 | Area-ft2-BA | DEER:HVAC_Eff_HP | Annual | [5 empty] | 1 | 1.92 | 1.74 | -0.000263 | -0.000263
RE-HV-DHP-18S-replRmAC-ER | DMo | Ex | rDXHP | CZ12 | 1240 | Area-ft2-BA | DEER:HVAC_Eff_HP | Annual | [5 empty] | 1 | 1.67 | 1.55 | -0.00046 | -0.00046
RE-HV-DHP-18S-replRmAC-ER | DMo | Ex | rDXHP | CZ13 | 1240 | Area-ft2-BA | DEER:HVAC_Eff_HP | Annual | [5 empty] | 1 | 1.7 | 1.51 | 0.00042 | 0.00042
RE-HV-DHP-18S-replRmAC-ER | DMo | Ex | rDXHP | CZ14 | 1240 | Area-ft2-BA | DEER:HVAC_Eff_HP | Annual | [5 empty] | 1 | 2 | 1.79 | -7e-06 | -7e-06
RE-HV-DHP-18S-replRmAC-ER | DMo | Ex | rDXHP | CZ15 | 1240 | Area-ft2-BA | DEER:HVAC_Eff_HP | Annual | [5 empty] | 1 | 1.77 | 1.42 | 0.00155 | 0.00155
RE-HV-DHP-18S-replRmAC-ER | DMo | Ex | rDXHP | CZ16 | 1240 | Area-ft2-BA | DEER:HVAC_Eff_HP | Annual | [5 empty] | 1 | 2.18 | 2.03 | -0.000533 | -0.000533
RE-HV-DHP-19S | Res | Ex | rDXHP | CZ01 | 1920 | Area-ft2-BA | DEER:HVAC_Eff_HP | Annual | [5 empty] | 1 | 0.124 | 0.0541 | 0 | 0
RE-HV-DHP-19S | Res | Ex | rDXHP | CZ02 | 1940 | Area-ft2-BA | DEER:HVAC_Eff_HP | Annual | [5 empty] | 1 | 0.279 | 0.125 | 0 | 0
RE-HV-DHP-19S | Res | Ex | rDXHP | CZ03 | 1720 | Area-ft2-BA | DEER:HVAC_Eff_HP | Annual | [5 empty] | 1 | 0.216 | 0.103 | 0 | 0
RE-HV-DHP-19S | Res | Ex | rDXHP | CZ04 | 1800 | Area-ft2-BA | DEER:HVAC_Eff_HP | Annual | [5 empty] | 1 | 0.234 | 0.11 | 0 | 0
RE-HV-DHP-19S | Res | Ex | rDXHP | CZ05 | 1880 | Area-ft2-BA | DEER:HVAC_Eff_HP | Annual | [5 empty] | 1 | 0.242 | 0.114 | 0 | 0
RE-HV-DHP-19S | Res | Ex | rDXHP | CZ06 | 1790 | Area-ft2-BA | DEER:HVAC_Eff_HP | Annual | [5 empty] | 1 | 0.162 | 0.0811 | 0 | 0
RE-HV-DHP-19S | Res | Ex | rDXHP | CZ07 | 1750 | Area-ft2-BA | DEER:HVAC_Eff_HP | Annual | [5 empty] | 1 | 0.139 | 0.0693 | 0 | 0
RE-HV-DHP-19S | Res | Ex | rDXHP | CZ08 | 1800 | Area-ft2-BA | DEER:HVAC_Eff_HP | Annual | [5 empty] | 1 | 0.18 | 0.0947 | 0 | 0
RE-HV-DHP-19S | Res | Ex | rDXHP | CZ09 | 1570 | Area-ft2-BA | DEER:HVAC_Eff_HP | Annual | [5 empty] | 1 | 0.249 | 0.132 | 0 | 0
RE-HV-DHP-19S | Res | Ex | rDXHP | CZ10 | 1850 | Area-ft2-BA | DEER:HVAC_Eff_HP | Annual | [5 empty] | 1 | 0.264 | 0.139 | 0 | 0
RE-HV-DHP-19S | Res | Ex | rDXHP | CZ11 | 1660 | Area-ft2-BA | DEER:HVAC_Eff_HP | Annual | [5 empty] | 1 | 0.411 | 0.214 | 0 | 0
RE-HV-DHP-19S | Res | Ex | rDXHP | CZ12 | 1650 | Area-ft2-BA | DEER:HVAC_Eff_HP | Annual | [5 empty] | 1 | 0.314 | 0.156 | 0 | 0
RE-HV-DHP-19S | Res | Ex | rDXHP | CZ13 | 1610 | Area-ft2-BA | DEER:HVAC_Eff_HP | Annual | [5 empty] | 1 | 0.448 | 0.24 | 0 | 0
RE-HV-DHP-19S | Res | Ex | rDXHP | CZ14 | 1550 | Area-ft2-BA | DEER:HVAC_Eff_HP | Annual | [5 empty] | 1 | 0.471 | 0.246 | 0 | 0
RE-HV-DHP-19S | Res | Ex | rDXHP | CZ15 | 1440 | Area-ft2-BA | DEER:HVAC_Eff_HP | Annual | [5 empty] | 1 | 0.563 | 0.327 | 0 | 0
RE-HV-DHP-19S | Res | Ex | rDXHP | CZ16 | 1760 | Area-ft2-BA | DEER:HVAC_Eff_HP | Annual | [5 empty] | 1 | 0.295 | 0.155 | 0 | 0
RE-HV-DHP-19S | Res | New | rDXHP | CZ01 | 1610 | Area-ft2-BA | DEER:HVAC_Eff_HP | Annual | [5 empty] | 1 |  | 0.0239 |  | 0
RE-HV-DHP-19S | Res | New | rDXHP | CZ02 | 1420 | Area-ft2-BA | DEER:HVAC_Eff_HP | Annual | [5 empty] | 1 |  | 0.0321 |  | 0
RE-HV-DHP-19S | Res | New | rDXHP | CZ03 | 1390 | Area-ft2-BA | DEER:HVAC_Eff_HP | Annual | [5 empty] | 1 |  | 0.0469 |  | 0
RE-HV-DHP-19S | Res | New | rDXHP | CZ04 | 1590 | Area-ft2-BA | DEER:HVAC_Eff_HP | Annual | [5 empty] | 1 |  | 0.0444 |  | 0
RE-HV-DHP-19S | Res | New | rDXHP | CZ05 | 2090 | Area-ft2-BA | DEER:HVAC_Eff_HP | Annual | [5 empty] | 1 |  | 0.0469 |  | 0
RE-HV-DHP-19S | Res | New | rDXHP | CZ06 | 1710 | Area-ft2-BA | DEER:HVAC_Eff_HP | Annual | [5 empty] | 1 |  | 0.0409 |  | 0
RE-HV-DHP-19S | Res | New | rDXHP | CZ07 | 1620 | Area-ft2-BA | DEER:HVAC_Eff_HP | Annual | [5 empty] | 1 |  | 0.0354 |  | 0
RE-HV-DHP-19S | Res | New | rDXHP | CZ08 | 1390 | Area-ft2-BA | DEER:HVAC_Eff_HP | Annual | [5 empty] | 1 |  | 0.0422 |  | 0
RE-HV-DHP-19S | Res | New | rDXHP | CZ09 | 1350 | Area-ft2-BA | DEER:HVAC_Eff_HP | Annual | [5 empty] | 1 |  | 0.0727 |  | 0
RE-HV-DHP-19S | Res | New | rDXHP | CZ10 | 1910 | Area-ft2-BA | DEER:HVAC_Eff_HP | Annual | [5 empty] | 1 |  | 0.0602 |  | 0
RE-HV-DHP-19S | Res | New | rDXHP | CZ11 | 1700 | Area-ft2-BA | DEER:HVAC_Eff_HP | Annual | [5 empty] | 1 |  | 0.143 |  | 0
RE-HV-DHP-19S | Res | New | rDXHP | CZ12 | 1580 | Area-ft2-BA | DEER:HVAC_Eff_HP | Annual | [5 empty] | 1 |  | 0.0929 |  | 0
RE-HV-DHP-19S | Res | New | rDXHP | CZ13 | 1660 | Area-ft2-BA | DEER:HVAC_Eff_HP | Annual | [5 empty] | 1 |  | 0.148 |  | 0
RE-HV-DHP-19S | Res | New | rDXHP | CZ14 | 1550 | Area-ft2-BA | DEER:HVAC_Eff_HP | Annual | [5 empty] | 1 |  | 0.164 |  | 0
RE-HV-DHP-19S | Res | New | rDXHP | CZ15 | 1370 | Area-ft2-BA | DEER:HVAC_Eff_HP | Annual | [5 empty] | 1 |  | 0.317 |  | 0
RE-HV-DHP-19S | Res | New | rDXHP | CZ16 | 1710 | Area-ft2-BA | DEER:HVAC_Eff_HP | Annual | [5 empty] | 1 |  | 0.145 |  | 0
RE-HV-DHP-19S | SFm | Ex | rDXHP | CZ01 | 2160 | Area-ft2-BA | DEER:HVAC_Eff_HP | Annual | [5 empty] | 1 | 0.143 | 0.0618 | 0 | 0
RE-HV-DHP-19S | SFm | Ex | rDXHP | CZ01 | 2300 | Area-ft2-BA | DEER:HVAC_Eff_HP | Annual | 1 | 0.020559 | 0.016181 | 0 | 0
RE-HV-DHP-19S | SFm | Ex | rDXHP | CZ02 | 2160 | Area-ft2-BA | DEER:HVAC_Eff_HP | Annual | [5 empty] | 1 | 0.313 | 0.139 | 0 | 0
RE-HV-DHP-19S | SFm | Ex | rDXHP | CZ02 | 1950 | Area-ft2-BA | DEER:HVAC_Eff_HP | Annual | 1 | 0.076181 | 0.05857 | 0 | 0
RE-HV-DHP-19S | SFm | Ex | rDXHP | CZ03 | 2160 | Area-ft2-BA | DEER:HVAC_Eff_HP | Annual | [5 empty] | 1 | 0.249 | 0.116 | 0 | 0
RE-HV-DHP-19S | SFm | Ex | rDXHP | CZ03 | 2300 | Area-ft2-BA | DEER:HVAC_Eff_HP | Annual | 1 | 0.033176 | 0.025558 | 0 | 0
RE-HV-DHP-19S | SFm | Ex | rDXHP | CZ04 | 2160 | Area-ft2-BA | DEER:HVAC_Eff_HP | Annual | [5 empty] | 1 | 0.263 | 0.123 | 0 | 0
RE-HV-DHP-19S | SFm | Ex | rDXHP | CZ04 | 2300 | Area-ft2-BA | DEER:HVAC_Eff_HP | Annual | 1 | 0.13931 | 0.10592 | 0 | 0
RE-HV-DHP-19S | SFm | Ex | rDXHP | CZ05 | 2160 | Area-ft2-BA | DEER:HVAC_Eff_HP | Annual | [5 empty] | 1 | 0.264 | 0.123 | 0 | 0
RE-HV-DHP-19S | SFm | Ex | rDXHP | CZ05 | 2300 | Area-ft2-BA | DEER:HVAC_Eff_HP | Annual | 1 | 0.025228 | 0.019569 | 0 | 0
RE-HV-DHP-19S | SFm | Ex | rDXHP | CZ06 | 2250 | Area-ft2-BA | DEER:HVAC_Eff_HP | Annual | [5 empty] | 1 | 0.184 | 0.0901 | 0 | 0
RE-HV-DHP-19S | SFm | Ex | rDXHP | CZ06 | 2390 | Area-ft2-BA | DEER:HVAC_Eff_HP | Annual | 1 | 0.12574 | 0.09539 | 0 | 0
RE-HV-DHP-19S | SFm | Ex | rDXHP | CZ07 | 2250 | Area-ft2-BA | DEER:HVAC_Eff_HP | Annual | [5 empty] | 1 | 0.165 | 0.0797 | 0 | 0
RE-HV-DHP-19S | SFm | Ex | rDXHP | CZ07 | 2390 | Area-ft2-BA | DEER:HVAC_Eff_HP | Annual | 1 | 0.14352 | 0.10886 | 0 | 0
RE-HV-DHP-19S | SFm | Ex | rDXHP | CZ08 | 2250 | Area-ft2-BA | DEER:HVAC_Eff_HP | Annual | [5 empty] | 1 | 0.189 | 0.0973 | 0 | 0
RE-HV-DHP-19S | SFm | Ex | rDXHP | CZ08 | 2390 | Area-ft2-BA | DEER:HVAC_Eff_HP | Annual | 1 | 0.29745 | 0.22541 | 0 | 0
RE-HV-DHP-19S | SFm | Ex | rDXHP | CZ09 | 1930 | Area-ft2-BA | DEER:HVAC_Eff_HP | Annual | [5 empty] | 1 | 0.267 | 0.139 | 0 | 0
RE-HV-DHP-19S | SFm | Ex | rDXHP | CZ09 | 2420 | Area-ft2-BA | DEER:HVAC_Eff_HP | Annual | 1 | 0.21191 | 0.16076 | 0 | 0
RE-HV-DHP-19S | SFm | Ex | rDXHP | CZ10 | 2070 | Area-ft2-BA | DEER:HVAC_Eff_HP | Annual | [5 empty] | 1 | 0.262 | 0.136 | 0 | 0
RE-HV-DHP-19S | SFm | Ex | rDXHP | CZ10 | 1950 | Area-ft2-BA | DEER:HVAC_Eff_HP | Annual | 1 | 0.26153 | 0.19863 | 0 | 0
RE-HV-DHP-19S | SFm | Ex | rDXHP | CZ11 | 1790 | Area-ft2-BA | DEER:HVAC_Eff_HP | Annual | [5 empty] | 1 | 0.407 | 0.209 | 0 | 0
RE-HV-DHP-19S | SFm | Ex | rDXHP | CZ11 | 1950 | Area-ft2-BA | DEER:HVAC_Eff_HP | Annual | 1 | 0.24143 | 0.18338 | 0 | 0
RE-HV-DHP-19S | SFm | Ex | rDXHP | CZ12 | 1790 | Area-ft2-BA | DEER:HVAC_Eff_HP | Annual | [5 empty] | 1 | 0.331 | 0.163 | 0 | 0
RE-HV-DHP-19S | SFm | Ex | rDXHP | CZ12 | 1950 | Area-ft2-BA | DEER:HVAC_Eff_HP | Annual | 1 | 0.15314 | 0.11652 | 0 | 0
RE-HV-DHP-19S | SFm | Ex | rDXHP | CZ13 | 1790 | Area-ft2-BA | DEER:HVAC_Eff_HP | Annual | [5 empty] | 1 | 0.433 | 0.231 | 0 | 0
RE-HV-DHP-19S | SFm | Ex | rDXHP | CZ13 | 1950 | Area-ft2-BA | DEER:HVAC_Eff_HP | Annual | 1 | 0.31066 | 0.23578 | 0 | 0
RE-HV-DHP-19S | SFm | Ex | rDXHP | CZ14 | 2160 | Area-ft2-BA | DEER:HVAC_Eff_HP | Annual | 1 | 0.41148 | 0.31225 | 0 | 0
RE-HV-DHP-19S | SFm | Ex | rDXHP | CZ14 | 1630 | Area-ft2-BA | DEER:HVAC_Eff_HP | Annual | [5 empty] | 1 | 0.45 | 0.234 | 0 | 0
RE-HV-DHP-19S | SFm | Ex | rDXHP | CZ15 | 2160 | Area-ft2-BA | DEER:HVAC_Eff_HP | Annual | 1 | 0.50819 | 0.38519 | 0 | 0
RE-HV-DHP-19S | SFm | Ex | rDXHP | CZ15 | 1630 | Area-ft2-BA | DEER:HVAC_Eff_HP | Annual | [5 empty] | 1 | 0.508 | 0.295 | 0 | 0
RE-HV-DHP-19S | SFm | Ex | rDXHP | CZ16 | 1900 | Area-ft2-BA | DEER:HVAC_Eff_HP | Annual | [5 empty] | 1 | 0.277 | 0.145 | 0 | 0
RE-HV-DHP-19S | SFm | Ex | rDXHP | CZ16 | 2300 | Area-ft2-BA | DEER:HVAC_Eff_HP | Annual | 1 | 0.059816 | 0.045978 | 0 | 0
RE-HV-DHP-19S | SFm | New | rDXHP | CZ01 | 2160 | Area-ft2-BA | DEER:HVAC_Eff_HP | Annual | [5 empty] | 1 |  | 0.0352 |  | 0
RE-HV-DHP-19S | SFm | New | rDXHP | CZ01 | 2300 | Area-ft2-BA | DEER:HVAC_Eff_HP | Annual | 1 | 0.013748 | 0.010815 | 0 | 0
RE-HV-DHP-19S | SFm | New | rDXHP | CZ02 | 2160 | Area-ft2-BA | DEER:HVAC_Eff_HP | Annual | [5 empty] | 1 |  | 0.0403 |  | 0
RE-HV-DHP-19S | SFm | New | rDXHP | CZ02 | 1950 | Area-ft2-BA | DEER:HVAC_Eff_HP | Annual | 1 | 0.062884 | 0.048181 | 0 | 0
RE-HV-DHP-19S | SFm | New | rDXHP | CZ03 | 2160 | Area-ft2-BA | DEER:HVAC_Eff_HP | Annual | [5 empty] | 1 |  | 0.045 |  | 0
RE-HV-DHP-19S | SFm | New | rDXHP | CZ03 | 2300 | Area-ft2-BA | DEER:HVAC_Eff_HP | Annual | 1 | 0.031911 | 0.024384 | 0 | 0
RE-HV-DHP-19S | SFm | New | rDXHP | CZ04 | 2160 | Area-ft2-BA | DEER:HVAC_Eff_HP | Annual | [5 empty] | 1 |  | 0.0522 |  | 0
RE-HV-DHP-19S | SFm | New | rDXHP | CZ04 | 2300 | Area-ft2-BA | DEER:HVAC_Eff_HP | Annual | 1 | 0.10973 | 0.083345 | 0 | 0
RE-HV-DHP-19S | SFm | New | rDXHP | CZ05 | 2160 | Area-ft2-BA | DEER:HVAC_Eff_HP | Annual | [5 empty] | 1 |  | 0.045 |  | 0
RE-HV-DHP-19S | SFm | New | rDXHP | CZ05 | 2300 | Area-ft2-BA | DEER:HVAC_Eff_HP | Annual | 1 | 0.020193 | 0.015507 | 0 | 0
RE-HV-DHP-19S | SFm | New | rDXHP | CZ06 | 2250 | Area-ft2-BA | DEER:HVAC_Eff_HP | Annual | [5 empty] | 1 |  | 0.0476 |  | 0
RE-HV-DHP-19S | SFm | New | rDXHP | CZ06 | 2390 | Area-ft2-BA | DEER:HVAC_Eff_HP | Annual | 1 | 0.081688 | 0.06208 | 0 | 0
RE-HV-DHP-19S | SFm | New | rDXHP | CZ07 | 2250 | Area-ft2-BA | DEER:HVAC_Eff_HP | Annual | [5 empty] | 1 |  | 0.0446 |  | 0
RE-HV-DHP-19S | SFm | New | rDXHP | CZ07 | 2390 | Area-ft2-BA | DEER:HVAC_Eff_HP | Annual | 1 | 0.13964 | 0.10585 | 0 | 0
RE-HV-DHP-19S | SFm | New | rDXHP | CZ08 | 2250 | Area-ft2-BA | DEER:HVAC_Eff_HP | Annual | [5 empty] | 1 |  | 0.044 |  | 0
RE-HV-DHP-19S | SFm | New | rDXHP | CZ08 | 2390 | Area-ft2-BA | DEER:HVAC_Eff_HP | Annual | 1 | 0.18209 | 0.13801 | 0 | 0
RE-HV-DHP-19S | SFm | New | rDXHP | CZ09 | 1930 | Area-ft2-BA | DEER:HVAC_Eff_HP | Annual | [5 empty] | 1 |  | 0.078 |  | 0
RE-HV-DHP-19S | SFm | New | rDXHP | CZ09 | 2420 | Area-ft2-BA | DEER:HVAC_Eff_HP | Annual | 1 | 0.11378 | 0.086389 | 0 | 0
RE-HV-DHP-19S | SFm | New | rDXHP | CZ10 | 2070 | Area-ft2-BA | DEER:HVAC_Eff_HP | Annual | [5 empty] | 1 |  | 0.0528 |  | 0
RE-HV-DHP-19S | SFm | New | rDXHP | CZ10 | 1950 | Area-ft2-BA | DEER:HVAC_Eff_HP | Annual | 1 | 0.18859 | 0.14325 | 0 | 0
RE-HV-DHP-19S | SFm | New | rDXHP | CZ11 | 1790 | Area-ft2-BA | DEER:HVAC_Eff_HP | Annual | [5 empty] | 1 |  | 0.135 |  | 0
RE-HV-DHP-19S | SFm | New | rDXHP | CZ11 | 1950 | Area-ft2-BA | DEER:HVAC_Eff_HP | Annual | 1 | 0.17445 | 0.13251 | 0 | 0
RE-HV-DHP-19S | SFm | New | rDXHP | CZ12 | 1790 | Area-ft2-BA | DEER:HVAC_Eff_HP | Annual | [5 empty] | 1 |  | 0.103 |  | 0
RE-HV-DHP-19S | SFm | New | rDXHP | CZ12 | 1950 | Area-ft2-BA | DEER:HVAC_Eff_HP | Annual | 1 | 0.086848 | 0.067425 | 0 | 0
RE-HV-DHP-19S | SFm | New | rDXHP | CZ13 | 1790 | Area-ft2-BA | DEER:HVAC_Eff_HP | Annual | [5 empty] | 1 |  | 0.144 |  | 0
RE-HV-DHP-19S | SFm | New | rDXHP | CZ13 | 1950 | Area-ft2-BA | DEER:HVAC_Eff_HP | Annual | 1 | 0.24758 | 0.1879 | 0 | 0
RE-HV-DHP-19S | SFm | New | rDXHP | CZ14 | 2160 | Area-ft2-BA | DEER:HVAC_Eff_HP | Annual | 1 | 0.34185 | 0.25938 | 0 | 0
RE-HV-DHP-19S | SFm | New | rDXHP | CZ14 | 1630 | Area-ft2-BA | DEER:HVAC_Eff_HP | Annual | [5 empty] | 1 |  | 0.139 |  | 0
RE-HV-DHP-19S | SFm | New | rDXHP | CZ15 | 2160 | Area-ft2-BA | DEER:HVAC_Eff_HP | Annual | 1 | 0.5369 | 0.40693 | 0 | 0
RE-HV-DHP-19S | SFm | New | rDXHP | CZ15 | 1630 | Area-ft2-BA | DEER:HVAC_Eff_HP | Annual | [5 empty] | 1 |  | 0.192 |  | 0
RE-HV-DHP-19S | SFm | New | rDXHP | CZ16 | 1900 | Area-ft2-BA | DEER:HVAC_Eff_HP | Annual | [5 empty] | 1 |  | 0.134 |  | 0
RE-HV-DHP-19S | SFm | New | rDXHP | CZ16 | 2300 | Area-ft2-BA | DEER:HVAC_Eff_HP | Annual | 1 | 0.058216 | 0.044489 | 0 | 0
RE-HV-DHP-19S | MFm | Ex | rDXHP | CZ01 | 1020 | Area-ft2-BA | DEER:HVAC_Eff_HP | Annual | [5 empty] | 1 | 0.0525 | 0.0242 | -1e-06 | -1e-06
RE-HV-DHP-19S | MFm | Ex | rDXHP | CZ01 | 999 | Area-ft2-BA | DEER:HVAC_Eff_HP | Annual | 1 | 0.022384 | 0.017601 | 0 | 0
RE-HV-DHP-19S | MFm | Ex | rDXHP | CZ02 | 1020 | Area-ft2-BA | DEER:HVAC_Eff_HP | Annual | [5 empty] | 1 | 0.134 | 0.0638 | 0 | 0
RE-HV-DHP-19S | MFm | Ex | rDXHP | CZ02 | 1070 | Area-ft2-BA | DEER:HVAC_Eff_HP | Annual | 1 | 0.064454 | 0.049194 | 0 | 0
RE-HV-DHP-19S | MFm | Ex | rDXHP | CZ03 | 1020 | Area-ft2-BA | DEER:HVAC_Eff_HP | Annual | [5 empty] | 1 | 0.162 | 0.0805 | 0 | 0
RE-HV-DHP-19S | MFm | Ex | rDXHP | CZ03 | 999 | Area-ft2-BA | DEER:HVAC_Eff_HP | Annual | 1 | 0.028033 | 0.021647 | 0 | 0
RE-HV-DHP-19S | MFm | Ex | rDXHP | CZ04 | 1020 | Area-ft2-BA | DEER:HVAC_Eff_HP | Annual | [5 empty] | 1 | 0.17 | 0.0827 | 0 | 0
RE-HV-DHP-19S | MFm | Ex | rDXHP | CZ04 | 999 | Area-ft2-BA | DEER:HVAC_Eff_HP | Annual | 1 | 0.14053 | 0.10661 | 0 | 0
RE-HV-DHP-19S | MFm | Ex | rDXHP | CZ05 | 1020 | Area-ft2-BA | DEER:HVAC_Eff_HP | Annual | [5 empty] | 1 | 0.172 | 0.0843 | 0 | 0
RE-HV-DHP-19S | MFm | Ex | rDXHP | CZ05 | 999 | Area-ft2-BA | DEER:HVAC_Eff_HP | Annual | 1 | 0.027816 | 0.021286 | 0 | 0
RE-HV-DHP-19S | MFm | Ex | rDXHP | CZ06 | 1020 | Area-ft2-BA | DEER:HVAC_Eff_HP | Annual | [5 empty] | 1 | 0.126 | 0.0657 | 1e-06 | 1e-06
RE-HV-DHP-19S | MFm | Ex | rDXHP | CZ06 | 1210 | Area-ft2-BA | DEER:HVAC_Eff_HP | Annual | 1 | 0.084343 | 0.06406 | 0 | 0
RE-HV-DHP-19S | MFm | Ex | rDXHP | CZ07 | 1020 | Area-ft2-BA | DEER:HVAC_Eff_HP | Annual | [5 empty] | 1 | 0.1 | 0.0538 | 0 | 0
RE-HV-DHP-19S | MFm | Ex | rDXHP | CZ07 | 1210 | Area-ft2-BA | DEER:HVAC_Eff_HP | Annual | 1 | 0.13316 | 0.10106 | 0 | 0
RE-HV-DHP-19S | MFm | Ex | rDXHP | CZ08 | 1020 | Area-ft2-BA | DEER:HVAC_Eff_HP | Annual | [5 empty] | 1 | 0.162 | 0.0881 | 0 | 0
RE-HV-DHP-19S | MFm | Ex | rDXHP | CZ08 | 1210 | Area-ft2-BA | DEER:HVAC_Eff_HP | Annual | 1 | 0.23683 | 0.17954 | 0 | 0
RE-HV-DHP-19S | MFm | Ex | rDXHP | CZ09 | 1020 | Area-ft2-BA | DEER:HVAC_Eff_HP | Annual | [5 empty] | 1 | 0.216 | 0.118 | 0 | 0
RE-HV-DHP-19S | MFm | Ex | rDXHP | CZ09 | 1130 | Area-ft2-BA | DEER:HVAC_Eff_HP | Annual | 1 | 0.19558 | 0.14838 | 0 | 0
RE-HV-DHP-19S | MFm | Ex | rDXHP | CZ10 | 1020 | Area-ft2-BA | DEER:HVAC_Eff_HP | Annual | [5 empty] | 1 | 0.24 | 0.133 | 0 | 0
RE-HV-DHP-19S | MFm | Ex | rDXHP | CZ10 | 1070 | Area-ft2-BA | DEER:HVAC_Eff_HP | Annual | 1 | 0.20437 | 0.15501 | 0 | 0
RE-HV-DHP-19S | MFm | Ex | rDXHP | CZ11 | 1020 | Area-ft2-BA | DEER:HVAC_Eff_HP | Annual | [5 empty] | 1 | 0.321 | 0.177 | 0 | 0
RE-HV-DHP-19S | MFm | Ex | rDXHP | CZ11 | 1070 | Area-ft2-BA | DEER:HVAC_Eff_HP | Annual | 1 | 0.33406 | 0.2535 | 0 | 0
RE-HV-DHP-19S | MFm | Ex | rDXHP | CZ12 | 1020 | Area-ft2-BA | DEER:HVAC_Eff_HP | Annual | [5 empty] | 1 | 0.211 | 0.111 | 0 | 0
RE-HV-DHP-19S | MFm | Ex | rDXHP | CZ12 | 1070 | Area-ft2-BA | DEER:HVAC_Eff_HP | Annual | 1 | 0.19466 | 0.14782 | 0 | 0
RE-HV-DHP-19S | MFm | Ex | rDXHP | CZ13 | 1020 | Area-ft2-BA | DEER:HVAC_Eff_HP | Annual | [5 empty] | 1 | 0.447 | 0.243 | 0 | 0
RE-HV-DHP-19S | MFm | Ex | rDXHP | CZ13 | 1070 | Area-ft2-BA | DEER:HVAC_Eff_HP | Annual | 1 | 0.35923 | 0.27244 | 0 | 0
RE-HV-DHP-19S | MFm | Ex | rDXHP | CZ14 | 1020 | Area-ft2-BA | DEER:HVAC_Eff_HP | Annual | [5 empty] | 1 | 0.366 | 0.203 | 0 | 0
RE-HV-DHP-19S | MFm | Ex | rDXHP | CZ14 | 1090 | Area-ft2-BA | DEER:HVAC_Eff_HP | Annual | 1 | 0.51577 | 0.41673 | 0 | 0
RE-HV-DHP-19S | MFm | Ex | rDXHP | CZ15 | 1020 | Area-ft2-BA | DEER:HVAC_Eff_HP | Annual | [5 empty] | 1 | 0.57 | 0.334 | 0 | 0
RE-HV-DHP-19S | MFm | Ex | rDXHP | CZ15 | 1090 | Area-ft2-BA | DEER:HVAC_Eff_HP | Annual | 1 | 0.55983 | 0.42423 | 0 | 0
RE-HV-DHP-19S | MFm | Ex | rDXHP | CZ16 | 1020 | Area-ft2-BA | DEER:HVAC_Eff_HP | Annual | [5 empty] | 1 | 0.322 | 0.169 | 0 | 0
RE-HV-DHP-19S | MFm | Ex | rDXHP | CZ16 | 999 | Area-ft2-BA | DEER:HVAC_Eff_HP | Annual | 1 | 0.18701 | 0.13496 | 0 | 0
RE-HV-DHP-19S | MFm | New | rDXHP | CZ01 | 999 | Area-ft2-BA | DEER:HVAC_Eff_HP | Annual | 1 | 0.018274 | 0.015332 | 0 | 0
RE-HV-DHP-19S | MFm | New | rDXHP | CZ01 | 853 | Area-ft2-BA | DEER:HVAC_Eff_HP | Annual | [5 empty] | 1 |  | 0.00848 |  | 0
RE-HV-DHP-19S | MFm | New | rDXHP | CZ02 | 1020 | Area-ft2-BA | DEER:HVAC_Eff_HP | Annual | [5 empty] | 1 |  | 0.0238 |  | 0
RE-HV-DHP-19S | MFm | New | rDXHP | CZ02 | 1070 | Area-ft2-BA | DEER:HVAC_Eff_HP | Annual | 1 | 0.062985 | 0.047977 | 0 | 0
RE-HV-DHP-19S | MFm | New | rDXHP | CZ03 | 1020 | Area-ft2-BA | DEER:HVAC_Eff_HP | Annual | [5 empty] | 1 |  | 0.0462 |  | 0
RE-HV-DHP-19S | MFm | New | rDXHP | CZ03 | 999 | Area-ft2-BA | DEER:HVAC_Eff_HP | Annual | 1 | 0.026315 | 0.020183 | 0 | 0
RE-HV-DHP-19S | MFm | New | rDXHP | CZ04 | 1020 | Area-ft2-BA | DEER:HVAC_Eff_HP | Annual | [5 empty] | 1 |  | 0.0304 |  | 0
RE-HV-DHP-19S | MFm | New | rDXHP | CZ04 | 999 | Area-ft2-BA | DEER:HVAC_Eff_HP | Annual | 1 | 0.13419 | 0.10171 | 0 | 0
RE-HV-DHP-19S | MFm | New | rDXHP | CZ05 | 1020 | Area-ft2-BA | DEER:HVAC_Eff_HP | Annual | [5 empty] | 1 |  | 0.0448 |  | 0
RE-HV-DHP-19S | MFm | New | rDXHP | CZ05 | 999 | Area-ft2-BA | DEER:HVAC_Eff_HP | Annual | 1 | 0.032733 | 0.024923 | 0 | 0
RE-HV-DHP-19S | MFm | New | rDXHP | CZ06 | 1020 | Area-ft2-BA | DEER:HVAC_Eff_HP | Annual | [5 empty] | 1 |  | 0.0284 |  | 0
RE-HV-DHP-19S | MFm | New | rDXHP | CZ06 | 1210 | Area-ft2-BA | DEER:HVAC_Eff_HP | Annual | 1 | 0.071786 | 0.054553 | 0 | 0
RE-HV-DHP-19S | MFm | New | rDXHP | CZ07 | 1020 | Area-ft2-BA | DEER:HVAC_Eff_HP | Annual | [5 empty] | 1 |  | 0.0257 |  | 0
RE-HV-DHP-19S | MFm | New | rDXHP | CZ07 | 1210 | Area-ft2-BA | DEER:HVAC_Eff_HP | Annual | 1 | 0.13893 | 0.1054 | 0 | 0
RE-HV-DHP-19S | MFm | New | rDXHP | CZ08 | 1020 | Area-ft2-BA | DEER:HVAC_Eff_HP | Annual | [5 empty] | 1 |  | 0.0367 |  | 0
RE-HV-DHP-19S | MFm | New | rDXHP | CZ08 | 1210 | Area-ft2-BA | DEER:HVAC_Eff_HP | Annual | 1 | 0.26123 | 0.19796 | 0 | 0
RE-HV-DHP-19S | MFm | New | rDXHP | CZ09 | 1020 | Area-ft2-BA | DEER:HVAC_Eff_HP | Annual | [5 empty] | 1 |  | 0.0514 |  | 0
RE-HV-DHP-19S | MFm | New | rDXHP | CZ09 | 1130 | Area-ft2-BA | DEER:HVAC_Eff_HP | Annual | 1 | 0.21866 | 0.1658 | 0 | 0
RE-HV-DHP-19S | MFm | New | rDXHP | CZ10 | 1020 | Area-ft2-BA | DEER:HVAC_Eff_HP | Annual | [5 empty] | 1 |  | 0.063 |  | 0
RE-HV-DHP-19S | MFm | New | rDXHP | CZ10 | 1070 | Area-ft2-BA | DEER:HVAC_Eff_HP | Annual | 1 | 0.22819 | 0.17296 | 0 | 0
RE-HV-DHP-19S | MFm | New | rDXHP | CZ11 | 1020 | Area-ft2-BA | DEER:HVAC_Eff_HP | Annual | [5 empty] | 1 |  | 0.0906 |  | 0
RE-HV-DHP-19S | MFm | New | rDXHP | CZ11 | 1070 | Area-ft2-BA | DEER:HVAC_Eff_HP | Annual | 1 | 0.33029 | 0.25056 | 0 | 0
RE-HV-DHP-19S | MFm | New | rDXHP | CZ12 | 1020 | Area-ft2-BA | DEER:HVAC_Eff_HP | Annual | [5 empty] | 1 |  | 0.0513 |  | 0
RE-HV-DHP-19S | MFm | New | rDXHP | CZ12 | 1070 | Area-ft2-BA | DEER:HVAC_Eff_HP | Annual | 1 | 0.18548 | 0.14073 | 0 | 0
RE-HV-DHP-19S | MFm | New | rDXHP | CZ13 | 1020 | Area-ft2-BA | DEER:HVAC_Eff_HP | Annual | [5 empty] | 1 |  | 0.115 |  | 0
RE-HV-DHP-19S | MFm | New | rDXHP | CZ13 | 1070 | Area-ft2-BA | DEER:HVAC_Eff_HP | Annual | 1 | 0.35709 | 0.27071 | 0 | 0
RE-HV-DHP-19S | MFm | New | rDXHP | CZ14 | 1020 | Area-ft2-BA | DEER:HVAC_Eff_HP | Annual | [5 empty] | 1 |  | 0.1 |  | 0
RE-HV-DHP-19S | MFm | New | rDXHP | CZ14 | 1090 | Area-ft2-BA | DEER:HVAC_Eff_HP | Annual | 1 | 0.39052 | 0.29634 | 0 | 0
RE-HV-DHP-19S | MFm | New | rDXHP | CZ15 | 1020 | Area-ft2-BA | DEER:HVAC_Eff_HP | Annual | [5 empty] | 1 |  | 0.186 |  | 0
RE-HV-DHP-19S | MFm | New | rDXHP | CZ15 | 1090 | Area-ft2-BA | DEER:HVAC_Eff_HP | Annual | 1 | 0.59843 | 0.45345 | 0 | 0
RE-HV-DHP-19S | MFm | New | rDXHP | CZ16 | 1020 | Area-ft2-BA | DEER:HVAC_Eff_HP | Annual | [5 empty] | 1 |  | 0.0943 |  | 0
RE-HV-DHP-19S | MFm | New | rDXHP | CZ16 | 999 | Area-ft2-BA | DEER:HVAC_Eff_HP | Annual | 1 | 0.18734 | 0.14306 | 0 | 0
RE-HV-DHP-19S | DMo | Ex | rDXHP | CZ01 | 1240 | Area-ft2-BA | DEER:HVAC_Eff_HP | Annual | 1 | 0.028262 | 0.022222 | 0 | 0 | 1 | 0.0969 | 0.0453 | 0 | 0
RE-HV-DHP-19S | DMo | Ex | rDXHP | CZ02 | 1240 | Area-ft2-BA | DEER:HVAC_Eff_HP | Annual | 1 | 0.15608 | 0.11896 | 0 | 0 | 1 | 0.242 | 0.118 | 0 | 0
RE-HV-DHP-19S | DMo | Ex | rDXHP | CZ03 | 1240 | Area-ft2-BA | DEER:HVAC_Eff_HP | Annual | 1 | 0.062555 | 0.047912 | 0 | 0 | 1 | 0.251 | 0.134 | 0 | 0
RE-HV-DHP-19S | DMo | Ex | rDXHP | CZ04 | 1240 | Area-ft2-BA | DEER:HVAC_Eff_HP | Annual | 1 | 0.24225 | 0.18394 | 0 | 0 | 1 | 0.222 | 0.117 | 0 | 0
RE-HV-DHP-19S | DMo | Ex | rDXHP | CZ05 | 1240 | Area-ft2-BA | DEER:HVAC_Eff_HP | Annual | 1 | 0.052919 | 0.040747 | 0 | 0 | 1 | 0.245 | 0.128 | 0 | 0
RE-HV-DHP-19S | DMo | Ex | rDXHP | CZ06 | 1240 | Area-ft2-BA | DEER:HVAC_Eff_HP | Annual | 1 | 0.24718 | 0.18754 | 0 | 0 | 1 | 0.259 | 0.146 | 0 | 0
RE-HV-DHP-19S | DMo | Ex | rDXHP | CZ07 | 1240 | Area-ft2-BA | DEER:HVAC_Eff_HP | Annual | 1 | 0.24572 | 0.18646 | 0 | 0 | 1 | 0.231 | 0.13 | 0 | 0
RE-HV-DHP-19S | DMo | Ex | rDXHP | CZ08 | 1240 | Area-ft2-BA | DEER:HVAC_Eff_HP | Annual | 1 | 0.4802 | 0.36402 | 0 | 0 | 1 | 0.27 | 0.155 | 0 | 0
RE-HV-DHP-19S | DMo | Ex | rDXHP | CZ09 | 1240 | Area-ft2-BA | DEER:HVAC_Eff_HP | Annual | 1 | 0.40069 | 0.30394 | 0 | 0 | 1 | 0.397 | 0.229 | 0 | 0
RE-HV-DHP-19S | DMo | Ex | rDXHP | CZ10 | 1240 | Area-ft2-BA | DEER:HVAC_Eff_HP | Annual | 1 | 0.54819 | 0.41569 | 0 | 0 | 1 | 0.448 | 0.241 | -1e-06 | -1e-06
RE-HV-DHP-19S | DMo | Ex | rDXHP | CZ11 | 1240 | Area-ft2-BA | DEER:HVAC_Eff_HP | Annual | 1 | 0.59088 | 0.44837 | 0 | 0 | 1 | 0.667 | 0.357 | 0 | 0
RE-HV-DHP-19S | DMo | Ex | rDXHP | CZ12 | 1240 | Area-ft2-BA | DEER:HVAC_Eff_HP | Annual | 1 | 0.3825 | 0.29031 | 0 | 0 | 1 | 0.545 | 0.284 | 0 | 0
RE-HV-DHP-19S | DMo | Ex | rDXHP | CZ13 | 1240 | Area-ft2-BA | DEER:HVAC_Eff_HP | Annual | 1 | 0.66554 | 0.50468 | 0 | 0 | 1 | 0.674 | 0.37 | 0 | 0
RE-HV-DHP-19S | DMo | Ex | rDXHP | CZ14 | 1240 | Area-ft2-BA | DEER:HVAC_Eff_HP | Annual | 1 | 0.56939 | 0.43186 | 0 | 0 | 1 | 0.809 | 0.43 | 0 | 0
RE-HV-DHP-19S | DMo | Ex | rDXHP | CZ15 | 1240 | Area-ft2-BA | DEER:HVAC_Eff_HP | Annual | 1 | 0.96474 | 0.731 | 0 | 0 | 1 | 0.937 | 0.542 | 0 | 0
RE-HV-DHP-19S | DMo | Ex | rDXHP | CZ16 | 1240 | Area-ft2-BA | DEER:HVAC_Eff_HP | Annual | 1 | 0.18269 | 0.13949 | 0 | 0 | 1 | 0.496 | 0.271 | 0 | 0
RE-HV-DHP-19S | DMo | New | rDXHP | CZ01 | 1240 | Area-ft2-BA | DEER:HVAC_Eff_HP | Annual | 1 | 0.028181 | 0.022159 | 0 | 0 | 1 |  | 0.0218 |  | 0
RE-HV-DHP-19S | DMo | New | rDXHP | CZ02 | 1240 | Area-ft2-BA | DEER:HVAC_Eff_HP | Annual | 1 | 0.22127 | 0.16839 | 0 | 0 | 1 |  | 0.0672 |  | 0
RE-HV-DHP-19S | DMo | New | rDXHP | CZ03 | 1240 | Area-ft2-BA | DEER:HVAC_Eff_HP | Annual | 1 | 0.075197 | 0.057432 | 0 | 0 | 1 |  | 0.0847 |  | 0
RE-HV-DHP-19S | DMo | New | rDXHP | CZ04 | 1240 | Area-ft2-BA | DEER:HVAC_Eff_HP | Annual | 1 | 0.32472 | 0.24632 | 0 | 0 | 1 |  | 0.0759 |  | 0
RE-HV-DHP-19S | DMo | New | rDXHP | CZ05 | 1240 | Area-ft2-BA | DEER:HVAC_Eff_HP | Annual | 1 | 0.054441 | 0.041673 | 0 | 0 | 1 |  | 0.0725 |  | 0
RE-HV-DHP-19S | DMo | New | rDXHP | CZ06 | 1240 | Area-ft2-BA | DEER:HVAC_Eff_HP | Annual | 1 | 0.27542 | 0.20886 | 0 | 0 | 1 |  | 0.114 |  | 0
RE-HV-DHP-19S | DMo | New | rDXHP | CZ07 | 1240 | Area-ft2-BA | DEER:HVAC_Eff_HP | Annual | 1 | 0.42679 | 0.32339 | 0 | 0 | 1 |  | 0.104 |  | 0
RE-HV-DHP-19S | DMo | New | rDXHP | CZ08 | 1240 | Area-ft2-BA | DEER:HVAC_Eff_HP | Annual | 1 | 0.63144 | 0.47842 | 0 | 0 | 1 |  | 0.116 |  | 0
RE-HV-DHP-19S | DMo | New | rDXHP | CZ09 | 1240 | Area-ft2-BA | DEER:HVAC_Eff_HP | Annual | 1 | 0.50849 | 0.38549 | 0 | 0 | 1 |  | 0.172 |  | 0
RE-HV-DHP-19S | DMo | New | rDXHP | CZ10 | 1240 | Area-ft2-BA | DEER:HVAC_Eff_HP | Annual | 1 | 0.67912 | 0.51486 | 0 | 0 | 1 |  | 0.159 |  | 0
RE-HV-DHP-19S | DMo | New | rDXHP | CZ11 | 1240 | Area-ft2-BA | DEER:HVAC_Eff_HP | Annual | 1 | 0.64418 | 0.48846 | 0 | 0 | 1 |  | 0.229 |  | 0
RE-HV-DHP-19S | DMo | New | rDXHP | CZ12 | 1240 | Area-ft2-BA | DEER:HVAC_Eff_HP | Annual | 1 | 0.41032 | 0.31144 | 0 | 0 | 1 |  | 0.183 |  | 0
RE-HV-DHP-19S | DMo | New | rDXHP | CZ13 | 1240 | Area-ft2-BA | DEER:HVAC_Eff_HP | Annual | 1 | 0.7583 | 0.5749 | 0 | 0 | 1 |  | 0.253 |  | 0
RE-HV-DHP-19S | DMo | New | rDXHP | CZ14 | 1240 | Area-ft2-BA | DEER:HVAC_Eff_HP | Annual | 1 | 0.75859 | 0.57517 | 0 | 0 | 1 |  | 0.279 |  | 0
RE-HV-DHP-19S | DMo | New | rDXHP | CZ15 | 1240 | Area-ft2-BA | DEER:HVAC_Eff_HP | Annual | 1 | 1.1633 | 0.88138 | 0 | 0 | 1 |  | 0.379 |  | 0
RE-HV-DHP-19S | DMo | New | rDXHP | CZ16 | 1240 | Area-ft2-BA | DEER:HVAC_Eff_HP | Annual | 1 | 0.14148 | 0.10818 | 0 | 0 | 1 |  | 0.176 |  | 0
Grand Total | [8 empty] | 384 | 0.21174 | 0.14955 | 0 | 0 | 704 | 0.4834 | 0.2568 | -2.6078e-05 | -1.6595e-05

## Chart kWh, WB
PA | Any
EnergyImpactID | RE-HV-DHP-16S
BldgHVAC | rDXHP
|  | Version | Values
|  | DEER2020 |  | DEER2024
BldgType | BldgLoc | Avg. Pre-kWh, WB | Avg. Std-kWh, WB | Avg. Pre-kWh, WB | Avg. Std-kWh, WB
Res | CZ01 |  |  | 0.0879 | 0.011455
| CZ02 |  |  | 0.195 | 0.02459
| CZ03 |  |  | 0.15 | 0.02455
| CZ04 |  |  | 0.162 | 0.02505
| CZ05 |  |  | 0.168 | 0.026
| CZ06 |  |  | 0.112 | 0.02075
| CZ07 |  |  | 0.0955 | 0.01815
| CZ08 |  |  | 0.123 | 0.02485
| CZ09 |  |  | 0.169 | 0.0369
| CZ10 |  |  | 0.179 | 0.03535
| CZ11 |  |  | 0.281 | 0.061
| CZ12 |  |  | 0.216 | 0.0407
| CZ13 |  |  | 0.303 | 0.06855
| CZ14 |  |  | 0.319 | 0.0704
| CZ15 |  |  | 0.373 | 0.11625
| CZ16 |  |  | 0.201 | 0.0513
SFm | CZ01 | 0.011216 | 0.0075599 | 0.101 | 0.013725
| CZ02 | 0.044243 | 0.028086 | 0.219 | 0.02738
| CZ03 | 0.020722 | 0.013149 | 0.173 | 0.0256
| CZ04 | 0.078416 | 0.04853 | 0.182 | 0.0277
| CZ05 | 0.01457 | 0.0093971 | 0.184 | 0.027
| CZ06 | 0.065236 | 0.040256 | 0.127 | 0.023
| CZ07 | 0.088932 | 0.054709 | 0.114 | 0.02075
| CZ08 | 0.15051 | 0.092454 | 0.13 | 0.0251
| CZ09 | 0.10238 | 0.063103 | 0.182 | 0.03845
| CZ10 | 0.14162 | 0.087501 | 0.178 | 0.03335
| CZ11 | 0.13085 | 0.080855 | 0.279 | 0.05845
| CZ12 | 0.0755 | 0.047477 | 0.228 | 0.0428
| CZ13 | 0.17548 | 0.1082 | 0.294 | 0.06595
| CZ14 | 0.23675 | 0.1459 | 0.306 | 0.0641
| CZ15 | 0.32807 | 0.20159 | 0.337 | 0.0911
| CZ16 | 0.037468 | 0.023686 | 0.189 | 0.0475
MFm | CZ01 | 0.011911 | 0.0080479 | 0.0371 | 0.00556
| CZ02 | 0.040287 | 0.025153 | 0.093 | 0.01444
| CZ03 | 0.017364 | 0.011106 | 0.112 | 0.02155
| CZ04 | 0.086287 | 0.053088 | 0.118 | 0.019065
| CZ05 | 0.019265 | 0.012094 | 0.119 | 0.02185
| CZ06 | 0.049143 | 0.030385 | 0.0853 | 0.0167
| CZ07 | 0.085525 | 0.052714 | 0.0682 | 0.01473
| CZ08 | 0.15634 | 0.096059 | 0.109 | 0.02335
| CZ09 | 0.13013 | 0.080102 | 0.146 | 0.03165
| CZ10 | 0.13584 | 0.083546 | 0.161 | 0.03615
| CZ11 | 0.20872 | 0.12858 | 0.216 | 0.04905
| CZ12 | 0.11945 | 0.073654 | 0.143 | 0.0285
| CZ13 | 0.22494 | 0.13836 | 0.301 | 0.06535
| CZ14 | 0.25189 | 0.15527 | 0.244 | 0.0554
| CZ15 | 0.36349 | 0.2232 | 0.377 | 0.09895
| CZ16 | 0.12065 | 0.072484 | 0.22 | 0.04655
DMo | CZ01 | 0.018507 | 0.012476 | 0.0675 | 0.01083
| CZ02 | 0.11906 | 0.074052 | 0.167 | 0.03005
| CZ03 | 0.043729 | 0.027525 | 0.171 | 0.0389
| CZ04 | 0.17834 | 0.10998 | 0.151 | 0.03355
| CZ05 | 0.034328 | 0.021858 | 0.167 | 0.0354
| CZ06 | 0.1642 | 0.1011 | 0.175 | 0.0478
| CZ07 | 0.21117 | 0.12983 | 0.156 | 0.04305
| CZ08 | 0.3489 | 0.2143 | 0.181 | 0.0504
| CZ09 | 0.28556 | 0.17569 | 0.266 | 0.07505
| CZ10 | 0.38541 | 0.23703 | 0.301 | 0.06965
| CZ11 | 0.38798 | 0.23886 | 0.451 | 0.10255
| CZ12 | 0.24942 | 0.15388 | 0.37 | 0.07995
| CZ13 | 0.44711 | 0.27498 | 0.453 | 0.11105
| CZ14 | 0.41704 | 0.25657 | 0.547 | 0.12335
| CZ15 | 0.66776 | 0.40993 | 0.617 | 0.1675
| CZ16 | 0.10262 | 0.064374 | 0.335 | 0.0803
Grand Total |  | 0.16217 | 0.099974 | 0.21066 | 0.045875

## Chart kWh, EU (hidden)
PA | Any
EnergyImpactID | - all -
BldgHVAC | - all -
|  | Version | Data
|  | DEER2020 |  | DEER2024
BldgType | BldgLoc | Avg. Pre-kWh, EU | Avg. Std-kWh, EU | Avg. Pre-kWh, EU | Avg. Std-kWh, EU
DMo | CZ01
CZ02
CZ03
CZ04
CZ05
CZ06
CZ07
CZ08
CZ09
CZ10
CZ11
CZ12
CZ13
CZ14
CZ15
CZ16
MFm | CZ01
CZ02
CZ03
CZ04
CZ05
CZ06
CZ07
CZ08
CZ09
CZ10
CZ11
CZ12
CZ13
CZ14
CZ15
CZ16
SFm | CZ01
CZ02
CZ03
CZ04
CZ05
CZ06
CZ07
CZ08
CZ09
CZ10
CZ11
CZ12
CZ13
CZ14
CZ15
CZ16
Res | CZ01
CZ02
CZ03
CZ04
CZ05
CZ06
CZ07
CZ08
CZ09
CZ10
CZ11
CZ12
CZ13
CZ14
CZ15
CZ16
Total Result

## Chart kW, WB
PA | Any
EnergyImpactID | RE-HV-DHP-16S
BldgHVAC | rDXHP
|  | Version | Values
|  | DEER2020 |  | DEER2024
BldgType | BldgLoc | Avg. Pre-kW, WB | Avg. Std-kW, WB | Avg. Pre-kW, WB | Avg. Std-kW, WB
Res | CZ01 |  |  | 4e-05 | 1.5e-05
| CZ02 |  |  | 9e-05 | 2.5e-05
| CZ03 |  |  | 8e-05 | 2e-05
| CZ04 |  |  | 0.0001 | 3e-05
| CZ05 |  |  | 6e-05 | 1.5e-05
| CZ06 |  |  | 4e-05 | 1.5e-05
| CZ07 |  |  | 6e-05 | 2e-05
| CZ08 |  |  | 8e-05 | 2e-05
| CZ09 |  |  | 9e-05 | 3e-05
| CZ10 |  |  | 0.0001 | 3e-05
| CZ11 |  |  | 0.00017 | 5e-05
| CZ12 |  |  | 0.00012 | 3.5e-05
| CZ13 |  |  | 0.00018 | 5.5e-05
| CZ14 |  |  | 0.00016 | 5e-05
| CZ15 |  |  | 0.00019 | 6.5e-05
| CZ16 |  |  | 0.0001 | 3.5e-05
SFm | CZ01 | 0 | 0 | 4.7e-05 | 1.55e-05
| CZ02 | 0.00010047 | 6.1653e-05 | 9.2e-05 | 2.2e-05
| CZ03 | 7.7941e-05 | 4.7818e-05 | 8.7e-05 | 2.4e-05
| CZ04 | 0.00013528 | 8.2971e-05 | 0.000107 | 3e-05
| CZ05 | 4.3603e-05 | 2.6779e-05 | 6.3e-05 | 1.7e-05
| CZ06 | 7.0217e-05 | 4.3036e-05 | 4.5e-05 | 1.45e-05
| CZ07 | 8.1727e-05 | 5.0165e-05 | 6.6e-05 | 2.15e-05
| CZ08 | 0.00013085 | 8.029e-05 | 7.9e-05 | 2.45e-05
| CZ09 | 0.00013181 | 8.0838e-05 | 0.000104 | 3.25e-05
| CZ10 | 0.00013604 | 8.3425e-05 | 8.9e-05 | 2.45e-05
| CZ11 | 0.00018313 | 0.00011233 | 0.000155 | 4.8e-05
| CZ12 | 0.00015504 | 9.538e-05 | 0.000118 | 3.6e-05
| CZ13 | 0.00018183 | 0.00011155 | 0.000174 | 5.4e-05
| CZ14 | 0.00018936 | 0.00011612 | 0.00015 | 4.4e-05
| CZ15 | 0.00023706 | 0.00014544 | 0.000174 | 5.1e-05
| CZ16 | 6.1527e-05 | 3.7748e-05 | 9.3e-05 | 3.1e-05
MFm | CZ01 | 1.8519e-06 | 1.1512e-06 | 2.7e-05 | 1e-05
| CZ02 | 8.1028e-05 | 4.9673e-05 | 7.5e-05 | 2.15e-05
| CZ03 | 3.8539e-05 | 2.3624e-05 | 6.6e-05 | 2e-05
| CZ04 | 0.00012628 | 7.7427e-05 | 9e-05 | 2.55e-05
| CZ05 | 1.9572e-05 | 1.2024e-05 | 4.5e-05 | 1.4e-05
| CZ06 | 6.1091e-05 | 3.7448e-05 | 4.2e-05 | 1.2e-05
| CZ07 | 7.8847e-05 | 4.8345e-05 | 6e-05 | 1.75e-05
| CZ08 | 0.00010661 | 6.5401e-05 | 7.2e-05 | 2e-05
| CZ09 | 0.00010509 | 6.4381e-05 | 7.9e-05 | 2.15e-05
| CZ10 | 0.00011514 | 7.0607e-05 | 0.000111 | 3.1e-05
| CZ11 | 0.00017864 | 0.00010953 | 0.000175 | 4.8e-05
| CZ12 | 0.00015047 | 9.2243e-05 | 0.000114 | 3.15e-05
| CZ13 | 0.00016369 | 0.00010042 | 0.000198 | 5.3e-05
| CZ14 | 0.00016958 | 0.00010401 | 0.000174 | 4.6e-05
| CZ15 | 0.00020585 | 0.00012624 | 0.000199 | 5.4e-05
| CZ16 | 9.4294e-05 | 5.7758e-05 | 0.000115 | 3.3e-05
DMo | CZ01 | 0 | 0 | 7.1e-05 | 2.35e-05
| CZ02 | 0.00022284 | 0.00013661 | 0.00014 | 4.15e-05
| CZ03 | 0.00014692 | 9.0181e-05 | 0.000122 | 3.6e-05
| CZ04 | 0.00024542 | 0.00015058 | 0.000148 | 4.5e-05
| CZ05 | 8.4113e-05 | 5.1653e-05 | 9.7e-05 | 2.95e-05
| CZ06 | 0.00014155 | 8.6794e-05 | 8.5e-05 | 2.65e-05
| CZ07 | 0.00015397 | 9.4274e-05 | 0.000103 | 3.15e-05
| CZ08 | 0.00023992 | 0.00014706 | 0.000122 | 3.75e-05
| CZ09 | 0.00024119 | 0.00014804 | 0.000156 | 4.75e-05
| CZ10 | 0.00026857 | 0.0001647 | 0.00017 | 5.05e-05
| CZ11 | 0.00038274 | 0.0002347 | 0.000283 | 8.1e-05
| CZ12 | 0.0003325 | 0.00020393 | 0.00023 | 6.65e-05
| CZ13 | 0.00037188 | 0.00022806 | 0.000278 | 8.15e-05
| CZ14 | 0.00035353 | 0.00021677 | 0.000282 | 8.25e-05
| CZ15 | 0.00044766 | 0.0002745 | 0.000302 | 8.65e-05
| CZ16 | 0.00013972 | 8.5806e-05 | 0.000191 | 5.65e-05
Grand Total |  | 0.00015385 | 9.4365e-05 | 0.0001207 | 3.5656e-05

## Chart kW, EU (hidden)
PA | Any
EnergyImpactID | - all -
BldgHVAC | - all -
|  | Version | Data
|  | DEER2020 |  | DEER2024
BldgType | BldgLoc | Avg. Pre-kW, EU | Avg. Std-kW, EU | Avg. Pre-kW, EU | Avg. Std-kW, EU
DMo | CZ01
CZ02
CZ03
CZ04
CZ05
CZ06
CZ07
CZ08
CZ09
CZ10
CZ11
CZ12
CZ13
CZ14
CZ15
CZ16
MFm | CZ01
CZ02
CZ03
CZ04
CZ05
CZ06
CZ07
CZ08
CZ09
CZ10
CZ11
CZ12
CZ13
CZ14
CZ15
CZ16
SFm | CZ01
CZ02
CZ03
CZ04
CZ05
CZ06
CZ07
CZ08
CZ09
CZ10
CZ11
CZ12
CZ13
CZ14
CZ15
CZ16
Res | CZ01
CZ02
CZ03
CZ04
CZ05
CZ06
CZ07
CZ08
CZ09
CZ10
CZ11
CZ12
CZ13
CZ14
CZ15
CZ16
Total Result

## Chart therm, WB
PA | Any
EnergyImpactID | RE-HV-DHP-16S
BldgHVAC | rDXHP
|  | Version | Values
|  | DEER2020 |  | DEER2024
BldgType | BldgLoc | Avg. Pre-therm, WB | Avg. Std-therm, WB | Avg. Pre-therm, WB | Avg. Std-therm, WB
Res | CZ01 |  |  | 0 | 0
| CZ02 |  |  | 0 | 0
| CZ03 |  |  | 0 | 0
| CZ04 |  |  | 0 | 0
| CZ05 |  |  | 0 | 0
| CZ06 |  |  | 0 | 0
| CZ07 |  |  | 0 | 0
| CZ08 |  |  | 0 | 0
| CZ09 |  |  | 0 | 0
| CZ10 |  |  | 0 | 0
| CZ11 |  |  | 0 | 0
| CZ12 |  |  | 0 | 0
| CZ13 |  |  | 0 | 0
| CZ14 |  |  | 0 | 0
| CZ15 |  |  | 0 | 0
| CZ16 |  |  | 0 | 0
SFm | CZ01 | 0 | 0 | 0 | 0
| CZ02 | 0 | 0 | 0 | 0
| CZ03 | 0 | 0 | 0 | 0
| CZ04 | 0 | 0 | 0 | 0
| CZ05 | 0 | 0 | 0 | 0
| CZ06 | 0 | 0 | 0 | 0
| CZ07 | 0 | 0 | 0 | 0
| CZ08 | 0 | 0 | 0 | 0
| CZ09 | 0 | 0 | 0 | 0
| CZ10 | 0 | 0 | 0 | 0
| CZ11 | 0 | 0 | 0 | 0
| CZ12 | 0 | 0 | 0 | 0
| CZ13 | 0 | 0 | 0 | 0
| CZ14 | 0 | 0 | 0 | 0
| CZ15 | 0 | 0 | 0 | 0
| CZ16 | 0 | 0 | 0 | 0
MFm | CZ01 | 0 | 0 | -1e-06 | -5e-07
| CZ02 | 0 | 0 | 0 | 0
| CZ03 | 0 | 0 | 0 | 0
| CZ04 | 0 | 0 | 0 | 0
| CZ05 | 0 | 0 | 0 | 0
| CZ06 | 0 | 0 | 1e-06 | 5e-07
| CZ07 | 0 | 0 | 0 | 0
| CZ08 | 0 | 0 | 0 | 0
| CZ09 | 0 | 0 | 0 | 0
| CZ10 | 0 | 0 | 0 | 0
| CZ11 | 0 | 0 | 0 | 0
| CZ12 | 0 | 0 | 0 | 0
| CZ13 | 0 | 0 | 0 | 0
| CZ14 | 0 | 0 | 0 | 0
| CZ15 | 0 | 0 | 0 | 0
| CZ16 | 0 | 0 | 0 | 0
DMo | CZ01 | 0 | 0 | 0 | 0
| CZ02 | 0 | 0 | 0 | 0
| CZ03 | 0 | 0 | 0 | 0
| CZ04 | 0 | 0 | 0 | 0
| CZ05 | 0 | 0 | 0 | 0
| CZ06 | 0 | 0 | 0 | 0
| CZ07 | 0 | 0 | 0 | 0
| CZ08 | 0 | 0 | 0 | 0
| CZ09 | 0 | 0 | 0 | 0
| CZ10 | 0 | 0 | -1e-06 | -5e-07
| CZ11 | 0 | 0 | 0 | 0
| CZ12 | 0 | 0 | 0 | 0
| CZ13 | 0 | 0 | 0 | 0
| CZ14 | 0 | 0 | 0 | 0
| CZ15 | 0 | 0 | 0 | 0
| CZ16 | 0 | 0 | 0 | 0
Grand Total |  | 0 | 0 | -1.5625e-08 | -7.8125e-09

## Chart therm, EU (hidden)
PA | Any
EnergyImpactID | - all -
BldgHVAC | - all -
|  | Version | Data
|  | DEER2020 |  | DEER2024
BldgType | BldgLoc | Avg. Pre-therm, EU | Avg. Std-therm, EU | Avg. Pre-therm, EU | Avg. Std-therm, EU
DMo | CZ01
CZ02
CZ03
CZ04
CZ05
CZ06
CZ07
CZ08
CZ09
CZ10
CZ11
CZ12
CZ13
CZ14
CZ15
CZ16
MFm | CZ01
CZ02
CZ03
CZ04
CZ05
CZ06
CZ07
CZ08
CZ09
CZ10
CZ11
CZ12
CZ13
CZ14
CZ15
CZ16
SFm | CZ01
CZ02
CZ03
CZ04
CZ05
CZ06
CZ07
CZ08
CZ09
CZ10
CZ11
CZ12
CZ13
CZ14
CZ15
CZ16
Res | CZ01
CZ02
CZ03
CZ04
CZ05
CZ06
CZ07
CZ08
CZ09
CZ10
CZ11
CZ12
CZ13
CZ14
CZ15
CZ16
Total Result

## Measure DEER
Index | MeasureID | Description | Version | VersionSource | LastMod | EnergyImpactID | MeasImpactType | EnImpCalcType | ImpScaleBasis | StdScaleVal | PreScaleVal | ImpWeighting | WeightGroupID | ApplyIE | IETableName | TechBased | Sector | PA | UseCategory | UseSubCategory | TechGroup | TechType | MeasCostID | EUL_ID | PreDesc | StdDesc | MeasDesc | PreTechID | StdTechID | MeasTechID | Status | Comment | PreMultiTech | StdMultiTech | SourceDesc | SupportedAppType | StdCostID | RUL_ID | LegacyID | MeasQualifierGroup | StartDate | ExpiryDate | ReviewStatus | MeasID_SCE | MeasID_PGE | MeasID_SDG | MeasID_SCG | MeasType | ReviewComment | FilingSpec | ClaimSpec | IsProposed | LastModBy | Created | CreatedComment | CreatedBy | LastModComment | WeatherSim | FuelSub_ID
1 | C-In-LED-A19(EISA-Bin-60w-100LPW)-dWP1p4 | LED A Lamp replaces pre-existing standard lighting Wattage based on EISA bin and LPW | DEER2016 | Disposition | 2020-11-24 16:30 | Com-Iltg-dWatt-CFL_OSbldg | NonDEER | Scaled | DeltaWatts | 1.4 | 1.4 | None |  | 0 |  | 0 | Com | Any | Lighting | InGen-CFL | Ltg_Lamp | LED_lamp |  | ILtg-Com-LED-20000hr | LED A19 Basecase, 75% LED, 25% CFL | LED A19 Basecase, 75% LED, 25% CFL | LED Lamp: A19, EISA Bin 60, 100 LPW |  |  |  | Available |  | 0 | 0 | 2018Phase1ScrewInLampDisposition | RobNc |  |  |  |  | 2018-07-01 | 2019-12-31 | NotInEA |  |  |  |  | Standard | Expires 12/31/2019 due to DEER2020 revised impacts and peak demand definition | 1 | 1 | 0 | Deemed Ex Ante Team |  | Expires 12/31/2019 due to DEER2020 revised impacts and peak demand definition |  | Updated to indicate claim/filing status
1 | C-In-LED-CanRet(12w)-dWP16 | Commercial Indoor General Lighting: LED Lamp replaces pre-existing standard lighting Wattage. Measure includes Code case. Impacts: CFL-based HOU (varies by BldgType) | DEER2016 | Disposition | 2020-11-24 16:30 | Com-Iltg-dWatt-CFL_OSbldg | NonDEER | Scaled | BaseRatio |  |  | None |  | 0 |  | 1 | Com | Any | Lighting | InGen-CFL | Ltg_Lamp | LED_lamp |  | ILtg-Com-LED-20000hr | LED PAR30 Basecase, Total Watts = 2.34 x Msr Watts | LED PAR30 Basecase, Total Watts = 2.34 x Msr Watts | LED Lamp: CanRet, 12 Watts, non-dimmable | LEDratio0234 | LEDratio0234 | LED-CanRet(12w) | Available |  | 0 | 0 | 2018Phase1ScrewInLampDisposition | RobNc |  |  |  | None | 2018-07-01 | 2019-12-31 | InEA_modVal |  |  |  |  | Standard | Expires 12/31/2019 due to DEER2020 revised impacts and peak demand definition | 1 | 1 | 0 | Deemed Ex Ante Team |  | Expires 12/31/2019 due to DEER2020 revised impacts and peak demand definition |  | Updated to indicate claim/filing status
1 | C-In-LED-CanRet(14w)-dWP19 | Commercial Indoor General Lighting: LED Lamp replaces pre-existing standard lighting Wattage. Measure includes Code case. Impacts: CFL-based HOU (varies by BldgType) | DEER2016 | Disposition | 2020-11-24 16:30 | Com-Iltg-dWatt-CFL_OSbldg | NonDEER | Scaled | BaseRatio |  |  | None |  | 0 |  | 1 | Com | Any | Lighting | InGen-CFL | Ltg_Lamp | LED_lamp |  | ILtg-Com-LED-20000hr | LED PAR30 Basecase, Total Watts = 2.34 x Msr Watts | LED PAR30 Basecase, Total Watts = 2.34 x Msr Watts | LED Lamp: CanRet, 14 Watts, non-dimmable | LEDratio0234 | LEDratio0234 | LED-CanRet(14w) | Available |  | 0 | 0 | 2018Phase1ScrewInLampDisposition | RobNc |  |  |  | None | 2018-07-01 | 2019-12-31 | InEA_modVal |  |  |  |  | Standard | Expires 12/31/2019 due to DEER2020 revised impacts and peak demand definition | 1 | 1 | 0 | Deemed Ex Ante Team |  | Expires 12/31/2019 due to DEER2020 revised impacts and peak demand definition |  | Updated to indicate claim/filing status
1 | C-In-LED-CanRet(20w)-dWP27 | Commercial Indoor General Lighting: LED Lamp replaces pre-existing standard lighting Wattage. Measure includes Code case. Impacts: CFL-based HOU (varies by BldgType) | DEER2016 | Disposition | 2020-11-24 16:30 | Com-Iltg-dWatt-CFL_OSbldg | NonDEER | Scaled | BaseRatio |  |  | None |  | 0 |  | 1 | Com | Any | Lighting | InGen-CFL | Ltg_Lamp | LED_lamp |  | ILtg-Com-LED-20000hr | LED PAR30 Basecase, Total Watts = 2.34 x Msr Watts | LED PAR30 Basecase, Total Watts = 2.34 x Msr Watts | LED Lamp: Can Retrofit, 20 Watts | LEDratio0234 | LEDratio0234 | LED-CanRet(20w) | Available |  | 0 | 0 | 2018Phase1ScrewInLampDisposition | RobNc |  |  |  | None | 2018-07-01 | 2019-12-31 | InEA_modVal |  |  |  |  | Standard | Expires 12/31/2019 due to DEER2020 revised impacts and peak demand definition | 1 | 1 | 0 | Deemed Ex Ante Team |  | Expires 12/31/2019 due to DEER2020 revised impacts and peak demand definition |  | Updated to indicate claim/filing status
1 | C-In-LED-CanRet(21w)-dWP28 | Commercial Indoor General Lighting: LED Lamp replaces pre-existing standard lighting Wattage. Measure includes Code case. Impacts: CFL-based HOU (varies by BldgType) | DEER2016 | Disposition | 2020-11-24 16:30 | Com-Iltg-dWatt-CFL_OSbldg | NonDEER | Scaled | BaseRatio |  |  | None |  | 0 |  | 1 | Com | Any | Lighting | InGen-CFL | Ltg_Lamp | LED_lamp |  | ILtg-Com-LED-20000hr | LED PAR30 Basecase, Total Watts = 2.34 x Msr Watts | LED PAR30 Basecase, Total Watts = 2.34 x Msr Watts | LED Lamp: CanRet, 21 Watts, non-dimmable | LEDratio0234 | LEDratio0234 | LED-CanRet(21w) | Available |  | 0 | 0 | 2018Phase1ScrewInLampDisposition | RobNc |  |  |  | None | 2018-07-01 | 2019-12-31 | InEA_modVal |  |  |  |  | Standard | Expires 12/31/2019 due to DEER2020 revised impacts and peak demand definition | 1 | 1 | 0 | Deemed Ex Ante Team |  | Expires 12/31/2019 due to DEER2020 revised impacts and peak demand definition |  | Updated to indicate claim/filing status
1 | C-In-LED-CanRet(23w)-dWP31 | Commercial Indoor General Lighting: LED Lamp replaces pre-existing standard lighting Wattage. Measure includes Code case. Impacts: CFL-based HOU (varies by BldgType) | DEER2016 | Disposition | 2020-11-24 16:30 | Com-Iltg-dWatt-CFL_OSbldg | NonDEER | Scaled | BaseRatio |  |  | None |  | 0 |  | 1 | Com | Any | Lighting | InGen-CFL | Ltg_Lamp | LED_lamp |  | ILtg-Com-LED-20000hr | LED PAR30 Basecase, Total Watts = 2.34 x Msr Watts | LED PAR30 Basecase, Total Watts = 2.34 x Msr Watts | LED Lamp: Can Retrofit, 23 Watts | LEDratio0234 | LEDratio0234 | LED-CanRet(23w) | Available |  | 0 | 0 | 2018Phase1ScrewInLampDisposition | RobNc |  |  |  | None | 2018-07-01 | 2019-12-31 | InEA_modVal |  |  |  |  | Standard | Expires 12/31/2019 due to DEER2020 revised impacts and peak demand definition | 1 | 1 | 0 | Deemed Ex Ante Team |  | Expires 12/31/2019 due to DEER2020 revised impacts and peak demand definition |  | Updated to indicate claim/filing status
1 | C-In-LEDFixt(112.99w)-dwP29.6 | Commercial Indoor High/Low Bay Lighting: LED Fixture. Normal Replacement (NR) and New Construction (NC) applications. Savings calculated above a standard practice baseline. | DEER2016 | Disposition | 2020-11-24 16:30 | Com-Iltg-dWatt-HB_OSbldg | NonDEER | Scaled | Delta | 29.6 |  | None |  | 0 |  | 0 | Com | Any | Lighting | InGen-HB | Ltg_Fixture | LED_fixt | LEDFixt(112.99w) | ILtg-Com-LED-50000hr |  | 10% HPT8 6 lamp LF Fixture & 90% LED 25th percentile Efficacy | LED Fixture: High/Low Bay, >=130 LPW, 82 to <113 W |  |  |  | Available |  | 0 | 0 | PGECOLTG178 | RobNc |  |  |  | None | 2018-04-01 | 2019-12-31 | [5 empty] | Standard | Workpaper to expire 2018-12-31 (extended through 2019-12-31) | 1 | 1 | 0 | Deemed Ex Ante Team |  | Workpaper to expire 2018-12-31 (extended through 2019-12-31) |  | Updated to indicate claim/filing status
1 | C-In-LEDFixt(124.99w)-dwP17.6 | Commercial Indoor High/Low Bay Lighting: LED Fixture. Normal Replacement (NR) and New Construction (NC) applications. Savings calculated above a standard practice baseline. | DEER2016 | Disposition | 2020-11-24 16:30 | Com-Iltg-dWatt-HB_OSbldg | NonDEER | Scaled | Delta | 17.6 |  | None |  | 0 |  | 0 | Com | Any | Lighting | InGen-HB | Ltg_Fixture | LED_fixt | LEDFixt(124.99w) | ILtg-Com-LED-50000hr |  | 10% HPT8 6 lamp LF Fixture & 90% LED 25th percentile Efficacy | LED Fixture: High/Low Bay, 120 LPW to <130 LPW, 90 to <125 W |  |  |  | Available |  | 0 | 0 | PGECOLTG178 | RobNc |  |  |  | None | 2018-04-01 | 2019-12-31 | [5 empty] | Standard | Workpaper to expire 2018-12-31 (extended through 2019-12-31) | 1 | 1 | 0 | Deemed Ex Ante Team |  | Workpaper to expire 2018-12-31 (extended through 2019-12-31) |  | Updated to indicate claim/filing status
1 | C-In-LEDFixt(139.99w)-dwP36.7 | Commercial Indoor High/Low Bay Lighting: LED Fixture. Normal Replacement (NR) and New Construction (NC) applications. Savings calculated above a standard practice baseline. | DEER2016 | Disposition | 2020-11-24 16:30 | Com-Iltg-dWatt-HB_OSbldg | NonDEER | Scaled | Delta | 36.7 |  | None |  | 0 |  | 0 | Com | Any | Lighting | InGen-HB | Ltg_Fixture | LED_fixt | LEDFixt(139.99w) | ILtg-Com-LED-50000hr |  | 10% HPT8 8 lamp LF Fixture & 90% LED 25th percentile Efficacy | LED Fixture: High/Low Bay, >=130 LPW, 113 to <140 W |  |  |  | Available |  | 0 | 0 | PGECOLTG178 | RobNc |  |  |  | None | 2018-04-01 | 2019-12-31 | [5 empty] | Standard | Workpaper to expire 2018-12-31 (extended through 2019-12-31) | 1 | 1 | 0 | Deemed Ex Ante Team |  | Workpaper to expire 2018-12-31 (extended through 2019-12-31) |  | Updated to indicate claim/filing status
1 | C-In-LEDFixt(152.99w)-dwP23.7 | Commercial Indoor High/Low Bay Lighting: LED Fixture. Normal Replacement (NR) and New Construction (NC) applications. Savings calculated above a standard practice baseline. | DEER2016 | Disposition | 2020-11-24 16:30 | Com-Iltg-dWatt-HB_OSbldg | NonDEER | Scaled | Delta | 23.7 |  | None |  | 0 |  | 0 | Com | Any | Lighting | InGen-HB | Ltg_Fixture | LED_fixt | LEDFixt(152.99w) | ILtg-Com-LED-50000hr |  | 10% HPT8 8 lamp LF Fixture & 90% LED 25th percentile Efficacy | LED Fixture: High/Low Bay, 120 LPW to <130 LPW, 125 to <153 W |  |  |  | Available |  | 0 | 0 | PGECOLTG178 | RobNc |  |  |  | None | 2018-04-01 | 2019-12-31 | [5 empty] | Standard | Workpaper to expire 2018-12-31 (extended through 2019-12-31) | 1 | 1 | 0 | Deemed Ex Ante Team |  | Workpaper to expire 2018-12-31 (extended through 2019-12-31) |  | Updated to indicate claim/filing status
1 | C-In-LEDFixt(173.99w)-dwP49.9 | Commercial Indoor High/Low Bay Lighting: LED Fixture. Normal Replacement (NR) and New Construction (NC) applications. Savings calculated above a standard practice baseline. | DEER2016 | Disposition | 2020-11-24 16:30 | Com-Iltg-dWatt-HB_OSbldg | NonDEER | Scaled | Delta | 49.9 |  | None |  | 0 |  | 0 | Com | Any | Lighting | InGen-HB | Ltg_Fixture | LED_fixt | LEDFixt(173.99w) | ILtg-Com-LED-50000hr |  | 10% HPT8 10 lamp LF Fixture & 90% LED 25th percentile Efficacy | LED Fixture: High/Low Bay, >=135 LPW, 140 to <174 W |  |  |  | Available |  | 0 | 0 | PGECOLTG178 | RobNc |  |  |  | None | 2018-04-01 | 2019-12-31 | [5 empty] | Standard | Workpaper to expire 2018-12-31 (extended through 2019-12-31) | 1 | 1 | 0 | Deemed Ex Ante Team |  | Workpaper to expire 2018-12-31 (extended through 2019-12-31) |  | Updated to indicate claim/filing status
1 | C-In-LEDFixt(186.99w)-dwP36.9 | Commercial Indoor High/Low Bay Lighting: LED Fixture. Normal Replacement (NR) and New Construction (NC) applications. Savings calculated above a standard practice baseline. | DEER2016 | Disposition | 2020-11-24 16:30 | Com-Iltg-dWatt-HB_OSbldg | NonDEER | Scaled | Delta | 36.9 |  | None |  | 0 |  | 0 | Com | Any | Lighting | InGen-HB | Ltg_Fixture | LED_fixt | LEDFixt(186.99w) | ILtg-Com-LED-50000hr |  | 10% HPT8 10 lamp LF Fixture & 90% LED 25th percentile Efficacy | LED Fixture: High/Low Bay, 125 LPW to <135 LPW, 153 to <187 W |  |  |  | Available |  | 0 | 0 | PGECOLTG178 | RobNc |  |  |  | None | 2018-04-01 | 2019-12-31 | [5 empty] | Standard | Workpaper to expire 2018-12-31 (extended through 2019-12-31) | 1 | 1 | 0 | Deemed Ex Ante Team |  | Workpaper to expire 2018-12-31 (extended through 2019-12-31) |  | Updated to indicate claim/filing status
1 | C-In-LEDFixt(193.99w)-dwP26.3 | Commercial Indoor High/Low Bay Lighting: LED Fixture. Normal Replacement (NR) and New Construction (NC) applications. Savings calculated above a standard practice baseline. | DEER2016 | Disposition | 2020-11-24 16:30 | Com-Iltg-dWatt-HB_OSbldg | NonDEER | Scaled | Delta | 26.3 |  | None |  | 0 |  | 0 | Com | Any | Lighting | InGen-HB | Ltg_Fixture | LED_fixt | LEDFixt(193.99w) | ILtg-Com-LED-50000hr |  | 100% LED 25th percentile Efficacy | LED Fixture: High/Low Bay, >=135 LPW, 174 to <194 W |  |  |  | Available |  | 0 | 0 | PGECOLTG178 | RobNc |  |  |  | None | 2018-04-01 | 2019-12-31 | [5 empty] | Standard | Workpaper to expire 2018-12-31 (extended through 2019-12-31) | 1 | 1 | 0 | Deemed Ex Ante Team |  | Workpaper to expire 2018-12-31 (extended through 2019-12-31) |  | Updated to indicate claim/filing status
1 | C-In-LEDFixt(211.99w)-dwP8.3 | Commercial Indoor High/Low Bay Lighting: LED Fixture. Normal Replacement (NR) and New Construction (NC) applications. Savings calculated above a standard practice baseline. | DEER2016 | Disposition | 2020-11-24 16:30 | Com-Iltg-dWatt-HB_OSbldg | NonDEER | Scaled | Delta | 8.3 |  | None |  | 0 |  | 0 | Com | Any | Lighting | InGen-HB | Ltg_Fixture | LED_fixt | LEDFixt(211.99w) | ILtg-Com-LED-50000hr |  | 100% LED 25th percentile Efficacy | LED Fixture: High/Low Bay, 125 LPW to <135 LPW, 187 to <212 W |  |  |  | Available |  | 0 | 0 | PGECOLTG178 | RobNc |  |  |  | None | 2018-04-01 | 2019-12-31 | [5 empty] | Standard | Workpaper to expire 2018-12-31 (extended through 2019-12-31) | 1 | 1 | 0 | Deemed Ex Ante Team |  | Workpaper to expire 2018-12-31 (extended through 2019-12-31) |  | Updated to indicate claim/filing status
1 | C-In-LEDFixt(226.99w)-dwP35.1 | Commercial Indoor High/Low Bay Lighting: LED Fixture. Normal Replacement (NR) and New Construction (NC) applications. Savings calculated above a standard practice baseline. | DEER2016 | Disposition | 2020-11-24 16:30 | Com-Iltg-dWatt-HB_OSbldg | NonDEER | Scaled | Delta | 35.1 |  | None |  | 0 |  | 0 | Com | Any | Lighting | InGen-HB | Ltg_Fixture | LED_fixt | LEDFixt(226.99w) | ILtg-Com-LED-50000hr |  | 100% LED 25th percentile Efficacy | LED Fixture: High/Low Bay, >=135 LPW, 194 to <227 W |  |  |  | Available |  | 0 | 0 | PGECOLTG178 | RobNc |  |  |  | None | 2018-04-01 | 2019-12-31 | [5 empty] | Standard | Workpaper to expire 2018-12-31 (extended through 2019-12-31) | 1 | 1 | 0 | Deemed Ex Ante Team |  | Workpaper to expire 2018-12-31 (extended through 2019-12-31) |  | Updated to indicate claim/filing status
1 | C-In-LEDFixt(245.99w)-dwP16.1 | Commercial Indoor High/Low Bay Lighting: LED Fixture. Normal Replacement (NR) and New Construction (NC) applications. Savings calculated above a standard practice baseline. | DEER2016 | Disposition | 2020-11-24 16:30 | Com-Iltg-dWatt-HB_OSbldg | NonDEER | Scaled | Delta | 16.1 |  | None |  | 0 |  | 0 | Com | Any | Lighting | InGen-HB | Ltg_Fixture | LED_fixt | LEDFixt(245.99w) | ILtg-Com-LED-50000hr |  | 100% LED 25th percentile Efficacy | LED Fixture: High/Low Bay, 125 LPW to <135 LPW, 212 to <246 W |  |  |  | Available |  | 0 | 0 | PGECOLTG178 | RobNc |  |  |  | None | 2018-04-01 | 2019-12-31 | [5 empty] | Standard | Workpaper to expire 2018-12-31 (extended through 2019-12-31) | 1 | 1 | 0 | Deemed Ex Ante Team |  | Workpaper to expire 2018-12-31 (extended through 2019-12-31) |  | Updated to indicate claim/filing status
1 | C-In-LEDFixt(261.99w)-dwP41.4 | Commercial Indoor High/Low Bay Lighting: LED Fixture. Normal Replacement (NR) and New Construction (NC) applications. Savings calculated above a standard practice baseline. | DEER2016 | Disposition | 2020-11-24 16:30 | Com-Iltg-dWatt-HB_OSbldg | NonDEER | Scaled | Delta | 41.4 |  | None |  | 0 |  | 0 | Com | Any | Lighting | InGen-HB | Ltg_Fixture | LED_fixt | LEDFixt(261.99w) | ILtg-Com-LED-50000hr |  | 100% LED 25th percentile Efficacy | LED Fixture: High/Low Bay, >=135 LPW, 227 to <262 W |  |  |  | Available |  | 0 | 0 | PGECOLTG178 | RobNc |  |  |  | None | 2018-04-01 | 2019-12-31 | [5 empty] | Standard | Workpaper to expire 2018-12-31 (extended through 2019-12-31) | 1 | 1 | 0 | Deemed Ex Ante Team |  | Workpaper to expire 2018-12-31 (extended through 2019-12-31) |  | Updated to indicate claim/filing status
1 | C-In-LEDFixt(282.99w)-dwP20.4 | Commercial Indoor High/Low Bay Lighting: LED Fixture. Normal Replacement (NR) and New Construction (NC) applications. Savings calculated above a standard practice baseline. | DEER2016 | Disposition | 2020-11-24 16:30 | Com-Iltg-dWatt-HB_OSbldg | NonDEER | Scaled | Delta | 20.4 |  | None |  | 0 |  | 0 | Com | Any | Lighting | InGen-HB | Ltg_Fixture | LED_fixt | LEDFixt(282.99w) | ILtg-Com-LED-50000hr |  | 100% LED 25th percentile Efficacy | LED Fixture: High/Low Bay, 125 LPW to <135 LPW, 246 to <283 W |  |  |  | Available |  | 0 | 0 | PGECOLTG178 | RobNc |  |  |  | None | 2018-04-01 | 2019-12-31 | [5 empty] | Standard | Workpaper to expire 2018-12-31 (extended through 2019-12-31) | 1 | 1 | 0 | Deemed Ex Ante Team |  | Workpaper to expire 2018-12-31 (extended through 2019-12-31) |  | Updated to indicate claim/filing status
1 | C-In-LEDFixt(41.99w)-dwP10.8 | Commercial Indoor High/Low Bay Lighting: LED Fixture. Normal Replacement (NR) and New Construction (NC) applications. Savings calculated above a standard practice baseline. | DEER2016 | Disposition | 2020-11-24 16:30 | Com-Iltg-dWatt-HB_OSbldg | NonDEER | Scaled | Delta | 10.8 |  | None |  | 0 |  | 0 | Com | Any | Lighting | InGen-HB | Ltg_Fixture | LED_fixt | LEDFixt(41.99w) | ILtg-Com-LED-50000hr |  | 20% HPT8 2 lamp LF Fixture & 80% LED 25th percentile Efficacy | LED Fixture: High/Low Bay, >=130 LPW, 0 to <42 W |  |  |  | Available |  | 0 | 0 | PGECOLTG178 | RobNc |  |  |  | None | 2018-04-01 | 2019-12-31 | [5 empty] | Standard | Workpaper to expire 2018-12-31 (extended through 2019-12-31) | 1 | 1 | 0 | Deemed Ex Ante Team |  | Workpaper to expire 2018-12-31 (extended through 2019-12-31) |  | Updated to indicate claim/filing status
1 | C-In-LEDFixt(47.99w)-dwP4.8 | Commercial Indoor High/Low Bay Lighting: LED Fixture. Normal Replacement (NR) and New Construction (NC) applications. Savings calculated above a standard practice baseline. | DEER2016 | Disposition | 2020-11-24 16:30 | Com-Iltg-dWatt-HB_OSbldg | NonDEER | Scaled | Delta | 4.8 |  | None |  | 0 |  | 0 | Com | Any | Lighting | InGen-HB | Ltg_Fixture | LED_fixt | LEDFixt(47.99w) | ILtg-Com-LED-50000hr |  | 20% HPT8 2 lamp LF Fixture & 80% LED 25th percentile Efficacy | LED Fixture: High/Low Bay, 110 LPW to <130 LPW, 0 to <48 W |  |  |  | Available |  | 0 | 0 | PGECOLTG178 | RobNc |  |  |  | None | 2018-04-01 | 2019-12-31 | [5 empty] | Standard | Workpaper to expire 2018-12-31 (extended through 2019-12-31) | 1 | 1 | 0 | Deemed Ex Ante Team |  | Workpaper to expire 2018-12-31 (extended through 2019-12-31) |  | Updated to indicate claim/filing status
1 | C-In-LEDFixt(59.99w)-dwP21 | Commercial Indoor High/Low Bay Lighting: LED Fixture. Normal Replacement (NR) and New Construction (NC) applications. Savings calculated above a standard practice baseline. | DEER2016 | Disposition | 2020-11-24 16:30 | Com-Iltg-dWatt-HB_OSbldg | NonDEER | Scaled | Delta | 21 |  | None |  | 0 |  | 0 | Com | Any | Lighting | InGen-HB | Ltg_Fixture | LED_fixt | LEDFixt(59.99w) | ILtg-Com-LED-50000hr |  | 20% HPT8 3 lamp LF Fixture & 80% LED 25th percentile Efficacy | LED Fixture: High/Low Bay, >=130 LPW, 42 to <60 W |  |  |  | Available |  | 0 | 0 | PGECOLTG178 | RobNc |  |  |  | None | 2018-04-01 | 2019-12-31 | [5 empty] | Standard | Workpaper to expire 2018-12-31 (extended through 2019-12-31) | 1 | 1 | 0 | Deemed Ex Ante Team |  | Workpaper to expire 2018-12-31 (extended through 2019-12-31) |  | Updated to indicate claim/filing status
1 | C-In-LEDFixt(70.99w)-dwP10 | Commercial Indoor High/Low Bay Lighting: LED Fixture. Normal Replacement (NR) and New Construction (NC) applications. Savings calculated above a standard practice baseline. | DEER2016 | Disposition | 2020-11-24 16:30 | Com-Iltg-dWatt-HB_OSbldg | NonDEER | Scaled | Delta | 10 |  | None |  | 0 |  | 0 | Com | Any | Lighting | InGen-HB | Ltg_Fixture | LED_fixt | LEDFixt(70.99w) | ILtg-Com-LED-50000hr |  | 20% HPT8 3 lamp LF Fixture & 80% LED 25th percentile Efficacy | LED Fixture: High/Low Bay, 110 LPW to <130 LPW, 48 to <71 W |  |  |  | Available |  | 0 | 0 | PGECOLTG178 | RobNc |  |  |  | None | 2018-04-01 | 2019-12-31 | [5 empty] | Standard | Workpaper to expire 2018-12-31 (extended through 2019-12-31) | 1 | 1 | 0 | Deemed Ex Ante Team |  | Workpaper to expire 2018-12-31 (extended through 2019-12-31) |  | Updated to indicate claim/filing status
1 | C-In-LEDFixt(81.99w)-dwP23.4 | Commercial Indoor High/Low Bay Lighting: LED Fixture. Normal Replacement (NR) and New Construction (NC) applications. Savings calculated above a standard practice baseline. | DEER2016 | Disposition | 2020-11-24 16:30 | Com-Iltg-dWatt-HB_OSbldg | NonDEER | Scaled | Delta | 23.4 |  | None |  | 0 |  | 0 | Com | Any | Lighting | InGen-HB | Ltg_Fixture | LED_fixt | LEDFixt(81.99w) | ILtg-Com-LED-50000hr |  | 20% HPT8 4 lamp LF Fixture & 80% LED 25th percentile Efficacy | LED Fixture: High/Low Bay, >=130 LPW, 60 to <82 W |  |  |  | Available |  | 0 | 0 | PGECOLTG178 | RobNc |  |  |  | None | 2018-04-01 | 2019-12-31 | [5 empty] | Standard | Workpaper to expire 2018-12-31 (extended through 2019-12-31) | 1 | 1 | 0 | Deemed Ex Ante Team |  | Workpaper to expire 2018-12-31 (extended through 2019-12-31) |  | Updated to indicate claim/filing status
1 | C-In-LEDFixt(89.99w)-dwP15.4 | Commercial Indoor High/Low Bay Lighting: LED Fixture. Normal Replacement (NR) and New Construction (NC) applications. Savings calculated above a standard practice baseline. | DEER2016 | Disposition | 2020-11-24 16:30 | Com-Iltg-dWatt-HB_OSbldg | NonDEER | Scaled | Delta | 15.4 |  | None |  | 0 |  | 0 | Com | Any | Lighting | InGen-HB | Ltg_Fixture | LED_fixt | LEDFixt(89.99w) | ILtg-Com-LED-50000hr |  | 20% HPT8 4 lamp LF Fixture & 80% LED 25th percentile Efficacy | LED Fixture: High/Low Bay, 110 LPW to <130 LPW, 71 to <90 W |  |  |  | Available |  | 0 | 0 | PGECOLTG178 | RobNc |  |  |  | None | 2018-04-01 | 2019-12-31 | [5 empty] | Standard | Workpaper to expire 2018-12-31 (extended through 2019-12-31) | 1 | 1 | 0 | Deemed Ex Ante Team |  | Workpaper to expire 2018-12-31 (extended through 2019-12-31) |  | Updated to indicate claim/filing status
1 | C-In-LED-PAR30(21w)-dWP28 | Commercial Indoor General Lighting: LED Lamp replaces pre-existing standard lighting Wattage. Measure includes Code case. Impacts: CFL-based HOU (varies by BldgType) | DEER2016 | Disposition | 2020-11-24 16:30 | Com-Iltg-dWatt-CFL_OSbldg | NonDEER | Scaled | BaseRatio |  |  | None |  | 0 |  | 1 | Com | Any | Lighting | InGen-CFL | Ltg_Lamp | LED_lamp |  | ILtg-Com-LED-20000hr | LED PAR30 Basecase, Total Watts = 2.34 x Msr Watts | LED PAR30 Basecase, Total Watts = 2.34 x Msr Watts | LED Lamp: PAR30, 21 Watts, non-dimmable | LEDratio0234 | LEDratio0234 | LED-PAR30(21w) | Available |  | 0 | 0 | 2018Phase1ScrewInLampDisposition | ErRobNc |  |  |  | None | 2018-07-01 | 2019-12-31 | InEA_modVal |  |  |  |  | Standard | Expires 12/31/2019 due to DEER2020 revised impacts and peak demand definition | 1 | 1 | 0 | Deemed Ex Ante Team |  | Expires 12/31/2019 due to DEER2020 revised impacts and peak demand definition |  | Updated to indicate claim/filing status
1 | C-In-LED-PAR30(7w)-dWP9 | Commercial Indoor General Lighting: LED Lamp replaces pre-existing standard lighting Wattage. Measure includes Code case. Impacts: CFL-based HOU (varies by BldgType) | DEER2016 | Disposition | 2020-11-24 16:30 | Com-Iltg-dWatt-CFL_OSbldg | NonDEER | Scaled | BaseRatio |  |  | None |  | 0 |  | 1 | Com | Any | Lighting | InGen-CFL | Ltg_Lamp | LED_lamp |  | ILtg-Com-LED-20000hr | LED PAR30 Basecase, Total Watts = 2.34 x Msr Watts | LED PAR30 Basecase, Total Watts = 2.34 x Msr Watts | LED Lamp: PAR30, 7 Watts, non-dimmable | LEDratio0234 | LEDratio0234 | LED-PAR30(7w) | Available |  | 0 | 0 | 2018Phase1ScrewInLampDisposition | ErRobNc |  |  |  | None | 2018-07-01 | 2019-12-31 | InEA_modVal |  |  |  |  | Standard | Expires 12/31/2019 due to DEER2020 revised impacts and peak demand definition | 1 | 1 | 0 | Deemed Ex Ante Team |  | Expires 12/31/2019 due to DEER2020 revised impacts and peak demand definition |  | Updated to indicate claim/filing status
1 | C-In-LED-PAR30(9w)-dWP12 | Commercial Indoor General Lighting: LED Lamp replaces pre-existing standard lighting Wattage. Measure includes Code case. Impacts: CFL-based HOU (varies by BldgType) | DEER2016 | Disposition | 2020-11-24 16:30 | Com-Iltg-dWatt-CFL_OSbldg | NonDEER | Scaled | BaseRatio |  |  | None |  | 0 |  | 1 | Com | Any | Lighting | InGen-CFL | Ltg_Lamp | LED_lamp |  | ILtg-Com-LED-20000hr | LED PAR30 Basecase, Total Watts = 2.34 x Msr Watts | LED PAR30 Basecase, Total Watts = 2.34 x Msr Watts | LED Lamp: PAR30, 9 Watts, non-dimmable | LEDratio0234 | LEDratio0234 | LED-PAR30(9w) | Available |  | 0 | 0 | 2018Phase1ScrewInLampDisposition | ErRobNc |  |  |  | None | 2018-07-01 | 2019-12-31 | InEA_modVal |  |  |  |  | Standard | Expires 12/31/2019 due to DEER2020 revised impacts and peak demand definition | 1 | 1 | 0 | Deemed Ex Ante Team |  | Expires 12/31/2019 due to DEER2020 revised impacts and peak demand definition |  | Updated to indicate claim/filing status
1 | C-In-LED-PAR38(11w)-dWP18 | Commercial Indoor General Lighting: LED Lamp replaces pre-existing standard lighting Wattage. Measure includes Code case. Impacts: CFL-based HOU (varies by BldgType) | DEER2016 | Disposition | 2020-11-24 16:30 | Com-Iltg-dWatt-CFL_OSbldg | NonDEER | Scaled | BaseRatio |  |  | None |  | 0 |  | 1 | Com | Any | Lighting | InGen-CFL | Ltg_Lamp | LED_lamp |  | ILtg-Com-LED-20000hr | LED PAR38 Basecase, Total Watts = 2.60 x Msr Watts | LED PAR38 Basecase, Total Watts = 2.60 x Msr Watts | LED Lamp: PAR38, 11 Watts, non-dimmable | LEDratio0260 | LEDratio0260 | LED-PAR38(11w) | Available |  | 0 | 0 | 2018Phase1ScrewInLampDisposition | ErRobNc |  |  |  | None | 2018-07-01 | 2019-12-31 | InEA_modVal |  |  |  |  | Standard | Expires 12/31/2019 due to DEER2020 revised impacts and peak demand definition | 1 | 1 | 0 | Deemed Ex Ante Team |  | Expires 12/31/2019 due to DEER2020 revised impacts and peak demand definition |  | Updated to indicate claim/filing status
1 | C-In-LED-PAR38(9w)-dWP14 | Commercial Indoor General Lighting: LED Lamp replaces pre-existing standard lighting Wattage. Measure includes Code case. Impacts: CFL-based HOU (varies by BldgType) | DEER2016 | Disposition | 2020-11-24 16:30 | Com-Iltg-dWatt-CFL_OSbldg | NonDEER | Scaled | BaseRatio |  |  | None |  | 0 |  | 1 | Com | Any | Lighting | InGen-CFL | Ltg_Lamp | LED_lamp |  | ILtg-Com-LED-20000hr | LED PAR38 Basecase, Total Watts = 2.60 x Msr Watts | LED PAR38 Basecase, Total Watts = 2.60 x Msr Watts | LED Lamp: PAR38, 9 Watts, non-dimmable | LEDratio0260 | LEDratio0260 | LED-PAR38(9w) | Available |  | 0 | 0 | 2018Phase1ScrewInLampDisposition | ErRobNc |  |  |  | None | 2018-07-01 | 2019-12-31 | InEA_modVal |  |  |  |  | Standard | Expires 12/31/2019 due to DEER2020 revised impacts and peak demand definition | 1 | 1 | 0 | Deemed Ex Ante Team |  | Expires 12/31/2019 due to DEER2020 revised impacts and peak demand definition |  | Updated to indicate claim/filing status
1 | C-Out-LED-A19(EISA-Bin-60w-100LPW)-dWP1p4 | LED A Lamp replaces pre-existing standard lighting Wattage based on EISA bin and LPW | DEER1314 | Disposition | 2020-11-24 16:30 | Com-Oltg-dWatt | NonDEER | Scaled | DeltaWatts | 1.4 | 1.4 | None |  | 0 |  | 0 | Com | Any | Lighting | OutGen | Ltg_Lamp | LED_lamp |  | OLtg-Com-LED-20000hr | LED A19 Basecase, 75% LED, 25% CFL | LED A19 Basecase, 75% LED, 25% CFL | LED Lamp: A19, EISA Bin 60, 100 LPW |  |  |  | Available |  | 0 | 0 | 2018Phase1ScrewInLampDisposition | RobNc |  |  |  |  | 2018-07-01 | 2019-12-31 | NotInEA |  |  |  |  | Standard |  | 1 | 1 | 0 | Deemed Ex Ante Team |  |  |  | Updated to indicate claim/filing status
1 | C-Out-LED-PAR38-Ext(19w)-dWP30 | Commercial Outdoor General Lighting: LED Lamp replaces pre-existing standard lighting Wattage. Measure includes Code case. Impacts: HOU = 4100; CDF = 0 | DEER1314 | Disposition | 2020-11-24 16:30 | Com-Oltg-dWatt | NonDEER | Scaled | BaseRatio |  |  | None |  | 0 |  | 1 | Com | Any | Lighting | OutGen | Ltg_Lamp | LED_lamp |  | OLtg-Com-LED-20000hr | LED PAR38 Basecase, Total Watts = 2.60 x Msr Watts | LED PAR38 Basecase, Total Watts = 2.60 x Msr Watts | LED Lamp: Exterior PAR38, 19 Watts, non-dimmable | LEDratio0260 | LEDratio0260 | LED-PAR38-Ext(19w) | Available |  | 0 | 0 | 2018Phase1ScrewInLampDisposition | ErRobNc |  |  |  | None | 2018-07-01 | 2019-12-31 | InEA_modVal |  |  |  |  | Standard | added 5-8-2018 | 1 | 1 | 0 | Deemed Ex Ante Team |  | added 5-8-2018 |  | Updated to indicate claim/filing status
1 | Dishwasher-EnStar-Level1-wtd | Energy Star(R) Dish Washer - Standard Size - Level 1 (160 cycles per year) | DEER2011 | D11 v4.01 | 2020-11-24 16:30 | Dishwasher-EnStar-Level1-wtd | DEER | CrossMeasWtd |  |  |  | None | Dishwasher-ESLvl1 | 0 |  | 0 | Res | Any | AppPlug | KitchenApp | Clean_equip | DishWash |  | Appl-EffDW | Standard Size Dishwasher, 160 cycles per year, EF = 0.45 | Standard Size Dishwasher, 160 cycles per year, EF = 0.45 | Energy Star(R) Dish Washer - Standard Size - Level 1, 160 cycles per year, EF = 0.65 |  |  |  | Available |  | 0 | 0 |  | RobNc |  | Appl-EffDW |  | None | 2013-01-01 | 2014-06-30 | DEER |  |  |  |  | Standard |  | 1 | 1 | 0 | Deemed Ex Ante Team |  |  |  | Updated to indicate claim/filing status
1 | NE-HVAC-airAC-SpltPkg-135to239kBtuh-11p5eer | EER-rated packaged Air Conditioner, Size Range: 135 - 240 kBTU/h, EER = 11.5, min IEER = 13, EIR = 0.255, Fan W/CFM = 0.41, two-speed fan, with Econo | DEER2017 | D17 v2 | 2020-11-24 16:30 | NE-HVAC-airAC-SpltPkg-135to239kBtuh-11p5eer | DEER | Standard | None |  |  | None |  | 0 |  | 0 | Com | Any | HVAC | SpaceCool | dxAC_equip | pkgEER | dxAC-Com-Pkg-135to240kBTUh-EER11.5-2Spd | HVAC-airAC | EER-Rated Pkg AC, 135-240 kBTU/h; Pre-2005: EER = 9.7, one-speed fan, w/Econo; 2006 - 2009: EER = 9.7, one-speed fan, w/Econo; 2010 - 2013: EER = 10.8, one-speed fan, w/Econo; 2014 - 2015: EER = 10.8, IEER = 12.2, two-speed fan, w/Econo | EER-rated packaged Air Conditioner, Size Range: 135 - 240 kBTU/h, EER = 10.8, IEER = 12.2, EIR = 0.274, Fan W/CFM = 0.41, two-speed fan, with Econo | EER-rated packaged Air Conditioner, Size Range: 135 - 240 kBTU/h, EER = 11.5, min IEER = 13, EIR = 0.255, Fan W/CFM = 0.41, two-speed fan, with Econo |  |  |  | Available |  | 0 | 0 | June 2017 DEER Update | ErRobNc | dxAC-Com-Pkg-135to240kBTUh-EER10.8-2Spd | HVAC-airAC |  | None | 2017-07-01 | 2019-12-31 | InEA_mod |  |  |  |  | Standard | Measure updated for DEER June 2017 Update including Baseline Adjustment; Measure expired due to DEER2020 update | 1 | 1 | 0 | Deemed Ex Ante Team |  | Measure updated for DEER June 2017 Update including Baseline Adjustment; Measure expired due to DEER2020 update |  | Updated to indicate claim/filing status
1 | NE-HVAC-airAC-SpltPkg-135to239kBtuh-12p0eer | EER-rated packaged Air Conditioner, Size Range: 135 - 240 kBTU/h, EER = 12, min IEER = 13.5, EIR = 0.243, Fan W/CFM = 0.41, two-speed fan, with Econo | DEER2017 | D17 v2 | 2020-11-24 16:30 | NE-HVAC-airAC-SpltPkg-135to239kBtuh-12p0eer | DEER | Standard | None |  |  | None |  | 0 |  | 0 | Com | Any | HVAC | SpaceCool | dxAC_equip | pkgEER | dxAC-Com-Pkg-135to240kBTUh-EER12.0-2Spd | HVAC-airAC | EER-Rated Pkg AC, 135-240 kBTU/h; Pre-2005: EER = 9.7, one-speed fan, w/Econo; 2006 - 2009: EER = 9.7, one-speed fan, w/Econo; 2010 - 2013: EER = 10.8, one-speed fan, w/Econo; 2014 - 2015: EER = 10.8, IEER = 12.2, two-speed fan, w/Econo | EER-rated packaged Air Conditioner, Size Range: 135 - 240 kBTU/h, EER = 10.8, IEER = 12.2, EIR = 0.274, Fan W/CFM = 0.41, two-speed fan, with Econo | EER-rated packaged Air Conditioner, Size Range: 135 - 240 kBTU/h, EER = 12, min IEER = 13.5, EIR = 0.243, Fan W/CFM = 0.41, two-speed fan, with Econo |  |  |  | Available |  | 0 | 0 | June 2017 DEER Update | ErRobNc | dxAC-Com-Pkg-135to240kBTUh-EER10.8-2Spd | HVAC-airAC |  | None | 2017-07-01 | 2019-12-31 | InEA_mod |  |  |  |  | Standard | Measure updated for DEER June 2017 Update including Baseline Adjustment; Measure expired due to DEER2020 update | 1 | 1 | 0 | Deemed Ex Ante Team |  | Measure updated for DEER June 2017 Update including Baseline Adjustment; Measure expired due to DEER2020 update |  | Updated to indicate claim/filing status
1 | NE-HVAC-airAC-SpltPkg-135to239kBtuh-12p5eer | EER-rated packaged Air Conditioner, Size Range: 135 - 240 kBTU/h, EER = 12.5, min IEER = 14, EIR = 0.231, Fan W/CFM = 0.41, two-speed fan, with Econo | DEER2017 | D17 v2 | 2020-11-24 16:30 | NE-HVAC-airAC-SpltPkg-135to239kBtuh-12p5eer | DEER | Standard | None |  |  | None |  | 0 |  | 0 | Com | Any | HVAC | SpaceCool | dxAC_equip | pkgEER | dxAC-Com-Pkg-135to240kBTUh-EER12.5-2Spd | HVAC-airAC | EER-Rated Pkg AC, 135-240 kBTU/h; Pre-2005: EER = 9.7, one-speed fan, w/Econo; 2006 - 2009: EER = 9.7, one-speed fan, w/Econo; 2010 - 2013: EER = 10.8, one-speed fan, w/Econo; 2014 - 2015: EER = 10.8, IEER = 12.2, two-speed fan, w/Econo | EER-rated packaged Air Conditioner, Size Range: 135 - 240 kBTU/h, EER = 10.8, IEER = 12.2, EIR = 0.274, Fan W/CFM = 0.41, two-speed fan, with Econo | EER-rated packaged Air Conditioner, Size Range: 135 - 240 kBTU/h, EER = 12.5, min IEER = 14, EIR = 0.231, Fan W/CFM = 0.41, two-speed fan, with Econo |  |  |  | Available |  | 0 | 0 | June 2017 DEER Update | ErRobNc | dxAC-Com-Pkg-135to240kBTUh-EER10.8-2Spd | HVAC-airAC |  | None | 2017-07-01 | 2019-12-31 | InEA_mod |  |  |  |  | Standard | Measure updated for DEER June 2017 Update including Baseline Adjustment; Measure expired due to DEER2020 update | 1 | 1 | 0 | Deemed Ex Ante Team |  | Measure updated for DEER June 2017 Update including Baseline Adjustment; Measure expired due to DEER2020 update |  | Updated to indicate claim/filing status
1 | NE-HVAC-airAC-SpltPkg-65to134kBtuh-11p5eer-woutPreEcono | EER-rated packaged Air Conditioner, Size Range: 65 - 134 kBTU/h, EER = 11.5, min IEER = 13, EIR = 0.26, Fan W/CFM = 0.4, two-speed fan, with Econo (Pre-existing vintages do not include Economizer) | DEER2017 | D17 v2 | 2020-11-24 16:30 | NE-HVAC-airAC-SpltPkg-65to109kBtuh-11p5eer | DEER | Standard | None |  |  | None |  | 0 |  | 0 | Com | Any | HVAC | SpaceCool | dxAC_equip | pkgEER | dxAC-Com-Pkg-65to134kBtuh-EER11.5-2Spd | HVAC-airAC | EER-Rated Pkg AC, 65-134 kBTU/h; Pre-2005: EER = 10.0, one-speed fan, no Econo; 2006 - 2009: EER = 10.0, one-speed fan, no Econo; 2010 - 2013: EER = 11, one-speed fan, no Econo; 2014 - 2015: EER = 11, IEER 12.7, two-speed fan, w/Econo | EER-rated packaged Air Conditioner, Size Range: 65 - 134 kBTU/h, EER = 11, IEER = 12.7, EIR = 0.273, Fan W/CFM = 0.4, two-speed fan, with Econo | EER-rated packaged Air Conditioner, Size Range: 65 - 134 kBTU/h, EER = 11.5, min IEER = 13, EIR = 0.26, Fan W/CFM = 0.4, two-speed fan, with Econo |  |  |  | Available |  | 0 | 0 | June 2017 DEER Update | ErRobNc | dxAC-Com-Pkg-65to134kBtuh-EER11.0-2Spd | HVAC-airAC |  | None | 2017-07-01 | 2019-12-31 | InEA_mod |  |  |  |  | Standard | Measure updated for DEER June 2017 Update including Baseline Adjustment; Measure expired due to DEER2020 update | 1 | 1 | 0 | Deemed Ex Ante Team |  | Measure updated for DEER June 2017 Update including Baseline Adjustment; Measure expired due to DEER2020 update |  | Updated to indicate claim/filing status
1 | NE-HVAC-airAC-SpltPkg-65to134kBtuh-11p5eer-wPreEcono | EER-rated packaged Air Conditioner, Size Range: 65 - 134 kBTU/h, EER = 11.5, min IEER = 13, EIR = 0.26, Fan W/CFM = 0.4, two-speed fan, with Econo (Pre-existing vintages include Economizer) | DEER2017 | D17 v2 | 2020-11-24 16:30 | NE-HVAC-airAC-SpltPkg-65to109kBtuh-11p5eer-wPreEcono | DEER | Standard | None |  |  | None |  | 0 |  | 0 | Com | Any | HVAC | SpaceCool | dxAC_equip | pkgEER | dxAC-Com-Pkg-65to134kBtuh-EER11.5-2Spd | HVAC-airAC | EER-Rated Pkg AC, 65-134 kBTU/h; Pre-2005: EER = 10.0, one-speed fan, w/Econo; 2006 - 2009: EER = 10.0, one-speed fan, w/Econo; 2010 - 2013: EER = 11, one-speed fan, w/Econo; 2014 - 2015: EER = 11, IEER 12.7, two-speed fan, w/Econo | EER-rated packaged Air Conditioner, Size Range: 65 - 134 kBTU/h, EER = 11, IEER = 12.7, EIR = 0.273, Fan W/CFM = 0.4, two-speed fan, with Econo | EER-rated packaged Air Conditioner, Size Range: 65 - 134 kBTU/h, EER = 11.5, min IEER = 13, EIR = 0.26, Fan W/CFM = 0.4, two-speed fan, with Econo |  |  |  | Available |  | 0 | 0 | June 2017 DEER Update | ErRobNc | dxAC-Com-Pkg-65to134kBtuh-EER11.0-2Spd | HVAC-airAC |  | None | 2017-07-01 | 2019-12-31 | InEA_mod |  |  |  |  | Standard | Measure updated for DEER June 2017 Update including Baseline Adjustment; Measure expired due to DEER2020 update | 1 | 1 | 0 | Deemed Ex Ante Team |  | Measure updated for DEER June 2017 Update including Baseline Adjustment; Measure expired due to DEER2020 update |  | Updated to indicate claim/filing status
1 | NE-HVAC-airAC-SpltPkg-65to134kBtuh-12p0eer-woutPreEcono | EER-rated packaged Air Conditioner, Size Range: 65 - 134 kBTU/h, EER = 12, min IEER = 13.5 EIR = 0.247, Fan W/CFM = 0.4, two-speed fan, with Econo (Pre-existing vintages do not include Economizer) | DEER2017 | D17 v2 | 2020-11-24 16:30 | NE-HVAC-airAC-SpltPkg-65to109kBtuh-12p0eer | DEER | Standard | None |  |  | None |  | 0 |  | 0 | Com | Any | HVAC | SpaceCool | dxAC_equip | pkgEER | dxAC-Com-Pkg-65to134kBtuh-EER12.0-2Spd | HVAC-airAC | EER-Rated Pkg AC, 65-134 kBTU/h; Pre-2005: EER = 10.0, one-speed fan, no Econo; 2006 - 2009: EER = 10.0, one-speed fan, no Econo; 2010 - 2013: EER = 11, one-speed fan, no Econo; 2014 - 2015: EER = 11, IEER 12.7, two-speed fan, w/Econo | EER-rated packaged Air Conditioner, Size Range: 65 - 134 kBTU/h, EER = 11, IEER = 12.7, EIR = 0.273, Fan W/CFM = 0.4, two-speed fan, with Econo | EER-rated packaged Air Conditioner, Size Range: 65 - 134 kBTU/h, EER = 12, min IEER = 13.5 EIR = 0.247, Fan W/CFM = 0.4, two-speed fan, with Econo |  |  |  | Available |  | 0 | 0 | June 2017 DEER Update | ErRobNc | dxAC-Com-Pkg-65to134kBtuh-EER11.0-2Spd | HVAC-airAC |  | None | 2017-07-01 | 2019-12-31 | InEA_mod |  |  |  |  | Standard | Measure updated for DEER June 2017 Update including Baseline Adjustment; Measure expired due to DEER2020 update | 1 | 1 | 0 | Deemed Ex Ante Team |  | Measure updated for DEER June 2017 Update including Baseline Adjustment; Measure expired due to DEER2020 update |  | Updated to indicate claim/filing status
1 | NE-HVAC-airAC-SpltPkg-65to134kBtuh-12p0eer-wPreEcono | EER-rated packaged Air Conditioner, Size Range: 65 - 134 kBTU/h, EER = 12, min IEER = 13.5 EIR = 0.247, Fan W/CFM = 0.4, two-speed fan, with Econo (Pre-existing vintages include Economizer) | DEER2017 | D17 v2 | 2020-11-24 16:30 | NE-HVAC-airAC-SpltPkg-65to109kBtuh-12p0eer-wPreEcono | DEER | Standard | None |  |  | None |  | 0 |  | 0 | Com | Any | HVAC | SpaceCool | dxAC_equip | pkgEER | dxAC-Com-Pkg-65to134kBtuh-EER12.0-2Spd | HVAC-airAC | EER-Rated Pkg AC, 65-134 kBTU/h; Pre-2005: EER = 10.0, one-speed fan, w/Econo; 2006 - 2009: EER = 10.0, one-speed fan, w/Econo; 2010 - 2013: EER = 11, one-speed fan, w/Econo; 2014 - 2015: EER = 11, IEER 12.7, two-speed fan, w/Econo | EER-rated packaged Air Conditioner, Size Range: 65 - 134 kBTU/h, EER = 11, IEER = 12.7, EIR = 0.273, Fan W/CFM = 0.4, two-speed fan, with Econo | EER-rated packaged Air Conditioner, Size Range: 65 - 134 kBTU/h, EER = 12, min IEER = 13.5 EIR = 0.247, Fan W/CFM = 0.4, two-speed fan, with Econo |  |  |  | Available |  | 0 | 0 | June 2017 DEER Update | ErRobNc | dxAC-Com-Pkg-65to134kBtuh-EER11.0-2Spd | HVAC-airAC |  | None | 2017-07-01 | 2019-12-31 | InEA_mod |  |  |  |  | Standard | Measure updated for DEER June 2017 Update including Baseline Adjustment; Measure expired due to DEER2020 update | 1 | 1 | 0 | Deemed Ex Ante Team |  | Measure updated for DEER June 2017 Update including Baseline Adjustment; Measure expired due to DEER2020 update |  | Updated to indicate claim/filing status
1 | NE-HVAC-airAC-SpltPkg-65to134kBtuh-12p5eer-woutPreEcono | EER-rated packaged Air Conditioner, Size Range: 65 - 134 kBTU/h, EER = 12.5, min IEER = 14, EIR = 0.236, Fan W/CFM = 0.4, two-speed fan, with Econo (Pre-existing vintages do not include Economizer) | DEER2017 | D17 v2 | 2020-11-24 16:30 | NE-HVAC-airAC-SpltPkg-65to135kBtuh-12p5eer | DEER | CrossMeasWtd | None |  |  | None | airAC-SpltPkg-65to134kBtuh-12p5eer-woutPreEcono | 0 |  | 0 | Com | Any | HVAC | SpaceCool | dxAC_equip | pkgEER | dxAC-Com-Pkg-65to134kBtuh-EER12.5-2Spd | HVAC-airAC | EER-Rated Pkg AC, 65-134 kBTU/h; Pre-2005: EER = 10.0, one-speed fan, no Econo; 2006 - 2009: EER = 10.0, one-speed fan, no Econo; 2010 - 2013: EER = 11, one-speed fan, no Econo; 2014 - 2015: EER = 11, IEER 12.7, two-speed fan, w/Econo | EER-rated packaged Air Conditioner, Size Range: 65 - 134 kBTU/h, EER = 11, IEER = 12.7, EIR = 0.273, Fan W/CFM = 0.4, two-speed fan, with Econo | EER-rated packaged Air Conditioner, Size Range: 65 - 134 kBTU/h, EER = 12.5, min IEER = 14, EIR = 0.236, Fan W/CFM = 0.4, two-speed fan, with Econo |  |  |  | Available |  | 0 | 0 | June 2017 DEER Update | ErRobNc | dxAC-Com-Pkg-65to134kBtuh-EER11.0-2Spd | HVAC-airAC |  | None | 2017-07-01 | 2019-12-31 | InEA_mod |  |  |  |  | Standard | Measure updated for DEER June 2017 Update including Baseline Adjustment; Measure expired due to DEER2020 update | 1 | 1 | 0 | Deemed Ex Ante Team |  | Measure updated for DEER June 2017 Update including Baseline Adjustment; Measure expired due to DEER2020 update |  | Updated to indicate claim/filing status
1 | NE-HVAC-airAC-SpltPkg-65to134kBtuh-12p5eer-wPreEcono | EER-rated packaged Air Conditioner, Size Range: 65 - 134 kBTU/h, EER = 12.5, min IEER = 14, EIR = 0.236, Fan W/CFM = 0.4, two-speed fan, with Econo (Pre-existing vintages include Economizer) | DEER2017 | D17 v2 | 2020-11-24 16:30 | NE-HVAC-airAC-SpltPkg-65to135kBtuh-12p5eer-wPreEcono | DEER | CrossMeasWtd | None |  |  | None | airAC-SpltPkg-65to134kBtuh-12p5eer-wPreEcono | 0 |  | 0 | Com | Any | HVAC | SpaceCool | dxAC_equip | pkgEER | dxAC-Com-Pkg-65to134kBtuh-EER12.5-2Spd | HVAC-airAC | EER-Rated Pkg AC, 65-134 kBTU/h; Pre-2005: EER = 10.0, one-speed fan, w/Econo; 2006 - 2009: EER = 10.0, one-speed fan, w/Econo; 2010 - 2013: EER = 11, one-speed fan, w/Econo; 2014 - 2015: EER = 11, IEER 12.7, two-speed fan, w/Econo | EER-rated packaged Air Conditioner, Size Range: 65 - 134 kBTU/h, EER = 11, IEER = 12.7, EIR = 0.273, Fan W/CFM = 0.4, two-speed fan, with Econo | EER-rated packaged Air Conditioner, Size Range: 65 - 134 kBTU/h, EER = 12.5, min IEER = 14, EIR = 0.236, Fan W/CFM = 0.4, two-speed fan, with Econo |  |  |  | Available |  | 0 | 0 | June 2017 DEER Update | ErRobNc | dxAC-Com-Pkg-65to134kBtuh-EER11.0-2Spd | HVAC-airAC |  | None | 2017-07-01 | 2019-12-31 | InEA_mod |  |  |  |  | Standard | Measure updated for DEER June 2017 Update including Baseline Adjustment; Measure expired due to DEER2020 update | 1 | 1 | 0 | Deemed Ex Ante Team |  | Measure updated for DEER June 2017 Update including Baseline Adjustment; Measure expired due to DEER2020 update |  | Updated to indicate claim/filing status
1 | NE-HVAC-airAC-SpltPkg-65to134kBtuh-13p0eer-woutPreEcono | EER-rated packaged Air Conditioner, Size Range: 65 - 134 kBTU/h, EER = 13, min IEER = 15, EIR = 0.226, Fan W/CFM = 0.4, two-speed fan, with Econo (Pre-existing vintages do not include Economizer) | DEER2017 | D17 v2 | 2020-11-24 16:30 | NE-HVAC-airAC-SpltPkg-65to109kBtuh-13p0eer | DEER | Standard | None |  |  | None |  | 0 |  | 0 | Com | Any | HVAC | SpaceCool | dxAC_equip | pkgEER | dxAC-Com-Pkg-65to134kBtuh-EER13.0-2Spd | HVAC-airAC | EER-Rated Pkg AC, 65-134 kBTU/h; Pre-2005: EER = 10.0, one-speed fan, no Econo; 2006 - 2009: EER = 10.0, one-speed fan, no Econo; 2010 - 2013: EER = 11, one-speed fan, no Econo; 2014 - 2015: EER = 11, IEER 12.7, two-speed fan, w/Econo | EER-rated packaged Air Conditioner, Size Range: 65 - 134 kBTU/h, EER = 11, IEER = 12.7, EIR = 0.273, Fan W/CFM = 0.4, two-speed fan, with Econo | EER-rated packaged Air Conditioner, Size Range: 65 - 134 kBTU/h, EER = 13, min IEER = 15, EIR = 0.226, Fan W/CFM = 0.4, two-speed fan, with Econo |  |  |  | Available |  | 0 | 0 | June 2017 DEER Update | ErRobNc | dxAC-Com-Pkg-65to134kBtuh-EER11.0-2Spd | HVAC-airAC |  | None | 2017-07-01 | 2019-12-31 | InEA_mod |  |  |  |  | Standard | Measure updated for DEER June 2017 Update including Baseline Adjustment; Measure expired due to DEER2020 update | 1 | 1 | 0 | Deemed Ex Ante Team |  | Measure updated for DEER June 2017 Update including Baseline Adjustment; Measure expired due to DEER2020 update |  | Updated to indicate claim/filing status
1 | NE-HVAC-airAC-SpltPkg-65to134kBtuh-13p0eer-wPreEcono | EER-rated packaged Air Conditioner, Size Range: 65 - 134 kBTU/h, EER = 13, min IEER = 15, EIR = 0.226, Fan W/CFM = 0.4, two-speed fan, with Econo (Pre-existing vintages include Economizer) | DEER2017 | D17 v2 | 2020-11-24 16:30 | NE-HVAC-airAC-SpltPkg-65to109kBtuh-13p0eer-wPreEcono | DEER | Standard | None |  |  | None |  | 0 |  | 0 | Com | Any | HVAC | SpaceCool | dxAC_equip | pkgEER | dxAC-Com-Pkg-65to134kBtuh-EER13.0-2Spd | HVAC-airAC | EER-Rated Pkg AC, 65-134 kBTU/h; Pre-2005: EER = 10.0, one-speed fan, w/Econo; 2006 - 2009: EER = 10.0, one-speed fan, w/Econo; 2010 - 2013: EER = 11, one-speed fan, w/Econo; 2014 - 2015: EER = 11, IEER 12.7, two-speed fan, w/Econo | EER-rated packaged Air Conditioner, Size Range: 65 - 134 kBTU/h, EER = 11, IEER = 12.7, EIR = 0.273, Fan W/CFM = 0.4, two-speed fan, with Econo | EER-rated packaged Air Conditioner, Size Range: 65 - 134 kBTU/h, EER = 13, min IEER = 15, EIR = 0.226, Fan W/CFM = 0.4, two-speed fan, with Econo |  |  |  | Available |  | 0 | 0 | June 2017 DEER Update | ErRobNc | dxAC-Com-Pkg-65to134kBtuh-EER11.0-2Spd | HVAC-airAC |  | None | 2017-07-01 | 2019-12-31 | InEA_mod |  |  |  |  | Standard | Measure updated for DEER June 2017 Update including Baseline Adjustment; Measure expired due to DEER2020 update | 1 | 1 | 0 | Deemed Ex Ante Team |  | Measure updated for DEER June 2017 Update including Baseline Adjustment; Measure expired due to DEER2020 update |  | Updated to indicate claim/filing status
1 | NE-HVAC-airAC-SpltPkg-gte760kBtuh-10p2eer | EER-rated packaged Air Conditioner, Size Range: 760 - kBTU/h, EER = 10.2, min IEER = 11.6, EIR = 0.273, Fan W/CFM = 0.61, two-speed fan, with Econo | DEER2017 | D17 v2 | 2020-11-24 16:30 | NE-HVAC-airAC-SpltPkg-gte760kBtuh-10p2eer | DEER | Standard | None |  |  | None |  | 0 |  | 0 | Com | Any | HVAC | SpaceCool | dxAC_equip | pkgEER | dxAC-Com-Pkg-gte760kBTUh-EER10.2-2Spd | HVAC-airAC | EER-Rated Pkg AC, 760+ kBTU/h; Pre-2005: EER = 9.2, one-speed fan, w/Econo; 2006 - 2009: EER = 9.2, one-speed fan, w/Econo; 2010 - 2013: EER = 9.5, one-speed fan, w/Econo; 2014 - 2015: EER = 9.5, IEER = 11, two-speed fan, w/Econo | EER-rated packaged Air Conditioner, Size Range: 760 - kBTU/h, EER = 9.5, IEEER = 11, EIR = 0.297, Fan W/CFM = 0.61, two-speed fan, with Econo | EER-rated packaged Air Conditioner, Size Range: 760 - kBTU/h, EER = 10.2, min IEER = 11.6, EIR = 0.273, Fan W/CFM = 0.61, two-speed fan, with Econo |  |  |  | Available | Std and Meas Technologies vary by system configuration | 0 | 0 | June 2017 DEER Update | ErRobNc | dxAC-Com-Pkg-gte760kBTUh-EER9.5-2Spd | HVAC-airAC |  | None | 2017-07-01 | 2019-12-31 | InEA_mod |  |  |  |  | Standard | Measure updated for DEER June 2017 Update including Baseline Adjustment; Measure expired due to DEER2020 update | 1 | 1 | 0 | Deemed Ex Ante Team |  | Measure updated for DEER June 2017 Update including Baseline Adjustment; Measure expired due to DEER2020 update |  | Updated to indicate claim/filing status
1 | NE-HVAC-airAC-SpltPkg-gte760kBtuh-11p0eer | EER-rated packaged Air Conditioner, Size Range: 760 - kBTU/h, EER = 11, min IEER = 12.3, EIR = 0.249, Fan W/CFM = 0.61, two-speed fan, with Econo | DEER2017 | D17 v2 | 2020-11-24 16:30 | NE-HVAC-airAC-SpltPkg-gte760kBtuh-11p0eer | DEER | Standard | None |  |  | None |  | 0 |  | 0 | Com | Any | HVAC | SpaceCool | dxAC_equip | pkgEER | dxAC-Com-Pkg-gte760kBTUh-EER11.0-2Spd | HVAC-airAC | EER-Rated Pkg AC, 760+ kBTU/h; Pre-2005: EER = 9.2, one-speed fan, w/Econo; 2006 - 2009: EER = 9.2, one-speed fan, w/Econo; 2010 - 2013: EER = 9.5, one-speed fan, w/Econo; 2014 - 2015: EER = 9.5, IEER = 11, two-speed fan, w/Econo | EER-rated packaged Air Conditioner, Size Range: 760 - kBTU/h, EER = 9.5, IEEER = 11, EIR = 0.297, Fan W/CFM = 0.61, two-speed fan, with Econo | EER-rated packaged Air Conditioner, Size Range: 760 - kBTU/h, EER = 11, min IEER = 12.3, EIR = 0.249, Fan W/CFM = 0.61, two-speed fan, with Econo |  |  |  | Available | Std and Meas Technologies vary by system configuration | 0 | 0 | June 2017 DEER Update | ErRobNc | dxAC-Com-Pkg-gte760kBTUh-EER9.5-2Spd | HVAC-airAC |  | None | 2017-07-01 | 2019-12-31 | InEA_mod |  |  |  |  | Standard | Measure updated for DEER June 2017 Update including Baseline Adjustment; Measure expired due to DEER2020 update | 1 | 1 | 0 | Deemed Ex Ante Team |  | Measure updated for DEER June 2017 Update including Baseline Adjustment; Measure expired due to DEER2020 update |  | Updated to indicate claim/filing status
1 | NE-HVAC-airAC-SpltPkg-gte760kBtuh-12p0eer | EER-rated packaged Air Conditioner, Size Range: 760 - kBTU/h, EER = 12, min IEER = 13.8, EIR = 0.224, Fan W/CFM = 0.61, two-speed fan, with Econo | DEER2017 | D17 v2 | 2020-11-24 16:30 | NE-HVAC-airAC-SpltPkg-gte760kBtuh-12p0eer | DEER | Standard | None |  |  | None |  | 0 |  | 0 | Com | Any | HVAC | SpaceCool | dxAC_equip | pkgEER | dxAC-Com-Pkg-gte760kBTUh-EER12.0-2Spd | HVAC-airAC | EER-Rated Pkg AC, 760+ kBTU/h; Pre-2005: EER = 9.2, one-speed fan, w/Econo; 2006 - 2009: EER = 9.2, one-speed fan, w/Econo; 2010 - 2013: EER = 9.5, one-speed fan, w/Econo; 2014 - 2015: EER = 9.5, IEER = 11, two-speed fan, w/Econo | EER-rated packaged Air Conditioner, Size Range: 760 - kBTU/h, EER = 9.5, IEEER = 11, EIR = 0.297, Fan W/CFM = 0.61, two-speed fan, with Econo | EER-rated packaged Air Conditioner, Size Range: 760 - kBTU/h, EER = 12, min IEER = 13.8, EIR = 0.224, Fan W/CFM = 0.61, two-speed fan, with Econo |  |  |  | Available | Std and Meas Technologies vary by system configuration | 0 | 0 | June 2017 DEER Update | ErRobNc | dxAC-Com-Pkg-gte760kBTUh-EER9.5-2Spd | HVAC-airAC |  | None | 2017-07-01 | 2019-12-31 | InEA_mod |  |  |  |  | Standard | Measure updated for DEER June 2017 Update including Baseline Adjustment; Measure expired due to DEER2020 update | 1 | 1 | 0 | Deemed Ex Ante Team |  | Measure updated for DEER June 2017 Update including Baseline Adjustment; Measure expired due to DEER2020 update |  | Updated to indicate claim/filing status
1 | NE-HVAC-Chlr-AirCldRecipChlr-2Cmp-AllSizes-13.47EER-21.92IPLV | Air Cooled Constant Speed Reciprocating Chiller w/2 Compressors (All Capacities, scaled measure based on d-kW/ton) | DEER2017 | D17 v1.0 | 2020-11-24 16:30 | NE-HVAC-Chlr-AirCldRecipChlr-2Cmp-AllSizes-dkWton | DEER | Standard | None | 0 | 0 | None |  | 0 |  | 0 | Com | Any | HVAC | SpaceCool | Chiller | AirCldRecipChlr |  | HVAC-Chlr | Air Cooled Constant Speed Reciprocating Chiller w/2 Compressors (All Capacities, 9.231 EER, 15.028 IPLV) | Air Cooled Constant Speed Reciprocating Chiller w/2 Compressors (All Capacities, 9.231 EER, 15.028 IPLV) | Air Cooled Constant Speed Reciprocating Chiller w/2 Compressors (All Capacities, 13.467 EER, 21.918 IPLV) | AirCldRecipChlr-2Cmp-AllSizes-9.23EER-15.03IPLV | AirCldRecipChlr-2Cmp-AllSizes-9.23EER-15.03IPLV | AirCldRecipChlr-2Cmp-AllSizes-13.47EER-21.92IPLV | Available |  | 0 | 0 |  | ErRobNc |  | HVAC-Chlr |  | None | 2017-01-01 | 2019-12-31 | [5 empty] | Basis |  | 1 | 1 | 0 | Deemed Ex Ante Team |  |  |  | Updated to indicate claim/filing status
1 | NE-HVAC-Chlr-AirCldScrewChlr-2Cmp-AllSizes-13.47EER-18.29IPLV | Air Cooled Constant Speed Screw Chiller w/1 Compressor (All Capacities, scaled measure based on d-kW/ton) | DEER2017 | D17 v1.0 | 2020-11-24 16:30 | NE-HVAC-Chlr-AirCldScrewChlr-2Cmp-AllSizes-dkWton | DEER | Standard | None | 0 | 0 | None |  | 0 |  | 0 | Com | Any | HVAC | SpaceCool | Chiller | AirCldScrewChlr |  | HVAC-Chlr | Air Cooled Constant Speed Screw Chiller w/1 Compressor (All Capacities, 9.231 EER, 12.538 IPLV) | Air Cooled Constant Speed Screw Chiller w/1 Compressor (All Capacities, 9.231 EER, 12.538 IPLV) | Air Cooled Constant Speed Screw Chiller w/1 Compressor (All Capacities, 13.467 EER, 18.291 IPLV) | AirCldScrewChlr-2Cmp-AllSizes-9.23EER-12.54IPLV | AirCldScrewChlr-2Cmp-AllSizes-9.23EER-12.54IPLV | AirCldScrewChlr-2Cmp-AllSizes-13.47EER-18.29IPLV | Available |  | 0 | 0 |  | ErRobNc |  | HVAC-Chlr |  | None | 2017-01-01 | 2019-12-31 | [5 empty] | Basis |  | 1 | 1 | 0 | Deemed Ex Ante Team |  |  |  | Updated to indicate claim/filing status
1 | NE-HVAC-Chlr-AirCldScrewChlr-2Cmp-gte150tons-10.5EER-14.26IPLV | Air Cooled Constant Speed Screw Chiller w/1 Compressor (>= 150 tons, 10.5 Min EER, 14.5 Min IPLV) | DEER2017 | D17 v1.0 | 2020-11-24 16:30 | NE-HVAC-Chlr-AirCldScrewChlr-2Cmp-AllSizes-10.5EER-14.26IPLV | DEER | Standard | None | 0 | 0 | None |  | 0 |  | 0 | Com | Any | HVAC | SpaceCool | Chiller | AirCldScrewChlr |  | HVAC-Chlr | Water cooled centrifugal chiller, efficiency based on vintage | Air Cooled Constant Speed Screw Chiller w/1 Compressor (>= 150 tons, 10.1 EER, 13.718 IPLV) | Air Cooled Constant Speed Screw Chiller w/1 Compressor (>= 150 tons, 10.5 EER, 14.262 IPLV) |  | AirCldScrewChlr-2Cmp-gte150tons-10.1EER-13.72IPLV | AirCldScrewChlr-2Cmp-gte150tons-10.5EER-14.26IPLV | Available |  | 0 | 0 |  | ErRobNc |  | HVAC-Chlr |  | None | 2017-01-01 | 2019-12-31 | [5 empty] | Standard |  | 1 | 1 | 0 | Deemed Ex Ante Team |  |  |  | Updated to indicate claim/filing status
1 | NE-HVAC-Chlr-AirCldScrewChlr-2Cmp-gte150tons-11.5EER-15.62IPLV | Air Cooled Constant Speed Screw Chiller w/1 Compressor (>= 150 tons, 11.5 Min EER, 14.5 Min IPLV) | DEER2017 | D17 v1.0 | 2020-11-24 16:30 | NE-HVAC-Chlr-AirCldScrewChlr-2Cmp-AllSizes-11.5EER-15.62IPLV | DEER | Standard | None | 0 | 0 | None |  | 0 |  | 0 | Com | Any | HVAC | SpaceCool | Chiller | AirCldScrewChlr |  | HVAC-Chlr | Water cooled centrifugal chiller, efficiency based on vintage | Air Cooled Constant Speed Screw Chiller w/1 Compressor (>= 150 tons, 10.1 EER, 13.718 IPLV) | Air Cooled Constant Speed Screw Chiller w/1 Compressor (>= 150 tons, 11.5 EER, 15.62 IPLV) |  | AirCldScrewChlr-2Cmp-gte150tons-10.1EER-13.72IPLV | AirCldScrewChlr-2Cmp-gte150tons-11.5EER-15.62IPLV | Available |  | 0 | 0 |  | ErRobNc |  | HVAC-Chlr |  | None | 2017-01-01 | 2019-12-31 | [5 empty] | Standard |  | 1 | 1 | 0 | Deemed Ex Ante Team |  |  |  | Updated to indicate claim/filing status
1 | NE-HVAC-Chlr-AirCldScrewChlr-2Cmp-gte150tons-11EER-14.94IPLV | Air Cooled Constant Speed Screw Chiller w/1 Compressor (>= 150 tons, 11 Min EER, 14.5 Min IPLV) | DEER2017 | D17 v1.0 | 2020-11-24 16:30 | NE-HVAC-Chlr-AirCldScrewChlr-2Cmp-AllSizes-11EER-14.94IPLV | DEER | Standard | None | 0 | 0 | None |  | 0 |  | 0 | Com | Any | HVAC | SpaceCool | Chiller | AirCldScrewChlr |  | HVAC-Chlr | Water cooled centrifugal chiller, efficiency based on vintage | Air Cooled Constant Speed Screw Chiller w/1 Compressor (>= 150 tons, 10.1 EER, 13.718 IPLV) | Air Cooled Constant Speed Screw Chiller w/1 Compressor (>= 150 tons, 11 EER, 14.941 IPLV) |  | AirCldScrewChlr-2Cmp-gte150tons-10.1EER-13.72IPLV | AirCldScrewChlr-2Cmp-gte150tons-11EER-14.94IPLV | Available |  | 0 | 0 |  | ErRobNc |  | HVAC-Chlr |  | None | 2017-01-01 | 2019-12-31 | [5 empty] | Standard |  | 1 | 1 | 0 | Deemed Ex Ante Team |  |  |  | Updated to indicate claim/filing status
1 | NE-HVAC-Chlr-AirCldScrewChlr-2Cmp-lt150tons-10.5EER-14.26IPLV | Air Cooled Constant Speed Screw Chiller w/1 Compressor (< 150 tons, 10.5 Min EER, 13.8 Min IPLV) | DEER2017 | D17 v1.0 | 2020-11-24 16:30 | NE-HVAC-Chlr-AirCldScrewChlr-2Cmp-AllSizes-10.5EER-14.26IPLV | DEER | Standard | None | 0 | 0 | None |  | 0 |  | 0 | Com | Any | HVAC | SpaceCool | Chiller | AirCldScrewChlr |  | HVAC-Chlr | Water cooled centrifugal chiller, efficiency based on vintage | Air Cooled Constant Speed Screw Chiller w/1 Compressor (< 150 tons, 10.1 EER, 13.718 IPLV) | Air Cooled Constant Speed Screw Chiller w/1 Compressor (< 150 tons, 10.5 EER, 14.262 IPLV) |  | AirCldScrewChlr-2Cmp-lt150tons-10.1EER-13.72IPLV | AirCldScrewChlr-2Cmp-lt150tons-10.5EER-14.26IPLV | Available |  | 0 | 0 |  | ErRobNc |  | HVAC-Chlr |  | None | 2017-01-01 | 2019-12-31 | [5 empty] | Standard |  | 1 | 1 | 0 | Deemed Ex Ante Team |  |  |  | Updated to indicate claim/filing status
1 | NE-HVAC-Chlr-AirCldScrewChlr-2Cmp-lt150tons-11.5EER-15.62IPLV | Air Cooled Constant Speed Screw Chiller w/1 Compressor (< 150 tons, 11.5 Min EER, 15.8 Min IPLV) | DEER2017 | D17 v1.0 | 2020-11-24 16:30 | NE-HVAC-Chlr-AirCldScrewChlr-2Cmp-AllSizes-11.5EER-15.62IPLV | DEER | Standard | None | 0 | 0 | None |  | 0 |  | 0 | Com | Any | HVAC | SpaceCool | Chiller | AirCldScrewChlr |  | HVAC-Chlr | Water cooled centrifugal chiller, efficiency based on vintage | Air Cooled Constant Speed Screw Chiller w/1 Compressor (< 150 tons, 10.1 EER, 13.718 IPLV) | Air Cooled Constant Speed Screw Chiller w/1 Compressor (< 150 tons, 11.5 EER, 15.62 IPLV) |  | AirCldScrewChlr-2Cmp-lt150tons-10.1EER-13.72IPLV | AirCldScrewChlr-2Cmp-lt150tons-11.5EER-15.62IPLV | Available |  | 0 | 0 |  | ErRobNc |  | HVAC-Chlr |  | None | 2017-01-01 | 2019-12-31 | [5 empty] | Standard |  | 1 | 1 | 0 | Deemed Ex Ante Team |  |  |  | Updated to indicate claim/filing status
1 | NE-HVAC-Chlr-AirCldScrewChlr-2Cmp-lt150tons-11EER-14.94IPLV | Air Cooled Constant Speed Screw Chiller w/1 Compressor (< 150 tons, 11 Min EER, 14.2 Min IPLV) | DEER2017 | D17 v1.0 | 2020-11-24 16:30 | NE-HVAC-Chlr-AirCldScrewChlr-2Cmp-AllSizes-11EER-14.94IPLV | DEER | Standard | None | 0 | 0 | None |  | 0 |  | 0 | Com | Any | HVAC | SpaceCool | Chiller | AirCldScrewChlr |  | HVAC-Chlr | Water cooled centrifugal chiller, efficiency based on vintage | Air Cooled Constant Speed Screw Chiller w/1 Compressor (< 150 tons, 10.1 EER, 13.718 IPLV) | Air Cooled Constant Speed Screw Chiller w/1 Compressor (< 150 tons, 11 EER, 14.941 IPLV) |  | AirCldScrewChlr-2Cmp-lt150tons-10.1EER-13.72IPLV | AirCldScrewChlr-2Cmp-lt150tons-11EER-14.94IPLV | Available |  | 0 | 0 |  | ErRobNc |  | HVAC-Chlr |  | None | 2017-01-01 | 2019-12-31 | [5 empty] | Standard |  | 1 | 1 | 0 | Deemed Ex Ante Team |  |  |  | Updated to indicate claim/filing status
1 | NE-HVAC-Chlr-AirCldScrewChlr-2Cmp-lt150tons-11EER-14.94IPLV-scaled | Air Cooled Constant Speed Screw Chiller w/1 Compressor (< 150 tons, 11 Min EER, 14.2 Min IPLV - scaled) | DEER2017 | D17 v1.0 | 2020-11-24 16:30 | NE-HVAC-Chlr-AirCldScrewChlr-2Cmp-AllSizes-dkWton | DEER | Scaled | dkWTon | 0.0972 | 0 | None |  | 0 |  | 0 | Com | Any | HVAC | SpaceCool | Chiller | AirCldScrewChlr |  | HVAC-Chlr | Air Cooled Constant Speed Screw Chiller w/1 Compressor (< 150 tons, 10.1 EER, 13.718 IPLV) | Air Cooled Constant Speed Screw Chiller w/1 Compressor (< 150 tons, 10.1 EER, 13.718 IPLV) | Air Cooled Constant Speed Screw Chiller w/1 Compressor (< 150 tons, 11 EER, 14.941 IPLV) | AirCldScrewChlr-2Cmp-lt150tons-10.1EER-13.72IPLV | AirCldScrewChlr-2Cmp-lt150tons-10.1EER-13.72IPLV | AirCldScrewChlr-2Cmp-lt150tons-11EER-14.94IPLV | Available |  | 0 | 0 |  | ErRobNc |  | HVAC-Chlr |  | None | 2017-01-01 | 2019-12-31 | [5 empty] | Standard |  | 1 | 1 | 0 | Deemed Ex Ante Team |  |  |  | Updated to indicate claim/filing status
1 | NE-HVAC-Chlr-WtrCldCentChlr-Conv-1Cmp-150to299tons-0.519kwpton-0.457IPLV | Water Cooled Constant Speed Centrifugal Chiller (150 to 299 tons, 0.519 Max kW/ton, 0.481 Max IPLV) | DEER2017 | D17 v1.0 | 2020-11-24 16:30 | NE-HVAC-Chlr-WtrCldCentChlr-Conv-1Cmp-150to299tons-0.519kwpton-0.457IPLV | DEER | Standard | None | 0 | 0 | None |  | 0 |  | 0 | Com | Any | HVAC | SpaceCool | Chiller | WtrCldCentChlr |  | HVAC-Chlr | Water cooled centrifugal chiller, efficiency based on vintage | Water Cooled Constant Speed Centrifugal Chiller (150 to 299 tons, 0.61 kW/ton, 0.538 IPLV) | Water Cooled Constant Speed Centrifugal Chiller (150 to 299 tons, 0.519 kW/ton, 0.457 IPLV) |  | WtrCldCentChlr-Conv-1Cmp-150to299tons-0.61kwpton-0.538IPLV | WtrCldCentChlr-Conv-1Cmp-150to299tons-0.519kwpton-0.457IPLV | Available |  | 0 | 0 |  | ErRobNc |  | HVAC-Chlr |  | None | 2017-01-01 | 2019-12-31 | [5 empty] | Standard |  | 1 | 1 | 0 | Deemed Ex Ante Team |  |  |  | Updated to indicate claim/filing status
1 | NE-HVAC-Chlr-WtrCldCentChlr-Conv-1Cmp-150to299tons-0.54kwpton-0.308IPLV-VarSpd-CndRlf | Water Cooled Centrifugal Chiller w/1 conventional VSD compressor and condenser relief (150 to 299 tons, 0.54 Max kW/ton, 0.324 Max IPLV) | DEER2017 | D17 v1.0 | 2020-11-24 16:30 | NE-HVAC-Chlr-WtrCldCentChlr-Conv-1Cmp-150to299tons-0.54kwpton-0.308IPLV-VarSpd-CndRlf | DEER | Standard | None | 0 | 0 | None |  | 0 |  | 0 | Com | Any | HVAC | SpaceCool | Chiller | WtrCldCentChlr |  | HVAC-Chlr | Water Cooled Centrifugal Chiller w/1 conventional VSD compressor and condenser relief (150 to 299 tons, 0.635 kW/ton, 0.363 IPLV) | Water Cooled Centrifugal Chiller w/1 conventional VSD compressor and condenser relief (150 to 299 tons, 0.635 kW/ton, 0.363 IPLV) | Water Cooled Centrifugal Chiller w/1 conventional VSD compressor and condenser relief (150 to 299 tons, 0.54 kW/ton, 0.308 IPLV) | WtrCldCentChlr-Conv-1Cmp-150to299tons-0.635kwpton-0.363IPLV-VarSpd-CndRlf | WtrCldCentChlr-Conv-1Cmp-150to299tons-0.635kwpton-0.363IPLV-VarSpd-CndRlf | WtrCldCentChlr-Conv-1Cmp-150to299tons-0.54kwpton-0.308IPLV-VarSpd-CndRlf | Available |  | 0 | 0 |  | ErRobNc |  | HVAC-Chlr |  | None | 2017-01-01 | 2019-12-31 | [5 empty] | Standard |  | 1 | 1 | 0 | Deemed Ex Ante Team |  |  |  | Updated to indicate claim/filing status
1 | NE-HVAC-Chlr-WtrCldCentChlr-Conv-1Cmp-300to399tons-0.476kwpton-0.42IPLV | Water Cooled Constant Speed Centrifugal Chiller (300 to 399 tons, 0.476 Max kW/ton, 0.442 Max IPLV) | DEER2017 | D17 v1.0 | 2020-11-24 16:30 | NE-HVAC-Chlr-WtrCldCentChlr-Conv-1Cmp-gte300tons-0.476kwpton-0.42IPLV | DEER | Standard | None | 0 | 0 | None |  | 0 |  | 0 | Com | Any | HVAC | SpaceCool | Chiller | WtrCldCentChlr |  | HVAC-Chlr | Water cooled centrifugal chiller, efficiency based on vintage | Water Cooled Constant Speed Centrifugal Chiller (300 to 399 tons, 0.56 kW/ton, 0.494 IPLV) | Water Cooled Constant Speed Centrifugal Chiller (300 to 399 tons, 0.476 kW/ton, 0.42 IPLV) |  | WtrCldCentChlr-Conv-1Cmp-300to399tons-0.56kwpton-0.494IPLV | WtrCldCentChlr-Conv-1Cmp-300to399tons-0.476kwpton-0.42IPLV | Available |  | 0 | 0 |  | ErRobNc |  | HVAC-Chlr |  | None | 2017-01-01 | 2019-12-31 | [5 empty] | Standard |  | 1 | 1 | 0 | Deemed Ex Ante Team |  |  |  | Updated to indicate claim/filing status
1 | NE-HVAC-Chlr-WtrCldCentChlr-Conv-1Cmp-300to399tons-0.506kwpton-0.289IPLV-VarSpd-CndRlf | Water Cooled Centrifugal Chiller w/1 conventional VSD compressor and condenser relief (300 to 399 tons, 0.506 Max kW/ton, 0.304 Max IPLV) | DEER2017 | D17 v1.0 | 2020-11-24 16:30 | NE-HVAC-Chlr-WtrCldCentChlr-Conv-1Cmp-300to399tons-0.506kwpton-0.289IPLV-VarSpd-CndRlf | DEER | Standard | None | 0 | 0 | None |  | 0 |  | 0 | Com | Any | HVAC | SpaceCool | Chiller | WtrCldCentChlr |  | HVAC-Chlr | Water Cooled Centrifugal Chiller w/1 conventional VSD compressor and condenser relief (300 to 399 tons, 0.595 kW/ton, 0.34 IPLV) | Water Cooled Centrifugal Chiller w/1 conventional VSD compressor and condenser relief (300 to 399 tons, 0.595 kW/ton, 0.34 IPLV) | Water Cooled Centrifugal Chiller w/1 conventional VSD compressor and condenser relief (300 to 399 tons, 0.506 kW/ton, 0.289 IPLV) | WtrCldCentChlr-Conv-1Cmp-300to399tons-0.595kwpton-0.34IPLV-VarSpd-CndRlf | WtrCldCentChlr-Conv-1Cmp-300to399tons-0.595kwpton-0.34IPLV-VarSpd-CndRlf | WtrCldCentChlr-Conv-1Cmp-300to399tons-0.506kwpton-0.289IPLV-VarSpd-CndRlf | Available |  | 0 | 0 |  | ErRobNc |  | HVAC-Chlr |  | None | 2017-01-01 | 2019-12-31 | [5 empty] | Standard |  | 1 | 1 | 0 | Deemed Ex Ante Team |  |  |  | Updated to indicate claim/filing status
1 | NE-HVAC-Chlr-WtrCldCentChlr-Conv-1Cmp-400to599tons-0.476kwpton-0.42IPLV | Water Cooled Constant Speed Centrifugal Chiller (400 to 599 tons, 0.476 Max kW/ton, 0.442 Max IPLV) | DEER2017 | D17 v1.0 | 2020-11-24 16:30 | NE-HVAC-Chlr-WtrCldCentChlr-Conv-1Cmp-gte300tons-0.476kwpton-0.42IPLV | DEER | Standard | None | 0 | 0 | None |  | 0 |  | 0 | Com | Any | HVAC | SpaceCool | Chiller | WtrCldCentChlr |  | HVAC-Chlr | Water cooled centrifugal chiller, efficiency based on vintage | Water Cooled Constant Speed Centrifugal Chiller (400 to 599 tons, 0.56 kW/ton, 0.494 IPLV) | Water Cooled Constant Speed Centrifugal Chiller (400 to 599 tons, 0.476 kW/ton, 0.42 IPLV) |  | WtrCldCentChlr-Conv-1Cmp-400to599tons-0.56kwpton-0.494IPLV | WtrCldCentChlr-Conv-1Cmp-400to599tons-0.476kwpton-0.42IPLV | Available |  | 0 | 0 |  | ErRobNc |  | HVAC-Chlr |  | None | 2017-01-01 | 2019-12-31 | [5 empty] | Standard |  | 1 | 1 | 0 | Deemed Ex Ante Team |  |  |  | Updated to indicate claim/filing status
1 | NE-HVAC-Chlr-WtrCldCentChlr-Conv-1Cmp-400to599tons-0.497kwpton-0.284IPLV-VarSpd-CndRlf | Water Cooled Centrifugal Chiller w/1 conventional VSD compressor and condenser relief (400 to 599 tons, 0.497 Max kW/ton, 0.299 Max IPLV) | DEER2017 | D17 v1.0 | 2020-11-24 16:30 | NE-HVAC-Chlr-WtrCldCentChlr-Conv-1Cmp-gte400tons-0.497kwpton-0.284IPLV-VarSpd-CndRlf | DEER | Standard | None | 0 | 0 | None |  | 0 |  | 0 | Com | Any | HVAC | SpaceCool | Chiller | WtrCldCentChlr |  | HVAC-Chlr | Water Cooled Centrifugal Chiller w/1 conventional VSD compressor and condenser relief (400 to 599 tons, 0.585 kW/ton, 0.334 IPLV) | Water Cooled Centrifugal Chiller w/1 conventional VSD compressor and condenser relief (400 to 599 tons, 0.585 kW/ton, 0.334 IPLV) | Water Cooled Centrifugal Chiller w/1 conventional VSD compressor and condenser relief (400 to 599 tons, 0.497 kW/ton, 0.284 IPLV) | WtrCldCentChlr-Conv-1Cmp-400to599tons-0.585kwpton-0.334IPLV-VarSpd-CndRlf | WtrCldCentChlr-Conv-1Cmp-400to599tons-0.585kwpton-0.334IPLV-VarSpd-CndRlf | WtrCldCentChlr-Conv-1Cmp-400to599tons-0.497kwpton-0.284IPLV-VarSpd-CndRlf | Available |  | 0 | 0 |  | ErRobNc |  | HVAC-Chlr |  | None | 2017-01-01 | 2019-12-31 | [5 empty] | Standard |  | 1 | 1 | 0 | Deemed Ex Ante Team |  |  |  | Updated to indicate claim/filing status
1 | NE-HVAC-Chlr-WtrCldCentChlr-Conv-1Cmp-AllSizes-0.42kwpton-0.37IPLV | Water Cooled Constant Speed Centrifugal Chiller (All Capacities, scaled measure based on d-kW/ton) | DEER2017 | D17 v1.0 | 2020-11-24 16:30 | NE-HVAC-Chlr-WtrCldCentChlr-Conv-1Cmp-AllSizes-dkWton | DEER | Standard | None | 0 | 0 | None |  | 0 |  | 0 | Com | Any | HVAC | SpaceCool | Chiller | WtrCldCentChlr |  | HVAC-Chlr | Water Cooled Constant Speed Centrifugal Chiller (All Capacities, 0.75 kW/ton, 0.661 IPLV) | Water Cooled Constant Speed Centrifugal Chiller (All Capacities, 0.75 kW/ton, 0.661 IPLV) | Water Cooled Constant Speed Centrifugal Chiller (All Capacities, 0.42 kW/ton, 0.37 IPLV) | WtrCldCentChlr-Conv-1Cmp-AllSizes-0.75kwpton-0.661IPLV | WtrCldCentChlr-Conv-1Cmp-AllSizes-0.75kwpton-0.661IPLV | WtrCldCentChlr-Conv-1Cmp-AllSizes-0.42kwpton-0.37IPLV | Available |  | 0 | 0 |  | ErRobNc |  | HVAC-Chlr |  | None | 2017-01-01 | 2019-12-31 | [5 empty] | Basis |  | 1 | 1 | 0 | Deemed Ex Ante Team |  |  |  | Updated to indicate claim/filing status
1 | NE-HVAC-Chlr-WtrCldCentChlr-Conv-1Cmp-AllSizes-0.439kwpton-0.251IPLV-VarSpd-CndRlf | Water Cooled Centrifugal Chiller w/1 conventional VSD compressor and condenser relief (All Capacities, scaled measure based on d-kW/ton) | DEER2017 | D17 v1.0 | 2020-11-24 16:30 | NE-HVAC-Chlr-WtrCldCentChlr-Conv-1Cmp-AllSizes-VarSpd-dkWton | DEER | Standard | None | 0 | 0 | None |  | 0 |  | 0 | Com | Any | HVAC | SpaceCool | Chiller | WtrCldCentChlr |  | HVAC-Chlr | Water Cooled Centrifugal Chiller w/1 conventional VSD compressor and condenser relief (All Capacities, 0.695 kW/ton, 0.397 IPLV) | Water Cooled Centrifugal Chiller w/1 conventional VSD compressor and condenser relief (All Capacities, 0.695 kW/ton, 0.397 IPLV) | Water Cooled Centrifugal Chiller w/1 conventional VSD compressor and condenser relief (All Capacities, 0.439 kW/ton, 0.251 IPLV) | WtrCldCentChlr-Conv-1Cmp-AllSizes-0.695kwpton-0.397IPLV-VarSpd-CndRlf | WtrCldCentChlr-Conv-1Cmp-AllSizes-0.695kwpton-0.397IPLV-VarSpd-CndRlf | WtrCldCentChlr-Conv-1Cmp-AllSizes-0.439kwpton-0.251IPLV-VarSpd-CndRlf | Available |  | 0 | 0 |  | ErRobNc |  | HVAC-Chlr |  | None | 2017-01-01 | 2019-12-31 | [5 empty] | Basis |  | 1 | 1 | 0 | Deemed Ex Ante Team |  |  |  | Updated to indicate claim/filing status
1 | NE-HVAC-Chlr-WtrCldCentChlr-Conv-1Cmp-gte600tons-0.476kwpton-0.42IPLV | Water Cooled Constant Speed Centrifugal Chiller (>= 600 tons, 0.476 Max kW/ton, 0.316 Max IPLV) | DEER2017 | D17 v1.0 | 2020-11-24 16:30 | NE-HVAC-Chlr-WtrCldCentChlr-Conv-1Cmp-gte300tons-0.476kwpton-0.42IPLV | DEER | Standard | None | 0 | 0 | None |  | 0 |  | 0 | Com | Any | HVAC | SpaceCool | Chiller | WtrCldCentChlr |  | HVAC-Chlr | Water cooled centrifugal chiller, efficiency based on vintage | Water Cooled Constant Speed Centrifugal Chiller (>= 600 tons, 0.56 kW/ton, 0.494 IPLV) | Water Cooled Constant Speed Centrifugal Chiller (>= 600 tons, 0.476 kW/ton, 0.42 IPLV) |  | WtrCldCentChlr-Conv-1Cmp-gte600tons-0.56kwpton-0.494IPLV | WtrCldCentChlr-Conv-1Cmp-gte600tons-0.476kwpton-0.42IPLV | Available |  | 0 | 0 |  | ErRobNc |  | HVAC-Chlr |  | None | 2017-01-01 | 2019-12-31 | [5 empty] | Standard |  | 1 | 1 | 0 | Deemed Ex Ante Team |  |  |  | Updated to indicate claim/filing status
1 | NE-HVAC-Chlr-WtrCldCentChlr-Conv-1Cmp-gte600tons-0.497kwpton-0.284IPLV-VarSpd-CndRlf | Water Cooled Centrifugal Chiller w/1 conventional VSD compressor and condenser relief (>= 600 tons, 0.497 Max kW/ton, 0.299 Max IPLV) | DEER2017 | D17 v1.0 | 2020-11-24 16:30 | NE-HVAC-Chlr-WtrCldCentChlr-Conv-1Cmp-gte400tons-0.497kwpton-0.284IPLV-VarSpd-CndRlf | DEER | Standard | None | 0 | 0 | None |  | 0 |  | 0 | Com | Any | HVAC | SpaceCool | Chiller | WtrCldCentChlr |  | HVAC-Chlr | Water Cooled Centrifugal Chiller w/1 conventional VSD compressor and condenser relief (>= 600 tons, 0.585 kW/ton, 0.334 IPLV) | Water Cooled Centrifugal Chiller w/1 conventional VSD compressor and condenser relief (>= 600 tons, 0.585 kW/ton, 0.334 IPLV) | Water Cooled Centrifugal Chiller w/1 conventional VSD compressor and condenser relief (>= 600 tons, 0.497 kW/ton, 0.284 IPLV) | WtrCldCentChlr-Conv-1Cmp-gte600tons-0.585kwpton-0.334IPLV-VarSpd-CndRlf | WtrCldCentChlr-Conv-1Cmp-gte600tons-0.585kwpton-0.334IPLV-VarSpd-CndRlf | WtrCldCentChlr-Conv-1Cmp-gte600tons-0.497kwpton-0.284IPLV-VarSpd-CndRlf | Available |  | 0 | 0 |  | ErRobNc |  | HVAC-Chlr |  | None | 2017-01-01 | 2019-12-31 | [5 empty] | Standard |  | 1 | 1 | 0 | Deemed Ex Ante Team |  |  |  | Updated to indicate claim/filing status
1 | NE-HVAC-Chlr-WtrCldCentChlr-Conv-1Cmp-lt150tons-0.519kwpton-0.457IPLV | Water Cooled Constant Speed Centrifugal Chiller (< 150 tons, 0.519 Max kW/ton, 0.481 Max IPLV) | DEER2017 | D17 v1.0 | 2020-11-24 16:30 | NE-HVAC-Chlr-WtrCldCentChlr-Conv-1Cmp-lt150tons-0.519kwpton-0.457IPLV | DEER | Standard | None | 0 | 0 | None |  | 0 |  | 0 | Com | Any | HVAC | SpaceCool | Chiller | WtrCldCentChlr |  | HVAC-Chlr | Water cooled centrifugal chiller, efficiency based on vintage | Water Cooled Constant Speed Centrifugal Chiller (< 150 tons, 0.61 kW/ton, 0.538 IPLV) | Water Cooled Constant Speed Centrifugal Chiller (< 150 tons, 0.519 kW/ton, 0.457 IPLV) |  | WtrCldCentChlr-Conv-1Cmp-lt150tons-0.61kwpton-0.538IPLV | WtrCldCentChlr-Conv-1Cmp-lt150tons-0.519kwpton-0.457IPLV | Available |  | 0 | 0 |  | ErRobNc |  | HVAC-Chlr |  | None | 2017-01-01 | 2019-12-31 | [5 empty] | Standard |  | 1 | 1 | 0 | Deemed Ex Ante Team |  |  |  | Updated to indicate claim/filing status
1 | NE-HVAC-Chlr-WtrCldCentChlr-Conv-1Cmp-lt150tons-0.591kwpton-0.337IPLV-VarSpd-CndRlf | Water Cooled Centrifugal Chiller w/1 conventional VSD compressor and condenser relief (< 150 tons, 0.591 Max kW/ton, 0.355 Max IPLV) | DEER2017 | D17 v1.0 | 2020-11-24 16:30 | NE-HVAC-Chlr-WtrCldCentChlr-Conv-1Cmp-lt150tons-0.591kwpton-0.337IPLV-VarSpd-CndRlf | DEER | Standard | None | 0 | 0 | None |  | 0 |  | 0 | Com | Any | HVAC | SpaceCool | Chiller | WtrCldCentChlr |  | HVAC-Chlr | Water Cooled Centrifugal Chiller w/1 conventional VSD compressor and condenser relief (< 150 tons, 0.695 kW/ton, 0.397 IPLV) | Water Cooled Centrifugal Chiller w/1 conventional VSD compressor and condenser relief (< 150 tons, 0.695 kW/ton, 0.397 IPLV) | Water Cooled Centrifugal Chiller w/1 conventional VSD compressor and condenser relief (< 150 tons, 0.591 kW/ton, 0.337 IPLV) | WtrCldCentChlr-Conv-1Cmp-lt150tons-0.695kwpton-0.397IPLV-VarSpd-CndRlf | WtrCldCentChlr-Conv-1Cmp-lt150tons-0.695kwpton-0.397IPLV-VarSpd-CndRlf | WtrCldCentChlr-Conv-1Cmp-lt150tons-0.591kwpton-0.337IPLV-VarSpd-CndRlf | Available |  | 0 | 0 |  | ErRobNc |  | HVAC-Chlr |  | None | 2017-01-01 | 2019-12-31 | [5 empty] | Standard |  | 1 | 1 | 0 | Deemed Ex Ante Team |  |  |  | Updated to indicate claim/filing status
1 | NE-HVAC-Chlr-WtrCldCentChlr-NoFric-1Cmp-150to299tons-0.54kwpton-0.262IPLV-VarSpd-CndRlf | Water Cooled Centrifugal Chiller w/1 frictionless VSD compressor and condenser relief (150 to 299 tons, 0.54 Max kW/ton, 0.275 Max IPLV) | DEER2017 | D17 v1.0 | 2020-11-24 16:30 | NE-HVAC-Chlr-WtrCldCentChlr-NoFric-1Cmp-150to299tons-0.54kwpton-0.274IPLV-VarSpd-CndRlf | DEER | Standard | None | 0 | 0 | None |  | 0 |  | 0 | Com | Any | HVAC | SpaceCool | Chiller | WtrCldCentChlr |  | HVAC-Chlr | Water Cooled Centrifugal Chiller w/1 frictionless VSD compressor and condenser relief (150 to 299 tons, 0.635 kW/ton, 0.308 IPLV) | Water Cooled Centrifugal Chiller w/1 frictionless VSD compressor and condenser relief (150 to 299 tons, 0.635 kW/ton, 0.308 IPLV) | Water Cooled Centrifugal Chiller w/1 frictionless VSD compressor and condenser relief (150 to 299 tons, 0.54 kW/ton, 0.262 IPLV) | WtrCldCentChlr-NoFric-1Cmp-150to299tons-0.635kwpton-0.308IPLV-VarSpd-CndRlf | WtrCldCentChlr-NoFric-1Cmp-150to299tons-0.635kwpton-0.308IPLV-VarSpd-CndRlf | WtrCldCentChlr-NoFric-1Cmp-150to299tons-0.54kwpton-0.262IPLV-VarSpd-CndRlf | Available |  | 0 | 0 |  | ErRobNc |  | HVAC-Chlr |  | None | 2017-01-01 | 2019-12-31 | [5 empty] | Standard |  | 1 | 1 | 0 | Deemed Ex Ante Team |  |  |  | Updated to indicate claim/filing status
1 | NE-HVAC-Chlr-WtrCldCentChlr-NoFric-1Cmp-300to399tons-0.506kwpton-0.245IPLV-VarSpd-CndRlf | Water Cooled Centrifugal Chiller w/1 frictionless VSD compressor and condenser relief (300 to 399 tons, 0.506 Max kW/ton, 0.258 Max IPLV) | DEER2017 | D17 v1.0 | 2020-11-24 16:30 | NE-HVAC-Chlr-WtrCldCentChlr-NoFric-1Cmp-300to399tons-0.506kwpton-0.257IPLV-VarSpd-CndRlf | DEER | Standard | None | 0 | 0 | None |  | 0 |  | 0 | Com | Any | HVAC | SpaceCool | Chiller | WtrCldCentChlr |  | HVAC-Chlr | Water Cooled Centrifugal Chiller w/1 frictionless VSD compressor and condenser relief (300 to 399 tons, 0.595 kW/ton, 0.288 IPLV) | Water Cooled Centrifugal Chiller w/1 frictionless VSD compressor and condenser relief (300 to 399 tons, 0.595 kW/ton, 0.288 IPLV) | Water Cooled Centrifugal Chiller w/1 frictionless VSD compressor and condenser relief (300 to 399 tons, 0.506 kW/ton, 0.245 IPLV) | WtrCldCentChlr-NoFric-1Cmp-300to399tons-0.595kwpton-0.288IPLV-VarSpd-CndRlf | WtrCldCentChlr-NoFric-1Cmp-300to399tons-0.595kwpton-0.288IPLV-VarSpd-CndRlf | WtrCldCentChlr-NoFric-1Cmp-300to399tons-0.506kwpton-0.245IPLV-VarSpd-CndRlf | Available |  | 0 | 0 |  | ErRobNc |  | HVAC-Chlr |  | None | 2017-01-01 | 2019-12-31 | [5 empty] | Standard |  | 1 | 1 | 0 | Deemed Ex Ante Team |  |  |  | Updated to indicate claim/filing status
1 | NE-HVAC-Chlr-WtrCldCentChlr-NoFric-1Cmp-400to599tons-0.497kwpton-0.241IPLV-VarSpd-CndRlf | Water Cooled Centrifugal Chiller w/1 frictionless VSD compressor and condenser relief (400 to 599 tons, 0.497 Max kW/ton, 0.254 Max IPLV) | DEER2017 | D17 v1.0 | 2020-11-24 16:30 | NE-HVAC-Chlr-WtrCldCentChlr-NoFric-1Cmp-gte400tons-0.497kwpton-0.252IPLV-VarSpd-CndRlf | DEER | Standard | None | 0 | 0 | None |  | 0 |  | 0 | Com | Any | HVAC | SpaceCool | Chiller | WtrCldCentChlr |  | HVAC-Chlr | Water Cooled Centrifugal Chiller w/1 frictionless VSD compressor and condenser relief (400 to 599 tons, 0.585 kW/ton, 0.284 IPLV) | Water Cooled Centrifugal Chiller w/1 frictionless VSD compressor and condenser relief (400 to 599 tons, 0.585 kW/ton, 0.284 IPLV) | Water Cooled Centrifugal Chiller w/1 frictionless VSD compressor and condenser relief (400 to 599 tons, 0.497 kW/ton, 0.241 IPLV) | WtrCldCentChlr-NoFric-1Cmp-400to599tons-0.585kwpton-0.284IPLV-VarSpd-CndRlf | WtrCldCentChlr-NoFric-1Cmp-400to599tons-0.585kwpton-0.284IPLV-VarSpd-CndRlf | WtrCldCentChlr-NoFric-1Cmp-400to599tons-0.497kwpton-0.241IPLV-VarSpd-CndRlf | Available |  | 0 | 0 |  | ErRobNc |  | HVAC-Chlr |  | None | 2017-01-01 | 2019-12-31 | [5 empty] | Standard |  | 1 | 1 | 0 | Deemed Ex Ante Team |  |  |  | Updated to indicate claim/filing status
1 | NE-HVAC-Chlr-WtrCldCentChlr-NoFric-1Cmp-AllSizes-0.439kwpton-0.213IPLV-VarSpd-CndRlf | Water Cooled Centrifugal Chiller w/1 frictionless VSD compressor and condenser relief (All Capacities, scaled measure based on d-kW/ton) | DEER2017 | D17 v1.0 | 2020-11-24 16:30 | NE-HVAC-Chlr-WtrCldCentChlr-NoFric-1Cmp-AllSizes-VarSpd-dkWton | DEER | Standard | None | 0 | 0 | None |  | 0 |  | 0 | Com | Any | HVAC | SpaceCool | Chiller | WtrCldCentChlr |  | HVAC-Chlr | Water Cooled Centrifugal Chiller w/1 frictionless VSD compressor and condenser relief (All Capacities, 0.695 kW/ton, 0.337 IPLV) | Water Cooled Centrifugal Chiller w/1 frictionless VSD compressor and condenser relief (All Capacities, 0.695 kW/ton, 0.337 IPLV) | Water Cooled Centrifugal Chiller w/1 frictionless VSD compressor and condenser relief (All Capacities, 0.439 kW/ton, 0.213 IPLV) | WtrCldCentChlr-NoFric-1Cmp-AllSizes-0.695kwpton-0.337IPLV-VarSpd-CndRlf | WtrCldCentChlr-NoFric-1Cmp-AllSizes-0.695kwpton-0.337IPLV-VarSpd-CndRlf | WtrCldCentChlr-NoFric-1Cmp-AllSizes-0.439kwpton-0.213IPLV-VarSpd-CndRlf | Available |  | 0 | 0 |  | ErRobNc |  | HVAC-Chlr |  | None | 2017-01-01 | 2019-12-31 | [5 empty] | Basis |  | 1 | 1 | 0 | Deemed Ex Ante Team |  |  |  | Updated to indicate claim/filing status
1 | NE-HVAC-Chlr-WtrCldCentChlr-NoFric-1Cmp-gte600tons-0.497kwpton-0.241IPLV-VarSpd-CndRlf | Water Cooled Centrifugal Chiller w/1 frictionless VSD compressor and condenser relief (>= 600 tons, 0.497 Max kW/ton, 0.254 Max IPLV) | DEER2017 | D17 v1.0 | 2020-11-24 16:30 | NE-HVAC-Chlr-WtrCldCentChlr-NoFric-1Cmp-gte400tons-0.497kwpton-0.252IPLV-VarSpd-CndRlf | DEER | Standard | None | 0 | 0 | None |  | 0 |  | 0 | Com | Any | HVAC | SpaceCool | Chiller | WtrCldCentChlr |  | HVAC-Chlr | Water Cooled Centrifugal Chiller w/1 frictionless VSD compressor and condenser relief (>= 600 tons, 0.585 kW/ton, 0.284 IPLV) | Water Cooled Centrifugal Chiller w/1 frictionless VSD compressor and condenser relief (>= 600 tons, 0.585 kW/ton, 0.284 IPLV) | Water Cooled Centrifugal Chiller w/1 frictionless VSD compressor and condenser relief (>= 600 tons, 0.497 kW/ton, 0.241 IPLV) | WtrCldCentChlr-NoFric-1Cmp-gte600tons-0.585kwpton-0.284IPLV-VarSpd-CndRlf | WtrCldCentChlr-NoFric-1Cmp-gte600tons-0.585kwpton-0.284IPLV-VarSpd-CndRlf | WtrCldCentChlr-NoFric-1Cmp-gte600tons-0.497kwpton-0.241IPLV-VarSpd-CndRlf | Available |  | 0 | 0 |  | ErRobNc |  | HVAC-Chlr |  | None | 2017-01-01 | 2019-12-31 | [5 empty] | Standard |  | 1 | 1 | 0 | Deemed Ex Ante Team |  |  |  | Updated to indicate claim/filing status
1 | NE-HVAC-Chlr-WtrCldCentChlr-NoFric-1Cmp-lt150tons-0.591kwpton-0.286IPLV-VarSpd-CndRlf | Water Cooled Centrifugal Chiller w/1 frictionless VSD compressor and condenser relief (< 150 tons, 0.591 Max kW/ton, 0.301 Max IPLV) | DEER2017 | D17 v1.0 | 2020-11-24 16:30 | NE-HVAC-Chlr-WtrCldCentChlr-NoFric-1Cmp-lt150tons-0.591kwpton-0.3IPLV-VarSpd-CndRlf | DEER | Standard | None | 0 | 0 | None |  | 0 |  | 0 | Com | Any | HVAC | SpaceCool | Chiller | WtrCldCentChlr |  | HVAC-Chlr | Water Cooled Centrifugal Chiller w/1 frictionless VSD compressor and condenser relief (< 150 tons, 0.695 kW/ton, 0.337 IPLV) | Water Cooled Centrifugal Chiller w/1 frictionless VSD compressor and condenser relief (< 150 tons, 0.695 kW/ton, 0.337 IPLV) | Water Cooled Centrifugal Chiller w/1 frictionless VSD compressor and condenser relief (< 150 tons, 0.591 kW/ton, 0.286 IPLV) | WtrCldCentChlr-NoFric-1Cmp-lt150tons-0.695kwpton-0.337IPLV-VarSpd-CndRlf | WtrCldCentChlr-NoFric-1Cmp-lt150tons-0.695kwpton-0.337IPLV-VarSpd-CndRlf | WtrCldCentChlr-NoFric-1Cmp-lt150tons-0.591kwpton-0.286IPLV-VarSpd-CndRlf | Available |  | 0 | 0 |  | ErRobNc |  | HVAC-Chlr |  | None | 2017-01-01 | 2019-12-31 | [5 empty] | Standard |  | 1 | 1 | 0 | Deemed Ex Ante Team |  |  |  | Updated to indicate claim/filing status
1 | NE-HVAC-Chlr-WtrCldCentChlr-NoFric-2Cmp-150to299tons-0.54kwpton-0.274IPLV-VarSpd-CndRlf | Water Cooled Centrifugal Chiller w/2 frictionless VSD compressors and condenser relief (150 to 299 tons, 0.54 Max kW/ton, 0.27 Max IPLV) | DEER2017 | D17 v1.0 | 2020-11-24 16:30 | NE-HVAC-Chlr-WtrCldCentChlr-NoFric-2Cmp-150to299tons-0.54kwpton-0.274IPLV-VarSpd-CndRlf | DEER | Standard | None | 0 | 0 | None |  | 0 |  | 0 | Com | Any | HVAC | SpaceCool | Chiller | WtrCldCentChlr |  | HVAC-Chlr | Water Cooled Centrifugal Chiller w/2 frictionless VSD compressors and condenser relief (150 to 299 tons, 0.635 kW/ton, 0.322 IPLV) | Water Cooled Centrifugal Chiller w/2 frictionless VSD compressors and condenser relief (150 to 299 tons, 0.635 kW/ton, 0.322 IPLV) | Water Cooled Centrifugal Chiller w/2 frictionless VSD compressors and condenser relief (150 to 299 tons, 0.54 kW/ton, 0.274 IPLV) | WtrCldCentChlr-NoFric-2Cmp-150to299tons-0.635kwpton-0.322IPLV-VarSpd-CndRlf | WtrCldCentChlr-NoFric-2Cmp-150to299tons-0.635kwpton-0.322IPLV-VarSpd-CndRlf | WtrCldCentChlr-NoFric-2Cmp-150to299tons-0.54kwpton-0.274IPLV-VarSpd-CndRlf | Available |  | 0 | 0 |  | ErRobNc |  | HVAC-Chlr |  | None | 2017-01-01 | 2019-12-31 | [5 empty] | Standard |  | 1 | 1 | 0 | Deemed Ex Ante Team |  |  |  | Updated to indicate claim/filing status
1 | NE-HVAC-Chlr-WtrCldCentChlr-NoFric-2Cmp-300to399tons-0.506kwpton-0.257IPLV-VarSpd-CndRlf | Water Cooled Centrifugal Chiller w/2 frictionless VSD compressors and condenser relief (300 to 399 tons, 0.506 Max kW/ton, 0.27 Max IPLV) | DEER2017 | D17 v1.0 | 2020-11-24 16:30 | NE-HVAC-Chlr-WtrCldCentChlr-NoFric-2Cmp-300to399tons-0.506kwpton-0.257IPLV-VarSpd-CndRlf | DEER | Standard | None | 0 | 0 | None |  | 0 |  | 0 | Com | Any | HVAC | SpaceCool | Chiller | WtrCldCentChlr |  | HVAC-Chlr | Water Cooled Centrifugal Chiller w/2 frictionless VSD compressors and condenser relief (300 to 399 tons, 0.595 kW/ton, 0.302 IPLV) | Water Cooled Centrifugal Chiller w/2 frictionless VSD compressors and condenser relief (300 to 399 tons, 0.595 kW/ton, 0.302 IPLV) | Water Cooled Centrifugal Chiller w/2 frictionless VSD compressors and condenser relief (300 to 399 tons, 0.506 kW/ton, 0.257 IPLV) | WtrCldCentChlr-NoFric-2Cmp-300to399tons-0.595kwpton-0.302IPLV-VarSpd-CndRlf | WtrCldCentChlr-NoFric-2Cmp-300to399tons-0.595kwpton-0.302IPLV-VarSpd-CndRlf | WtrCldCentChlr-NoFric-2Cmp-300to399tons-0.506kwpton-0.257IPLV-VarSpd-CndRlf | Available |  | 0 | 0 |  | ErRobNc |  | HVAC-Chlr |  | None | 2017-01-01 | 2019-12-31 | [5 empty] | Standard |  | 1 | 1 | 0 | Deemed Ex Ante Team |  |  |  | Updated to indicate claim/filing status
1 | NE-HVAC-Chlr-WtrCldCentChlr-NoFric-2Cmp-400to599tons-0.497kwpton-0.252IPLV-VarSpd-CndRlf | Water Cooled Centrifugal Chiller w/2 frictionless VSD compressors and condenser relief (400 to 599 tons, 0.497 Max kW/ton, 0.266 Max IPLV) | DEER2017 | D17 v1.0 | 2020-11-24 16:30 | NE-HVAC-Chlr-WtrCldCentChlr-NoFric-2Cmp-gte400tons-0.497kwpton-0.252IPLV-VarSpd-CndRlf | DEER | Standard | None | 0 | 0 | None |  | 0 |  | 0 | Com | Any | HVAC | SpaceCool | Chiller | WtrCldCentChlr |  | HVAC-Chlr | Water Cooled Centrifugal Chiller w/2 frictionless VSD compressors and condenser relief (400 to 599 tons, 0.585 kW/ton, 0.297 IPLV) | Water Cooled Centrifugal Chiller w/2 frictionless VSD compressors and condenser relief (400 to 599 tons, 0.585 kW/ton, 0.297 IPLV) | Water Cooled Centrifugal Chiller w/2 frictionless VSD compressors and condenser relief (400 to 599 tons, 0.497 kW/ton, 0.252 IPLV) | WtrCldCentChlr-NoFric-2Cmp-400to599tons-0.585kwpton-0.297IPLV-VarSpd-CndRlf | WtrCldCentChlr-NoFric-2Cmp-400to599tons-0.585kwpton-0.297IPLV-VarSpd-CndRlf | WtrCldCentChlr-NoFric-2Cmp-400to599tons-0.497kwpton-0.252IPLV-VarSpd-CndRlf | Available |  | 0 | 0 |  | ErRobNc |  | HVAC-Chlr |  | None | 2017-01-01 | 2019-12-31 | [5 empty] | Standard |  | 1 | 1 | 0 | Deemed Ex Ante Team |  |  |  | Updated to indicate claim/filing status
1 | NE-HVAC-Chlr-WtrCldCentChlr-NoFric-2Cmp-AllSizes-0.439kwpton-0.223IPLV-VarSpd-CndRlf | Water Cooled Centrifugal Chiller w/2 frictionless VSD compressors and condenser relief (All Capacities, scaled measure based on d-kW/ton) | DEER2017 | D17 v1.0 | 2020-11-24 16:30 | NE-HVAC-Chlr-WtrCldCentChlr-NoFric-2Cmp-AllSizes-VarSpd-dkWton | DEER | Standard | None | 0 | 0 | None |  | 0 |  | 0 | Com | Any | HVAC | SpaceCool | Chiller | WtrCldCentChlr |  | HVAC-Chlr | Water Cooled Centrifugal Chiller w/2 frictionless VSD compressors and condenser relief (All Capacities, 0.695 kW/ton, 0.353 IPLV) | Water Cooled Centrifugal Chiller w/2 frictionless VSD compressors and condenser relief (All Capacities, 0.695 kW/ton, 0.353 IPLV) | Water Cooled Centrifugal Chiller w/2 frictionless VSD compressors and condenser relief (All Capacities, 0.439 kW/ton, 0.223 IPLV) | WtrCldCentChlr-NoFric-2Cmp-AllSizes-0.695kwpton-0.353IPLV-VarSpd-CndRlf | WtrCldCentChlr-NoFric-2Cmp-AllSizes-0.695kwpton-0.353IPLV-VarSpd-CndRlf | WtrCldCentChlr-NoFric-2Cmp-AllSizes-0.439kwpton-0.223IPLV-VarSpd-CndRlf | Available |  | 0 | 0 |  | ErRobNc |  | HVAC-Chlr |  | None | 2017-01-01 | 2019-12-31 | [5 empty] | Basis |  | 1 | 1 | 0 | Deemed Ex Ante Team |  |  |  | Updated to indicate claim/filing status
1 | NE-HVAC-Chlr-WtrCldCentChlr-NoFric-2Cmp-gte600tons-0.497kwpton-0.252IPLV-VarSpd-CndRlf | Water Cooled Centrifugal Chiller w/2 frictionless VSD compressors and condenser relief (>= 600 tons, 0.497 Max kW/ton, 0.266 Max IPLV) | DEER2017 | D17 v1.0 | 2020-11-24 16:30 | NE-HVAC-Chlr-WtrCldCentChlr-NoFric-2Cmp-gte400tons-0.497kwpton-0.252IPLV-VarSpd-CndRlf | DEER | Standard | None | 0 | 0 | None |  | 0 |  | 0 | Com | Any | HVAC | SpaceCool | Chiller | WtrCldCentChlr |  | HVAC-Chlr | Water Cooled Centrifugal Chiller w/2 frictionless VSD compressors and condenser relief (>= 600 tons, 0.585 kW/ton, 0.297 IPLV) | Water Cooled Centrifugal Chiller w/2 frictionless VSD compressors and condenser relief (>= 600 tons, 0.585 kW/ton, 0.297 IPLV) | Water Cooled Centrifugal Chiller w/2 frictionless VSD compressors and condenser relief (>= 600 tons, 0.497 kW/ton, 0.252 IPLV) | WtrCldCentChlr-NoFric-2Cmp-gte600tons-0.585kwpton-0.297IPLV-VarSpd-CndRlf | WtrCldCentChlr-NoFric-2Cmp-gte600tons-0.585kwpton-0.297IPLV-VarSpd-CndRlf | WtrCldCentChlr-NoFric-2Cmp-gte600tons-0.497kwpton-0.252IPLV-VarSpd-CndRlf | Available |  | 0 | 0 |  | ErRobNc |  | HVAC-Chlr |  | None | 2017-01-01 | 2019-12-31 | [5 empty] | Standard |  | 1 | 1 | 0 | Deemed Ex Ante Team |  |  |  | Updated to indicate claim/filing status
1 | NE-HVAC-Chlr-WtrCldCentChlr-NoFric-2Cmp-lt150tons-0.591kwpton-0.3IPLV-VarSpd-CndRlf | Water Cooled Centrifugal Chiller w/2 frictionless VSD compressors and condenser relief (< 150 tons, 0.591 Max kW/ton, 0.288 Max IPLV) | DEER2017 | D17 v1.0 | 2020-11-24 16:30 | NE-HVAC-Chlr-WtrCldCentChlr-NoFric-2Cmp-lt150tons-0.591kwpton-0.3IPLV-VarSpd-CndRlf | DEER | Standard | None | 0 | 0 | None |  | 0 |  | 0 | Com | Any | HVAC | SpaceCool | Chiller | WtrCldCentChlr |  | HVAC-Chlr | Water Cooled Centrifugal Chiller w/2 frictionless VSD compressors and condenser relief (< 150 tons, 0.695 kW/ton, 0.353 IPLV) | Water Cooled Centrifugal Chiller w/2 frictionless VSD compressors and condenser relief (< 150 tons, 0.695 kW/ton, 0.353 IPLV) | Water Cooled Centrifugal Chiller w/2 frictionless VSD compressors and condenser relief (< 150 tons, 0.591 kW/ton, 0.3 IPLV) | WtrCldCentChlr-NoFric-2Cmp-lt150tons-0.695kwpton-0.353IPLV-VarSpd-CndRlf | WtrCldCentChlr-NoFric-2Cmp-lt150tons-0.695kwpton-0.353IPLV-VarSpd-CndRlf | WtrCldCentChlr-NoFric-2Cmp-lt150tons-0.591kwpton-0.3IPLV-VarSpd-CndRlf | Available |  | 0 | 0 |  | ErRobNc |  | HVAC-Chlr |  | None | 2017-01-01 | 2019-12-31 | [5 empty] | Standard |  | 1 | 1 | 0 | Deemed Ex Ante Team |  |  |  | Updated to indicate claim/filing status
1 | NE-HVAC-Chlr-WtrCldRecipChlr-2Cmp-AllSizes-0.42kwpton-0.297IPLV | Water Cooled Constant Speed Reciprocating Chiller w/2 Compressors (All Capacities, scaled measure based on d-kW/ton) | DEER2017 | D17 v1.0 | 2020-11-24 16:30 | NE-HVAC-Chlr-WtrCldRecipChlr-2Cmp-AllSizes-dkWton | DEER | Standard | None | 0 | 0 | None |  | 0 |  | 0 | Com | Any | HVAC | SpaceCool | Chiller | WtrCldRecipChlr |  | HVAC-Chlr | Water Cooled Constant Speed Reciprocating Chiller w/2 Compressors (All Capacities, 0.837 kW/ton, 0.592 IPLV) | Water Cooled Constant Speed Reciprocating Chiller w/2 Compressors (All Capacities, 0.837 kW/ton, 0.592 IPLV) | Water Cooled Constant Speed Reciprocating Chiller w/2 Compressors (All Capacities, 0.42 kW/ton, 0.297 IPLV) | WtrCldRecipChlr-2Cmp-AllSizes-0.837kwpton-0.592IPLV | WtrCldRecipChlr-2Cmp-AllSizes-0.837kwpton-0.592IPLV | WtrCldRecipChlr-2Cmp-AllSizes-0.42kwpton-0.297IPLV | Available |  | 0 | 0 |  | ErRobNc |  | HVAC-Chlr |  | None | 2017-01-01 | 2019-12-31 | [5 empty] | Basis |  | 1 | 1 | 0 | Deemed Ex Ante Team |  |  |  | Updated to indicate claim/filing status
1 | NE-HVAC-Chlr-WtrCldScrewChlr-1Cmp-150to299tons-0.594kwpton-0.417IPLV | Water Cooled Constant Speed Screw Chiller w/1 Compressor (150 to 299 tons, 0.594 Max kW/ton, 0.438 Max IPLV) | DEER2017 | D17 v1.0 | 2020-11-24 16:30 | NE-HVAC-Chlr-WtrCldScrewChlr-1Cmp-150to299tons-0.594kwpton-0.417IPLV | DEER | Standard | None | 0 | 0 | None |  | 0 |  | 0 | Com | Any | HVAC | SpaceCool | Chiller | WtrCldScrewChlr |  | HVAC-Chlr | Water cooled centrifugal chiller, efficiency based on vintage | Water Cooled Constant Speed Screw Chiller w/1 Compressor (150 to 299 tons, 0.66 kW/ton, 0.463 IPLV) | Water Cooled Constant Speed Screw Chiller w/1 Compressor (150 to 299 tons, 0.594 kW/ton, 0.417 IPLV) |  | WtrCldScrewChlr-1Cmp-150to299tons-0.66kwpton-0.463IPLV | WtrCldScrewChlr-1Cmp-150to299tons-0.594kwpton-0.417IPLV | Available |  | 0 | 0 |  | ErRobNc |  | HVAC-Chlr |  | None | 2017-01-01 | 2019-12-31 | [5 empty] | Standard |  | 1 | 1 | 0 | Deemed Ex Ante Team |  |  |  | Updated to indicate claim/filing status
1 | NE-HVAC-Chlr-WtrCldScrewChlr-1Cmp-300to599tons-0.549kwpton-0.385IPLV | Water Cooled Constant Speed Screw Chiller w/1 Compressor (300 to 599 tons, 0.549 Max kW/ton, 0.405 Max IPLV) | DEER2017 | D17 v1.0 | 2020-11-24 16:30 | NE-HVAC-Chlr-WtrCldScrewChlr-1Cmp-300to599tons-0.549kwpton-0.385IPLV | DEER | Standard | None | 0 | 0 | None |  | 0 |  | 0 | Com | Any | HVAC | SpaceCool | Chiller | WtrCldScrewChlr |  | HVAC-Chlr | Water cooled centrifugal chiller, efficiency based on vintage | Water Cooled Constant Speed Screw Chiller w/1 Compressor (300 to 599 tons, 0.61 kW/ton, 0.428 IPLV) | Water Cooled Constant Speed Screw Chiller w/1 Compressor (300 to 599 tons, 0.549 kW/ton, 0.385 IPLV) |  | WtrCldScrewChlr-1Cmp-300to599tons-0.61kwpton-0.428IPLV | WtrCldScrewChlr-1Cmp-300to599tons-0.549kwpton-0.385IPLV | Available |  | 0 | 0 |  | ErRobNc |  | HVAC-Chlr |  | None | 2017-01-01 | 2019-12-31 | [5 empty] | Standard |  | 1 | 1 | 0 | Deemed Ex Ante Team |  |  |  | Updated to indicate claim/filing status
1 | NE-HVAC-Chlr-WtrCldScrewChlr-1Cmp-75to149tons-0.648kwpton-0.454IPLV | Water Cooled Constant Speed Screw Chiller w/1 Compressor (75 to 149 tons, 0.648 Max kW/ton, 0.478 Max IPLV) | DEER2017 | D17 v1.0 | 2020-11-24 16:30 | NE-HVAC-Chlr-WtrCldScrewChlr-1Cmp-75to149tons-0.648kwpton-0.454IPLV | DEER | Standard | None | 0 | 0 | None |  | 0 |  | 0 | Com | Any | HVAC | SpaceCool | Chiller | WtrCldScrewChlr |  | HVAC-Chlr | Water cooled centrifugal chiller, efficiency based on vintage | Water Cooled Constant Speed Screw Chiller w/1 Compressor (75 to 149 tons, 0.72 kW/ton, 0.505 IPLV) | Water Cooled Constant Speed Screw Chiller w/1 Compressor (75 to 149 tons, 0.648 kW/ton, 0.454 IPLV) |  | WtrCldScrewChlr-1Cmp-75to149tons-0.72kwpton-0.505IPLV | WtrCldScrewChlr-1Cmp-75to149tons-0.648kwpton-0.454IPLV | Available |  | 0 | 0 |  | ErRobNc |  | HVAC-Chlr |  | None | 2017-01-01 | 2019-12-31 | [5 empty] | Standard |  | 1 | 1 | 0 | Deemed Ex Ante Team |  |  |  | Updated to indicate claim/filing status
1 | NE-HVAC-Chlr-WtrCldScrewChlr-1Cmp-AllSizes-0.439kwpton-0.308IPLV | Water Cooled Constant Speed Screw Chiller w/1 Compressor (All Capacities, scaled measure based on d-kW/ton) | DEER2017 | D17 v1.0 | 2020-11-24 16:30 | NE-HVAC-Chlr-WtrCldScrewChlr-1Cmp-AllSizes-dkWton | DEER | Standard | None | 0 | 0 | None |  | 0 |  | 0 | Com | Any | HVAC | SpaceCool | Chiller | WtrCldScrewChlr |  | HVAC-Chlr | Water Cooled Constant Speed Screw Chiller w/1 Compressor (All Capacities, 0.79 kW/ton, 0.554 IPLV) | Water Cooled Constant Speed Screw Chiller w/1 Compressor (All Capacities, 0.79 kW/ton, 0.554 IPLV) | Water Cooled Constant Speed Screw Chiller w/1 Compressor (All Capacities, 0.439 kW/ton, 0.308 IPLV) | WtrCldScrewChlr-1Cmp-AllSizes-0.79kwpton-0.554IPLV | WtrCldScrewChlr-1Cmp-AllSizes-0.79kwpton-0.554IPLV | WtrCldScrewChlr-1Cmp-AllSizes-0.439kwpton-0.308IPLV | Available |  | 0 | 0 |  | ErRobNc |  | HVAC-Chlr |  | None | 2017-01-01 | 2019-12-31 | [5 empty] | Basis |  | 1 | 1 | 0 | Deemed Ex Ante Team |  |  |  | Updated to indicate claim/filing status
1 | NE-HVAC-Chlr-WtrCldScrewChlr-1Cmp-gte600tons-0.504kwpton-0.353IPLV | Water Cooled Constant Speed Screw Chiller w/1 Compressor (>= 600 tons, 0.504 Max kW/ton, 0.372 Max IPLV) | DEER2017 | D17 v1.0 | 2020-11-24 16:30 | NE-HVAC-Chlr-WtrCldScrewChlr-1Cmp-gte600tons-0.504kwpton-0.353IPLV | DEER | Standard | None | 0 | 0 | None |  | 0 |  | 0 | Com | Any | HVAC | SpaceCool | Chiller | WtrCldScrewChlr |  | HVAC-Chlr | Water cooled centrifugal chiller, efficiency based on vintage | Water Cooled Constant Speed Screw Chiller w/1 Compressor (>= 600 tons, 0.56 kW/ton, 0.393 IPLV) | Water Cooled Constant Speed Screw Chiller w/1 Compressor (>= 600 tons, 0.504 kW/ton, 0.353 IPLV) |  | WtrCldScrewChlr-1Cmp-gte600tons-0.56kwpton-0.393IPLV | WtrCldScrewChlr-1Cmp-gte600tons-0.504kwpton-0.353IPLV | Available |  | 0 | 0 |  | ErRobNc |  | HVAC-Chlr |  | None | 2017-01-01 | 2019-12-31 | [5 empty] | Standard |  | 1 | 1 | 0 | Deemed Ex Ante Team |  |  |  | Updated to indicate claim/filing status
1 | NE-HVAC-Chlr-WtrCldScrewChlr-1Cmp-lt75tons-0.675kwpton-0.473IPLV | Water Cooled Constant Speed Screw Chiller w/1 Compressor (< 75 tons, 0.675 Max kW/ton, 0.498 Max IPLV) | DEER2017 | D17 v1.0 | 2020-11-24 16:30 | NE-HVAC-Chlr-WtrCldScrewChlr-1Cmp-lt75tons-0.675kwpton-0.473IPLV | DEER | Standard | None | 0 | 0 | None |  | 0 |  | 0 | Com | Any | HVAC | SpaceCool | Chiller | WtrCldScrewChlr |  | HVAC-Chlr | Water cooled centrifugal chiller, efficiency based on vintage | Water Cooled Constant Speed Screw Chiller w/1 Compressor (< 75 tons, 0.78 kW/ton, 0.547 IPLV) | Water Cooled Constant Speed Screw Chiller w/1 Compressor (< 75 tons, 0.702 kW/ton, 0.492 IPLV) |  | WtrCldScrewChlr-1Cmp-lt75tons-0.75kwpton-0.526IPLV | WtrCldScrewChlr-1Cmp-lt75tons-0.675kwpton-0.473IPLV | Available |  | 0 | 0 |  | ErRobNc |  | HVAC-Chlr |  | None | 2017-01-01 | 2019-12-31 | [5 empty] | Standard |  | 1 | 1 | 0 | Deemed Ex Ante Team |  |  |  | Updated to indicate claim/filing status
1 | NE-HVAC-VarRefgHP-Tier1 | Heat pump VRF system, Tier 1 efficiency | ExAnte2017 | EA17 v1.0 | 2020-11-24 16:30 | NE-HVAC-VarRefgHP-Tier1 | ExAnte | Standard | None | 0 | 0 | N |  | 0 |  | 0 | Com | Any | HVAC | HeatCool | dxHP_equip | VarRefgHP |  | HVAC-airHP |  | Heat pump VRF, Title-24 efficiency | Heat pump VRF system, Tier 1 efficiency |  |  |  | Available |  | 0 | 0 |  | Rob |  |  |  | None | 2017-01-01 | 2019-12-31 | [5 empty] | Standard |  | 1 | 1 | 0 | Deemed Ex Ante Team |  |  |  | Updated to indicate claim/filing status
1 | RB-BS-CeilIns-VintR-ToR38 | Ceiling - Increase vintage specific insulation levels to R-38 by adding batts on top of vintage-specific existing insulation | DEER2017 | D17 v1.0 | 2020-11-24 16:30 | RB-BS-CeilIns-VintR-ToR38 | DEER | Standard | None | 0 | 0 | None |  | 0 |  | 0 | Res | Any | BldgEnv | Opaque | BldgShell | AttBatIns |  | BS-CeilIns | Per prototype description | Overall ceiling U-factor based on climate zone | Ceiling - Add batt insulation on top of vintage-specific existing insulation to R-38 |  |  |  | Available |  | 0 | 0 |  | ROB |  | BS-CeilIns |  | None | 2017-01-01 | 2019-12-31 | [5 empty] | Standard | Measure new for DEER2017; Measure expired due to DEER2020 update | 1 | 1 | 0 | Deemed Ex Ante Team |  | Measure new for DEER2017; Measure expired due to DEER2020 update |  | Updated to indicate claim/filing status
1 | RB-BS-CeilIns-VintR-ToR44 | Ceiling - Increase vintage specific insulation levels to R-44 by adding batts on top of vintage-specific existing insulation | DEER2017 | D17 v1.0 | 2020-11-24 16:30 | RB-BS-CeilIns-VintR-ToR44 | DEER | Standard | None | 0 | 0 | None |  | 0 |  | 0 | Res | Any | BldgEnv | Opaque | BldgShell | AttBatIns |  | BS-CeilIns | Per prototype description | Overall ceiling U-factor based on climate zone | Ceiling - Add batt insulation on top of vintage-specific existing insulation to R-44 |  |  |  | Available |  | 0 | 0 |  | ROB |  | BS-CeilIns |  | None | 2017-01-01 | 2019-12-31 | [5 empty] | Standard | Measure new for DEER2017; Measure expired due to DEER2020 update | 1 | 1 | 0 | Deemed Ex Ante Team |  | Measure new for DEER2017; Measure expired due to DEER2020 update |  | Updated to indicate claim/filing status
1 | RB-BS-CeilIns-VintR-ToR50 | Ceiling - Increase vintage specific insulation levels to R-50 by adding batts on top of vintage-specific existing insulation | DEER2017 | D17 v1.0 | 2020-11-24 16:30 | CeilIns-VintR-R50 | DEER | Standard | None | 0 | 0 | None |  | 0 |  | 0 | Res | Any | BldgEnv | Opaque | BldgShell | AttBatIns |  | BS-CeilIns | Per prototype description | Overall ceiling U-factor based on climate zone | Ceiling - Add batt insulation on top of vintage-specific existing insulation to R-50 |  |  |  | Available |  | 0 | 0 |  | ROB |  | BS-CeilIns |  | None | 2017-01-01 | 2019-12-31 | [5 empty] | Standard | Measure new for DEER2017; Measure expired due to DEER2020 update | 1 | 1 | 0 | Deemed Ex Ante Team |  | Measure new for DEER2017; Measure expired due to DEER2020 update |  | Updated to indicate claim/filing status
1 | RB-HV-RefChrg-DuctLoss-Typ-Dec | Decrease Refrigerant Charge - Typical (8% rated charge) and Duct Sealing (medium to low) | DEER2018 | D17 v1.0 | 2020-11-24 16:30 | RB-HV-RefChrg-DuctLoss-Typ-Dec | DEER | Standard | None | 0 | 0 | None |  | 0 |  | 0 | Res | Any | HVAC | SpaceCool | dxAC_equip | spltSEER |  | HV-RefChrg | Typical refrigerant overcharged state and medium duct loss (24% SFM & MFm, 25% DMo) | rated refrigerant charge and low duct loss (12% SFM & MFm, 15% DMo) | rated refrigerant charge and low duct loss (12% SFM & MFm, 15% DMo) |  |  |  | Available |  | 0 | 0 |  | Retro |  | HV-RefChrg |  | None | 2018-01-01 | 2019-12-31 | [5 empty] | Component | New measure definition for DEER2018 | 1 | 1 | 0 | Deemed Ex Ante Team |  | New measure definition for DEER2018 |  | Updated to indicate claim/filing status
1 | RB-HV-RefChrg-DuctLoss-Typ-Inc | Increase Refrigerant Charge - Typical (8% rated charge) and Duct Sealing (medium to low) | DEER2018 | D17 v1.0 | 2020-11-24 16:30 | RB-HV-RefChrg-DuctLoss-Typ-Inc | DEER | Standard | None | 0 | 0 | None |  | 0 |  | 0 | Res | Any | HVAC | SpaceCool | dxAC_equip | spltSEER |  | HV-RefChrg | Typical refrigerant undercharged state and medium duct loss (24% SFM & MFm, 25% DMo) | rated refrigerant charge and low duct loss (12% SFM & MFm, 15% DMo) | rated refrigerant charge and low duct loss (12% SFM & MFm, 15% DMo) |  |  |  | Available |  | 0 | 0 |  | Retro |  | HV-RefChrg |  | None | 2018-01-01 | 2019-12-31 | [5 empty] | Component | New measure definition for DEER2018; Measure expired due to DEER2020 update | 1 | 1 | 0 | Deemed Ex Ante Team |  | New measure definition for DEER2018; Measure expired due to DEER2020 update |  | Updated to indicate claim/filing status
1 | RE-HV-RefChrg2018-Dec-typ | Decrease Refrigerant Charge - Typical (8% rated charge) | DEER2018 | D17 v1.0 | 2020-11-24 16:30 | RE-HV-RefChrg2018-Dec-typ | DEER | Standard | None | 0 | 0 | None |  | 0 |  | 0 | Res | Any | HVAC | SpaceCool | dxAC_equip | spltSEER |  | HV-RefChrg | Typical refrigerant overcharged state | rated refrigerant charge | rated refrigerant charge |  |  |  | Available |  | 0 | 0 |  | Retro |  | HV-RefChrg |  | None | 2018-01-01 | 2019-12-31 | NotInEA |  |  |  |  | Standard | New measure definition for DEER2018 | 1 | 1 | 0 | Deemed Ex Ante Team |  | New measure definition for DEER2018 |  | Updated to indicate claim/filing status
1 | RE-HV-RefChrg2018-Inc-16pct | Increase Refrigerant Charge (16% rated charge) | DEER2018 | D17 v1.0 | 2020-11-24 16:30 | RE-HV-RefChrg2018-Inc-16pct | DEER | Standard | None | 0 | 0 | None |  | 0 |  | 0 | Res | Any | HVAC | SpaceCool | dxAC_equip | spltSEER |  | HV-RefChrg | refrigerant undercharged state (16% uindercharged) | rated refrigerant charge | rated refrigerant charge |  |  |  | Available |  | 0 | 0 |  | Retro |  | HV-RefChrg |  | None | 2018-01-01 | 2019-12-31 | NotInEA |  |  |  |  | Standard | New measure definition for DEER2018 | 1 | 1 | 0 | Deemed Ex Ante Team |  | New measure definition for DEER2018 |  | Updated to indicate claim/filing status
1 | RE-HV-RefChrg2018-Inc-4pct | Increase Refrigerant Charge (4% rated charge) | DEER2018 | D17 v1.0 | 2020-11-24 16:30 | RE-HV-RefChrg2018-Inc-4pct | DEER | Standard | None | 0 | 0 | None |  | 0 |  | 0 | Res | Any | HVAC | SpaceCool | dxAC_equip | spltSEER |  | HV-RefChrg | refrigerant undercharged state (4% uindercharged) | rated refrigerant charge | rated refrigerant charge |  |  |  | Available |  | 0 | 0 |  | Retro |  | HV-RefChrg |  | None | 2018-01-01 | 2019-12-31 | NotInEA |  |  |  |  | Standard | New measure definition for DEER2018 | 1 | 1 | 0 | Deemed Ex Ante Team |  | New measure definition for DEER2018 |  | Updated to indicate claim/filing status
1 | RE-HV-RefChrg2018-Inc-typ | Increase Refrigerant Charge - Typical (8% rated charge) | DEER2018 | D17 v1.0 | 2020-11-24 16:30 | RE-HV-RefChrg2018-Inc-typ | DEER | Standard | None | 0 | 0 | None |  | 0 |  | 0 | Res | Any | HVAC | SpaceCool | dxAC_equip | spltSEER |  | HV-RefChrg | Typical refrigerant undercharged state | rated refrigerant charge | rated refrigerant charge |  |  |  | Available |  | 0 | 0 |  | Retro |  | HV-RefChrg |  | None | 2018-01-01 | 2019-12-31 | NotInEA |  |  |  |  | Standard | New measure definition for DEER2018 | 1 | 1 | 0 | Deemed Ex Ante Team |  | New measure definition for DEER2018 |  | Updated to indicate claim/filing status
1 | RG-WtrHt-SmlStrg-Gas-lte75kBtuh-30G-0p65EF | Efficient water heater: Std Gas (EF=0.65) replaces Gas water heater | DEER2017 | DEER-WaterHeater-Calculator | 2020-11-24 16:30 | RG-WtrHt-SmlStrg-Gas-lte75kBtuh-30G-0p65EF | DEER | Standard | None | 0 | 0 | None |  | 0 |  | 0 | Res | Any | SHW | Heating | WaterHtg_eq | Stor_EF |  | WtrHt-Res-Gas | Small storage Gas water heater: 30 gallon, EF = 0.59, RE = 0.758, Cap = 30, UA = 8.00 BTU/hr-F, AuxBTUh: 350 | Small storage Gas water heater: 30 gallon, EF = 0.63, RE = 0.81, Cap = 30, UA = 7.97 BTU/hr-F, AuxBTUh: 350 | Small storage Gas water heater: 30 gallon, EF = 0.65, RE = 0.81, Cap = 30, UA = 6.84 BTU/hr-F, AuxBTUh: 350 | Stor_EF-Gas-030gal-0.59EF | Stor_EF-Gas-030gal-0.630EF | Stor_EF-Gas-030gal-0.65EF | Available |  | 0 | 0 | June 2017 DEER Update | ErRobNc |  | WtrHt-Res-Gas |  | None | 2017-01-01 | 2018-12-31 | InEA_modValue |  |  |  |  | Standard | DEER2017 update for pre-existing technology; no vintage dependency | 1 | 1 | 0 | Deemed Ex Ante Team |  | DEER2017 update for pre-existing technology; no vintage dependency |  | Updated to indicate claim/filing status
1 | RG-WtrHt-SmlStrg-Gas-lte75kBtuh-30G-0p70EF | Efficient water heater: Std Gas (EF=0.70) replaces Gas water heater | DEER2017 | DEER-WaterHeater-Calculator | 2020-11-24 16:30 | RG-WtrHt-SmlStrg-Gas-lte75kBtuh-30G-0p70EF | DEER | Standard | None | 0 | 0 | None |  | 0 |  | 0 | Res | Any | SHW | Heating | WaterHtg_eq | Stor_EF |  | WtrHt-Res-Gas | Small storage Gas water heater: 30 gallon, EF = 0.59, RE = 0.758, Cap = 30, UA = 8.00 BTU/hr-F, AuxBTUh: 350 | Small storage Gas water heater: 30 gallon, EF = 0.63, RE = 0.81, Cap = 30, UA = 7.97 BTU/hr-F, AuxBTUh: 350 | Small storage Gas water heater: 30 gallon, EF = 0.70, RE = 0.81, Cap = 30, UA = 4.34 BTU/hr-F, AuxBTUh: 350 | Stor_EF-Gas-030gal-0.59EF | Stor_EF-Gas-030gal-0.630EF | Stor_EF-Gas-030gal-0.70EF | Available |  | 0 | 0 | June 2017 DEER Update | ErRobNc |  | WtrHt-Res-Gas |  | None | 2017-01-01 | 2018-12-31 | InEA_modValue |  |  |  |  | Standard | DEER2017 update for pre-existing technology; no vintage dependency | 1 | 1 | 0 | Deemed Ex Ante Team |  | DEER2017 update for pre-existing technology; no vintage dependency |  | Updated to indicate claim/filing status
1 | RG-WtrHt-SmlStrg-Gas-lte75kBtuh-40G-0p70EF | Efficient water heater: Std Gas (EF=0.70) replaces Gas water heater | DEER2017 | DEER-WaterHeater-Calculator | 2020-11-24 16:30 | RG-WtrHt-SmlStrg-Gas-lte75kBtuh-40G-0p70EF | DEER | Standard | None | 0 | 0 | None |  | 0 |  | 0 | Res | Any | SHW | Heating | WaterHtg_eq | Stor_EF |  | WtrHt-Res-Gas | Small storage Gas water heater: 40 gallon, EF = 0.60, RE = 0.758, Cap = 40, UA = 7.19 BTU/hr-F, AuxBTUh: 350 | Small storage Gas water heater: 40 gallon, EF = 0.62, RE = 0.76, Cap = 40, UA = 6.43 BTU/hr-F, AuxBTUh: 350 | Small storage Gas water heater: 40 gallon, EF = 0.70, RE = 0.82, Cap = 40, UA = 4.63 BTU/hr-F, AuxBTUh: 350 | Stor_EF-Gas-040gal-0.60EF | Stor_EF-Gas-040gal-0.615EF | Stor_EF-Gas-040gal-0.70EF | Available |  | 0 | 0 | June 2017 DEER Update | ErRobNc |  | WtrHt-Res-Gas |  | None | 2017-01-01 | 2018-12-31 | InEA_modValue |  |  |  |  | Standard | DEER2017 update for pre-existing technology; no vintage dependency | 1 | 1 | 0 | Deemed Ex Ante Team |  | DEER2017 update for pre-existing technology; no vintage dependency |  | Updated to indicate claim/filing status
1 | RG-WtrHt-SmlStrg-Gas-lte75kBtuh-40G-0p82EF | Efficient water heater: Std Gas (EF=0.82) replaces Gas water heater | DEER2017 | DEER-WaterHeater-Calculator | 2020-11-24 16:30 | RG-WtrHt-SmlStrg-Gas-lte75kBtuh-40G-0p82EF | DEER | Standard | None | 0 | 0 | None |  | 0 |  | 0 | Res | Any | SHW | Heating | WaterHtg_eq | Stor_EF |  | WtrHt-Res-Gas | Small storage Gas water heater: 40 gallon, EF = 0.60, RE = 0.758, Cap = 40, UA = 7.19 BTU/hr-F, AuxBTUh: 350 | Small storage Gas water heater: 40 gallon, EF = 0.62, RE = 0.76, Cap = 40, UA = 6.43 BTU/hr-F, AuxBTUh: 350 | Small storage Gas water heater: 40 gallon, EF = 0.82, RE = 0.9, Cap = 40, UA = 2.61 BTU/hr-F, VentW: 50, AuxBTUh: 350 | Stor_EF-Gas-040gal-0.60EF | Stor_EF-Gas-040gal-0.615EF | Stor_EF-Gas-040gal-0.82EF | Available |  | 0 | 0 | June 2017 DEER Update | ErRobNc |  | WtrHt-Res-Gas |  | None | 2017-01-01 | 2018-12-31 | InEA_modValue |  |  |  |  | Standard | DEER2017 update for pre-existing technology; no vintage dependency | 1 | 1 | 0 | Deemed Ex Ante Team |  | DEER2017 update for pre-existing technology; no vintage dependency |  | Updated to indicate claim/filing status
1 | RG-WtrHt-SmlStrg-Gas-lte75kBtuh-50G-0p67EF | Efficient water heater: Std Gas (EF=0.67) replaces Gas water heater | DEER2017 | DEER-WaterHeater-Calculator | 2020-11-24 16:30 | RG-WtrHt-SmlStrg-Gas-lte75kBtuh-50G-0p67EF | DEER | Standard | None | 0 | 0 | None |  | 0 |  | 0 | Res | Any | SHW | Heating | WaterHtg_eq | Stor_EF |  | WtrHt-Res-Gas | Small storage Gas water heater: 50 gallon, EF = 0.59, RE = 0.763, Cap = 40, UA = 8.02 BTU/hr-F, AuxBTUh: 350 | Small storage Gas water heater: 50 gallon, EF = 0.60, RE = 0.763, Cap = 40, UA = 7.42 BTU/hr-F, AuxBTUh: 350 | Small storage Gas water heater: 50 gallon, EF = 0.67, RE = 0.79, Cap = 40, UA = 4.85 BTU/hr-F, AuxBTUh: 350 | Stor_EF-Gas-050gal-0.59EF | Stor_EF-Gas-050gal-0.600EF | Stor_EF-Gas-050gal-0.67EF | Available |  | 0 | 0 | June 2017 DEER Update | ErRobNc |  | WtrHt-Res-Gas |  | None | 2017-01-01 | 2018-12-31 | InEA_modValue |  |  |  |  | Standard | DEER2017 update for pre-existing technology; no vintage dependency | 1 | 1 | 0 | Deemed Ex Ante Team |  | DEER2017 update for pre-existing technology; no vintage dependency |  | Updated to indicate claim/filing status
1 | RG-WtrHt-SmlStrg-Gas-lte75kBtuh-50G-0p70EF | Efficient water heater: Std Gas (EF=0.70) replaces Gas water heater | DEER2017 | DEER-WaterHeater-Calculator | 2020-11-24 16:30 | RG-WtrHt-SmlStrg-Gas-lte75kBtuh-50G-0p70EF | DEER | Standard | None | 0 | 0 | None |  | 0 |  | 0 | Res | Any | SHW | Heating | WaterHtg_eq | Stor_EF |  | WtrHt-Res-Gas | Small storage Gas water heater: 50 gallon, EF = 0.59, RE = 0.763, Cap = 40, UA = 8.02 BTU/hr-F, AuxBTUh: 350 | Small storage Gas water heater: 50 gallon, EF = 0.60, RE = 0.763, Cap = 40, UA = 7.42 BTU/hr-F, AuxBTUh: 350 | Small storage Gas water heater: 50 gallon, EF = 0.70, RE = 0.82, Cap = 40, UA = 4.63 BTU/hr-F, AuxBTUh: 350 | Stor_EF-Gas-050gal-0.59EF | Stor_EF-Gas-050gal-0.600EF | Stor_EF-Gas-050gal-0.70EF | Available |  | 0 | 0 | June 2017 DEER Update | ErRobNc |  | WtrHt-Res-Gas |  | None | 2017-01-01 | 2018-12-31 | InEA_modValue |  |  |  |  | Standard | DEER2017 update for pre-existing technology; no vintage dependency | 1 | 1 | 0 | Deemed Ex Ante Team |  | DEER2017 update for pre-existing technology; no vintage dependency |  | Updated to indicate claim/filing status
1 | RG-WtrHt-SmlStrg-Gas-lte75kBtuh-50G-0p82EF | Efficient water heater: Std Gas (EF=0.82) replaces Gas water heater | DEER2017 | DEER-WaterHeater-Calculator | 2020-11-24 16:30 | RG-WtrHt-SmlStrg-Gas-lte75kBtuh-50G-0p82EF | DEER | Standard | None | 0 | 0 | None |  | 0 |  | 0 | Res | Any | SHW | Heating | WaterHtg_eq | Stor_EF |  | WtrHt-Res-Gas | Small storage Gas water heater: 50 gallon, EF = 0.59, RE = 0.763, Cap = 40, UA = 8.02 BTU/hr-F, AuxBTUh: 350 | Small storage Gas water heater: 50 gallon, EF = 0.60, RE = 0.763, Cap = 40, UA = 7.42 BTU/hr-F, AuxBTUh: 350 | Small storage Gas water heater: 50 gallon, EF = 0.82, RE = 0.9, Cap = 40, UA = 2.61 BTU/hr-F, VentW: 50, AuxBTUh: 350 | Stor_EF-Gas-050gal-0.59EF | Stor_EF-Gas-050gal-0.600EF | Stor_EF-Gas-050gal-0.82EF | Available |  | 0 | 0 | June 2017 DEER Update | ErRobNc |  | WtrHt-Res-Gas |  | None | 2017-01-01 | 2018-12-31 | InEA_modValue |  |  |  |  | Standard | DEER2017 update for pre-existing technology; no vintage dependency | 1 | 1 | 0 | Deemed Ex Ante Team |  | DEER2017 update for pre-existing technology; no vintage dependency |  | Updated to indicate claim/filing status
1 | R-InCmn-LED-A19(EISA-Bin-60w-100LPW)-dWP1p4 | LED A Lamp replaces pre-existing standard lighting Wattage based on EISA bin and LPW | DEER2017 | Disposition | 2020-11-24 16:30 | Res-Iltg-Cmn-dWatt-CFL | NonDEER | Scaled | DeltaWatts | 1.4 | 1.4 | None |  | 0 |  | 0 | Res | Any | Lighting | InCommon | Ltg_Lamp | LED_lamp |  | ILtg-Res-LED-20000hr-Cmn | LED A19 Basecase, 75% LED, 25% CFL | LED A19 Basecase, 75% LED, 25% CFL | LED Lamp: A19, EISA Bin 60, 100 LPW |  |  |  | Available |  | 0 | 0 | DEER2020 Update: 2018Phase1ScrewInLampDisposition | RobNc |  |  |  | None | 2018-07-01 | 2019-12-31 | NotInEA |  |  |  |  | Standard | Measures expires 12/31/2019 with revision note: Measures expire 12/31/2019. Workpaper required for 1/1/2020 to consider: revises HOU to reflect most recent Title 24 and ISP control practices; DEER 2020 peak demand definition update | 1 | 1 | 0 | Deemed Ex Ante Team |  | Measures expires 12/31/2019 with revision note: Measures expire 12/31/2019. Workpaper required for 1/1/2020 to consider: revises HOU to reflect most recent Title 24 and ISP control practices; DEER 2020 peak demand definition update |  | Updated to indicate claim/filing status
1 | R-In-LED-A19(EISA-Bin-60w-100LPW)-dWP1p4 | LED A Lamp replaces pre-existing standard lighting Wattage based on EISA bin and LPW | DEER2017 | Disposition | 2020-11-24 16:30 | Res-Iltg-dWatt-CFL | NonDEER | Scaled | DeltaWatts | 1.4 | 1.4 | None |  | 0 |  | 0 | Res | Any | Lighting | InGen-CFL | Ltg_Lamp | LED_lamp |  | ILtg-Res-LED-20000hr | LED A19 Basecase, 75% LED, 25% CFL | LED A19 Basecase, 75% LED, 25% CFL | LED Lamp: A19, EISA Bin 60, 100 LPW |  |  |  | Available |  | 0 | 0 | 2018Phase1ScrewInLampDisposition | RobNc |  |  |  |  | 2018-07-01 | 2019-12-31 | NotInEA |  |  |  |  | Standard | Expires 12/31/2019 due to DEER2020 revised impacts and peak demand definition | 1 | 1 | 0 | Deemed Ex Ante Team |  | Expires 12/31/2019 due to DEER2020 revised impacts and peak demand definition |  | Updated to indicate claim/filing status
1 | R-OutCmn-LED-A19(EISA-Bin-60w-100LPW)-dWP1p4 | LED A Lamp replaces pre-existing standard lighting Wattage based on EISA bin and LPW | DEER2017 | Disposition | 2020-11-24 16:30 | Res-Oltg-Cmn-dWatt-CFL | NonDEER | Scaled | DeltaWatts | 1.4 | 1.4 | None |  | 0 |  | 0 | Res | Any | Lighting | OutCommon | Ltg_Lamp | LED_lamp |  | OLtg-Res-LED-20000hr-Cmn | LED A19 Basecase, 75% LED, 25% CFL | LED A19 Basecase, 75% LED, 25% CFL | LED Lamp: A19, EISA Bin 60, 100 LPW |  |  |  | Available |  | 0 | 0 | DEER2020 Update: 2018Phase1ScrewInLampDisposition | RobNc |  |  |  |  | 2018-07-01 | 2018-12-31 | NotInEA |  |  |  |  | Standard | Measures expire 12/31/2018. HOU revised based on DEER revision for NRes outdoor lighting with motion sensors | 1 | 1 | 0 | Deemed Ex Ante Team |  | Measures expire 12/31/2018. HOU revised based on DEER revision for NRes outdoor lighting with motion sensors |  | Updated to indicate claim/filing status
1 | R-Out-LED-A19(EISA-Bin-60w-100LPW)-dWP1p4 | LED A Lamp replaces pre-existing standard lighting Wattage based on EISA bin and LPW | DEER2016 | Disposition | 2020-11-24 16:30 | Res-Oltg-dWatt | NonDEER | Scaled | DeltaWatts | 1.4 | 1.4 | None |  | 0 |  | 0 | Res | Any | Lighting | OutGen | Ltg_Lamp | LED_lamp |  | OLtg-Res-LED-20000hr | LED A19 Basecase, 75% LED, 25% CFL | LED A19 Basecase, 75% LED, 25% CFL | LED Lamp: A19, EISA Bin 60, 100 LPW |  |  |  | Available |  | 0 | 0 | 2018Phase1ScrewInLampDisposition | RobNc |  |  |  |  | 2018-07-01 | 2019-12-31 | NotInEA |  |  |  |  | Standard | Measure expired due to DEER2020 update | 1 | 1 | 0 | Deemed Ex Ante Team |  | Measure expired due to DEER2020 update |  | Updated to indicate claim/filing status
1 | WholeHouseFan-0.7CFM-ECM | Whole House Fan with an air flow of 0.7 CFM per square foot of conditioned area; ECM motor using 0.124 W/CFM | DEER2017 | D17 v1.0 | 2020-11-24 16:30 | RE-HV-WholeHouseFan-0.7CFMp-ECM | DEER | Standard | None | 0 | 0 | None |  | 0 |  | 0 | Res | Any | HVAC | VentAirDist | HV_Tech | WHFan |  | HV-WHfan | Natural Ventilation except where whole house fan required by code (1.5CFM per sqft air flow and PSC motor assumed when required) |  | Flow rate of 0.7 CFM per square foot of conditioned area; ECM motor using 0.124 W/CFM; cooling to 70F when outdoor temperature is at least 3 degrees below cooling thermotstat setpoint |  |  |  | Available |  | 0 | 0 |  | Retro |  |  |  | None | 2017-01-01 | 2019-12-31 | [5 empty] | Standard | Measure new for DEER2017; Measure expired due to DEER2020 update | 1 | 1 | 0 | Deemed Ex Ante Team |  | Measure new for DEER2017; Measure expired due to DEER2020 update |  | Updated to indicate claim/filing status
1 | WholeHouseFan-0.7CFM-PSC | Whole House Fan with an air flow of 0.7 CFM per square foot of conditioned area; PSC motor using 0.15 W/CFM | DEER2017 | D17 v1.0 | 2020-11-24 16:30 | RE-HV-WholeHouseFan-0.7CFMp-PSC | DEER | Standard | None | 0 | 0 | None |  | 0 |  | 0 | Res | Any | HVAC | VentAirDist | HV_Tech | WHFan |  | HV-WHfan | Natural Ventilation except where whole house fan required by code (1.5CFM per sqft air flow and PSC motor assumed when required) |  | Flow rate of 0.7 CFM per square foot of conditioned area; PSC motor using 0.15 W/CFM; cooling to 70F when outdoor temperature is at least 3 degrees below cooling thermotstat setpoint |  |  |  | Available |  | 0 | 0 |  | Retro |  |  |  | None | 2017-01-01 | 2019-12-31 | [5 empty] | Standard | Measure new for DEER2017; Measure expired due to DEER2020 update | 1 | 1 | 0 | Deemed Ex Ante Team |  | Measure new for DEER2017; Measure expired due to DEER2020 update |  | Updated to indicate claim/filing status
1 | WholeHouseFan-1.5CFM-ECM | Whole House Fan with an air flow of 1.5 CFM per square foot of conditioned area; ECM motor using 0.124 W/CFM | DEER2017 | D17 v1.0 | 2020-11-24 16:30 | RE-HV-WholeHouseFan-1.5CFMp-ECM | DEER | Standard | None | 0 | 0 | None |  | 0 |  | 0 | Res | Any | HVAC | VentAirDist | HV_Tech | WHFan |  | HV-WHfan | Natural Ventilation except where whole house fan required by code (1.5CFM per sqft air flow and PSC motor assumed when required) |  | Flow rate of 1.5 CFM per square foot of conditioned area; ECM motor using 0.124 W/CFM; cooling to 70F when outdoor temperature is at least 3 degrees below cooling thermotstat setpoint |  |  |  | Available |  | 0 | 0 |  | Retro |  |  |  | None | 2017-01-01 | 2019-12-31 | [5 empty] | Standard | Measure new for DEER2017; Measure expired due to DEER2020 update | 1 | 1 | 0 | Deemed Ex Ante Team |  | Measure new for DEER2017; Measure expired due to DEER2020 update |  | Updated to indicate claim/filing status
1 | WholeHouseFan-1.5CFM-PSC | Whole House Fan with an air flow of 1.5 CFM per square foot of conditioned area; PSC motor using 0.15 W/CFM | DEER2017 | D17 v1.0 | 2020-11-24 16:30 | RE-HV-WholeHouseFan-1.5CFMp-PSC | DEER | Standard | None | 0 | 0 | None |  | 0 |  | 0 | Res | Any | HVAC | VentAirDist | HV_Tech | WHFan |  | HV-WHfan | Natural Ventilation except where whole house fan required by code (1.5CFM per sqft air flow and PSC motor assumed when required) |  | Flow rate of 1.5 CFM per square foot of conditioned area; PSC motor using 0.15 W/CFM; cooling to 70F when outdoor temperature is at least 3 degrees below cooling thermotstat setpoint |  |  |  | Available |  | 0 | 0 |  | Retro |  |  |  | None | 2017-01-01 | 2019-12-31 | [5 empty] | Standard | Measure new for DEER2017; Measure expired due to DEER2020 update | 1 | 1 | 0 | Deemed Ex Ante Team |  | Measure new for DEER2017; Measure expired due to DEER2020 update |  | Updated to indicate claim/filing status
1 | WholeHouseFan-2.0CFM-ECM | Whole House Fan with an air flow of 2.0 CFM per square foot of conditioned area; ECM motor using 0.124 W/CFM | DEER2017 | D17 v1.0 | 2020-11-24 16:30 | RE-HV-WholeHouseFan-2.0CFMp-ECM | DEER | Standard | None | 0 | 0 | None |  | 0 |  | 0 | Res | Any | HVAC | VentAirDist | HV_Tech | WHFan |  | HV-WHfan | Natural Ventilation except where whole house fan required by code (1.5CFM per sqft air flow and PSC motor assumed when required) |  | Flow rate of 2.0 CFM per square foot of conditioned area; ECM motor using 0.124 W/CFM; cooling to 70F when outdoor temperature is at least 3 degrees below cooling thermotstat setpoint |  |  |  | Available |  | 0 | 0 |  | Retro |  |  |  | None | 2017-01-01 | 2019-12-31 | [5 empty] | Standard | Measure new for DEER2017; Measure expired due to DEER2020 update | 1 | 1 | 0 | Deemed Ex Ante Team |  | Measure new for DEER2017; Measure expired due to DEER2020 update |  | Updated to indicate claim/filing status
1 | WholeHouseFan-2.0CFM-PSC | Whole House Fan with an air flow of 2.0 CFM per square foot of conditioned area; PSC motor using 0.15 W/CFM | DEER2017 | D17 v1.0 | 2020-11-24 16:30 | RE-HV-WholeHouseFan-2.0CFMp-PSC | DEER | Standard | None | 0 | 0 | None |  | 0 |  | 0 | Res | Any | HVAC | VentAirDist | HV_Tech | WHFan |  | HV-WHfan | Natural Ventilation except where whole house fan required by code (1.5CFM per sqft air flow and PSC motor assumed when required) |  | Flow rate of 2.0 CFM per square foot of conditioned area; PSC motor using 0.15 W/CFM; cooling to 70F when outdoor temperature is at least 3 degrees below cooling thermotstat setpoint |  |  |  | Available |  | 0 | 0 |  | Retro |  |  |  | None | 2017-01-01 | 2019-12-31 | [5 empty] | Standard | Measure new for DEER2017; Measure expired due to DEER2020 update | 1 | 1 | 0 | Deemed Ex Ante Team |  | Measure new for DEER2017; Measure expired due to DEER2020 update |  | Updated to indicate claim/filing status
1 | WholeHouseFan-3.0CFM-ECM | Whole House Fan with an air flow of 3.0 CFM per square foot of conditioned area; ECM motor using 0.124 W/CFM | DEER2017 | D17 v1.0 | 2020-11-24 16:30 | RE-HV-WholeHouseFan-3.0CFMp-ECM | DEER | Standard | None | 0 | 0 | None |  | 0 |  | 0 | Res | Any | HVAC | VentAirDist | HV_Tech | WHFan |  | HV-WHfan | Natural Ventilation except where whole house fan required by code (1.5CFM per sqft air flow and PSC motor assumed when required) |  | Flow rate of 3.0 CFM per square foot of conditioned area; ECM motor using 0.124 W/CFM; cooling to 70F when outdoor temperature is at least 3 degrees below cooling thermotstat setpoint |  |  |  | Available |  | 0 | 0 |  | Retro |  |  |  | None | 2017-01-01 | 2019-12-31 | [5 empty] | Standard | Measure new for DEER2017; Measure expired due to DEER2020 update | 1 | 1 | 0 | Deemed Ex Ante Team |  | Measure new for DEER2017; Measure expired due to DEER2020 update |  | Updated to indicate claim/filing status
1 | WholeHouseFan-3.0CFM-PSC | Whole House Fan with an air flow of 3.0 CFM per square foot of conditioned area; PSC motor using 0.15 W/CFM | DEER2017 | D17 v1.0 | 2020-11-24 16:30 | RE-HV-WholeHouseFan-3.0CFMp-PSC | DEER | Standard | None | 0 | 0 | None |  | 0 |  | 0 | Res | Any | HVAC | VentAirDist | HV_Tech | WHFan |  | HV-WHfan | Natural Ventilation except where whole house fan required by code (1.5CFM per sqft air flow and PSC motor assumed when required) |  | Flow rate of 3.0 CFM per square foot of conditioned area; PSC motor using 0.15 W/CFM; cooling to 70F when outdoor temperature is at least 3 degrees below cooling thermotstat setpoint |  |  |  | Available |  | 0 | 0 |  | Retro |  |  |  | None | 2017-01-01 | 2019-12-31 | [5 empty] | Standard | Measure new for DEER2017; Measure expired due to DEER2020 update | 1 | 1 | 0 | Deemed Ex Ante Team |  | Measure new for DEER2017; Measure expired due to DEER2020 update |  | Updated to indicate claim/filing status
2 | Dishwasher-EnStar-Level2-wtd | Energy Star(R) Dish Washer - Standard Size - Level 2 (160 cycles per year) | DEER2011 | D11 v4.01 | 2020-11-24 16:30 | Dishwasher-EnStar-Level2-wtd | DEER | CrossMeasWtd |  |  |  | None | Dishwasher-ESLvl2 | 0 |  | 0 | Res | Any | AppPlug | KitchenApp | Clean_equip | DishWash |  | Appl-EffDW | Standard Size Dishwasher, 160 cycles per year, EF = 0.45 | Standard Size Dishwasher, 160 cycles per year, EF = 0.45 | Energy Star(R) Dish Washer - Standard Size - Level 2, 160 cycles per year, EF = 0.68 |  |  |  | Available |  | 0 | 0 |  | RobNc |  | Appl-EffDW |  | None | 2013-01-01 | 2014-06-30 | DEER |  |  |  |  | Standard |  | 1 | 1 | 0 | Deemed Ex Ante Team |  |  |  | Updated to indicate claim/filing status
2 | NE-HVAC-VarRefgHP-Tier2 | Heat pump VRF system, Tier 2 efficiency | ExAnte2017 | EA17 v1.0 | 2020-11-24 16:30 | NE-HVAC-VarRefgHP-Tier2 | ExAnte | Standard | None | 0 | 0 | N |  | 0 |  | 0 | Com | Any | HVAC | HeatCool | dxHP_equip | VarRefgHP |  | HVAC-airHP |  | Heat pump VRF, Title-24 efficiency | Heat pump VRF system, Tier 2 efficiency |  |  |  | Available |  | 0 | 0 |  | Rob |  |  |  | None | 2017-01-01 | 2019-12-31 | [5 empty] | Standard |  | 1 | 1 | 0 | Deemed Ex Ante Team |  |  |  | Updated to indicate claim/filing status
3 | NE-HVAC-VarRefgHR-Tier1 | Heat recovery VRF system, Tier 1 efficiency | ExAnte2017 | EA17 v1.0 | 2020-11-24 16:30 | NE-HVAC-VarRefgHR-Tier1 | ExAnte | Standard | None | 0 | 0 | N |  | 0 |  | 0 | Com | Any | HVAC | HeatCool | dxHP_equip | VarRefgHR |  | HVAC-airHP |  | Heat recovery VRF, Title-24 efficiency | Heat recovery VRF system, Tier 1 efficiency |  |  |  | Available |  | 0 | 0 |  | Rob |  |  |  | None | 2017-01-01 | 2019-12-31 | [5 empty] | Standard |  | 1 | 1 | 0 | Deemed Ex Ante Team |  |  |  | Updated to indicate claim/filing status
3 | RE-Appl-ESFrzr-ChstManDef-700kWh-368kWh | Energy Star(R) Freezer: Chest - manual defrost - 368 kWh/yr | DEER2014 | D11 v4.00 | 2020-11-24 16:30 | Res-Frzr-dKWH-Cond | DEER | Scaled | Delta | 41 | 332 | None |  | 0 |  | 1 | Res | Any | AppPlug | Refrig | Ref_Storage | Freezer |  | Appl-ESFrzr | Freezer: Chest, Manual Defrost; 700 rated kWh/yr | Freezer: Chest, Manual Defrost; 409 rated kWh/yr | Energy Star(R) Freezer: Chest - manual defrost - 368 kWh/yr | Freezer-700kWhyr-Manual | Freezer-409kWhyr-Manual | Freezer-368kWhyr-Manual-ES | Available |  | 0 | 0 |  | ErRobNc |  | Appl-ESFrzr | D08-RE-Appl-ESFrzr-ChstManDef-700kWh-368kWh | DEER1314end | 2013-01-01 | 2014-12-31 | DEER |  |  |  |  | Standard |  | 1 | 1 | 0 | Deemed Ex Ante Team |  |  |  | Updated to indicate claim/filing status
4 | NE-HVAC-VarRefgHR-Tier2 | Heat recovery VRF system, Tier 2 efficiency | ExAnte2017 | EA17 v1.0 | 2020-11-24 16:30 | NE-HVAC-VarRefgHR-Tier2 | ExAnte | Standard | None | 0 | 0 | N |  | 0 |  | 0 | Com | Any | HVAC | HeatCool | dxHP_equip | VarRefgHR |  | HVAC-airHP |  | Heat recovery VRF, Title-24 efficiency | Heat recovery VRF system, Tier 2 efficiency |  |  |  | Available |  | 0 | 0 |  | Rob |  |  |  | None | 2017-01-01 | 2019-12-31 | [5 empty] | Standard |  | 1 | 1 | 0 | Deemed Ex Ante Team |  |  |  | Updated to indicate claim/filing status
4 | RE-Appl-ESFrzr-UpAutoDef-849kWh-642kWh | Energy Star(R) Freezer: Upright - automatic defrost - 642 kWh/yr | DEER2014 | D11 v4.00 | 2020-11-24 16:30 | Res-Frzr-dKWH-Cond | DEER | Scaled | Delta | 71 | 207 | None |  | 0 |  | 1 | Res | Any | AppPlug | Refrig | Ref_Storage | Freezer |  | Appl-ESFrzr | Freezer: Upright, Auto-defrost; 849 rated kWh/yr | Freezer: Upright, Auto-defrost; 713 rated kWh/yr | Energy Star(R) Freezer: Upright - automatic defrost - 642 kWh/yr | Freezer-849kWhyr-Automatic | Freezer-713kWhyr-Automatic | Freezer-642kWhyr-Automatic-ES | Available |  | 0 | 0 |  | ErRobNc |  | Appl-ESFrzr | D08-RE-Appl-ESFrzr-UpAutoDef-849kWh-642kWh | DEER1314end | 2013-01-01 | 2014-12-31 | DEER |  |  |  |  | Standard |  | 1 | 1 | 0 | Deemed Ex Ante Team |  |  |  | Updated to indicate claim/filing status
5 | RE-Appl-ESFrzr-UpManDef-708kWh-409kWh | Energy Star(R) Freezer: Upright - manual defrost - 409 kWh/yr | DEER2014 | D11 v4.00 | 2020-11-24 16:30 | Res-Frzr-dKWH-Cond | DEER | Scaled | Delta | 45 | 299 | None |  | 0 |  | 1 | Res | Any | AppPlug | Refrig | Ref_Storage | Freezer |  | Appl-ESFrzr | Freezer: Upright, Manual Defrost; 454 rated kWh/yr | Freezer: Upright, Manual Defrost; 708 rated kWh/yr | Energy Star(R) Freezer: Upright - manual defrost - 409 kWh/yr | Freezer-708kWhyr-Manual | Freezer-454kWhyr-Manual | Freezer-409kWhyr-Manual-ES | Available |  | 0 | 0 |  | ErRobNc |  | Appl-ESFrzr | D08-RE-Appl-ESFrzr-UpManDef-708kWh-409kWh | DEER1314end | 2013-01-01 | 2014-12-31 | DEER |  |  |  |  | Standard |  | 1 | 1 | 0 | Deemed Ex Ante Team |  |  |  | Updated to indicate claim/filing status
6 | RE-Appl-ESRefg-BMLrg-573kWh-487kWh | Energy Star(R) Refrigerator: Bottom Mount Freezer without through-the-door ice - large (16.5-25 ft3 TV) - 487 kWh/yr | DEER2014 | D11 v4.00 | 2020-11-24 16:30 | Res-Refg-dKWH-Cond | DEER | Scaled | Delta | 86 | 86 | None |  | 0 |  | 1 | Res | Any | AppPlug | Refrig | Ref_Storage | RefrigFrz |  | Appl-ESRefg | Refrigerator: Bottom Mount Freezer, Large, 573 rated kWh/yr | Refrigerator: Bottom Mount Freezer, Large, 573 rated kWh/yr | Energy Star(R) Refrigerator: Bottom Mount Freezer without through-the-door ice - large (16.5-25 ft3 TV) - 487 kWh/yr | RefrigFrz-573kWhyr-16.5to25ft3 | RefrigFrz-573kWhyr-16.5to25ft3 | RefrigFrz-487kWhyr-16.5to25ft3-ES | Available |  | 0 | 0 |  | RobNc |  | Appl-ESRefg | D08-RE-Appl-ESRefg-BMLrg-573kWh-487kWh | DEER1314end | 2013-01-01 | 2014-12-31 | DEER |  |  |  |  | Standard |  | 1 | 1 | 0 | Deemed Ex Ante Team |  |  |  | Updated to indicate claim/filing status
7 | RE-Appl-ESRefg-BMSml-518kWh-447kWh | Energy Star(R) Refrigerator: Bottom Mount Freezer without through-the-door ice - small (8-16.5 ft3 TV) - 447 kWh/yr | DEER2014 | D11 v4.00 | 2020-11-24 16:30 | Res-Refg-dKWH-Cond | DEER | Scaled | Delta | 71 | 71 | None |  | 0 |  | 1 | Res | Any | AppPlug | Refrig | Ref_Storage | RefrigFrz |  | Appl-ESRefg | Refrigerator: Bottom Mount Freezer, Small; 518 rated kWh/yr | Refrigerator: Bottom Mount Freezer, Small; 518 rated kWh/yr | Energy Star(R) Refrigerator: Bottom Mount Freezer without through-the-door ice - small (8-16.5 ft3 TV) - 447 kWh/yr | RefrigFrz-518kWhyr-8to16.5ft3 | RefrigFrz-518kWhyr-8to16.5ft3 | RefrigFrz-447kWhyr-8to16.5ft3-ES | Available |  | 0 | 0 |  | RobNc |  | Appl-ESRefg | D08-RE-Appl-ESRefg-BMSml-518kWh-447kWh | DEER1314end | 2013-01-01 | 2014-12-31 | DEER |  |  |  |  | Standard |  | 1 | 1 | 0 | Deemed Ex Ante Team |  |  |  | Updated to indicate claim/filing status
8 | RE-Appl-ESRefg-SMLrg-921kWh-565kWh | Energy Star(R) Refrigerator: Side Mount Freezer without through-the-door ice - large (23-31ft3 TV) - 565 kWh/yr | DEER2014 | D11 v4.00 | 2020-11-24 16:30 | Res-Refg-dKWH-Cond | DEER | Scaled | Delta | 100 | 356 | None |  | 0 |  | 1 | Res | Any | AppPlug | Refrig | Ref_Storage | RefrigFrz |  | Appl-ESRefg | Refrigerator: Side Mount Freezer, Large; 921 rated kWh/yr | Refrigerator: Side Mount Freezer, Large; 665 rated kWh/yr | Energy Star(R) Refrigerator: Side Mount Freezer without through-the-door ice - large (23-31ft3 TV) - 565 kWh/yr | RefrigFrz-921kWhyr-23to31ft3 | RefrigFrz-665kWhyr-23to31ft3 | RefrigFrz-565kWhyr-23to31ft3-ES | Available |  | 0 | 0 |  | ErRobNc |  | Appl-ESRefg | D08-RE-Appl-ESRefg-SMLrg-921kWh-565kWh | DEER1314end | 2013-01-01 | 2014-12-31 | DEER |  |  |  |  | Standard |  | 1 | 1 | 0 | Deemed Ex Ante Team |  |  |  | Updated to indicate claim/filing status
9 | RE-Appl-ESRefg-SMLrgIce-821kWh-620kWh | Energy Star(R) Refrigerator: Side Mount Freezer with through-the-door ice - large (23-31 ft3 TV) - 620 kWh/yr | DEER2014 | D11 v4.00 | 2020-11-24 16:30 | Res-Refg-dKWH-Cond | DEER | Scaled | Delta | 110 | 201 | None |  | 0 |  | 1 | Res | Any | AppPlug | Refrig | Ref_Storage | RefrigFrz |  | Appl-ESRefg | Refrigerator: Side Mount Freezer, Large, Ice Maker; 821 rated kWh/yr | Refrigerator: Side Mount Freezer, Large, Ice Maker; 730 rated kWh/yr | Energy Star(R) Refrigerator: Side Mount Freezer with through-the-door ice - large (23-31 ft3 TV) - 620 kWh/yr | RefrigFrz-821kWhyr-23to31ft3 | RefrigFrz-730kWhyr-23to31ft3 | RefrigFrz-620kWhyr-23to31ft3-ES | Available |  | 0 | 0 |  | ErRobNc |  | Appl-ESRefg | D08-RE-Appl-ESRefg-SMLrgIce-821kWh-620kWh | DEER1314end | 2013-01-01 | 2014-12-31 | DEER |  |  |  |  | Standard |  | 1 | 1 | 0 | Deemed Ex Ante Team |  |  |  | Updated to indicate claim/filing status
10 | RE-Appl-ESRefg-SMMed-703kWh-528kWh | Energy Star(R) Refrigerator: Side Mount Freezer without through-the-door ice - medium (15-23 ft3 TV) - 528 kWh/yr | DEER2014 | D11 v4.00 | 2020-11-24 16:30 | Res-Refg-dKWH-Cond | DEER | Scaled | Delta | 92 | 175 | None |  | 0 |  | 1 | Res | Any | AppPlug | Refrig | Ref_Storage | RefrigFrz |  | Appl-ESRefg | Refrigerator: 703 rated kWh/yr | Refrigerator: 620 rated kWh/yr | Energy Star(R) Refrigerator: Side Mount Freezer without through-the-door ice - medium (15-23 ft3 TV) - 528 kWh/yr | RefrigFrz-703kWhyr-15to23ft3 | RefrigFrz-620kWhyr-15to23ft3 | RefrigFrz-528kWhyr-15to23ft3-ES | Available |  | 0 | 0 |  | ErRobNc |  | Appl-ESRefg | D08-RE-Appl-ESRefg-SMMed-703kWh-528kWh | DEER1314end | 2013-01-01 | 2014-12-31 | DEER |  |  |  |  | Standard |  | 1 | 1 | 0 | Deemed Ex Ante Team |  |  |  | Updated to indicate claim/filing status
11 | RE-Appl-ESRefg-SMMedIce-835kWh-543kWh | Energy Star(R) Refrigerator: Side Mount Freezer with through-the-door ice - medium (15-23 ft3 TV) - 543 kWh/yr | DEER2014 | D11 v4.00 | 2020-11-24 16:30 | Res-Refg-dKWH-Cond | DEER | Scaled | Delta | 96 | 292 | None |  | 0 |  | 1 | Res | Any | AppPlug | Refrig | Ref_Storage | RefrigFrz |  | Appl-ESRefg | Refrigerator: 835 rated kWh/yr | Refrigerator: 639 rated kWh/yr | Energy Star(R) Refrigerator: Side Mount Freezer with through-the-door ice - medium (15-23 ft3 TV) - 543 kWh/yr | RefrigFrz-835kWhyr-15to23ft3 | RefrigFrz-639kWhyr-15to23ft3 | RefrigFrz-543kWhyr-15to23ft3-ES | Available |  | 0 | 0 |  | ErRobNc |  | Appl-ESRefg | D08-RE-Appl-ESRefg-SMMedIce-835kWh-543kWh | DEER1314end | 2013-01-01 | 2014-12-31 | DEER |  |  |  |  | Standard |  | 1 | 1 | 0 | Deemed Ex Ante Team |  |  |  | Updated to indicate claim/filing status
12 | RE-Appl-ESRefg-TMLrg-697kWh-452kWh | Energy Star(R) Refrigerator: Top Mount Freezer without through-the-door ice - large (20-25 ft3 TV) - 452 kWh/yr | DEER2014 | D11 v4.00 | 2020-11-24 16:30 | Res-Refg-dKWH-Cond | DEER | Scaled | Delta | 80 | 245 | None |  | 0 |  | 1 | Res | Any | AppPlug | Refrig | Ref_Storage | RefrigFrz |  | Appl-ESRefg | Refrigerator: Top Mount Freezer, Large; 697 rated kWh/yr | Refrigerator: Top Mount Freezer, Large; 532 rated kWh/yr | Energy Star(R) Refrigerator: Top Mount Freezer without through-the-door ice - large (20-25 ft3 TV) - 452 kWh/yr | RefrigFrz-697kWhyr-20to25ft3 | RefrigFrz-532kWhyr-20to25ft3 | RefrigFrz-452kWhyr-20to25ft3-ES | Available |  | 0 | 0 |  | ErRobNc |  | Appl-ESRefg | D08-RE-Appl-ESRefg-TMLrg-576kWh-452kWh | DEER1314end | 2013-01-01 | 2014-12-31 | DEER |  |  |  |  | Standard |  | 1 | 1 | 0 | Deemed Ex Ante Team |  |  |  | Updated to indicate claim/filing status
13 | RE-Appl-ESRefg-TMMed-652kWh-399kWh | Energy Star(R) Refrigerator: Top Mount Freezer without through-the-door ice - medium (15-20 ft3 TV) - 399 kWh/yr | DEER2014 | D11 v4.00 | 2020-11-24 16:30 | Res-Refg-dKWH-Cond | DEER | Scaled | Delta | 70 | 253 | None |  | 0 |  | 1 | Res | Any | AppPlug | Refrig | Ref_Storage | RefrigFrz |  | Appl-ESRefg | Refrigerator: Top Mount Freezer, Medium; 652 rated kWh/yr | Refrigerator: Top Mount Freezer, Medium; 469 rated kWh/yr | Energy Star(R) Refrigerator: Top Mount Freezer without through-the-door ice - medium (15-20 ft3 TV) - 399 kWh/yr | RefrigFrz-652kWhyr-15to20ft3 | RefrigFrz-469kWhyr-15to20ft3 | RefrigFrz-399kWhyr-15to20ft3-ES | Available |  | 0 | 0 |  | ErRobNc |  | Appl-ESRefg | D08-RE-Appl-ESRefg-TMMed-602kWh-399kWh | DEER1314end | 2013-01-01 | 2014-12-31 | DEER |  |  |  |  | Standard |  | 1 | 1 | 0 | Deemed Ex Ante Team |  |  |  | Updated to indicate claim/filing status
14 | RE-Appl-ESRefg-TMSml-621kWh-357kWh | Energy Star(R) Refrigerator: Top Mount Freezer without through-the-door ice - small (10-15 ft3 TV) - 357 kWh/yr | DEER2014 | D11 v4.00 | 2020-11-24 16:30 | Res-Refg-dKWH-Cond | DEER | Scaled | Delta | 63 | 264 | None |  | 0 |  | 1 | Res | Any | AppPlug | Refrig | Ref_Storage | RefrigFrz |  | Appl-ESRefg | Refrigerator: Top Mount Freezer, Small; 621 rated kWh/yr | Refrigerator: Top Mount Freezer, Small; 420 rated kWh/yr | Energy Star(R) Refrigerator: Top Mount Freezer without through-the-door ice - small (10-15 ft3 TV) - 357 kWh/yr | RefrigFrz-621kWhyr-10to15ft3 | RefrigFrz-420kWhyr-10to15ft3 | RefrigFrz-357kWhyr-10to15ft3-ES | Available |  | 0 | 0 |  | ErRobNc |  | Appl-ESRefg | D08-RE-Appl-ESRefg-TMSml-582kWh-357kWh | DEER1314end | 2013-01-01 | 2014-12-31 | DEER |  |  |  |  | Standard |  | 1 | 1 | 0 | Deemed Ex Ante Team |  |  |  | Updated to indicate claim/filing status
15 | Res-Freezer-ARP | Appliance Recycling Program: Freezer | DEER2015 | D13 v1.00 | 2020-11-24 16:30 | Res-Freezer-ARP | DEER | CrossMeasWtd | None | 0 | 0 | None | Res-Freezer-ARP | 0 |  | 0 | Res | Any | AppPlug | Refrig | Ref_Storage | RefrigFrz |  | Appl-RecRef | ARP Freezer |  | Freezer recycled |  |  |  | Available | All IOUs combined into one Measure | 0 | 0 |  | ErRul |  | Appl-RecRef |  | ARP1315 | 2013-01-01 | 2019-12-31 | DEER |  |  |  |  | Standard |  | 1 | 1 | 0 | Deemed Ex Ante Team |  |  |  | Updated to indicate claim/filing status
16 | Res-Refrig-ARP | Appliance Recycling Program: Refrigerator | DEER2015 | D13 v1.00 | 2020-11-24 16:30 | Res-Refrig-ARP | DEER | CrossMeasWtd | None | 0 | 0 | None | Res-Refrig-ARP | 0 |  | 0 | Res | Any | AppPlug | Refrig | Ref_Storage | RefrigFrz |  | Appl-RecRef | ARP Refrigerator |  | Refrigerator recycled |  |  |  | Available | All IOUs combined into one Measure | 0 | 0 |  | ErRul |  | Appl-RecRef |  | ARP1315 | 2013-01-01 | 2019-12-31 | DEER |  |  |  |  | Standard |  | 1 | 1 | 0 | Deemed Ex Ante Team |  |  |  | Updated to indicate claim/filing status
17 | Grnhs-Shell-LIR_to_LIR_Tcurt | Heat curtain installed in greenhouse that has roofs with IR film and bare walls | DEER2011 | D11 v4.00 | 2020-11-24 16:30 | Grnhs-Shell-LIR_to_LIR_Tcurt | DEER | Standard | None |  |  | None |  | 0 |  | 0 | Ag | Any | BldgEnv | Fenestration | Fenest | ThermCurtain |  | Agr-Irfilm | roof has with IR film and bare walls |  | Heat curtain installed |  |  | Grnhs-Shell-LowIR_ThermCurt | Available |  | 0 | 0 |  | RobNc |  | Agr-IrFilm |  | None | 2013-01-01 | 2019-12-31 | DEER |  |  |  |  | Standard |  | 1 | 1 | 0 | Deemed Ex Ante Team |  |  |  | Updated to indicate claim/filing status
18 | Grnhs-Shell-ThermCurt | Heat curtain installed in greenhouse with bare walls and bare double-poly roofs | DEER2014 | D11 v4.00 | 2021-11-19 16:23 | Grnhs-Shell-ThermCurt | DEER | Standard | None |  |  | None |  | 0 |  | 0 | Ag | Any | BldgEnv | Fenestration | Fenest | ThermCurtain |  | Agr-GHC | bare walls and bare double-poly roof |  | Heat curtain installed |  |  | Grnhs-Shell-ThermCurt | Available |  | 0 | 0 |  | RobNc |  | Agr-GHC |  | None | 2013-01-01 | 2021-06-30 | DEER |  |  |  |  | Standard |  | 1 | 1 | 0 | Deemed Ex Ante Team |  |  |  | Updated to indicate measure/package were extended
19 | Grnhs-Shell-LowIR_ThermCurt | Heat curtain and IR film installed in greenhouse with bare walls and bare double-poly roofs | DEER2011 | D11 v4.00 | 2020-11-24 16:30 | Grnhs-Shell-LowIR_ThermCurt | DEER | Standard | None |  |  | None |  | 0 |  | 0 | Ag | Any | BldgEnv | Fenestration | Fenest | WinFilm |  | Agr-Irfilm | bare walls and bare double-poly roof |  | Heat curtain and IR film installed |  |  | Grnhs-Shell-LowIR_ThermCurt | Available |  | 0 | 0 |  | RobNc |  | Agr-IrFilm |  | None | 2013-01-01 | 2019-12-31 | DEER |  |  |  |  | Standard |  | 1 | 1 | 0 | Deemed Ex Ante Team |  |  |  | Updated to indicate claim/filing status
20 | Grnhs-Shell-LowIRroof | Infrared film applied to bare double-poly greenhouse roofs | DEER2014 | D11 v4.00 | 2021-11-19 16:26 | Grnhs-Shell-LowIRroof | DEER | Standard | None |  |  | None |  | 0 |  | 0 | Ag | Any | BldgEnv | Fenestration | Fenest | WinFilm |  | Agr-Irfilm | bare double-poly greenhouse roof |  | Infrared film applied to roof |  |  | Grnhs-Shell-LowIRroof | Available |  | 0 | 0 |  | RobNc |  | Agr-IrFilm |  | None | 2013-01-01 | 2021-06-30 | DEER |  |  |  |  | Standard |  | 1 | 1 | 0 | Deemed Ex Ante Team |  |  |  | Updated to indicate measure/package were extended
21 | Grnhs-Shell-LowIR-SingleLayer | IR Film applied to single-layer wall material or single-layer roofing material | DEER2011 | D11 v4.00 | 2020-11-24 16:30 | Grnhs-Shell-LowIR-SingleLayer | DEER | Standard | None |  |  | None |  | 0 |  | 0 | Ag | Any | BldgEnv | Fenestration | Fenest | WinFilm |  | Agr-Irfilm | single-layer wall or roof material |  | Infrared film applied to single-layer wall or roof material |  |  | Grnhs-Shell-LowIR-SingleLayer | Available |  | 0 | 0 |  | RobNc |  | Agr-IrFilm |  | None | 2013-01-01 | 2019-12-31 | DEER |  |  |  |  | Standard |  | 1 | 1 | 0 | Deemed Ex Ante Team |  |  |  | Updated to indicate claim/filing status
22 | Grnhs-Shell-Tcurt_to_LIR_Tcurt | Infrared film applied to bare double-poly roofs; greenhouse includes heat curtain | DEER2011 | D11 v4.00 | 2020-11-24 16:30 | Grnhs-Shell-Tcurt_to_LIR_Tcurt | DEER | Standard | None |  |  | None |  | 0 |  | 0 | Ag | Any | BldgEnv | Fenestration | Fenest | WinFilm |  | Agr-Irfilm | bare double-poly roofs, heat curtain |  | Infrared film applied to roof |  |  | Grnhs-Shell-LowIR_ThermCurt | Available |  | 0 | 0 |  | RobNc |  | Agr-IrFilm |  | None | 2013-01-01 | 2019-12-31 | DEER |  |  |  |  | Standard |  | 1 | 1 | 0 | Deemed Ex Ante Team |  |  |  | Updated to indicate claim/filing status
23 | RB-BS-CeilIns-R0-R30 | Ceiling R-0 to R-30 Insulation-Batts | DEER2017 | D17 v1.0 | 2020-11-24 16:30 | RB-BS-CeilIns-R0-R30 | DEER | Standard | None | 0 | 0 | None |  | 0 |  | 0 | Res | Any | BldgEnv | Opaque | BldgShell | AttBatIns |  | BS-CeilIns | R-0 Ceiling Insulation | Overall ceiling U-factor based on climate zone | Ceiling R-0 to R-30 Insulation-Batts |  |  |  | Available |  | 0 | 0 |  | ROB |  | BS-CeilIns |  | DEER131417 | 2013-01-01 | 2019-12-31 | [5 empty] | Standard | Measure updated for DEER2017; Measure expired due to DEER2020 update | 1 | 1 | 0 | Deemed Ex Ante Team |  | Measure updated for DEER2017; Measure expired due to DEER2020 update |  | Updated to indicate claim/filing status
24 | RB-BS-CeilIns-R0-R38 | Ceiling R-0 to R-38 Insulation-Batts | DEER2017 | D17 v1.0 | 2020-11-24 16:30 | RB-BS-CeilIns-R0-R38 | DEER | Standard | None | 0 | 0 | None |  | 0 |  | 0 | Res | Any | BldgEnv | Opaque | BldgShell | AttBatIns |  | BS-CeilIns | R-0 Ceiling Insulation | Overall ceiling U-factor based on climate zone | Ceiling R-0 to R-38 Insulation-Batts |  |  |  | Available |  | 0 | 0 |  | ROB |  | BS-CeilIns |  | DEER131417 | 2013-01-01 | 2019-12-31 | [5 empty] | Standard | Measure updated for DEER2017; Measure expired due to DEER2020 update | 1 | 1 | 0 | Deemed Ex Ante Team |  | Measure updated for DEER2017; Measure expired due to DEER2020 update |  | Updated to indicate claim/filing status
25 | RB-BS-CeilIns-VintR-AddR11 | Ceiling - Add R-11 batts on top of vintage-specific existing insulation | DEER2017 | D17 v1.0 | 2020-11-24 16:30 | RB-BS-CeilIns-VintR-AddR11 | DEER | Standard | None | 0 | 0 | None |  | 0 |  | 0 | Res | Any | BldgEnv | Opaque | BldgShell | AttBatIns |  | BS-CeilIns | Per prototype description | Overall ceiling U-factor based on climate zone | Ceiling - Add R-11 batts on top of vintage-specific existing insulation |  |  |  | Available |  | 0 | 0 |  | ROB |  | BS-CeilIns |  | DEER131417 | 2013-01-01 | 2019-12-31 | [5 empty] | Standard | Measure updated for DEER2017; Measure expired due to DEER2020 update | 1 | 1 | 0 | Deemed Ex Ante Team |  | Measure updated for DEER2017; Measure expired due to DEER2020 update |  | Updated to indicate claim/filing status
26 | RB-BS-CeilIns-VintR-AddR19 | Ceiling - Add R-19 batts on top of vintage-specific existing insulation | DEER2017 | D17 v1.0 | 2020-11-24 16:30 | RB-BS-CeilIns-VintR-AddR19 | DEER | Standard | None | 0 | 0 | None |  | 0 |  | 0 | Res | Any | BldgEnv | Opaque | BldgShell | AttBatIns |  | BS-CeilIns | Per prototype description | Overall ceiling U-factor based on climate zone | Ceiling - Add R-19 batts on top of vintage-specific existing insulation |  |  |  | Available |  | 0 | 0 |  | ROB |  | BS-CeilIns |  | DEER131417 | 2013-01-01 | 2019-12-31 | [5 empty] | Standard | Measure updated for DEER2017; Measure expired due to DEER2020 update | 1 | 1 | 0 | Deemed Ex Ante Team |  | Measure updated for DEER2017; Measure expired due to DEER2020 update |  | Updated to indicate claim/filing status
27 | RB-BS-CeilIns-VintR-AddR30 | Ceiling - Add R-30 batts on top of vintage-specific existing insulation | DEER2017 | D17 v1.0 | 2020-11-24 16:30 | RB-BS-CeilIns-VintR-AddR30 | DEER | Standard | None | 0 | 0 | None |  | 0 |  | 0 | Res | Any | BldgEnv | Opaque | BldgShell | AttBatIns |  | BS-CeilIns | Per prototype description | Overall ceiling U-factor based on climate zone | Ceiling - Add R-30 batts on top of vintage-specific existing insulation |  |  |  | Available |  | 0 | 0 |  | ROB |  | BS-CeilIns |  | DEER131417 | 2013-01-01 | 2019-12-31 | [5 empty] | Standard | Measure updated for DEER2017; Measure expired due to DEER2020 update | 1 | 1 | 0 | Deemed Ex Ante Team |  | Measure updated for DEER2017; Measure expired due to DEER2020 update |  | Updated to indicate claim/filing status
27 | RB-BS-CeilIns-VintR-AddR38 | Ceiling - Add R-38 batts on top of vintage-specific existing insulation | DEER2017 | D17 v1.0 | 2020-11-24 16:30 | RB-BS-CeilIns-VintR-AddR38 | DEER | Standard | None | 0 | 0 | None |  | 0 |  | 0 | Res | Any | BldgEnv | Opaque | BldgShell | AttBatIns |  | BS-CeilIns | Per prototype description | Overall ceiling U-factor based on climate zone | Ceiling - Add R-38 batts on top of vintage-specific existing insulation |  |  |  | Available |  | 0 | 0 |  | ROB |  | BS-CeilIns |  | None | 2017-01-01 | 2019-12-31 | [5 empty] | Standard | Measure new for DEER2017; Measure expired due to DEER2020 update | 1 | 1 | 0 | Deemed Ex Ante Team |  | Measure new for DEER2017; Measure expired due to DEER2020 update |  | Updated to indicate claim/filing status
28 | RB-BS-BlowInIns-R0-R13 | Wall Blow-In R-0 to R-13 Insulation | DEER2017 | D17 v1.0 | 2020-11-24 16:30 | RB-BS-BlowInIns-R0-R13 | DEER | Standard | None | 0 | 0 | None |  | 0 |  | 0 | Res | Any | BldgEnv | Opaque | BldgShell | WallBlowIns |  | BS-BlowInIns | 2x4 Wall w/R-0 Insulation | Overall wall U-factor based on climate zone | Wall Blow-In R-0 to R-13 Insulation |  |  |  | Available |  | 0 | 0 |  | ROB |  | BS-BlowInIns |  | DEER131417 | 2013-01-01 | 2019-12-31 | [5 empty] | Standard | Measure updated for DEER2017; Measure expired due to DEER2020 update | 1 | 1 | 0 | Deemed Ex Ante Team |  | Measure updated for DEER2017; Measure expired due to DEER2020 update |  | Updated to indicate claim/filing status
29 | dxHP-pkgEER-65to89kBtuh-11p5eer-3p4cop | Pkg HP EER = 11.5 (65-89 kBtuh), COP = 3.4 | DEER2011 | D11 v4.00 | 2020-11-24 16:30 | NE-HVAC-airHP-SpltPkg-65to89kBtuh-11p5eer-3p4cop | DEER | Standard | None |  |  | None |  | 0 |  | 0 | Com | Any | HVAC | HeatCool | dxHP_equip | pkgEER |  | HVAC-airHP | Multiple Base Efficiency technologies based on building vintage | Pkg HP EER = 11.0 | Pkg HP EER = 11.5 (65-89 kBtuh), COP = 3.4 |  |  | dxHP-pkgEER-65to89kBtuh-11p5eer-3p4cop | Available |  | 0 | 0 |  | ErRobNc |  | HVAC-airHP |  | None | 2013-01-01 | 2014-06-30 | DEER |  |  |  |  | Standard |  | 1 | 1 | 0 | Deemed Ex Ante Team |  |  |  | Updated to indicate claim/filing status
30 | dxHP-pkgEER-65to89kBtuh-12p0eer-3p4cop | Pkg HP EER = 12.0 (65-89 kBtuh), COP = 3.4 | DEER2011 | D11 v4.00 | 2020-11-24 16:30 | NE-HVAC-airHP-SpltPkg-65to89kBtuh-12p0eer-3p4cop | DEER | Standard | None |  |  | None |  | 0 |  | 0 | Com | Any | HVAC | HeatCool | dxHP_equip | pkgEER |  | HVAC-airHP | Multiple Base Efficiency technologies based on building vintage | Pkg HP EER = 11.0 | Pkg HP EER = 12.0 (65-89 kBtuh), COP = 3.4 |  |  | dxHP-pkgEER-65to89kBtuh-12p0eer-3p4cop | Available |  | 0 | 0 |  | ErRobNc |  | HVAC-airHP |  | None | 2013-01-01 | 2014-06-30 | DEER |  |  |  |  | Standard |  | 1 | 1 | 0 | Deemed Ex Ante Team |  |  |  | Updated to indicate claim/filing status
31 | NE-HVAC-airHP-SpltPkg-65to109kBtuh-11p5eer-3p4cop | Pkg HP EER = 11.5 (65-109 kBTUh), COP = 3.4; w/Econo; 2-spd Fan | DEER2014 | D13 v1.0 | 2020-11-24 16:30 | NE-HVAC-airHP-SpltPkg-65to109kBtuh-11p5eer-3p4cop | DEER | Standard | None | 0 | 0 | None |  | 0 |  | 0 | Com | Any | HVAC | HeatCool | dxHP_equip | pkgEER |  | HVAC-airHP | Pkg HP (65-109 kBtuh) EER and COP based on vintage | Pkg HP EER = 10.8 (65-109 kBtuh), COP = 3.3; w/Econo; 2-spd Fan | Pkg HP EER = 11.5 (65-109 kBtuh), COP = 3.4; w/Econo; 2-spd Fan |  |  |  | Available |  | 0 | 0 |  | ErRobNc |  | HVAC-airHP |  | None | 2014-07-01 | 2019-12-31 | DEER |  |  |  |  | Standard |  | 1 | 1 | 0 | Deemed Ex Ante Team |  |  |  | Updated to indicate claim/filing status
32 | NE-HVAC-airHP-SpltPkg-65to109kBtuh-12p0eer-3p4cop | Pkg HP EER = 12.0 (65-109 kBTUh), COP = 3.4; w/Econo; 2-spd Fan | DEER2014 | D13 v1.0 | 2020-11-24 16:30 | NE-HVAC-airHP-SpltPkg-65to109kBtuh-12p0eer-3p4cop | DEER | Standard | None | 0 | 0 | None |  | 0 |  | 0 | Com | Any | HVAC | HeatCool | dxHP_equip | pkgEER |  | HVAC-airHP | Pkg HP (65-109 kBtuh) EER and COP based on vintage | Pkg HP EER = 10.8 (65-109 kBtuh), COP = 3.3; w/Econo; 2-spd Fan | Pkg HP EER = 12.0 (65-109 kBtuh), COP = 3.4; w/Econo; 2-spd Fan |  |  |  | Available |  | 0 | 0 |  | ErRobNc |  | HVAC-airHP |  | None | 2014-07-01 | 2019-12-31 | DEER |  |  |  |  | Standard |  | 1 | 1 | 0 | Deemed Ex Ante Team |  |  |  | Updated to indicate claim/filing status
33 | dxHP-pkgEER-90to134kBtuh-11p5eer-3p4cop | Pkg HP EER = 11.5 (90-134 kBtuh), COP = 3.4 | DEER2011 | D11 v4.00 | 2020-11-24 16:30 | NE-HVAC-airHP-SpltPkg-90to134kBtuh-11p5eer-3p4cop | DEER | Standard | None |  |  | None |  | 0 |  | 0 | Com | Any | HVAC | HeatCool | dxHP_equip | pkgEER |  | HVAC-airHP | Multiple Base Efficiency technologies based on building vintage | Pkg HP EER = 11.0 | Pkg HP EER = 11.5 (90-134 kBtuh), COP = 3.4 |  |  | dxHP-pkgEER-90to134kBtuh-11p5eer-3p4cop | Available |  | 0 | 0 |  | ErRobNc |  | HVAC-airHP |  | None | 2013-01-01 | 2014-06-30 | DEER |  |  |  |  | Standard |  | 1 | 1 | 0 | Deemed Ex Ante Team |  |  |  | Updated to indicate claim/filing status
34 | dxHP-pkgEER-90to134kBtuh-12p0eer-3p4cop | Pkg HP EER = 12.0 (90-134 kBtuh), COP = 3.4 | DEER2011 | D11 v4.00 | 2020-11-24 16:30 | NE-HVAC-airHP-SpltPkg-90to134kBtuh-12p0eer-3p4cop | DEER | Standard | None |  |  | None |  | 0 |  | 0 | Com | Any | HVAC | HeatCool | dxHP_equip | pkgEER |  | HVAC-airHP | Multiple Base Efficiency technologies based on building vintage | Pkg HP EER = 11.0 | Pkg HP EER = 12.0 (90-134 kBtuh), COP = 3.4 |  |  | dxHP-pkgEER-90to134kBtuh-12p0eer-3p4cop | Available |  | 0 | 0 |  | ErRobNc |  | HVAC-airHP |  | None | 2013-01-01 | 2014-06-30 | DEER |  |  |  |  | Standard |  | 1 | 1 | 0 | Deemed Ex Ante Team |  |  |  | Updated to indicate claim/filing status
35 | NE-HVAC-airHP-SpltPkg-110to134kBtuh-11p5eer-3p4cop | Pkg HP EER = 11.5 (110-134 kBTUh), COP = 3.4; w/Econo; 2-spd Fan | DEER2014 | D13 v1.0 | 2020-11-24 16:30 | NE-HVAC-airHP-SpltPkg-110to134kBtuh-11p5eer-3p4cop | DEER | Standard | None | 0 | 0 | None |  | 0 |  | 0 | Com | Any | HVAC | HeatCool | dxHP_equip | pkgEER |  | HVAC-airHP | Pkg HP (110-134 kBtuh) EER and COP based on vintage | Pkg HP EER = 10.8 (110-134 kBtuh), COP = 3.3; w/Econo; 2-spd Fan | Pkg HP EER = 11.5 (110-134 kBtuh), COP = 3.4; w/Econo; 2-spd Fan |  |  |  | Available |  | 0 | 0 |  | ErRobNc |  | HVAC-airHP |  | None | 2014-07-01 | 2019-12-31 | DEER |  |  |  |  | Standard |  | 1 | 1 | 0 | Deemed Ex Ante Team |  |  |  | Updated to indicate claim/filing status
36 | NE-HVAC-airHP-SpltPkg-110to134kBtuh-12p0eer-3p4cop | Pkg HP EER = 12.0 (110-134 kBTUh), COP = 3.4; w/Econo; 2-spd Fan | DEER2014 | D13 v1.0 | 2020-11-24 16:30 | NE-HVAC-airHP-SpltPkg-110to134kBtuh-12p0eer-3p4cop | DEER | Standard | None | 0 | 0 | None |  | 0 |  | 0 | Com | Any | HVAC | HeatCool | dxHP_equip | pkgEER |  | HVAC-airHP | Pkg HP (110-134 kBtuh) EER and COP based on vintage | Pkg HP EER = 10.8 (110-134 kBtuh), COP = 3.3; w/Econo; 2-spd Fan | Pkg HP EER = 12.0 (110-134 kBtuh), COP = 3.4; w/Econo; 2-spd Fan |  |  |  | Available |  | 0 | 0 |  | ErRobNc |  | HVAC-airHP |  | None | 2014-07-01 | 2019-12-31 | DEER |  |  |  |  | Standard |  | 1 | 1 | 0 | Deemed Ex Ante Team |  |  |  | Updated to indicate claim/filing status
39 | NE-HVAC-airHP-SpltPkg-135to239kBtuh-11p5eer-3p2cop | Pkg HP EER = 11.5 (135-239 kBTUh), COP = 3.2; w/Econo; 2-spd Fan | DEER2014 | D13 v1.0 | 2020-11-24 16:30 | NE-HVAC-airHP-SpltPkg-135to239kBtuh-11p5eer-3p2cop | DEER | Standard | None | 0 | 0 | None |  | 0 |  | 0 | Com | Any | HVAC | HeatCool | dxHP_equip | pkgEER |  | HVAC-airHP | Pkg HP (135-239 kBtuh) EER and COP based on vintage | Pkg HP EER = 10.4 (135-239 kBtuh), COP = 3.2; w/Econo; 2-spd Fan | Pkg HP EER = 11.5 (135-239 kBtuh), COP = 3.2; w/Econo; 2-spd Fan |  |  |  | Available |  | 0 | 0 |  | ErRobNc |  | HVAC-airHP | dxHP-pkgEER-135to239kBtuh-11p5eer-3p2cop | DEER1314 | 2013-01-01 | 2019-12-31 | DEER |  |  |  |  | Standard | Measure expired due to DEER2020 update | 1 | 1 | 0 | Deemed Ex Ante Team |  | Measure expired due to DEER2020 update |  | Updated to indicate claim/filing status
40 | NE-HVAC-airHP-SpltPkg-135to239kBtuh-12p0eer-3p2cop | Pkg HP EER = 12.0 (135-239 kBTUh), COP = 3.2; w/Econo; 2-spd Fan | DEER2014 | D13 v1.0 | 2020-11-24 16:30 | NE-HVAC-airHP-SpltPkg-135to239kBtuh-12p0eer-3p2cop | DEER | Standard | None | 0 | 0 | None |  | 0 |  | 0 | Com | Any | HVAC | HeatCool | dxHP_equip | pkgEER |  | HVAC-airHP | Pkg HP (135-239 kBtuh) EER and COP based on vintage | Pkg HP EER = 10.4 (135-239 kBtuh), COP = 3.2; w/Econo; 2-spd Fan | Pkg HP EER = 12.0 (135-239 kBtuh), COP = 3.2; w/Econo; 2-spd Fan |  |  |  | Available |  | 0 | 0 |  | ErRobNc |  | HVAC-airHP | dxHP-pkgEER-135to239kBtuh-12p0eer-3p2cop | DEER1314 | 2013-01-01 | 2019-12-31 | DEER |  |  |  |  | Standard | Measure expired due to DEER2020 update | 1 | 1 | 0 | Deemed Ex Ante Team |  | Measure expired due to DEER2020 update |  | Updated to indicate claim/filing status
43 | NE-HVAC-airHP-SpltPkg-240to759kBtuh-10p5eer-3p2cop | Pkg HP EER = 10.5 (240-759 kBTUh), COP = 3.2; w/Econo; 2-spd Fan | DEER2014 | D13 v1.0 | 2020-11-24 16:30 | NE-HVAC-airHP-SpltPkg-240to759kBtuh-10p5eer-3p2cop | DEER | Standard | None | 0 | 0 | None |  | 0 |  | 0 | Com | Any | HVAC | HeatCool | dxHP_equip | pkgEER |  | HVAC-airHP | Pkg HP (240-759 kBtuh) EER and COP based on vintage | Pkg HP EER = 9.3 (240-759 kBtuh), COP = 3.2; w/Econo; 2-spd Fan | Pkg HP EER = 10.5 (240-759 kBtuh), COP = 3.2; w/Econo; 2-spd Fan |  |  |  | Available |  | 0 | 0 |  | ErRobNc |  | HVAC-airHP | dxHP-pkgEER-240to759kBtuh-10p5eer-3p2cop | DEER1314 | 2013-01-01 | 2019-12-31 | DEER |  |  |  |  | Standard | Measure expired due to DEER2020 update | 1 | 1 | 0 | Deemed Ex Ante Team |  | Measure expired due to DEER2020 update |  | Updated to indicate claim/filing status
44 | NE-HVAC-airHP-SpltPkg-240to759kBtuh-10p8eer-3p2cop | Pkg HP EER = 10.8 (240-759 kBTUh), COP = 3.2; w/Econo; 2-spd Fan | DEER2014 | D13 v1.0 | 2020-11-24 16:30 | NE-HVAC-airHP-SpltPkg-240to759kBtuh-10p8eer-3p2cop | DEER | Standard | None | 0 | 0 | None |  | 0 |  | 0 | Com | Any | HVAC | HeatCool | dxHP_equip | pkgEER |  | HVAC-airHP | Pkg HP (240-759 kBtuh) EER and COP based on vintage | Pkg HP EER = 9.3 (240-759 kBtuh), COP = 3.2; w/Econo; 2-spd Fan | Pkg HP EER = 10.8 (240-759 kBtuh), COP = 3.2; w/Econo; 2-spd Fan |  |  |  | Available |  | 0 | 0 |  | ErRobNc |  | HVAC-airHP | dxHP-pkgEER-240to759kBtuh-10p8eer-3p2cop | DEER1314 | 2013-01-01 | 2019-12-31 | DEER |  |  |  |  | Standard | Measure expired due to DEER2020 update | 1 | 1 | 0 | Deemed Ex Ante Team |  | Measure expired due to DEER2020 update |  | Updated to indicate claim/filing status
47 | NE-HVAC-airHP-SpltPkg-gte760kBtuh-10p0eer-3p2cop | Pkg HP EER = 10.0 (>= 760 kBTUh), COP = 3.2; w/Econo; 2-spd Fan | DEER2014 | D13 v1.0 | 2020-11-24 16:30 | NE-HVAC-airHP-SpltPkg-gte760kBtuh-10p0eer-3p2cop | DEER | Standard | None | 0 | 0 | None |  | 0 |  | 0 | Com | Any | HVAC | HeatCool | dxHP_equip | pkgEER |  | HVAC-airHP | Pkg HP (>= 760 kBtuh) EER and COP based on vintage | Pkg HP EER = 9.3 (>= 760 kBtuh), COP = 3.2; w/Econo; 2-spd Fan | Pkg HP EER = 10.0 (>= 760 kBtuh), COP = 3.2; w/Econo; 2-spd Fan |  |  |  | Available |  | 0 | 0 |  | ErRobNc |  | HVAC-airHP | dxHP-pkgEER-gte760kBtuh-10p0eer-3p2cop | DEER1314 | 2013-01-01 | 2019-12-31 | DEER |  |  |  |  | Standard |  | 1 | 1 | 0 | Deemed Ex Ante Team |  |  |  | Updated to indicate claim/filing status
48 | NE-HVAC-airHP-SpltPkg-gte760kBtuh-10p2eer-3p2cop | Pkg HP EER = 10.2 (>= 760 kBTUh), COP = 3.2; w/Econo; 2-spd Fan | DEER2014 | D13 v1.0 | 2020-11-24 16:30 | NE-HVAC-airHP-SpltPkg-gte760kBtuh-10p2eer-3p2cop | DEER | Standard | None | 0 | 0 | None |  | 0 |  | 0 | Com | Any | HVAC | HeatCool | dxHP_equip | pkgEER |  | HVAC-airHP | Pkg HP (>= 760 kBtuh) EER and COP based on vintage | Pkg HP EER = 9.3 (>= 760 kBtuh), COP = 3.2; w/Econo; 2-spd Fan | Pkg HP EER = 10.2 (>= 760 kBtuh), COP = 3.2; w/Econo; 2-spd Fan |  |  |  | Available |  | 0 | 0 |  | ErRobNc |  | HVAC-airHP | dxHP-pkgEER-gte760kBtuh-10p2eer-3p2cop | DEER1314 | 2013-01-01 | 2019-12-31 | DEER |  |  |  |  | Standard |  | 1 | 1 | 0 | Deemed Ex Ante Team |  |  |  | Updated to indicate claim/filing status
49 | dxHP-pkgSEER-lt55kBtuh-14p5seer-wtd | Pkg HP SEER = 14.5 (< 55 kBTUh) - Combined SEER 14 and SEER 15 hp | DEER2014 | D13 v1.0 | 2020-11-24 16:30 | dxHP-pkgSEER-lt55kBtuh-14p5seer | DEER | CrossMeasWtd | None | 0 | 0 | None | dxHP-pkgSEER-lt55kBtuh-14p5seer | 0 |  | 0 | Com | Any | HVAC | HeatCool | dxHP_equip | pkgSEER |  | HVAC-airHP | Multiple Base Efficiency technologies based on building vintage | Pkg HP SEER = 13.0 | Combined SEER 14 and SEER 15 hp |  |  |  | Available | added per request from SCE | 0 | 0 |  | ErRobNc |  | HVAC-airHP |  | None | 2014-07-01 | 2014-12-31 | DEER |  |  |  |  | Standard |  | 1 | 1 | 0 | Deemed Ex Ante Team |  |  |  | Updated to indicate claim/filing status
50 | C-In-LED-A19(26w)-dWP50 | Commercial Indoor General Lighting: LED Lamp replaces pre-existing standard lighting Wattage. Measure includes Code case. | DEER2017 | Staff Disposition | 2020-11-24 16:30 | Com-Iltg-dWatt-CFL_OSbldg | NonDEER | Scaled | BaseRatio | 0 | 0 | None |  | 0 |  | 1 | Com | Any | Lighting | InGen-CFL | Ltg_Lamp | LED_lamp |  | ILtg-Com-LED-20000hr | LED A19 Basecase, Total Watts = 2.96 x Msr Watts | LED A19 Basecase, Total Watts = 2.96 x Msr Watts | LED Lamp: A19, 26 Watts, non-dimmable | LEDratio0296 | LEDratio0296 | LED-A19(26w) | Available | From LED WRR Disposition July 2016 | 0 | 0 | LED-WRR-WorkpaperDisposition_22Jul2016-Final.docx | RobNc |  | ILtg-Com-LED-20000hr |  | DEER2017-Ltg-Com-CFL | 2017-01-01 | 2017-06-30 | InEA_modVal | LT-94735 |  |  |  | Standard |  | 1 | 1 | 0 | Deemed Ex Ante Team |  |  |  | Updated to indicate claim/filing status
50 | dxHP-pkgSEER-lt65kBtuh-13p0seer-7p7hspf | Pkg HP SEER = 13.0 (< 65 kbtuh), EER = 11.07, HSPF = 7.70, COP = 3.28 | DEER2011 | D11 v4.00 | 2020-11-24 16:30 | NE-HVAC-airHP-Pkg-lt65kBtuh-13p0seer-8p1hspf | DEER | Standard | None |  |  | None |  | 0 |  | 0 | Com | Any | HVAC | HeatCool | dxHP_equip | pkgSEER |  | HVAC-airHP | Multiple Base Efficiency technologies based on building vintage | Pkg HP SEER = 13.0 | Pkg HP SEER = 13.0 (< 65 kbtuh), EER = 11.07, HSPF = 7.70, COP = 3.28 |  |  | dxHP-pkgSEER-lt65kBtuh-13p0seer-7p7hspf | Available |  | 0 | 0 |  | ErRul |  | HVAC-airHP |  | None | 2013-01-01 | 2014-06-30 | DEER |  |  |  |  | Standard |  | 1 | 1 | 0 | Deemed Ex Ante Team |  |  |  | Updated to indicate claim/filing status
51 | dxHP-pkgSEER-lt65kBtuh-14p0seer-8p0hspf | Pkg HP SEER = 14.0 (< 65 kbtuh), EER = 11.6, HSPF = 8.00, COP = 3.52 | DEER2011 | D11 v4.00 | 2020-11-24 16:30 | NE-HVAC-airHP-Pkg-lt65kBtuh-14p0seer-8p6hspf | DEER | Standard | None |  |  | None |  | 0 |  | 0 | Com | Any | HVAC | HeatCool | dxHP_equip | pkgSEER |  | HVAC-airHP | Multiple Base Efficiency technologies based on building vintage | Pkg HP SEER = 13.0 | Pkg HP SEER = 14.0 (< 65 kbtuh), EER = 11.6, HSPF = 8.00, COP = 3.52 |  |  | dxHP-pkgSEER-lt65kBtuh-14p0seer-8p0hspf | Available |  | 0 | 0 |  | ErRobNc |  | HVAC-airHP |  | None | 2013-01-01 | 2014-06-30 | DEER |  |  |  |  | Standard |  | 1 | 1 | 0 | Deemed Ex Ante Team |  |  |  | Updated to indicate claim/filing status
52 | dxHP-pkgSEER-lt65kBtuh-14p5seer-wtd | Pkg HP SEER = 14.5 (< 65 kBtuh) - Combined SEER 14 and SEER 15 hp | DEER2011 | D11 v4.00 | 2020-11-24 16:30 | dxHP-pkgSEER-lt65kBtuh-14p5seer | DEER | CrossMeasWtd | None |  |  | None | dxHP-pkgSEER-lt65kBtuh-14p5seer | 0 |  | 0 | Com | Any | HVAC | HeatCool | dxHP_equip | pkgSEER |  | HVAC-airHP | Multiple Base Efficiency technologies based on building vintage | Pkg HP SEER = 13.0 | Combined SEER 14 and SEER 15 hp |  |  |  | Available | added per request from SCE | 0 | 0 |  | ErRobNc |  | HVAC-airHP |  | None | 2013-01-01 | 2014-06-30 | DEER |  |  |  |  | Standard |  | 1 | 1 | 0 | Deemed Ex Ante Team |  |  |  | Updated to indicate claim/filing status
53 | dxHP-pkgSEER-lt65kBtuh-15p0seer-8p5hspf | Pkg HP SEER = 15.0 (< 65 kbtuh), EER = 12.0, HSPF = 8.50, COP = 3.74 | DEER2011 | D11 v4.00 | 2020-11-24 16:30 | NE-HVAC-airHP-Pkg-lt65kBtuh-15p0seer-8p6hspf | DEER | Standard | None |  |  | None |  | 0 |  | 0 | Com | Any | HVAC | HeatCool | dxHP_equip | pkgSEER |  | HVAC-airHP | Multiple Base Efficiency technologies based on building vintage | Pkg HP SEER = 13.0 | Pkg HP SEER = 15.0 (< 65 kbtuh), EER = 12.0, HSPF = 8.50, COP = 3.74 |  |  | dxHP-pkgSEER-lt65kBtuh-15p0seer-8p5hspf | Available |  | 0 | 0 |  | ErRobNc |  | HVAC-airHP |  | None | 2013-01-01 | 2014-06-30 | DEER |  |  |  |  | Standard |  | 1 | 1 | 0 | Deemed Ex Ante Team |  |  |  | Updated to indicate claim/filing status
54 | NE-HVAC-airHP-Pkg-lt55kBtuh-13p0seer-7p7hspf | Pkg HP SEER = 13.0 (< 55 kBTUh), EER = 11.07, HSPF = 7.70, COP = 3.28; no Econo; 1-spd Fan | DEER2014 | D13 v1.0 | 2020-11-24 16:30 | NE-HVAC-airHP-Pkg-lt55kBtuh-13p0seer-7p7hspf | DEER | Standard | None | 0 | 0 | None |  | 0 |  | 0 | Com | Any | HVAC | HeatCool | dxHP_equip | pkgSEER |  | HVAC-airHP | Pkg HP (< 55 kbtuh) SEER and HSPF based on vintage | Pkg HP SEER = 13.0 (< 55 kbtuh), EER = 11.07, HSPF = 7.7, COP = 3.28; no Econo; 1-spd Fan | Pkg HP SEER = 13.0 (< 55 kbtuh), EER = 11.07, HSPF = 7.70, COP = 3.28; no Econo; 1-spd Fan |  |  |  | Available |  | 0 | 0 |  | ErRul |  | HVAC-airHP |  | None | 2014-07-01 | 2014-12-31 | DEER |  |  |  |  | Standard |  | 1 | 1 | 0 | Deemed Ex Ante Team |  |  |  | Updated to indicate claim/filing status
55 | NE-HVAC-airHP-Pkg-lt55kBtuh-14p0seer-8p0hspf | Pkg HP SEER = 14.0 (< 55 kBTUh), EER = 11.6, HSPF = 8.00, COP = 3.52; no Econo; 1-spd Fan | DEER2014 | D13 v1.0 | 2020-11-24 16:30 | NE-HVAC-airHP-Pkg-lt55kBtuh-14p0seer-8p0hspf | DEER | Standard | None | 0 | 0 | None |  | 0 |  | 0 | Com | Any | HVAC | HeatCool | dxHP_equip | pkgSEER |  | HVAC-airHP | Pkg HP (< 55 kbtuh) SEER and HSPF based on vintage | Pkg HP SEER = 13.0 (< 55 kbtuh), EER = 11.07, HSPF = 7.7, COP = 3.28; no Econo; 1-spd Fan | Pkg HP SEER = 14.0 (< 55 kbtuh), EER = 11.6, HSPF = 8.00, COP = 3.52; no Econo; 1-spd Fan |  |  |  | Available |  | 0 | 0 |  | ErRobNc |  | HVAC-airHP |  | None | 2014-07-01 | 2014-12-31 | DEER |  |  |  |  | Standard |  | 1 | 1 | 0 | Deemed Ex Ante Team |  |  |  | Updated to indicate claim/filing status
56 | NE-HVAC-airHP-Pkg-lt55kBtuh-15p0seer-8p5hspf | Pkg HP SEER = 15.0 (< 55 kBTUh), EER = 12.0, HSPF = 8.50, COP = 3.74; no Econo; 1-spd Fan | DEER2014 | D13 v1.0 | 2020-11-24 16:30 | NE-HVAC-airHP-Pkg-lt55kBtuh-15p0seer-8p5hspf | DEER | Standard | None | 0 | 0 | None |  | 0 |  | 0 | Com | Any | HVAC | HeatCool | dxHP_equip | pkgSEER |  | HVAC-airHP | Pkg HP (< 55 kbtuh) SEER and HSPF based on vintage | Pkg HP SEER = 13.0 (< 55 kbtuh), EER = 11.07, HSPF = 7.7, COP = 3.28; no Econo; 1-spd Fan | Pkg HP SEER = 15.0 (< 55 kbtuh), EER = 12.0, HSPF = 8.50, COP = 3.74; no Econo; 1-spd Fan |  |  |  | Available |  | 0 | 0 |  | ErRobNc |  | HVAC-airHP |  | None | 2014-07-01 | 2014-12-31 | DEER |  |  |  |  | Standard |  | 1 | 1 | 0 | Deemed Ex Ante Team |  |  |  | Updated to indicate claim/filing status
57 | dxHP-pkgSEER-55to64kBtuh-14p5seer-wtd | Pkg HP SEER = 14.5 (55-64 kBTUh) - Combined SEER 14 and SEER 15 hp | DEER2014 | D13 v1.0 | 2020-11-24 16:30 | dxHP-pkgSEER-55to64kBtuh-14p5seer | DEER | CrossMeasWtd | None | 0 | 0 | None | dxHP-pkgSEER-55to64kBtuh-14p5seer | 0 |  | 0 | Com | Any | HVAC | HeatCool | dxHP_equip | pkgSEER |  | HVAC-airHP | Multiple Base Efficiency technologies based on building vintage | Pkg HP SEER = 13.0 | Combined SEER 14 and SEER 15 hp |  |  |  | Available | added per request from SCE | 0 | 0 |  | ErRobNc |  | HVAC-airHP |  | None | 2014-07-01 | 2014-12-31 | DEER |  |  |  |  | Standard |  | 1 | 1 | 0 | Deemed Ex Ante Team |  |  |  | Updated to indicate claim/filing status
58 | NE-HVAC-airHP-Pkg-55to64kBtuh-13p0seer-7p7hspf | Pkg HP SEER = 13.0 (55-64 kBTUh), EER = 11.07, HSPF = 7.70, COP = 3.28; w/Econo; 2-spd Fan | DEER2014 | D13 v1.0 | 2020-11-24 16:30 | NE-HVAC-airHP-Pkg-55to64kBtuh-13p0seer-7p7hspf | DEER | Standard | None | 0 | 0 | None |  | 0 |  | 0 | Com | Any | HVAC | HeatCool | dxHP_equip | pkgSEER |  | HVAC-airHP | Pkg HP (55-64 kbtuh) SEER and HSPF based on vintage | Pkg HP SEER = 13.0 (55-64 kbtuh), EER = 11.07, HSPF = 7.7, COP = 3.28; w/Econo; 2-spd Fan | Pkg HP SEER = 13.0 (55-64 kbtuh), EER = 11.07, HSPF = 7.70, COP = 3.28; w/Econo; 2-spd Fan |  |  |  | Available |  | 0 | 0 |  | ErRul |  | HVAC-airHP |  | None | 2014-07-01 | 2014-12-31 | DEER |  |  |  |  | Standard |  | 1 | 1 | 0 | Deemed Ex Ante Team |  |  |  | Updated to indicate claim/filing status
59 | NE-HVAC-airHP-Pkg-55to64kBtuh-14p0seer-8p0hspf | Pkg HP SEER = 14.0 (55-64 kBTUh), EER = 11.6, HSPF = 8.00, COP = 3.52; w/Econo; 2-spd Fan | DEER2014 | D13 v1.0 | 2020-11-24 16:30 | NE-HVAC-airHP-Pkg-55to64kBtuh-14p0seer-8p0hspf | DEER | Standard | None | 0 | 0 | None |  | 0 |  | 0 | Com | Any | HVAC | HeatCool | dxHP_equip | pkgSEER |  | HVAC-airHP | Pkg HP (55-64 kbtuh) SEER and HSPF based on vintage | Pkg HP SEER = 13.0 (55-64 kbtuh), EER = 11.07, HSPF = 7.7, COP = 3.28; w/Econo; 2-spd Fan | Pkg HP SEER = 14.0 (55-64 kbtuh), EER = 11.6, HSPF = 8.00, COP = 3.52; w/Econo; 2-spd Fan |  |  |  | Available |  | 0 | 0 |  | ErRobNc |  | HVAC-airHP |  | None | 2014-07-01 | 2014-12-31 | DEER |  |  |  |  | Standard |  | 1 | 1 | 0 | Deemed Ex Ante Team |  |  |  | Updated to indicate claim/filing status
60 | NE-HVAC-airHP-Pkg-55to64kBtuh-15p0seer-8p5hspf | Pkg HP SEER = 15.0 (55-64 kBTUh), EER = 12.0, HSPF = 8.50, COP = 3.74; w/Econo; 2-spd Fan | DEER2014 | D13 v1.0 | 2020-11-24 16:30 | NE-HVAC-airHP-Pkg-55to64kBtuh-15p0seer-8p5hspf | DEER | Standard | None | 0 | 0 | None |  | 0 |  | 0 | Com | Any | HVAC | HeatCool | dxHP_equip | pkgSEER |  | HVAC-airHP | Pkg HP (55-64 kbtuh) SEER and HSPF based on vintage | Pkg HP SEER = 13.0 (55-64 kbtuh), EER = 11.07, HSPF = 7.7, COP = 3.28; w/Econo; 2-spd Fan | Pkg HP SEER = 15.0 (55-64 kbtuh), EER = 12.0, HSPF = 8.50, COP = 3.74; w/Econo; 2-spd Fan |  |  |  | Available |  | 0 | 0 |  | ErRobNc |  | HVAC-airHP |  | None | 2014-07-01 | 2014-12-31 | DEER |  |  |  |  | Standard |  | 1 | 1 | 0 | Deemed Ex Ante Team |  |  |  | Updated to indicate claim/filing status
61 | dxHP-spltSEER-lt55kBtuh-14p0seer-wtd | Split HP SEER = 14.0 (< 55 kBTUh) - Combined SEER 13 and SEER 14.5 hp | DEER2014 | D13 v1.0 | 2020-11-24 16:30 | dxHP-spltSEER-lt55kBtuh-14p0seer | DEER | CrossMeasWtd | None | 0 | 0 | None | dxHP-spltSEER-lt55kBtuh-14p0seer | 0 |  | 0 | Com | Any | HVAC | HeatCool | dxHP_equip | spltSEER |  | HVAC-airHP | Multiple Base Efficiency technologies based on building vintage | Split HP SEER = 13.0 | Combined SEER 13 and SEER 14.5 hp |  |  |  | Available | added per request from SCE | 0 | 0 |  | ErRobNc |  | HVAC-airHP |  | None | 2014-07-01 | 2014-12-31 | DEER |  |  |  |  | Standard |  | 1 | 1 | 0 | Deemed Ex Ante Team |  |  |  | Updated to indicate claim/filing status
62 | NE-HVAC-airHP-Split-lt55kBtuh-13p0seer-7p7hspf | Split HP SEER = 13.0 (< 55 kBTUh), EER = 11.07, HSPF = 7.70, COP = 3.28; no Econo; 1-spd Fan | DEER2014 | D13 v1.0 | 2020-11-24 16:30 | NE-HVAC-airHP-Split-lt55kBtuh-13p0seer-7p7hspf | DEER | Standard | None | 0 | 0 | None |  | 0 |  | 0 | Com | Any | HVAC | HeatCool | dxHP_equip | spltSEER |  | HVAC-airHP | Split HP (< 55 kbtuh) SEER and HSPF based on vintage | Split HP SEER = 13.0 (< 55 kbtuh), EER = 11.07, HSPF = 7.7, COP = 3.28; no Econo; 1-spd Fan | Split HP SEER = 13.0 (< 55 kbtuh), EER = 11.07, HSPF = 7.70, COP = 3.28; no Econo; 1-spd Fan |  |  |  | Available |  | 0 | 0 |  | ErRul |  | HVAC-airHP |  | None | 2014-07-01 | 2014-12-31 | DEER |  |  |  |  | Standard |  | 1 | 1 | 0 | Deemed Ex Ante Team |  |  |  | Updated to indicate claim/filing status
63 | NE-HVAC-airHP-Split-lt55kBtuh-14p5seer-8p5hspf | Split HP SEER = 14.0 (< 55 kBTUh), EER = 12.00, HSPF = 8.50, COP = 3.74; no Econo; 1-spd Fan | DEER2014 | D13 v1.0 | 2020-11-24 16:30 | NE-HVAC-airHP-Split-lt55kBtuh-14p5seer-8p5hspf | DEER | Standard | None | 0 | 0 | None |  | 0 |  | 0 | Com | Any | HVAC | HeatCool | dxHP_equip | spltSEER |  | HVAC-airHP | Split HP (< 55 kbtuh) SEER and HSPF based on vintage | Split HP SEER = 13.0 (< 55 kbtuh), EER = 11.07, HSPF = 7.7, COP = 3.28; no Econo; 1-spd Fan | Split HP SEER = 14.0 (< 55 kbtuh), EER = 12.00, HSPF = 8.50, COP = 3.74; no Econo; 1-spd Fan |  |  |  | Available |  | 0 | 0 |  | ErRobNc |  | HVAC-airHP |  | None | 2014-07-01 | 2014-12-31 | DEER |  |  |  |  | Standard |  | 1 | 1 | 0 | Deemed Ex Ante Team |  |  |  | Updated to indicate claim/filing status
64 | NE-HVAC-airHP-Split-lt55kBtuh-15p0seer-9p0hspf | Split HP SEER = 15.0 (< 55 kBTUh), EER = 12.5, HSPF = 9.00, COP = 3.96; no Econo; 1-spd Fan | DEER2014 | D13 v1.0 | 2020-11-24 16:30 | NE-HVAC-airHP-Split-lt55kBtuh-15p0seer-9p0hspf | DEER | Standard | None | 0 | 0 | None |  | 0 |  | 0 | Com | Any | HVAC | HeatCool | dxHP_equip | spltSEER |  | HVAC-airHP | Split HP (< 55 kbtuh) SEER and HSPF based on vintage | Split HP SEER = 13.0 (< 55 kBtuh), EER = 11.07, HSPF = 7.7, COP = 3.28; no Econo; 1-spd Fan | Split HP SEER = 15.0 (< 55 kBtuh), EER = 12.5, HSPF = 9.00, COP = 3.96; no Econo; 1-spd Fan |  |  |  | Available |  | 0 | 0 |  | ErRobNc |  | HVAC-airHP |  | None | 2014-07-01 | 2014-12-31 | DEER |  |  |  |  | Standard |  | 1 | 1 | 0 | Deemed Ex Ante Team |  |  |  | Updated to indicate claim/filing status
65 | dxHP-spltSEER-55to64kBtuh-14p0seer-wtd | Split HP SEER = 14.0 (55-64 kBTUh) - Combined SEER 13 and SEER 14.5 hp | DEER2014 | D13 v1.0 | 2020-11-24 16:30 | dxHP-spltSEER-55to64kBtuh-14p0seer | DEER | CrossMeasWtd | None | 0 | 0 | None | dxHP-spltSEER-55to64kBtuh-14p0seer | 0 |  | 0 | Com | Any | HVAC | HeatCool | dxHP_equip | spltSEER |  | HVAC-airHP | Multiple Base Efficiency technologies based on building vintage | Split HP SEER = 13.0 | Combined SEER 13 and SEER 14.5 hp |  |  |  | Available | added per request from SCE | 0 | 0 |  | ErRobNc |  | HVAC-airHP |  | None | 2014-07-01 | 2014-12-31 | DEER |  |  |  |  | Standard |  | 1 | 1 | 0 | Deemed Ex Ante Team |  |  |  | Updated to indicate claim/filing status
66 | NE-HVAC-airHP-Split-55to64kBtuh-13p0seer-7p7hspf | Split HP SEER = 13.0 (55-64 kBTUh), EER = 11.07, HSPF = 7.70, COP = 3.28; w/Econo; 2-spd Fan | DEER2014 | D13 v1.0 | 2020-11-24 16:30 | NE-HVAC-airHP-Split-55to64kBtuh-13p0seer-7p7hspf | DEER | Standard | None | 0 | 0 | None |  | 0 |  | 0 | Com | Any | HVAC | HeatCool | dxHP_equip | spltSEER |  | HVAC-airHP | Split HP (55-64 kBtuh) SEER and HSPF based on vintage | Split HP SEER = 13.0 (55-64 kbtuh), EER = 11.07, HSPF = 7.7, COP = 3.28; w/Econo; 2-spd Fan | Split HP SEER = 13.0 (55-64 kbtuh), EER = 11.07, HSPF = 7.70, COP = 3.28; w/Econo; 2-spd Fan |  |  |  | Available |  | 0 | 0 |  | ErRul |  | HVAC-airHP |  | None | 2014-07-01 | 2014-12-31 | DEER |  |  |  |  | Standard |  | 1 | 1 | 0 | Deemed Ex Ante Team |  |  |  | Updated to indicate claim/filing status
67 | NE-HVAC-airHP-Split-55to64kBtuh-14p5seer-8p5hspf | Split HP SEER = 14.0 (55-64 kBTUh), EER = 12.00, HSPF = 8.50, COP = 3.74; w/Econo; 2-spd Fan | DEER2014 | D13 v1.0 | 2020-11-24 16:30 | NE-HVAC-airHP-Split-55to64kBtuh-14p5seer-8p5hspf | DEER | Standard | None | 0 | 0 | None |  | 0 |  | 0 | Com | Any | HVAC | HeatCool | dxHP_equip | spltSEER |  | HVAC-airHP | Split HP (55-64 kBtuh) SEER and HSPF based on vintage | Split HP SEER = 13.0 (55-64 kbtuh), EER = 11.07, HSPF = 7.7, COP = 3.28; w/Econo; 2-spd Fan | Split HP SEER = 14.0 (55-64 kbtuh), EER = 12.00, HSPF = 8.50, COP = 3.74; w/Econo; 2-spd Fan |  |  |  | Available |  | 0 | 0 |  | ErRobNc |  | HVAC-airHP |  | None | 2014-07-01 | 2014-12-31 | DEER |  |  |  |  | Standard |  | 1 | 1 | 0 | Deemed Ex Ante Team |  |  |  | Updated to indicate claim/filing status
68 | NE-HVAC-airHP-Split-55to64kBtuh-15p0seer-9p0hspf | Split HP SEER = 15.0 (55-64 kBTUh), EER = 12.5, HSPF = 9.00, COP = 3.96; w/Econo; 2-spd Fan | DEER2014 | D13 v1.0 | 2020-11-24 16:30 | NE-HVAC-airHP-Split-55to64kBtuh-15p0seer-9p0hspf | DEER | Standard | None | 0 | 0 | None |  | 0 |  | 0 | Com | Any | HVAC | HeatCool | dxHP_equip | spltSEER |  | HVAC-airHP | Split HP (55-64 kBtuh) SEER and HSPF based on vintage | Split HP SEER = 13.0 (55-64 kBtuh), EER = 11.07, HSPF = 7.7, COP = 3.28; w/Econo; 2-spd Fan | Split HP SEER = 15.0 (55-64 kBtuh), EER = 12.5, HSPF = 9.00, COP = 3.96; w/Econo; 2-spd Fan |  |  |  | Available |  | 0 | 0 |  | ErRobNc |  | HVAC-airHP |  | None | 2014-07-01 | 2014-12-31 | DEER |  |  |  |  | Standard |  | 1 | 1 | 0 | Deemed Ex Ante Team |  |  |  | Updated to indicate claim/filing status
69 | dxHP-spltSEER-lt65kBtuh-13p0seer-7p7hspf | Split HP SEER = 13.0 (< 65 kbtuh), EER = 11.07, HSPF = 7.70, COP = 3.28 | DEER2011 | D11 v4.00 | 2020-11-24 16:30 | NE-HVAC-airHP-Split-lt65kBtuh-13p0seer-7p7hspf | DEER | Standard | None |  |  | None |  | 0 |  | 0 | Com | Any | HVAC | HeatCool | dxHP_equip | spltSEER |  | HVAC-airHP | Multiple Base Efficiency technologies based on building vintage | Split HP SEER = 13.0 | Split HP SEER = 13.0 (< 65 kbtuh), EER = 11.07, HSPF = 7.70, COP = 3.28 |  |  | dxHP-spltSEER-lt65kBtuh-13p0seer-7p7hspf | Available |  | 0 | 0 |  | ErRul |  | HVAC-airHP |  | None | 2013-01-01 | 2014-06-30 | DEER |  |  |  |  | Standard |  | 1 | 1 | 0 | Deemed Ex Ante Team |  |  |  | Updated to indicate claim/filing status
70 | dxHP-spltSEER-lt65kBtuh-14p0seer-wtd | Split HP SEER = 14.0 (< 65 kBtuh) - Combined SEER 13 and SEER 14.5 hp | DEER2011 | D11 v4.00 | 2020-11-24 16:30 | dxHP-spltSEER-lt65kBtuh-14p0seer | DEER | CrossMeasWtd | None |  |  | None | dxHP-spltSEER-lt65kBtuh-14p0seer | 0 |  | 0 | Com | Any | HVAC | HeatCool | dxHP_equip | spltSEER |  | HVAC-airHP | Multiple Base Efficiency technologies based on building vintage | Split HP SEER = 13.0 | Combined SEER 13 and SEER 14.5 hp |  |  |  | Available | added per request from SCE | 0 | 0 |  | ErRobNc |  | HVAC-airHP |  | None | 2013-01-01 | 2014-06-30 | DEER |  |  |  |  | Standard |  | 1 | 1 | 0 | Deemed Ex Ante Team |  |  |  | Updated to indicate claim/filing status
71 | dxHP-spltSEER-lt65kBtuh-14p5seer-8p5hspf | Split HP SEER = 14.5 (< 65 kbtuh), EER = 12.00, HSPF = 8.50, COP = 3.74 | DEER2011 | D11 v4.00 | 2020-11-24 16:30 | NE-HVAC-airHP-Split-lt65kBtuh-14p5seer-8p5hspf | DEER | Standard | None |  |  | None |  | 0 |  | 0 | Com | Any | HVAC | HeatCool | dxHP_equip | spltSEER |  | HVAC-airHP | Multiple Base Efficiency technologies based on building vintage | Split HP SEER = 13.0 | Split HP SEER = 14.5 (< 65 kbtuh), EER = 12.00, HSPF = 8.50, COP = 3.74 |  |  | dxHP-spltSEER-lt65kBtuh-14p5seer-8p5hspf | Available |  | 0 | 0 |  | ErRobNc |  | HVAC-airHP |  | None | 2013-01-01 | 2014-06-30 | DEER |  |  |  |  | Standard |  | 1 | 1 | 0 | Deemed Ex Ante Team |  |  |  | Updated to indicate claim/filing status
72 | dxHP-spltSEER-lt65kBtuh-15p0seer-9p0hspf | Split HP SEER = 15.0 (< 65 kBtuh), EER = 12.5, HSPF = 9.00, COP = 3.96 | DEER2011 | D11 v4.00 | 2020-11-24 16:30 | NE-HVAC-airHP-Split-lt65kBtuh-15p0seer-9p0hspf | DEER | Standard | None |  |  | None |  | 0 |  | 0 | Com | Any | HVAC | HeatCool | dxHP_equip | spltSEER |  | HVAC-airHP | Multiple Base Efficiency technologies based on building vintage | Split HP SEER = 13.0 | Split HP SEER = 15.0 (< 65 kBtuh), EER = 12.5, HSPF = 9.00, COP = 3.96 |  |  | dxHP-spltSEER-lt65kBtuh-15p0seer-9p0hspf | Available |  | 0 | 0 |  | ErRobNc |  | HVAC-airHP |  | None | 2013-01-01 | 2014-06-30 | DEER |  |  |  |  | Standard |  | 1 | 1 | 0 | Deemed Ex Ante Team |  |  |  | Updated to indicate claim/filing status
73 | RE-HV-ResHP-13p0S-8p1H | 13 SEER Heat Pump (HSPF = 8.1) | DEER2014 | D11 v4.00 | 2020-11-24 16:30 | RE-HV-ResHP-13p0S-8p1H | DEER | Standard | None | 0 | 0 | None |  | 0 |  | 0 | Res | Any | HVAC | HeatCool | dxHP_equip | spltSEER |  | HVAC-airHP | Multiple Base Efficiency technologies based on building vintage | 13 SEER(11.07 EER) / 8.1 HSPF(3.28 COP) A/C Heat pump | 13 SEER(11.07 EER) / 8.1 HSPF(3.28 COP) A/C Heat pump |  |  | RE-HV-ResHP-13p0S-8p1H | Available |  | 0 | 0 |  | ErRul |  | HVAC-airHP |  | DEER1314end | 2013-01-01 | 2014-12-31 | DEER |  |  |  |  | Standard |  | 1 | 1 | 0 | Deemed Ex Ante Team |  |  |  | Updated to indicate claim/filing status
74 | RE-HV-ResHP-14p0S-8p6H | 14 SEER Heat Pump (HSPF = 8.6) | DEER2014 | D11 v4.00 | 2020-11-24 16:30 | RE-HV-ResHP-14p0S-8p6H | DEER | Standard | None | 0 | 0 | None |  | 0 |  | 0 | Res | Any | HVAC | HeatCool | dxHP_equip | spltSEER |  | HVAC-airHP | Multiple Base Efficiency technologies based on building vintage | 13 SEER(11.07 EER) / 8.1 HSPF(3.28 COP) A/C Heat pump | 14 SEER(12.19 EER) / 8.6 HSPF(3.52 COP) A/C Heat Pump |  |  | RE-HV-ResHP-14p0S-8p6H | Available |  | 0 | 0 |  | ErRobNc |  | HVAC-airHP |  | DEER1314end | 2013-01-01 | 2014-12-31 | DEER |  |  |  |  | Standard |  | 1 | 1 | 0 | Deemed Ex Ante Team |  |  |  | Updated to indicate claim/filing status
75 | RE-HV-ResHP-15p0S-8p8H | 15 SEER Heat Pump (HSPF = 8.8) | DEER2014 | D11 v4.00 | 2020-11-24 16:30 | RE-HV-ResHP-15p0S-8p8H | DEER | Standard | None | 0 | 0 | None |  | 0 |  | 0 | Res | Any | HVAC | HeatCool | dxHP_equip | spltSEER |  | HVAC-airHP | Multiple Base Efficiency technologies based on building vintage | 13 SEER(11.07 EER) / 8.1 HSPF(3.28 COP) A/C Heat pump | 15 SEER(12.70 EER) / 8.8 HSPF(3.74 COP) A/C Heat Pump |  |  | RE-HV-ResHP-15p0S-8p8H | Available |  | 0 | 0 |  | ErRobNc |  | HVAC-airHP |  | DEER1314end | 2013-01-01 | 2014-12-31 | DEER |  |  |  |  | Standard |  | 1 | 1 | 0 | Deemed Ex Ante Team |  |  |  | Updated to indicate claim/filing status
76 | RE-HV-ResHP-16p0S-8p4H | 16 SEER Heat Pump (HSPF = 8.4) | DEER2014 | D11 v4.00 | 2020-11-24 16:30 | RE-HV-ResHP-16p0S-8p4H | DEER | Standard | None | 0 | 0 | None |  | 0 |  | 0 | Res | Any | HVAC | HeatCool | dxHP_equip | spltSEER |  | HVAC-airHP | Multiple Base Efficiency technologies based on building vintage | 13 SEER(11.07 EER) / 8.1 HSPF(3.28 COP) A/C Heat pump | 16 SEER (12.06 EER) / 8.4 HSPF (3.48 COP) A/C Heat Pump |  |  | RE-HV-ResHP-16p0S-8p4H | Available |  | 0 | 0 |  | ErRobNc |  | HVAC-airHP |  | DEER1314end | 2013-01-01 | 2014-12-31 | DEER |  |  |  |  | Standard |  | 1 | 1 | 0 | Deemed Ex Ante Team |  |  |  | Updated to indicate claim/filing status
77 | NE-HVAC-Chlr-Cent-lt150tons-0p560kwpton-ConstSpd | Water cooled centrifugal chiller (< 150 tons, 0.560 kW/ton) | DEER2014 | D13 v1.0 | 2020-11-24 16:30 | NE-HVAC-Chlr-Cent-lt150tons-0p560kwpton-ConstSpd | DEER | Standard | None | 0 | 0 | None |  | 0 |  | 0 | Com | Any | HVAC | SpaceCool | Chiller | CentChlr |  | HVAC-Chlr | Water cooled centrifugal chiller, efficiency based on vintage | Water cooled centrifugal chiller (0.634 kW/ton) | Water cooled centrifugal chiller (< 150 tons, 0.560 kW/ton) |  |  |  | Available |  | 0 | 0 |  | ErRobNc |  | HVAC-Chlr | D08-NE-HVAC-Chlr-Cent-lt150tons-0p560kwpton-ConstSpd | DEER1314 | 2013-01-01 | 2019-12-31 | DEER |  |  |  |  | Standard |  | 1 | 1 | 0 | Deemed Ex Ante Team |  |  |  | Updated to indicate claim/filing status
78 | NE-HVAC-Chlr-Cent-lt150tons-0p560kwpton-VSD | Water cooled VSD centrifugal chiller (< 150 tons, 0.560 kW/ton), load control tower | DEER2014 | D13 v1.0 | 2020-11-24 16:30 | NE-HVAC-Chlr-Cent-lt150tons-0p560kwpton-VSD | DEER | Standard | None | 0 | 0 | None |  | 0 |  | 0 | Com | Any | HVAC | SpaceCool | Chiller | CentChlr |  | HVAC-Chlr | Water cooled centrifugal chiller, efficiency based on vintage | Water cooled centrifugal chiller (0.634 kW/ton) | Water cooled VSD centrifugal chiller (< 150 tons, 0.560 kW/ton), load control tower |  |  |  | Available |  | 0 | 0 |  | ErRobNc |  | HVAC-Chlr | D08-NE-HVAC-Chlr-Cent-lt150tons-0p560kwpton-VSD | DEER1314 | 2013-01-01 | 2019-12-31 | DEER |  |  |  |  | Standard |  | 1 | 1 | 0 | Deemed Ex Ante Team |  |  |  | Updated to indicate claim/filing status
79 | NE-HVAC-Chlr-Cent-lt150tons-0p700kwpton-1FrctnlsComp | Water cooled centrifugal chiller (< 150 tons, 0.700 kW/ton, 1 frictionless compressor(s) w/ VSD) | DEER2014 | D13 v1.0 | 2020-11-24 16:30 | NE-HVAC-Chlr-Cent-lt150tons-0p700kwpton-1FrctnlsComp | DEER | Standard | None | 0 | 0 | None |  | 0 |  | 0 | Com | Any | HVAC | SpaceCool | Chiller | CentChlr |  | HVAC-Chlr | Water cooled centrifugal chiller, efficiency based on vintage | Water cooled centrifugal chiller (0.634 kW/ton) | Water cooled centrifugal chiller (< 150 tons, 0.700 kW/ton, 1 frictionless compressor(s) w/ VSD) |  |  |  | Available |  | 0 | 0 |  | ErRobNc |  | HVAC-Chlr | D08-NE-HVAC-Chlr-Cent-lt150tons-0p700kwpton-1FrctnlsComp | DEER1314 | 2013-01-01 | 2019-12-31 | DEER |  |  |  |  | Standard |  | 1 | 1 | 0 | Deemed Ex Ante Team |  |  |  | Updated to indicate claim/filing status
80 | NE-HVAC-Chlr-Cent-lt150tons-0p700kwpton-gt1FrctnlsComp | Water cooled centrifugal chiller (< 150 tons, 0.700 kW/ton, >1 frictionless compressor(s) w/ VSD) | DEER2014 | D13 v1.0 | 2020-11-24 16:30 | NE-HVAC-Chlr-Cent-lt150tons-0p700kwpton-gt1FrctnlsComp | DEER | Standard | None | 0 | 0 | None |  | 0 |  | 0 | Com | Any | HVAC | SpaceCool | Chiller | CentChlr |  | HVAC-Chlr | Water cooled centrifugal chiller, efficiency based on vintage | Water cooled centrifugal chiller (0.634 kW/ton) | Water cooled centrifugal chiller (< 150 tons, 0.700 kW/ton, >1 frictionless compressor(s) w/ VSD) |  |  |  | Available |  | 0 | 0 |  | ErRobNc |  | HVAC-Chlr | D08-NE-HVAC-Chlr-Cent-lt150tons-0p700kwpton-gt1FrctnlsComp | DEER1314 | 2013-01-01 | 2019-12-31 | DEER |  |  |  |  | Standard |  | 1 | 1 | 0 | Deemed Ex Ante Team |  |  |  | Updated to indicate claim/filing status
81 | NE-HVAC-Chlr-Cent-150to299tons-0p507kwpton-ConstSpd | Water cooled centrifugal chiller (150-299 tons, 0.507 kW/ton) | DEER2014 | D13 v1.0 | 2020-11-24 16:30 | NE-HVAC-Chlr-Cent-150to299tons-0p507kwpton-ConstSpd | DEER | Standard | None | 0 | 0 | None |  | 0 |  | 0 | Com | Any | HVAC | SpaceCool | Chiller | CentChlr |  | HVAC-Chlr | Water cooled centrifugal chiller, efficiency based on vintage | Water cooled centrifugal chiller (0.634 kW/ton) | Water cooled centrifugal chiller (150-299 tons, 0.507 kW/ton) |  |  |  | Available |  | 0 | 0 |  | ErRobNc |  | HVAC-Chlr | D08-NE-HVAC-Chlr-Cent-150to299tons-0p507kwpton-ConstSpd | DEER1314 | 2013-01-01 | 2019-12-31 | DEER |  |  |  |  | Standard |  | 1 | 1 | 0 | Deemed Ex Ante Team |  |  |  | Updated to indicate claim/filing status
82 | NE-HVAC-Chlr-Cent-150to299tons-0p507kwpton-VSD | Water cooled VSD centrifugal chiller (150-299 tons, 0.507 kW/ton), load control tower | DEER2014 | D13 v1.0 | 2020-11-24 16:30 | NE-HVAC-Chlr-Cent-150to299tons-0p507kwpton-VSD | DEER | Standard | None | 0 | 0 | None |  | 0 |  | 0 | Com | Any | HVAC | SpaceCool | Chiller | CentChlr |  | HVAC-Chlr | Water cooled centrifugal chiller, efficiency based on vintage | Water cooled centrifugal chiller (0.634 kW/ton) | Water cooled VSD centrifugal chiller (150-299 tons, 0.507 kW/ton), load control tower |  |  |  | Available |  | 0 | 0 |  | ErRobNc |  | HVAC-Chlr | D08-NE-HVAC-Chlr-Cent-150to299tons-0p507kwpton-VSD | DEER1314 | 2013-01-01 | 2019-12-31 | DEER |  |  |  |  | Standard |  | 1 | 1 | 0 | Deemed Ex Ante Team |  |  |  | Updated to indicate claim/filing status
83 | NE-HVAC-Chlr-Cent-gte300tons-0p461kwpton-ConstSpd | Water cooled centrifugal chiller (>= 300 tons, 0.461 kW/ton) | DEER2014 | D13 v1.0 | 2020-11-24 16:30 | NE-HVAC-Chlr-Cent-gte300tons-0p461kwpton-ConstSpd | DEER | Standard | None | 0 | 0 | None |  | 0 |  | 0 | Com | Any | HVAC | SpaceCool | Chiller | CentChlr |  | HVAC-Chlr | Water cooled centrifugal chiller, efficiency based on vintage | Water cooled centrifugal chiller (0.573 kW/ton) | Water cooled centrifugal chiller (>= 300 tons, 0.461 kW/ton) |  |  |  | Available |  | 0 | 0 |  | ErRobNc |  | HVAC-Chlr | D08-NE-HVAC-Chlr-Cent-gte300tons-0p461kwpton-ConstSpd | DEER1314 | 2013-01-01 | 2019-12-31 | DEER |  |  |  |  | Standard |  | 1 | 1 | 0 | Deemed Ex Ante Team |  |  |  | Updated to indicate claim/filing status
84 | NE-HVAC-Chlr-Cent-gte300tons-0p461kwpton-VSD | Water cooled VSD centrifugal chiller (>= 300 tons, 0.461 kW/ton), load control tower | DEER2014 | D13 v1.0 | 2020-11-24 16:30 | NE-HVAC-Chlr-Cent-gte300tons-0p461kwpton-VSD | DEER | Standard | None | 0 | 0 | None |  | 0 |  | 0 | Com | Any | HVAC | SpaceCool | Chiller | CentChlr |  | HVAC-Chlr | Water cooled centrifugal chiller, efficiency based on vintage | Water cooled centrifugal chiller (0.573 kW/ton) | Water cooled VSD centrifugal chiller (>= 300 tons, 0.461 kW/ton), load control tower |  |  |  | Available |  | 0 | 0 |  | ErRobNc |  | HVAC-Chlr | D08-NE-HVAC-Chlr-Cent-gte300tons-0p461kwpton-VSD | DEER1314 | 2013-01-01 | 2019-12-31 | DEER |  |  |  |  | Standard |  | 1 | 1 | 0 | Deemed Ex Ante Team |  |  |  | Updated to indicate claim/filing status
85 | NE-HVAC-Chlr-WtrRecip-lt150tons-0p672kwpton | Water cooled reciprocating chiller (< 150 tons, 0.672 kW/ton) | DEER2014 | D13 v1.0 | 2020-11-24 16:30 | NE-HVAC-Chlr-WtrRecip-lt150tons-0p672kwpton | DEER | Standard | None | 0 | 0 | None |  | 0 |  | 0 | Com | Any | HVAC | SpaceCool | Chiller | RecipComp |  | HVAC-Chlr | Water cooled reciprocating chiller, efficiency based on vintage | Water cooled reciprocating chiller (0.778 kW/ton) | Water cooled reciprocating chiller (< 150 tons, 0.672 kW/ton) |  |  |  | Available |  | 0 | 0 |  | RobNc |  | HVAC-Chlr | D08-NE-HVAC-Chlr-WtrRecip-AllSizes-0p672kwpton | None | 2014-07-01 | 2019-12-31 | DEER |  |  |  |  | Standard |  | 1 | 1 | 0 | Deemed Ex Ante Team |  |  |  | Updated to indicate claim/filing status
86 | NE-HVAC-Chlr-WtrRecip-150to299tons-0p588kwpton | Water cooled reciprocating chiller (150-299 tons, 0.588 kW/ton) | DEER2014 | D13 v1.0 | 2020-11-24 16:30 | NE-HVAC-Chlr-WtrRecip-150to299tons-0p588kwpton | DEER | Standard | None | 0 | 0 | None |  | 0 |  | 0 | Com | Any | HVAC | SpaceCool | Chiller | RecipComp |  | HVAC-Chlr | Water cooled reciprocating chiller, efficiency based on vintage | Water cooled reciprocating chiller (0.68 kW/ton) | Water cooled reciprocating chiller (150-299 tons, 0.588 kW/ton) |  |  |  | Available |  | 0 | 0 |  | RobNc |  | HVAC-Chlr | D08-NE-HVAC-Chlr-WtrRecip-AllSizes-0p672kwpton | None | 2014-07-01 | 2019-12-31 | DEER |  |  |  |  | Standard |  | 1 | 1 | 0 | Deemed Ex Ante Team |  |  |  | Updated to indicate claim/filing status
87 | NE-HVAC-Chlr-WtrRecip-gte300tons-0p536kwpton | Water cooled reciprocating chiller (>= 300 tons, 0.536 kW/ton) | DEER2014 | D13 v1.0 | 2020-11-24 16:30 | NE-HVAC-Chlr-WtrRecip-gte300tons-0p536kwpton | DEER | Standard | None | 0 | 0 | None |  | 0 |  | 0 | Com | Any | HVAC | SpaceCool | Chiller | RecipComp |  | HVAC-Chlr | Water cooled reciprocating chiller, efficiency based on vintage | Water cooled reciprocating chiller (0.62 kW/ton) | Water cooled reciprocating chiller (>= 300 tons, 0.536 kW/ton) |  |  |  | Available |  | 0 | 0 |  | RobNc |  | HVAC-Chlr | D08-NE-HVAC-Chlr-WtrRecip-AllSizes-0p672kwpton | None | 2014-07-01 | 2019-12-31 | DEER |  |  |  |  | Standard |  | 1 | 1 | 0 | Deemed Ex Ante Team |  |  |  | Updated to indicate claim/filing status
88 | NE-HVAC-Chlr-WtrRecip-AllSizes-0p672kwpton | Water cooled reciprocating chiller (0.672 kW/ton) | DEER2011 | D11 v4.00 | 2020-11-24 16:30 | NE-HVAC-Chlr-WtrRecip-AllSizes-0p672kwpton | DEER | Standard | None |  |  | None |  | 0 |  | 0 | Com | Any | HVAC | SpaceCool | Chiller | RecipComp |  | HVAC-Chlr | Water cooled reciprocating chiller (0.837 kW/ton) | Water cooled reciprocating chiller (0.837 kW/ton) | Water cooled reciprocating chiller (0.672 kW/ton) |  |  | NE-HVAC-Chlr-WtrRecip-AllSizes-0p672kwpton | Available |  | 0 | 0 |  | RobNc |  | HVAC-Chlr | D08-NE-HVAC-Chlr-WtrRecip-AllSizes-0p672kwpton | None | 2013-01-01 | 2014-12-31 | DEER |  |  |  |  | Standard |  | 1 | 1 | 0 | Deemed Ex Ante Team |  |  |  | Updated to indicate claim/filing status
89 | NE-HVAC-Chlr-AirPkgRecip-AllSizes-1p008kwpton | Air cooled package reciprocating chiller (1.008 kW/ton) | DEER2014 | D13 v1.0 | 2020-11-24 16:30 | NE-HVAC-Chlr-AirPkgRecip-AllSizes-1p008kwpton | DEER | Standard | None | 0 | 0 | None |  | 0 |  | 0 | Com | Any | HVAC | SpaceCool | Chiller | RecipComp |  | HVAC-Chlr | Air cooled package reciprocating chiller, efficiency based on vintage | Air cooled package reciprocating chiller (1.260 kW/ton) | Air cooled package reciprocating chiller (1.008 kW/ton) |  |  |  | Available |  | 0 | 0 |  | ErRobNc |  | HVAC-Chlr | D08-NE-HVAC-Chlr-AirPkgRecip-AllSizes-1p008kwpton | DEER1314 | 2013-01-01 | 2019-12-31 | DEER |  |  |  |  | Standard |  | 1 | 1 | 0 | Deemed Ex Ante Team |  |  |  | Updated to indicate claim/filing status
90 | NE-HVAC-Chlr-Screw-lt150tons-0p632kwpton | Water cooled screw chiller (< 150 tons, 0.632 kW/ton) | DEER2014 | D13 v1.0 | 2020-11-24 16:30 | NE-HVAC-Chlr-Screw-lt150tons-0p632kwpton | DEER | Standard | None | 0 | 0 | None |  | 0 |  | 0 | Com | Any | HVAC | SpaceCool | Chiller | Screw |  | HVAC-Chlr | Water cooled screw chiller, efficiency based on vintage | Water cooled screw chiller (0.778 kW/ton) | Water cooled screw chiller (< 150 tons, 0.632 kW/ton) |  |  |  | Available |  | 0 | 0 |  | RobNc |  | HVAC-Chlr | D08-NE-HVAC-Chlr-Screw-lt150tons-0p632kwpton | DEER1314 | 2013-01-01 | 2019-12-31 | DEER |  |  |  |  | Standard |  | 1 | 1 | 0 | Deemed Ex Ante Team |  |  |  | Updated to indicate claim/filing status
91 | NE-HVAC-Chlr-Screw-150to299tons-0p574kwpton | Water cooled screw chiller (150-299 tons, 0.574 kW/ton) | DEER2014 | D13 v1.0 | 2020-11-24 16:30 | NE-HVAC-Chlr-Screw-150to299tons-0p574kwpton | DEER | Standard | None | 0 | 0 | None |  | 0 |  | 0 | Com | Any | HVAC | SpaceCool | Chiller | Screw |  | HVAC-Chlr | Water cooled screw chiller, efficiency based on vintage | Water cooled screw chiller (0.68 kW/ton) | Water cooled screw chiller (150-299 tons, 0.574 kW/ton) |  |  |  | Available |  | 0 | 0 |  | ErRobNc |  | HVAC-Chlr | D08-NE-HVAC-Chlr-Screw-150to299tons-0p574kwpton | DEER1314 | 2013-01-01 | 2019-12-31 | DEER |  |  |  |  | Standard |  | 1 | 1 | 0 | Deemed Ex Ante Team |  |  |  | Updated to indicate claim/filing status
92 | NE-HVAC-Chlr-Screw-gte300tons-0p511kwpton | Water cooled screw chiller (>= 300 tons, 0.511 kW/ton) | DEER2014 | D13 v1.0 | 2020-11-24 16:30 | NE-HVAC-Chlr-Screw-gte300tons-0p511kwpton | DEER | Standard | None | 0 | 0 | None |  | 0 |  | 0 | Com | Any | HVAC | SpaceCool | Chiller | Screw |  | HVAC-Chlr | Water cooled screw chiller, efficiency based on vintage | Water cooled screw chiller (0.62 kW/ton) | Water cooled screw chiller (>= 300 tons, 0.511 kW/ton) |  |  |  | Available |  | 0 | 0 |  | ErRobNc |  | HVAC-Chlr | D08-NE-HVAC-Chlr-Screw-gte300tons-0p511kwpton | DEER1314 | 2013-01-01 | 2019-12-31 | DEER |  |  |  |  | Standard |  | 1 | 1 | 0 | Deemed Ex Ante Team |  |  |  | Updated to indicate claim/filing status
93 | NE-HVAC-Chlr-AirScrew-AllSizes-1p008kwpton | Air cooled screw chiller (1.008 kW/ton) | DEER2014 | D13 v1.0 | 2020-11-24 16:30 | NE-HVAC-Chlr-AirScrew-AllSizes-1p008kwpton | DEER | Standard | None | 0 | 0 | None |  | 0 |  | 0 | Com | Any | HVAC | SpaceCool | Chiller | Screw |  | HVAC-Chlr | Air cooled package screw chiller, efficiency based on vintage | Air cooled package screw chiller (1.260 kW/ton) | Air cooled screw chiller (1.008 kW/ton) |  |  |  | Available |  | 0 | 0 |  | ErRobNc |  | HVAC-Chlr | D08-NE-HVAC-Chlr-AirScrew-AllSizes-1p008kwpton | DEER1314 | 2013-01-01 | 2019-12-31 | DEER |  |  |  |  | Standard |  | 1 | 1 | 0 | Deemed Ex Ante Team |  |  |  | Updated to indicate claim/filing status
94 | NE-HVAC-airAC-SpltPkg-65to89kBtuh-11p0eer | Pkg AC EER = 11.0 (65-89 kBtuh), Clg EIR = 0.2570, Supply Fan W/cfm = 0.298, Cond Fan W/Btuh = 0.0053 | DEER2011 | D11 v4.01 | 2020-11-24 16:30 | NE-HVAC-airAC-SpltPkg-65to89kBtuh-11p0eer | DEER | Standard | None |  |  | None |  | 0 |  | 0 | Com | Any | HVAC | SpaceCool | dxAC_equip | pkgEER |  | HVAC-airAC | multiple base efficiency levels used, example: Pkg AC EER = 10.10; Clg EIR = 0.262; Supply Fan W/cfm = 0.385; Cond Fan W/Btuh = 0.0054; no econo | Pkg AC EER = 11.00; Clg EIR = 0.257; Supply Fan W/cfm = 0.298; Cond Fan W/Btuh = 0.0053; no econo | Pkg AC EER = 11.0 (65-89 kBtuh), Clg EIR = 0.2570, Supply Fan W/cfm = 0.298, Cond Fan W/Btuh = 0.0053 | dxAC-spltE-Air-65to75k | dxAC-spltE-Air-65to75k-10.1 | dxAC-spltE-Air-65to75k-11.5 | Available | Code/Standard baseline technology description updated on 12/5/2011, Energy Impacts not affected | 0 | 0 |  | ErRul |  | HVAC-airAC | D08-NE-HVAC-airAC-SpltPkg-65to89kBtuh-11p0eer | None | 2013-01-01 | 2014-12-31 | DEER |  |  |  |  | Standard |  | 1 | 1 | 0 | Deemed Ex Ante Team |  |  |  | Updated to indicate claim/filing status
95 | NE-HVAC-airAC-SpltPkg-65to89kBtuh-11p5eer | Pkg AC EER = 11.5 (65-89 kBtuh), Clg EIR = 0.2401, Supply Fan W/cfm = 0.248, Cond Fan W/Btuh = 0.0060 | DEER2011 | D11 v4.01 | 2020-11-24 16:30 | NE-HVAC-airAC-SpltPkg-65to89kBtuh-11p5eer | DEER | Standard | None |  |  | None |  | 0 |  | 0 | Com | Any | HVAC | SpaceCool | dxAC_equip | pkgEER |  | HVAC-airAC | multiple base efficiency levels used, example: Pkg AC EER = 10.10; Clg EIR = 0.262; Supply Fan W/cfm = 0.385; Cond Fan W/Btuh = 0.0054; no econo | Pkg AC EER = 11.00; Clg EIR = 0.257; Supply Fan W/cfm = 0.298; Cond Fan W/Btuh = 0.0053; no econo | Pkg AC EER = 11.5 (65-89 kBtuh), Clg EIR = 0.2401, Supply Fan W/cfm = 0.248, Cond Fan W/Btuh = 0.0060 | dxAC-spltE-Air-65to75k | dxAC-spltE-Air-65to75k-10.1 | dxAC-spltE-Air-65to75k-11.5 | Available | Code/Standard baseline technology description updated on 12/5/2011, Energy Impacts not affected | 0 | 0 |  | ErRobNc |  | HVAC-airAC | D08-NE-HVAC-airAC-SpltPkg-65to89kBtuh-11p5eer | None | 2013-01-01 | 2014-12-31 | DEER |  |  |  |  | Standard |  | 1 | 1 | 0 | Deemed Ex Ante Team |  |  |  | Updated to indicate claim/filing status
96 | NE-HVAC-airAC-SpltPkg-65to89kBtuh-12p0eer | Pkg AC EER = 12.0 (65-89 kBtuh), Clg EIR = 0.2304, Supply Fan W/cfm = 0.238, Cond Fan W/Btuh = 0.0057 | DEER2011 | D11 v4.01 | 2020-11-24 16:30 | NE-HVAC-airAC-SpltPkg-65to89kBtuh-12p0eer | DEER | Standard | None |  |  | None |  | 0 |  | 0 | Com | Any | HVAC | SpaceCool | dxAC_equip | pkgEER |  | HVAC-airAC | multiple base efficiency levels used, example: Pkg AC EER = 10.10; Clg EIR = 0.262; Supply Fan W/cfm = 0.385; Cond Fan W/Btuh = 0.0054; no econo | Pkg AC EER = 11.00; Clg EIR = 0.257; Supply Fan W/cfm = 0.298; Cond Fan W/Btuh = 0.0053; no econo | Pkg AC EER = 12.0 (65-89 kBtuh), Clg EIR = 0.2304, Supply Fan W/cfm = 0.238, Cond Fan W/Btuh = 0.0057 | dxAC-spltE-Air-65to75k | dxAC-spltE-Air-65to75k-10.1 | dxAC-spltE-Air-65to75k-12 | Available | Code/Standard baseline technology description updated on 12/5/2011, Energy Impacts not affected | 0 | 0 |  | ErRobNc |  | HVAC-airAC | D08-NE-HVAC-airAC-SpltPkg-65to89kBtuh-12p0eer | None | 2013-01-01 | 2014-12-31 | DEER |  |  |  |  | Standard |  | 1 | 1 | 0 | Deemed Ex Ante Team |  |  |  | Updated to indicate claim/filing status
97 | NE-HVAC-airAC-SpltPkg-65to109kBtuh-11p0eer | Pkg AC EER = 11.0 (65-109 kBTUh), Clg EIR = 0.2570, Supply Fan W/cfm = 0.298, Cond Fan W/Btuh = 0.0053; w/Econo; 2-spd Fan | DEER2014 | D13 v1.0 | 2020-11-24 16:30 | NE-HVAC-airAC-SpltPkg-65to109kBtuh-11p0eer | DEER | Standard | None | 0 | 0 | None |  | 0 |  | 0 | Com | Any | HVAC | SpaceCool | dxAC_equip | pkgEER |  | HVAC-airAC | Pkg AC EER (65-109 kBtuh), Clg EIR, Supply Fan W/cfm, and Cond Fan W/Btuh based on vintage | Pkg AC EER = 11.0 (65-109 kBtuh), Clg EIR = 0.2570, Supply Fan W/cfm = 0.298, Cond Fan W/Btuh = 0.0053; w/Econo; 2-spd Fan | Pkg AC EER = 11.0 (65-109 kBtuh), Clg EIR = 0.2570, Supply Fan W/cfm = 0.298, Cond Fan W/Btuh = 0.0053; w/Econo; 2-spd Fan |  |  |  | Available |  | 0 | 0 |  | ErRul |  | HVAC-airAC | D08-NE-HVAC-airAC-SpltPkg-90to134kBtuh-11p0eer | None | 2014-07-01 | 2014-12-31 | DEER |  |  |  |  | Standard |  | 1 | 1 | 0 | Deemed Ex Ante Team |  |  |  | Updated to indicate claim/filing status
98 | NE-HVAC-airAC-SpltPkg-65to109kBtuh-11p5eer | Pkg AC EER = 11.5 (65-109 kBTUh), Clg EIR = 0.2401, Supply Fan W/cfm = 0.248, Cond Fan W/Btuh = 0.0060; w/Econo; 2-spd Fan | DEER2014 | D13 v1.0 | 2020-11-24 16:30 | NE-HVAC-airAC-SpltPkg-65to109kBtuh-11p5eer | DEER | Standard | None | 0 | 0 | None |  | 0 |  | 0 | Com | Any | HVAC | SpaceCool | dxAC_equip | pkgEER |  | HVAC-airAC | Pkg AC EER (65-109 kBtuh), Clg EIR, Supply Fan W/cfm, and Cond Fan W/Btuh based on vintage | Pkg AC EER = 11.0 (65-109 kBtuh), Clg EIR = 0.2570, Supply Fan W/cfm = 0.298, Cond Fan W/Btuh = 0.0053; w/Econo; 2-spd Fan | Pkg AC EER = 11.5 (65-109 kBtuh), Clg EIR = 0.2401, Supply Fan W/cfm = 0.248, Cond Fan W/Btuh = 0.0060; w/Econo; 2-spd Fan |  |  |  | Available |  | 0 | 0 |  | ErRobNc |  | HVAC-airAC | D08-NE-HVAC-airAC-SpltPkg-90to134kBtuh-11p5eer | None | 2014-07-01 | 2014-12-31 | DEER |  |  |  |  | Standard |  | 1 | 1 | 0 | Deemed Ex Ante Team |  |  |  | Updated to indicate claim/filing status
99 | NE-HVAC-airAC-SpltPkg-65to109kBtuh-12p0eer | Pkg AC EER = 12.0 (65-109 kBTUh), Clg EIR = 0.2304, Supply Fan W/cfm = 0.238, Cond Fan W/Btuh = 0.0057; w/Econo; 2-spd Fan | DEER2014 | D13 v1.0 | 2020-11-24 16:30 | NE-HVAC-airAC-SpltPkg-65to109kBtuh-12p0eer | DEER | Standard | None | 0 | 0 | None |  | 0 |  | 0 | Com | Any | HVAC | SpaceCool | dxAC_equip | pkgEER |  | HVAC-airAC | Pkg AC EER (65-109 kBtuh), Clg EIR, Supply Fan W/cfm, and Cond Fan W/Btuh based on vintage | Pkg AC EER = 11.0 (65-109 kBtuh), Clg EIR = 0.2570, Supply Fan W/cfm = 0.298, Cond Fan W/Btuh = 0.0053; w/Econo; 2-spd Fan | Pkg AC EER = 12.0 (65-109 kBtuh), Clg EIR = 0.2304, Supply Fan W/cfm = 0.238, Cond Fan W/Btuh = 0.0057; w/Econo; 2-spd Fan |  |  |  | Available |  | 0 | 0 |  | ErRobNc |  | HVAC-airAC | D08-NE-HVAC-airAC-SpltPkg-90to134kBtuh-12p0eer | None | 2014-07-01 | 2014-12-31 | DEER |  |  |  |  | Standard |  | 1 | 1 | 0 | Deemed Ex Ante Team |  |  |  | Updated to indicate claim/filing status
100 | NE-HVAC-airAC-SpltPkg-90to134kBtuh-11p0eer | Pkg AC EER = 11.0 (90-134 kBtuh), Clg EIR = 0.2570, Supply Fan W/cfm = 0.298, Cond Fan W/Btuh = 0.0053 | DEER2011 | D11 v4.01 | 2020-11-24 16:30 | NE-HVAC-airAC-SpltPkg-90to134kBtuh-11p0eer | DEER | Standard | None |  |  | None |  | 0 |  | 0 | Com | Any | HVAC | SpaceCool | dxAC_equip | pkgEER |  | HVAC-airAC | multiple base efficiency levels used, example: Pkg AC EER = 10.10; Clg EIR = 0.262; Supply Fan W/cfm = 0.385; Cond Fan W/Btuh = 0.0054; w/ econo | Pkg AC EER = 11.00; Clg EIR = 0.257; Supply Fan W/cfm = 0.298; Cond Fan W/Btuh = 0.0053; w/ econo | Pkg AC EER = 11.0 (90-134 kBtuh), Clg EIR = 0.2570, Supply Fan W/cfm = 0.298, Cond Fan W/Btuh = 0.0053 |  |  | NE-HVAC-airAC-SpltPkg-90to134kBtuh-11p0eer | Available | Code/Standard baseline technology description updated on 12/5/2011, Energy Impacts not affected | 0 | 0 |  | ErRul |  | HVAC-airAC | D08-NE-HVAC-airAC-SpltPkg-90to134kBtuh-11p0eer | None | 2013-01-01 | 2014-12-31 | DEER |  |  |  |  | Standard |  | 1 | 1 | 0 | Deemed Ex Ante Team |  |  |  | Updated to indicate claim/filing status
101 | NE-HVAC-airAC-SpltPkg-90to134kBtuh-11p5eer | Pkg AC EER = 11.5 (90-134 kBtuh), Clg EIR = 0.2401, Supply Fan W/cfm = 0.248, Cond Fan W/Btuh = 0.0060 | DEER2011 | D11 v4.01 | 2020-11-24 16:30 | NE-HVAC-airAC-SpltPkg-90to134kBtuh-11p5eer | DEER | Standard | None |  |  | None |  | 0 |  | 0 | Com | Any | HVAC | SpaceCool | dxAC_equip | pkgEER |  | HVAC-airAC | multiple base efficiency levels used, example: Pkg AC EER = 10.10; Clg EIR = 0.262; Supply Fan W/cfm = 0.385; Cond Fan W/Btuh = 0.0054; w/ econo | Pkg AC EER = 11.00; Clg EIR = 0.257; Supply Fan W/cfm = 0.298; Cond Fan W/Btuh = 0.0053; w/ econo | Pkg AC EER = 11.5 (90-134 kBtuh), Clg EIR = 0.2401, Supply Fan W/cfm = 0.248, Cond Fan W/Btuh = 0.0060 |  |  | NE-HVAC-airAC-SpltPkg-90to134kBtuh-11p5eer | Available | Code/Standard baseline technology description updated on 12/5/2011, Energy Impacts not affected | 0 | 0 |  | ErRobNc |  | HVAC-airAC | D08-NE-HVAC-airAC-SpltPkg-90to134kBtuh-11p5eer | None | 2013-01-01 | 2014-12-31 | DEER |  |  |  |  | Standard |  | 1 | 1 | 0 | Deemed Ex Ante Team |  |  |  | Updated to indicate claim/filing status
102 | NE-HVAC-airAC-SpltPkg-90to134kBtuh-12p0eer | Pkg AC EER = 12.0 (90-134 kBtuh), Clg EIR = 0.2304, Supply Fan W/cfm = 0.238, Cond Fan W/Btuh = 0.0057 | DEER2011 | D11 v4.01 | 2020-11-24 16:30 | NE-HVAC-airAC-SpltPkg-90to134kBtuh-12p0eer | DEER | Standard | None |  |  | None |  | 0 |  | 0 | Com | Any | HVAC | SpaceCool | dxAC_equip | pkgEER |  | HVAC-airAC | multiple base efficiency levels used, example: Pkg AC EER = 10.10; Clg EIR = 0.262; Supply Fan W/cfm = 0.385; Cond Fan W/Btuh = 0.0054; w/ econo | Pkg AC EER = 11.00; Clg EIR = 0.257; Supply Fan W/cfm = 0.298; Cond Fan W/Btuh = 0.0053; w/ econo | Pkg AC EER = 12.0 (90-134 kBtuh), Clg EIR = 0.2304, Supply Fan W/cfm = 0.238, Cond Fan W/Btuh = 0.0057 |  |  | NE-HVAC-airAC-SpltPkg-90to134kBtuh-12p0eer | Available | Code/Standard baseline technology description updated on 12/5/2011, Energy Impacts not affected | 0 | 0 |  | ErRobNc |  | HVAC-airAC | D08-NE-HVAC-airAC-SpltPkg-90to134kBtuh-12p0eer | None | 2013-01-01 | 2014-12-31 | DEER |  |  |  |  | Standard |  | 1 | 1 | 0 | Deemed Ex Ante Team |  |  |  | Updated to indicate claim/filing status
103 | NE-HVAC-airAC-SpltPkg-110to134kBtuh-11p0eer | Pkg AC EER = 11.0 (110-134 kBTUh), Clg EIR = 0.2570, Supply Fan W/cfm = 0.298, Cond Fan W/Btuh = 0.0053; w/Econo; 2-spd Fan | DEER2014 | D13 v1.0 | 2020-11-24 16:30 | NE-HVAC-airAC-SpltPkg-110to134kBtuh-11p0eer | DEER | Standard | None | 0 | 0 | None |  | 0 |  | 0 | Com | Any | HVAC | SpaceCool | dxAC_equip | pkgEER |  | HVAC-airAC | Pkg AC EER (110-134 kBtuh), Clg EIR, Supply Fan W/cfm, and Cond Fan W/Btuh based on vintage | Pkg AC EER = 11.0 (110-134 kBtuh), Clg EIR = 0.2570, Supply Fan W/cfm = 0.298, Cond Fan W/Btuh = 0.0053; w/Econo; 2-spd Fan | Pkg AC EER = 11.0 (110-134 kBtuh), Clg EIR = 0.2570, Supply Fan W/cfm = 0.298, Cond Fan W/Btuh = 0.0053; w/Econo; 2-spd Fan |  |  |  | Available |  | 0 | 0 |  | ErRul |  | HVAC-airAC | D08-NE-HVAC-airAC-SpltPkg-135to239kBtuh-10p8eer | None | 2014-07-01 | 2014-12-31 | DEER |  |  |  |  | Standard |  | 1 | 1 | 0 | Deemed Ex Ante Team |  |  |  | Updated to indicate claim/filing status
104 | NE-HVAC-airAC-SpltPkg-110to134kBtuh-11p5eer | Pkg AC EER = 11.5 (110-134 kBTUh), Clg EIR = 0.2401, Supply Fan W/cfm = 0.248, Cond Fan W/Btuh = 0.0060; w/Econo; 2-spd Fan | DEER2014 | D13 v1.0 | 2020-11-24 16:30 | NE-HVAC-airAC-SpltPkg-110to134kBtuh-11p5eer | DEER | Standard | None | 0 | 0 | None |  | 0 |  | 0 | Com | Any | HVAC | SpaceCool | dxAC_equip | pkgEER |  | HVAC-airAC | Pkg AC EER (110-134 kBtuh), Clg EIR, Supply Fan W/cfm, and Cond Fan W/Btuh based on vintage | Pkg AC EER = 11.0 (110-134 kBtuh), Clg EIR = 0.2570, Supply Fan W/cfm = 0.298, Cond Fan W/Btuh = 0.0053; w/Econo; 2-spd Fan | Pkg AC EER = 11.5 (110-134 kBtuh), Clg EIR = 0.2401, Supply Fan W/cfm = 0.248, Cond Fan W/Btuh = 0.0060; w/Econo; 2-spd Fan |  |  |  | Available |  | 0 | 0 |  | ErRobNc |  | HVAC-airAC | D08-NE-HVAC-airAC-SpltPkg-135to239kBtuh-11p5eer | None | 2014-07-01 | 2014-12-31 | DEER |  |  |  |  | Standard |  | 1 | 1 | 0 | Deemed Ex Ante Team |  |  |  | Updated to indicate claim/filing status
105 | NE-HVAC-airAC-SpltPkg-110to134kBtuh-12p0eer | Pkg AC EER = 12.0 (110-134 kBTUh), Clg EIR = 0.2304, Supply Fan W/cfm = 0.238, Cond Fan W/Btuh = 0.0057; w/Econo; 2-spd Fan | DEER2014 | D13 v1.0 | 2020-11-24 16:30 | NE-HVAC-airAC-SpltPkg-110to134kBtuh-12p0eer | DEER | Standard | None | 0 | 0 | None |  | 0 |  | 0 | Com | Any | HVAC | SpaceCool | dxAC_equip | pkgEER |  | HVAC-airAC | Pkg AC EER (110-134 kBtuh), Clg EIR, Supply Fan W/cfm, and Cond Fan W/Btuh based on vintage | Pkg AC EER = 11.0 (110-134 kBtuh), Clg EIR = 0.2570, Supply Fan W/cfm = 0.298, Cond Fan W/Btuh = 0.0053; w/Econo; 2-spd Fan | Pkg AC EER = 12.0 (110-134 kBtuh), Clg EIR = 0.2304, Supply Fan W/cfm = 0.238, Cond Fan W/Btuh = 0.0057; w/Econo; 2-spd Fan |  |  |  | Available |  | 0 | 0 |  | ErRobNc |  | HVAC-airAC | D08-NE-HVAC-airAC-SpltPkg-135to239kBtuh-12p0eer | None | 2014-07-01 | 2014-12-31 | DEER |  |  |  |  | Standard |  | 1 | 1 | 0 | Deemed Ex Ante Team |  |  |  | Updated to indicate claim/filing status
106 | NE-HVAC-airAC-SpltPkg-135to239kBtuh-10p8eer | Pkg AC EER = 10.8 (135-239 kBTUh), Clg EIR = 0.2622, Supply Fan W/cfm = 0.270, Cond Fan W/Btuh = 0.0053; w/Econo; 2-spd Fan | DEER2014 | D13 v1.0 | 2020-11-24 16:30 | NE-HVAC-airAC-SpltPkg-135to239kBtuh-10p8eer | DEER | Standard | None | 0 | 0 | None |  | 0 |  | 0 | Com | Any | HVAC | SpaceCool | dxAC_equip | pkgEER |  | HVAC-airAC | Pkg AC EER (135-239 kBtuh), Clg EIR, Supply Fan W/cfm, and Cond Fan W/Btuh based on vintage | Pkg AC EER = 10.8 (135-239 kBtuh), Clg EIR = 0.2622, Supply Fan W/cfm = 0.270, Cond Fan W/Btuh = 0.0053; w/Econo; 2-spd Fan | Pkg AC EER = 10.8 (135-239 kBtuh), Clg EIR = 0.2622, Supply Fan W/cfm = 0.270, Cond Fan W/Btuh = 0.0053; w/Econo; 2-spd Fan |  |  |  | Available |  | 0 | 0 |  | ErRobNc |  | HVAC-airAC | D08-NE-HVAC-airAC-SpltPkg-240to759kBtuh-10p5eer | DEER1314end | 2013-01-01 | 2014-12-31 | DEER |  |  |  |  | Standard |  | 1 | 1 | 0 | Deemed Ex Ante Team |  |  |  | Updated to indicate claim/filing status
107 | NE-HVAC-airAC-SpltPkg-135to239kBtuh-11p5eer | Pkg AC EER = 11.5 (135-239 kBTUh), Clg EIR = 0.2439, Supply Fan W/cfm = 0.233, Cond Fan W/Btuh = 0.0064; w/Econo; 2-spd Fan | DEER2014 | D13 v1.0 | 2020-11-24 16:30 | NE-HVAC-airAC-SpltPkg-135to239kBtuh-11p5eer | DEER | Standard | None | 0 | 0 | None |  | 0 |  | 0 | Com | Any | HVAC | SpaceCool | dxAC_equip | pkgEER |  | HVAC-airAC | Pkg AC EER (135-239 kBtuh), Clg EIR, Supply Fan W/cfm, and Cond Fan W/Btuh based on vintage | Pkg AC EER = 10.8 (135-239 kBtuh), Clg EIR = 0.2622, Supply Fan W/cfm = 0.270, Cond Fan W/Btuh = 0.0053; w/Econo; 2-spd Fan | Pkg AC EER = 11.5 (135-239 kBtuh), Clg EIR = 0.2439, Supply Fan W/cfm = 0.233, Cond Fan W/Btuh = 0.0064; w/Econo; 2-spd Fan |  |  |  | Available |  | 0 | 0 |  | ErRobNc |  | HVAC-airAC | D08-NE-HVAC-airAC-SpltPkg-240to759kBtuh-10p8eer | DEER1314end | 2013-01-01 | 2014-12-31 | DEER |  |  |  |  | Standard |  | 1 | 1 | 0 | Deemed Ex Ante Team |  |  |  | Updated to indicate claim/filing status
108 | NE-HVAC-airAC-SpltPkg-135to239kBtuh-12p0eer | Pkg AC EER = 12.0 (135-239 kBTUh), Clg EIR = 0.2307, Supply Fan W/cfm = 0.165, Cond Fan W/Btuh = 0.0089; w/Econo; 2-spd Fan | DEER2014 | D13 v1.0 | 2020-11-24 16:30 | NE-HVAC-airAC-SpltPkg-135to239kBtuh-12p0eer | DEER | Standard | None | 0 | 0 | None |  | 0 |  | 0 | Com | Any | HVAC | SpaceCool | dxAC_equip | pkgEER |  | HVAC-airAC | Pkg AC EER (135-239 kBtuh), Clg EIR, Supply Fan W/cfm, and Cond Fan W/Btuh based on vintage | Pkg AC EER = 10.8 (135-239 kBtuh), Clg EIR = 0.2622, Supply Fan W/cfm = 0.270, Cond Fan W/Btuh = 0.0053; w/Econo; 2-spd Fan | Pkg AC EER = 12.0 (135-239 kBtuh), Clg EIR = 0.2307, Supply Fan W/cfm = 0.165, Cond Fan W/Btuh = 0.0089; w/Econo; 2-spd Fan |  |  |  | Available |  | 0 | 0 |  | ErRul |  | HVAC-airAC |  | DEER1314end | 2013-01-01 | 2014-12-31 | DEER |  |  |  |  | Standard |  | 1 | 1 | 0 | Deemed Ex Ante Team |  |  |  | Updated to indicate claim/filing status
109 | NE-HVAC-airAC-SpltPkg-240to759kBtuh-10p5eer | Pkg AC EER = 10.5 (240-759 kBTUh); w/Econo; 2-spd Fan | DEER2014 | D13 v1.0 | 2020-11-24 16:30 | NE-HVAC-airAC-SpltPkg-240to759kBtuh-10p5eer | DEER | Standard | None | 0 | 0 | None |  | 0 |  | 0 | Com | Any | HVAC | SpaceCool | dxAC_equip | pkgEER |  | HVAC-airAC | Pkg AC EER (240-759 kBtuh), Clg EIR, Supply Fan W/cfm, and Cond Fan W/Btuh based on vintage | Pkg AC EER = 9.8 (240-759 kBtuh); w/Econo; 2-spd Fan | Pkg AC EER = 10.5 (240-759 kBtuh); w/Econo; 2-spd Fan |  |  |  | Available |  | 0 | 0 |  | ErRul |  | HVAC-airAC | D08-NE-HVAC-airAC-SpltPkg-65to89kBtuh-11p0eer | DEER1314end | 2013-01-01 | 2014-12-31 | DEER |  |  |  |  | Standard |  | 1 | 1 | 0 | Deemed Ex Ante Team |  |  |  | Updated to indicate claim/filing status
110 | NE-HVAC-airAC-SpltPkg-240to759kBtuh-10p8eer | Pkg AC EER = 10.8 (240-759 kBTUh); w/Econo; 2-spd Fan | DEER2014 | D13 v1.0 | 2020-11-24 16:30 | NE-HVAC-airAC-SpltPkg-240to759kBtuh-10p8eer | DEER | Standard | None | 0 | 0 | None |  | 0 |  | 0 | Com | Any | HVAC | SpaceCool | dxAC_equip | pkgEER |  | HVAC-airAC | Pkg AC EER (240-759 kBtuh), Clg EIR, Supply Fan W/cfm, and Cond Fan W/Btuh based on vintage | Pkg AC EER = 9.8 (240-759 kBtuh); w/Econo; 2-spd Fan | Pkg AC EER = 10.8 (240-759 kBtuh); w/Econo; 2-spd Fan |  |  |  | Available |  | 0 | 0 |  | ErRobNc |  | HVAC-airAC | D08-NE-HVAC-airAC-SpltPkg-65to89kBtuh-11p5eer | DEER1314end | 2013-01-01 | 2014-12-31 | DEER |  |  |  |  | Standard |  | 1 | 1 | 0 | Deemed Ex Ante Team |  |  |  | Updated to indicate claim/filing status
111 | NE-HVAC-airAC-SpltPkg-240to759kBtuh-9p8eer | Pkg AC EER = 9.8 (240-759 kBTUh); w/Econo; 2-spd Fan | DEER2014 | D13 v1.0 | 2020-11-24 16:30 | NE-HVAC-airAC-SpltPkg-240to759kBtuh-9p8eer | DEER | Standard | None | 0 | 0 | None |  | 0 |  | 0 | Com | Any | HVAC | SpaceCool | dxAC_equip | pkgEER |  | HVAC-airAC | Pkg AC EER (240-759 kBtuh), Clg EIR, Supply Fan W/cfm, and Cond Fan W/Btuh based on vintage | Pkg AC EER = 9.8 (240-759 kBtuh); w/Econo; 2-spd Fan | Pkg AC EER = 9.8 (240-759 kBtuh); w/Econo; 2-spd Fan |  |  |  | Available |  | 0 | 0 |  | ErRobNc |  | HVAC-airAC | D08-NE-HVAC-airAC-SpltPkg-65to89kBtuh-12p0eer | DEER1314end | 2013-01-01 | 2014-12-31 | DEER |  |  |  |  | Standard |  | 1 | 1 | 0 | Deemed Ex Ante Team |  |  |  | Updated to indicate claim/filing status
111 | R-In-LEDFixt(7w)-dWP13-dWC9 | Residential Indoor General Lighting: LED Fixture replaces pre-existing standard lighting Wattage. Measure includes Code case. | DEER2017 | Staff Disposition | 2020-11-24 16:30 | Res-Iltg-dWatt-CFL | NonDEER | Scaled | BaseRatio | 0 | 0 | None |  | 0 |  | 1 | Res | Any | Lighting | InGen-CFL | Ltg_Fixture | LED_fixt |  | ILtg-Res-LED-50000hr+12yr | LED A19 Basecase, Total Watts = 2.96 x Msr Watts | LED Fixture Basecase, Total Watts = 2.42 x Msr Watts | LED fixture: Any type of housing Fixture Type; Total Watts = 7 | LEDratio0296 | LEDratio0242 | LEDFixt(7w) | Available | From LED WRR Disposition July 2016 | 0 | 0 | LED-WRR-WorkpaperDisposition_22Jul2016-Final.docx | ErRobNc |  | LtgFixture-Default |  | None | 2017-01-01 | 2019-12-31 | InEA_modVal |  |  |  |  | Standard | Expires 12/31/2019 due to DEER2020 revised impacts and peak demand definition | 1 | 1 | 0 | Deemed Ex Ante Team |  | Expires 12/31/2019 due to DEER2020 revised impacts and peak demand definition |  | Updated to indicate claim/filing status
112 | NE-HVAC-airAC-SpltPkg-gte760kBtuh-10p2eer | Pkg AC EER = 10.2 (>= 760 kBTUh); w/Econo; 2-spd Fan | DEER2014 | D13 v1.0 | 2020-11-24 16:30 | NE-HVAC-airAC-SpltPkg-gte760kBtuh-10p2eer | DEER | Standard | None | 0 | 0 | None |  | 0 |  | 0 | Com | Any | HVAC | SpaceCool | dxAC_equip | pkgEER |  | HVAC-airAC | Pkg AC EER (>= 760 kBtuh), Clg EIR, Supply Fan W/cfm, and Cond Fan W/Btuh based on vintage | Pkg AC EER = 9.5 (>= 760 kBtuh); w/Econo; 2-spd Fan | Pkg AC EER = 10.2 (>= 760 kBtuh); w/Econo; 2-spd Fan |  |  |  | Available |  | 0 | 0 |  | ErRobNc |  | HVAC-airAC | D08-NE-HVAC-airAC-SpltPkg-gte760kBtuh-10p2eer | DEER1314end | 2013-01-01 | 2014-12-31 | DEER |  |  |  |  | Standard |  | 1 | 1 | 0 | Deemed Ex Ante Team |  |  |  | Updated to indicate claim/filing status
112 | R-In-LEDFixt-1(11w)-dWP21-dWC15 | Residential Indoor General Lighting: LED Fixture replaces pre-existing standard lighting Wattage. Measure includes Code case. | DEER2017 | Staff Disposition | 2020-11-24 16:30 | Res-Iltg-dWatt-CFL | NonDEER | Scaled | BaseRatio | 0 | 0 | None |  | 0 |  | 1 | Res | Any | Lighting | InGen-CFL | Ltg_Fixture | LED_fixt |  | ILtg-Res-LED-50000hr+12yr | LED A19 Basecase, Total Watts = 2.96 x Msr Watts | LED Fixture Basecase, Total Watts = 2.42 x Msr Watts | LED fixture: Any type of housing Fixture Type; Total Watts = 11 | LEDratio0296 | LEDratio0242 | LEDFixt-1(11w) | Available | From LED WRR Disposition July 2016 | 0 | 0 | LED-WRR-WorkpaperDisposition_22Jul2016-Final.docx | ErRobNc |  | LtgFixture-Default |  | None | 2017-01-01 | 2019-12-31 | InEA_modVal |  |  |  |  | Standard | Expires 12/31/2019 due to DEER2020 revised impacts and peak demand definition | 1 | 1 | 0 | Deemed Ex Ante Team |  | Expires 12/31/2019 due to DEER2020 revised impacts and peak demand definition |  | Updated to indicate claim/filing status
113 | NE-HVAC-airAC-SpltPkg-gte760kBtuh-9p5eer | Pkg AC EER = 9.5 (>= 760 kBTUh); w/Econo; 2-spd Fan | DEER2014 | D13 v1.0 | 2020-11-24 16:30 | NE-HVAC-airAC-SpltPkg-gte760kBtuh-9p5eer | DEER | Standard | None | 0 | 0 | None |  | 0 |  | 0 | Com | Any | HVAC | SpaceCool | dxAC_equip | pkgEER |  | HVAC-airAC | Pkg AC EER (>= 760 kBtuh), Clg EIR, Supply Fan W/cfm, and Cond Fan W/Btuh based on vintage | Pkg AC EER = 9.5 (>= 760 kBtuh); w/Econo; 2-spd Fan | Pkg AC EER = 9.5 (>= 760 kBtuh); w/Econo; 2-spd Fan |  |  |  | Available |  | 0 | 0 |  | ErRul |  | HVAC-airAC |  | DEER1314end | 2013-01-01 | 2014-12-31 | DEER |  |  |  |  | Standard |  | 1 | 1 | 0 | Deemed Ex Ante Team |  |  |  | Updated to indicate claim/filing status
113 | R-In-LEDFixt-1(14w)-dWP27-dWC19 | Residential Indoor General Lighting: LED Fixture replaces pre-existing standard lighting Wattage. Measure includes Code case. | DEER2017 | Staff Disposition | 2020-11-24 16:30 | Res-Iltg-dWatt-CFL | NonDEER | Scaled | BaseRatio | 0 | 0 | None |  | 0 |  | 1 | Res | Any | Lighting | InGen-CFL | Ltg_Fixture | LED_fixt |  | ILtg-Res-LED-50000hr+12yr | LED A19 Basecase, Total Watts = 2.96 x Msr Watts | LED Fixture Basecase, Total Watts = 2.42 x Msr Watts | LED fixture: Any type of housing Fixture Type; Total Watts = 14 | LEDratio0296 | LEDratio0242 | LEDFixt-1(14w) | Available | From LED WRR Disposition July 2016 | 0 | 0 | LED-WRR-WorkpaperDisposition_22Jul2016-Final.docx | ErRobNc |  | LtgFixture-Default |  | None | 2017-01-01 | 2019-12-31 | InEA_modVal |  |  |  |  | Standard | Expires 12/31/2019 due to DEER2020 revised impacts and peak demand definition | 1 | 1 | 0 | Deemed Ex Ante Team |  | Expires 12/31/2019 due to DEER2020 revised impacts and peak demand definition |  | Updated to indicate claim/filing status
114 | NE-HVAC-airAC-SpltPkg-gte760kBtuh-9p7eer | Pkg AC EER = 9.7 (>= 760 kBTUh); w/Econo; 2-spd Fan | DEER2014 | D13 v1.0 | 2020-11-24 16:30 | NE-HVAC-airAC-SpltPkg-gte760kBtuh-9p7eer | DEER | Standard | None | 0 | 0 | None |  | 0 |  | 0 | Com | Any | HVAC | SpaceCool | dxAC_equip | pkgEER |  | HVAC-airAC | Pkg AC EER (>= 760 kBtuh), Clg EIR, Supply Fan W/cfm, and Cond Fan W/Btuh based on vintage | Pkg AC EER = 9.5 (>= 760 kBtuh); w/Econo; 2-spd Fan | Pkg AC EER = 9.7 (>= 760 kBtuh); w/Econo; 2-spd Fan |  |  |  | Available |  | 0 | 0 |  | ErRobNc |  | HVAC-airAC | D08-NE-HVAC-airAC-SpltPkg-gte760kBtuh-9p7eer | DEER1314end | 2013-01-01 | 2014-12-31 | DEER |  |  |  |  | Standard |  | 1 | 1 | 0 | Deemed Ex Ante Team |  |  |  | Updated to indicate claim/filing status
114 | R-In-LEDFixt-1(16w)-dWP31-dWC22 | Residential Indoor General Lighting: LED Fixture replaces pre-existing standard lighting Wattage. Measure includes Code case. | DEER2017 | Staff Disposition | 2020-11-24 16:30 | Res-Iltg-dWatt-CFL | NonDEER | Scaled | BaseRatio | 0 | 0 | None |  | 0 |  | 1 | Res | Any | Lighting | InGen-CFL | Ltg_Fixture | LED_fixt |  | ILtg-Res-LED-50000hr+12yr | LED A19 Basecase, Total Watts = 2.96 x Msr Watts | LED Fixture Basecase, Total Watts = 2.42 x Msr Watts | LED fixture: Any type of housing Fixture Type; Total Watts = 16 | LEDratio0296 | LEDratio0242 | LEDFixt-1(16w) | Available | From LED WRR Disposition July 2016 | 0 | 0 | LED-WRR-WorkpaperDisposition_22Jul2016-Final.docx | ErRobNc |  | LtgFixture-Default |  | None | 2017-01-01 | 2019-12-31 | InEA_modVal | LT-63468 |  |  |  | Standard | Expires 12/31/2019 due to DEER2020 revised impacts and peak demand definition | 1 | 1 | 0 | Deemed Ex Ante Team |  | Expires 12/31/2019 due to DEER2020 revised impacts and peak demand definition |  | Updated to indicate claim/filing status
115 | NE-HVAC-airAC-Pkg-lt55kBtuh-13p0seer | Pkg AC SEER = 13.0 (< 55 kBTUh), EER = 11.06, Clg EIR = 0.2557, Supply Fan W/cfm = 0.379; no Econo; 1-spd Fan | DEER2014 | D13 v1.0 | 2020-11-24 16:30 | NE-HVAC-airAC-Pkg-lt55kBtuh-13p0seer | DEER | Standard | None | 0 | 0 | None |  | 0 |  | 0 | Com | Any | HVAC | SpaceCool | dxAC_equip | pkgSEER |  | HVAC-airAC | Pkg AC SEER (< 55 kBtuh), Clg EIR and Indoor W/cfm based on vintage | Pkg AC SEER = 13.0 (< 55 kBtuh), EER = 11.06, Clg EIR = 0.2557, Supply Fan W/cfm = 0.379; no Econo; 1-spd Fan | Pkg AC SEER = 13.0 (< 55 kBtuh), EER = 11.06, Clg EIR = 0.2557, Supply Fan W/cfm = 0.379; no Econo; 1-spd Fan |  |  |  | Available |  | 0 | 0 |  | ErRul |  | HVAC-airAC | D08-NE-HVAC-airAC-Pkg-lt65kBtuh3phs-12p0seer | None | 2014-07-01 | 2014-12-31 | DEER |  |  |  |  | Standard |  | 1 | 1 | 0 | Deemed Ex Ante Team |  |  |  | Updated to indicate claim/filing status
115 | R-In-LEDFixt-1(26w)-dWP50-dWC36 | Residential Indoor General Lighting: LED Fixture replaces pre-existing standard lighting Wattage. Measure includes Code case. | DEER2017 | Staff Disposition | 2020-11-24 16:30 | Res-Iltg-dWatt-CFL | NonDEER | Scaled | BaseRatio | 0 | 0 | None |  | 0 |  | 1 | Res | Any | Lighting | InGen-CFL | Ltg_Fixture | LED_fixt |  | ILtg-Res-LED-50000hr+12yr | LED A19 Basecase, Total Watts = 2.96 x Msr Watts | LED Fixture Basecase, Total Watts = 2.42 x Msr Watts | LED fixture: Any type of housing Fixture Type, 1100 min lm; Total Watts = 26 | LEDratio0296 | LEDratio0242 | LEDFixt-1(26w) | Available | From LED WRR Disposition July 2016 | 0 | 0 | LED-WRR-WorkpaperDisposition_22Jul2016-Final.docx | ErRobNc |  | LtgFixture-Default |  | None | 2017-01-01 | 2019-12-31 | InEA_modVal | LT-81294 |  |  |  | Standard | Expires 12/31/2019 due to DEER2020 revised impacts and peak demand definition | 1 | 1 | 0 | Deemed Ex Ante Team |  | Expires 12/31/2019 due to DEER2020 revised impacts and peak demand definition |  | Updated to indicate claim/filing status
116 | NE-HVAC-airAC-Pkg-lt55kBtuh-14p0seer | Pkg AC SEER = 14.0 (< 55 kBTUh), EER = 12.04, Clg EIR = 0.2456, Supply Fan W/cfm = 0.306; no Econo; 1-spd Fan | DEER2014 | D13 v1.0 | 2020-11-24 16:30 | NE-HVAC-airAC-Pkg-lt55kBtuh-14p0seer | DEER | Standard | None | 0 | 0 | None |  | 0 |  | 0 | Com | Any | HVAC | SpaceCool | dxAC_equip | pkgSEER |  | HVAC-airAC | Pkg AC SEER (< 55 kBtuh), Clg EIR and Indoor W/cfm based on vintage | Pkg AC SEER = 13.0 (< 55 kBtuh), EER = 11.06, Clg EIR = 0.2557, Supply Fan W/cfm = 0.379; no Econo; 1-spd Fan | Pkg AC SEER = 14.0 (< 55 kBtuh), EER = 12.04, Clg EIR = 0.2456, Supply Fan W/cfm = 0.306; no Econo; 1-spd Fan |  |  |  | Available |  | 0 | 0 |  | ErRul |  | HVAC-airAC | D08-NE-HVAC-airAC-Pkg-lt65kBtuh3phs-13p0seer | None | 2014-07-01 | 2014-12-31 | DEER |  |  |  |  | Standard |  | 1 | 1 | 0 | Deemed Ex Ante Team |  |  |  | Updated to indicate claim/filing status
116 | R-In-LEDFixt-1(35w)-dWP68-dWC49 | Residential Indoor General Lighting: LED Fixture replaces pre-existing standard lighting Wattage. Measure includes Code case. | DEER2017 | Staff Disposition | 2020-11-24 16:30 | Res-Iltg-dWatt-CFL | NonDEER | Scaled | BaseRatio | 0 | 0 | None |  | 0 |  | 1 | Res | Any | Lighting | InGen-CFL | Ltg_Fixture | LED_fixt |  | ILtg-Res-LED-50000hr+12yr | LED A19 Basecase, Total Watts = 2.96 x Msr Watts | LED Fixture Basecase, Total Watts = 2.42 x Msr Watts | LED fixture: Any type of housing Fixture Type, 1620 min lm; Total Watts = 35 | LEDratio0296 | LEDratio0242 | LEDFixt-1(35w) | Available | From LED WRR Disposition July 2016 | 0 | 0 | LED-WRR-WorkpaperDisposition_22Jul2016-Final.docx | ErRobNc |  | LtgFixture-Default |  | None | 2017-01-01 | 2019-12-31 | InEA_modVal | LT-52455 |  |  |  | Standard | Expires 12/31/2019 due to DEER2020 revised impacts and peak demand definition | 1 | 1 | 0 | Deemed Ex Ante Team |  | Expires 12/31/2019 due to DEER2020 revised impacts and peak demand definition |  | Updated to indicate claim/filing status
117 | HA82 | PTAC/PTHP/Split AC Controller | ExAnte2016 | IOU workpaper | 2020-11-24 16:30 | HA82 | NonDEER | Standard |  | 0 | 0 |  |  | 0 |  | 0 | Com | PGE | HVAC | HeatCool | HV_Tech | TStat |  | HVAC-PTACCtrl | no occupancy controls | occupancy controls required for new constructions | PTAC/PTHP Controller- occupancy controls on PTAC/PTHP |  |  |  | Available |  | 0 | 0 | PGE3PHVC149-R2 |  |  | HVAC-PTACCtrl |  | None | 2016-01-01 | 2019-12-31 | NotInEA |  | HA82 |  |  | Standard | added based on interim approved workpapers; | 1 | 1 | 0 | Deemed Ex Ante Team |  | added based on interim approved workpapers; |  | Updated to indicate claim/filing status
117 | NE-HVAC-airAC-Pkg-lt65kBtuh-13p0seer | Pkg AC SEER = 13.0 (< 65 kBtuh), EER = 11.06, Clg EIR = 0.2557, Supply Fan W/cfm = 0.379 | DEER2011 | D11 v4.00 | 2020-11-24 16:30 | NE-HVAC-airAC-Pkg-lt65kBtuh-13p0seer | DEER | Standard | None |  |  | None |  | 0 |  | 0 | Com | Any | HVAC | SpaceCool | dxAC_equip | pkgSEER |  | HVAC-airAC | multiple base efficiency levels used, example: Pkg AC SEER = 13.00; EER = 11.06; Clg EIR = 0.256; Indoor W/cfm = 0.379; no econo | Pkg AC SEER = 13.00; EER = 11.06; Clg EIR = 0.256; Supply Fan W/cfm = 0.379; no econo | Pkg AC SEER = 13.0 (< 65 kBtuh), EER = 11.06, Clg EIR = 0.2557, Supply Fan W/cfm = 0.379 | dxAC-pkgS-lt65k | dxAC-pkgS-lt65k-13 | dxAC-pkgS-lt65k-13 | Available |  | 0 | 0 |  | ErRul |  | HVAC-airAC | D08-NE-HVAC-airAC-Pkg-lt65kBtuh1phs-13p0seer | None | 2013-01-01 | 2014-06-30 | DEER |  |  |  |  | Standard |  | 1 | 1 | 0 | Deemed Ex Ante Team |  |  |  | Updated to indicate claim/filing status
117 | R-In-LEDFixt-1(37w)-dWP72-dWC52 | Residential Indoor General Lighting: LED Fixture replaces pre-existing standard lighting Wattage. Measure includes Code case. | DEER2017 | Staff Disposition | 2020-11-24 16:30 | Res-Iltg-dWatt-CFL | NonDEER | Scaled | BaseRatio | 0 | 0 | None |  | 0 |  | 1 | Res | Any | Lighting | InGen-CFL | Ltg_Fixture | LED_fixt |  | ILtg-Res-LED-50000hr+12yr | LED A19 Basecase, Total Watts = 2.96 x Msr Watts | LED Fixture Basecase, Total Watts = 2.42 x Msr Watts | LED fixture: Any type of housing Fixture Type, 1520 min lm; Total Watts = 37 | LEDratio0296 | LEDratio0242 | LEDFixt-1(37w) | Available | From LED WRR Disposition July 2016 | 0 | 0 | LED-WRR-WorkpaperDisposition_22Jul2016-Final.docx | ErRobNc |  | LtgFixture-Default |  | None | 2017-01-01 | 2019-12-31 | InEA_modVal | LT-89839 |  |  |  | Standard | Expires 12/31/2019 due to DEER2020 revised impacts and peak demand definition | 1 | 1 | 0 | Deemed Ex Ante Team |  | Expires 12/31/2019 due to DEER2020 revised impacts and peak demand definition |  | Updated to indicate claim/filing status
118 | LC109 | InGen-LF_LmpBlst-LED Luminaire in Walk-in Cooler: 32W to 24W | ExAnte2016 | IOU workpaper | 2020-11-24 16:30 | LC109 | IOU-Deemed | Standard |  | 0 | 0 |  |  | 0 |  | 0 | Com | PGE | Lighting | InGen | Ltg_Lmp+Blst | LF_LmpBlst |  | GrocDisp-FixtLtg-LED |  | LED Luminaire in Walk-in Cooler: 32W | LED Luminaire in Walk-in Cooler: 24W |  |  |  | Available |  | 0 | 0 | PGE3PLTG171-R2 |  |  | GrocDisp-FixtLtg-LED |  | None | 2016-01-01 | 2018-12-31 | NotInEA |  | LC109 |  |  | Standard | Expires 12/31/2018 due to revised DEER2019 code/ISP baseline | 1 | 1 | 0 | Deemed Ex Ante Team |  | Expires 12/31/2018 due to revised DEER2019 code/ISP baseline |  | Updated to indicate claim/filing status
118 | NE-HVAC-airAC-Pkg-lt65kBtuh-14p0seer | Pkg AC SEER = 14.0 (< 65 kBtuh), EER = 12.04, Clg EIR = 0.2456, Supply Fan W/cfm = 0.306 | DEER2011 | D11 v4.00 | 2020-11-24 16:30 | NE-HVAC-airAC-Pkg-lt65kBtuh-14p0seer | DEER | Standard | None |  |  | None |  | 0 |  | 0 | Com | Any | HVAC | SpaceCool | dxAC_equip | pkgSEER |  | HVAC-airAC | multiple base efficiency levels used, example: Pkg AC SEER = 13.00; EER = 11.06; Clg EIR = 0.256; Indoor W/cfm = 0.379; no econo | Pkg AC SEER = 13.00; EER = 11.06; Clg EIR = 0.256; Supply Fan W/cfm = 0.379; no econo | Pkg AC SEER = 14.0 (< 65 kBtuh), EER = 12.04, Clg EIR = 0.2456, Supply Fan W/cfm = 0.306 | dxAC-pkgS-lt65k | dxAC-pkgS-lt65k-13 | dxAC-pkgS-lt65k-14 | Available |  | 0 | 0 |  | ErRobNc |  | HVAC-airAC | D08-NE-HVAC-airAC-Pkg-lt65kBtuh1phs-14p0seer | None | 2013-01-01 | 2014-06-30 | DEER |  |  |  |  | Standard |  | 1 | 1 | 0 | Deemed Ex Ante Team |  |  |  | Updated to indicate claim/filing status
118 | R-In-LEDFixt-2(13w)-dWP25-dWC18 | Residential Indoor General Lighting: LED Fixture replaces pre-existing standard lighting Wattage. Measure includes Code case. | DEER2017 | Staff Disposition | 2020-11-24 16:30 | Res-Iltg-dWatt-CFL | NonDEER | Scaled | BaseRatio | 0 | 0 | None |  | 0 |  | 1 | Res | Any | Lighting | InGen-CFL | Ltg_Fixture | LED_fixt |  | ILtg-Res-LED-50000hr+12yr | LED A19 Basecase, Total Watts = 2.96 x Msr Watts | LED Fixture Basecase, Total Watts = 2.42 x Msr Watts | LED fixture: Any type of housing Fixture Type; Total Watts = 13 | LEDratio0296 | LEDratio0242 | LEDFixt-2(13w) | Available | From LED WRR Disposition July 2016 | 0 | 0 | LED-WRR-WorkpaperDisposition_22Jul2016-Final.docx | ErRobNc |  | LtgFixture-Default |  | None | 2017-01-01 | 2019-12-31 | InEA_modVal |  |  |  |  | Standard | Expires 12/31/2019 due to DEER2020 revised impacts and peak demand definition | 1 | 1 | 0 | Deemed Ex Ante Team |  | Expires 12/31/2019 due to DEER2020 revised impacts and peak demand definition |  | Updated to indicate claim/filing status
119 | LL51 | InGen-LF_LmpBlst-LED Luminaire in Walk-in Freezer: 32W to 24W | ExAnte2016 | IOU workpaper | 2020-11-24 16:30 | LL51 | IOU-Deemed | Standard |  | 0 | 0 |  |  | 0 |  | 0 | Com | PGE | Lighting | InGen | Ltg_Lmp+Blst | LF_LmpBlst |  | GrocDisp-FixtLtg-LED |  | LED Luminaire in Walk-in Freezer: 32W | LED Luminaire in Walk-in Freezer: 24W |  |  |  | Available |  | 0 | 0 | PGE3PLTG171-R2 |  |  | GrocDisp-FixtLtg-LED |  | None | 2016-01-01 | 2018-12-31 | NotInEA |  | LL51 |  |  | Standard | Expires 12/31/2018 due to revised DEER2019 code/ISP baseline | 1 | 1 | 0 | Deemed Ex Ante Team |  | Expires 12/31/2018 due to revised DEER2019 code/ISP baseline |  | Updated to indicate claim/filing status
119 | NE-HVAC-airAC-Pkg-lt65kBtuh3phs-12p0seer | Pkg AC SEER = 12.0 (< 65 kBtuh, 3ph), EER = 10.21, Clg EIR = 0.2761, Supply Fan W/cfm = 0.409 | DEER2011 | D11 v4.01 | 2020-11-24 16:30 | NE-HVAC-airAC-Pkg-lt65kBtuh3phs-12p0seer | DEER | Standard | None |  |  | None |  | 0 |  | 0 | Com | Any | HVAC | SpaceCool | dxAC_equip | pkgSEER |  | HVAC-airAC | multiple base efficiency levels used, example: Pkg AC SEER = 9.70; EER = 9.22; Clg EIR = 0.306; Indoor W/cfm = 0.445794; no econo | Pkg AC SEER = 13.00; EER = 11.06; Clg EIR = 0.256; Supply Fan W/cfm = 0.379; no econo | Pkg AC SEER = 12.0 (< 65 kBtuh, 3ph), EER = 10.21, Clg EIR = 0.2761, Supply Fan W/cfm = 0.409 |  |  |  | Available | Code/Standard baseline technology description updated on 12/5/2011, Energy Impacts not affected | 0 | 0 |  | ErRul |  | HVAC-airAC | D08-NE-HVAC-airAC-Pkg-lt65kBtuh3phs-12p0seer | None | 2013-01-01 | 2014-06-30 | DEER |  |  |  |  | Standard |  | 1 | 1 | 0 | Deemed Ex Ante Team |  |  |  | Updated to indicate claim/filing status
119 | R-In-LEDFixt-2(24w)-dWP47-dWC34 | Residential Indoor General Lighting: LED Fixture replaces pre-existing standard lighting Wattage. Measure includes Code case. | DEER2017 | Staff Disposition | 2020-11-24 16:30 | Res-Iltg-dWatt-CFL | NonDEER | Scaled | BaseRatio | 0 | 0 | None |  | 0 |  | 1 | Res | Any | Lighting | InGen-CFL | Ltg_Fixture | LED_fixt |  | ILtg-Res-LED-50000hr+12yr | LED A19 Basecase, Total Watts = 2.96 x Msr Watts | LED Fixture Basecase, Total Watts = 2.42 x Msr Watts | LED fixture: Any type of housing Fixture Type; Total Watts = 24 | LEDratio0296 | LEDratio0242 | LEDFixt-2(24w) | Available | From LED WRR Disposition July 2016 | 0 | 0 | LED-WRR-WorkpaperDisposition_22Jul2016-Final.docx | ErRobNc |  | LtgFixture-Default |  | None | 2017-01-01 | 2019-12-31 | InEA_modVal | LT-51055 |  |  |  | Standard | Expires 12/31/2019 due to DEER2020 revised impacts and peak demand definition | 1 | 1 | 0 | Deemed Ex Ante Team |  | Expires 12/31/2019 due to DEER2020 revised impacts and peak demand definition |  | Updated to indicate claim/filing status
120 | LL52 | InGen-LF_LmpBlst-LED Luminaire in Walk-in Cooler: 60W to 38W | ExAnte2016 | IOU workpaper | 2020-11-24 16:30 | LL52 | IOU-Deemed | Standard |  | 0 | 0 |  |  | 0 |  | 0 | Com | PGE | Lighting | InGen | Ltg_Lmp+Blst | LF_LmpBlst |  | GrocDisp-FixtLtg-LED |  | LED Luminaire in Walk-in Cooler: 60W | LED Luminaire in Walk-in Cooler: 38W |  |  |  | Available |  | 0 | 0 | PGE3PLTG171-R2 |  |  | GrocDisp-FixtLtg-LED |  | None | 2016-01-01 | 2018-12-31 | NotInEA |  | LL52 |  |  | Standard | Expires 12/31/2018 due to revised DEER2019 code/ISP baseline | 1 | 1 | 0 | Deemed Ex Ante Team |  | Expires 12/31/2018 due to revised DEER2019 code/ISP baseline |  | Updated to indicate claim/filing status
120 | NE-HVAC-airAC-Pkg-lt65kBtuh3phs-13p0seer | Pkg AC SEER = 13.0 (< 65 kBtuh, 3ph), EER = 11.06, Clg EIR = 0.2557, Supply Fan W/cfm = 0.379 | DEER2011 | D11 v4.01 | 2020-11-24 16:30 | NE-HVAC-airAC-Pkg-lt65kBtuh3phs-13p0seer | DEER | Standard | None |  |  | None |  | 0 |  | 0 | Com | Any | HVAC | SpaceCool | dxAC_equip | pkgSEER |  | HVAC-airAC | multiple base efficiency levels used, example: Pkg AC SEER = 9.70; EER = 9.22; Clg EIR = 0.306; Indoor W/cfm = 0.445794; no econo | Pkg AC SEER = 13.00; EER = 11.06; Clg EIR = 0.256; Supply Fan W/cfm = 0.379; no econo | Pkg AC SEER = 13.0 (< 65 kBtuh, 3ph), EER = 11.06, Clg EIR = 0.2557, Supply Fan W/cfm = 0.379 |  |  |  | Available | Code/Standard baseline technology description updated on 12/5/2011, Energy Impacts not affected | 0 | 0 |  | ErRul |  | HVAC-airAC | D08-NE-HVAC-airAC-Pkg-lt65kBtuh3phs-13p0seer | None | 2013-01-01 | 2014-06-30 | DEER |  |  |  |  | Standard |  | 1 | 1 | 0 | Deemed Ex Ante Team |  |  |  | Updated to indicate claim/filing status
120 | R-In-LEDFixt-2(25w)-dWP49-dWC35 | Residential Indoor General Lighting: LED Fixture replaces pre-existing standard lighting Wattage. Measure includes Code case. | DEER2017 | Staff Disposition | 2020-11-24 16:30 | Res-Iltg-dWatt-CFL | NonDEER | Scaled | BaseRatio | 0 | 0 | None |  | 0 |  | 1 | Res | Any | Lighting | InGen-CFL | Ltg_Fixture | LED_fixt |  | ILtg-Res-LED-50000hr+12yr | LED A19 Basecase, Total Watts = 2.96 x Msr Watts | LED Fixture Basecase, Total Watts = 2.42 x Msr Watts | LED fixture: Any type of housing Fixture Type; Total Watts = 25 | LEDratio0296 | LEDratio0242 | LEDFixt-2(25w) | Available | From LED WRR Disposition July 2016 | 0 | 0 | LED-WRR-WorkpaperDisposition_22Jul2016-Final.docx | ErRobNc |  | LtgFixture-Default |  | None | 2017-01-01 | 2019-12-31 | InEA_modVal | LT-62270 |  |  |  | Standard | Expires 12/31/2019 due to DEER2020 revised impacts and peak demand definition | 1 | 1 | 0 | Deemed Ex Ante Team |  | Expires 12/31/2019 due to DEER2020 revised impacts and peak demand definition |  | Updated to indicate claim/filing status
121 | LL53 | InGen-LF_LmpBlst-LED Luminaire in Walk-in Freezer: 60W to 38W | ExAnte2016 | IOU workpaper | 2020-11-24 16:30 | LL53 | IOU-Deemed | Standard |  | 0 | 0 |  |  | 0 |  | 0 | Com | PGE | Lighting | InGen | Ltg_Lmp+Blst | LF_LmpBlst |  | GrocDisp-FixtLtg-LED |  | LED Luminaire in Walk-in Freezer: 60W | LED Luminaire in Walk-in Freezer: 38W |  |  |  | Available |  | 0 | 0 | PGE3PLTG171-R2 |  |  | GrocDisp-FixtLtg-LED |  | None | 2016-01-01 | 2018-12-31 | NotInEA |  | LL53 |  |  | Standard | Expires 12/31/2018 due to revised DEER2019 code/ISP baseline | 1 | 1 | 0 | Deemed Ex Ante Team |  | Expires 12/31/2018 due to revised DEER2019 code/ISP baseline |  | Updated to indicate claim/filing status
121 | NE-HVAC-airAC-Pkg-lt65kBtuh3phs-14p0seer | Pkg AC SEER = 14.0 (< 65 kBtuh, 3ph), EER = 12.04, Clg EIR = 0.2456, Supply Fan W/cfm = 0.306 | DEER2011 | D11 v4.01 | 2020-11-24 16:30 | NE-HVAC-airAC-Pkg-lt65kBtuh3phs-14p0seer | DEER | Standard | None |  |  | None |  | 0 |  | 0 | Com | Any | HVAC | SpaceCool | dxAC_equip | pkgSEER |  | HVAC-airAC | multiple base efficiency levels used, example: Pkg AC SEER = 9.70; EER = 9.22; Clg EIR = 0.306; Indoor W/cfm = 0.445794; no econo | Pkg AC SEER = 13.00; EER = 11.06; Clg EIR = 0.256; Supply Fan W/cfm = 0.379; no econo | Pkg AC SEER = 14.0 (< 65 kBtuh, 3ph), EER = 12.04, Clg EIR = 0.2456, Supply Fan W/cfm = 0.306 |  |  |  | Available | Code/Standard baseline technology description updated on 12/5/2011, Energy Impacts not affected | 0 | 0 |  | ErRobNc |  | HVAC-airAC | D08-NE-HVAC-airAC-Pkg-lt65kBtuh3phs-14p0seer | None | 2013-01-01 | 2014-06-30 | DEER |  |  |  |  | Standard |  | 1 | 1 | 0 | Deemed Ex Ante Team |  |  |  | Updated to indicate claim/filing status
121 | R-In-LEDFixt-2(3w)-dWP5-dWC4 | Residential Indoor General Lighting: LED Fixture replaces pre-existing standard lighting Wattage. Measure includes Code case. | DEER2017 | Staff Disposition | 2020-11-24 16:30 | Res-Iltg-dWatt-CFL | NonDEER | Scaled | BaseRatio | 0 | 0 | None |  | 0 |  | 1 | Res | Any | Lighting | InGen-CFL | Ltg_Fixture | LED_fixt |  | ILtg-Res-LED-50000hr+12yr | LED A19 Basecase, Total Watts = 2.96 x Msr Watts | LED Fixture Basecase, Total Watts = 2.42 x Msr Watts | LED fixture: Any type of housing Fixture Type; Total Watts = 3 | LEDratio0296 | LEDratio0242 | LEDFixt-2(3w) | Available | From LED WRR Disposition July 2016 | 0 | 0 | LED-WRR-WorkpaperDisposition_22Jul2016-Final.docx | ErRobNc |  | LtgFixture-Default |  | None | 2017-01-01 | 2019-12-31 | InEA_modVal |  |  |  |  | Standard | Expires 12/31/2019 due to DEER2020 revised impacts and peak demand definition | 1 | 1 | 0 | Deemed Ex Ante Team |  | Expires 12/31/2019 due to DEER2020 revised impacts and peak demand definition |  | Updated to indicate claim/filing status
122 | LL54 | InGen-LF_LmpBlst-LED Luminaire in Walk-in Cooler: 75W to 38W | ExAnte2016 | IOU workpaper | 2020-11-24 16:30 | LL54 | IOU-Deemed | Standard |  | 0 | 0 |  |  | 0 |  | 0 | Com | PGE | Lighting | InGen | Ltg_Lmp+Blst | LF_LmpBlst |  | GrocDisp-FixtLtg-LED |  | LED Luminaire in Walk-in Cooler: 75W | LED Luminaire in Walk-in Cooler: 38W |  |  |  | Available |  | 0 | 0 | PGE3PLTG171-R2 |  |  | GrocDisp-FixtLtg-LED |  | None | 2016-01-01 | 2018-12-31 | NotInEA |  | LL54 |  |  | Standard | Expires 12/31/2018 due to revised DEER2019 code/ISP baseline | 1 | 1 | 0 | Deemed Ex Ante Team |  | Expires 12/31/2018 due to revised DEER2019 code/ISP baseline |  | Updated to indicate claim/filing status
122 | NE-HVAC-airAC-Pkg-55to64kBtuh-13p0seer | Pkg AC SEER = 13.0 (55-64 kBTUh), EER = 11.06, Clg EIR = 0.2557, Supply Fan W/cfm = 0.379; no Econo; 2-spd Fan | DEER2014 | D13 v1.0 | 2020-11-24 16:30 | NE-HVAC-airAC-Pkg-55to64kBtuh-13p0seer | DEER | Standard | None | 0 | 0 | None |  | 0 |  | 0 | Com | Any | HVAC | SpaceCool | dxAC_equip | pkgSEER |  | HVAC-airAC | Pkg AC SEER (55-64 kBtuh), Clg EIR and Indoor W/cfm based on vintage | Pkg AC SEER = 13.0 (55-64 kBtuh), EER = 11.06, Clg EIR = 0.2557, Supply Fan W/cfm = 0.379; w/Econo; 2-spd Fan | Pkg AC SEER = 13.0 (55-64 kBtuh), EER = 11.06, Clg EIR = 0.2557, Supply Fan W/cfm = 0.379; w/Econo; 2-spd Fan |  |  |  | Available |  | 0 | 0 |  | ErRul |  | HVAC-airAC | D08-NE-HVAC-airAC-Pkg-lt65kBtuh1phs-13p0seer | None | 2014-07-01 | 2014-12-31 | DEER |  |  |  |  | Standard |  | 1 | 1 | 0 | Deemed Ex Ante Team |  |  |  | Updated to indicate claim/filing status
122 | R-In-LEDFixt-3(15w)-dWP29-dWC21 | Residential Indoor General Lighting: LED Fixture replaces pre-existing standard lighting Wattage. Measure includes Code case. | DEER2017 | Staff Disposition | 2020-11-24 16:30 | Res-Iltg-dWatt-CFL | NonDEER | Scaled | BaseRatio | 0 | 0 | None |  | 0 |  | 1 | Res | Any | Lighting | InGen-CFL | Ltg_Fixture | LED_fixt |  | ILtg-Res-LED-50000hr+12yr | LED A19 Basecase, Total Watts = 2.96 x Msr Watts | LED Fixture Basecase, Total Watts = 2.42 x Msr Watts | LED fixture: Any type of housing Fixture Type; Total Watts = 15 | LEDratio0296 | LEDratio0242 | LEDFixt-3(15w) | Available | From LED WRR Disposition July 2016 | 0 | 0 | LED-WRR-WorkpaperDisposition_22Jul2016-Final.docx | ErRobNc |  | LtgFixture-Default |  | None | 2017-01-01 | 2019-12-31 | InEA_modVal | LT-52657 |  |  |  | Standard | Expires 12/31/2019 due to DEER2020 revised impacts and peak demand definition | 1 | 1 | 0 | Deemed Ex Ante Team |  | Expires 12/31/2019 due to DEER2020 revised impacts and peak demand definition |  | Updated to indicate claim/filing status
123 | LL55 | InGen-LF_LmpBlst-LED Luminaire in Walk-in Freezer: 75W to 38W | ExAnte2016 | IOU workpaper | 2020-11-24 16:30 | LL55 | IOU-Deemed | Standard |  | 0 | 0 |  |  | 0 |  | 0 | Com | PGE | Lighting | InGen | Ltg_Lmp+Blst | LF_LmpBlst |  | GrocDisp-FixtLtg-LED |  | LED Luminaire in Walk-in Freezer: 75W | LED Luminaire in Walk-in Freezer: 38W |  |  |  | Available |  | 0 | 0 | PGE3PLTG171-R2 |  |  | GrocDisp-FixtLtg-LED |  | None | 2016-01-01 | 2018-12-31 | NotInEA |  | LL55 |  |  | Standard | Expires 12/31/2018 due to revised DEER2019 code/ISP baseline | 1 | 1 | 0 | Deemed Ex Ante Team |  | Expires 12/31/2018 due to revised DEER2019 code/ISP baseline |  | Updated to indicate claim/filing status
123 | NE-HVAC-airAC-Pkg-55to64kBtuh-14p0seer | Pkg AC SEER = 14.0 (55-64 kBTUh), EER = 12.04, Clg EIR = 0.2456, Supply Fan W/cfm = 0.306; no Econo; 2-spd Fan | DEER2014 | D13 v1.0 | 2020-11-24 16:30 | NE-HVAC-airAC-Pkg-55to64kBtuh-14p0seer | DEER | Standard | None | 0 | 0 | None |  | 0 |  | 0 | Com | Any | HVAC | SpaceCool | dxAC_equip | pkgSEER |  | HVAC-airAC | Pkg AC SEER (55-64 kBtuh), Clg EIR and Indoor W/cfm based on vintage | Pkg AC SEER = 13.0 (55-64 kBtuh), EER = 11.06, Clg EIR = 0.2557, Supply Fan W/cfm = 0.379; w/Econo; 2-spd Fan | Pkg AC SEER = 14.0 (55-64 kBtuh), EER = 12.04, Clg EIR = 0.2456, Supply Fan W/cfm = 0.306; w/Econo; 2-spd Fan |  |  |  | Available |  | 0 | 0 |  | ErRobNc |  | HVAC-airAC | D08-NE-HVAC-airAC-Pkg-lt65kBtuh1phs-14p0seer | None | 2014-07-01 | 2014-12-31 | DEER |  |  |  |  | Standard |  | 1 | 1 | 0 | Deemed Ex Ante Team |  |  |  | Updated to indicate claim/filing status
123 | R-In-LEDFixt-3(18w)-dWP35-dWC25 | Residential Indoor General Lighting: LED Fixture replaces pre-existing standard lighting Wattage. Measure includes Code case. | DEER2017 | Staff Disposition | 2020-11-24 16:30 | Res-Iltg-dWatt-CFL | NonDEER | Scaled | BaseRatio | 0 | 0 | None |  | 0 |  | 1 | Res | Any | Lighting | InGen-CFL | Ltg_Fixture | LED_fixt |  | ILtg-Res-LED-50000hr+12yr | LED A19 Basecase, Total Watts = 2.96 x Msr Watts | LED Fixture Basecase, Total Watts = 2.42 x Msr Watts | LED fixture: Any type of housing Fixture Type; Total Watts = 18 | LEDratio0296 | LEDratio0242 | LEDFixt-3(18w) | Available | From LED WRR Disposition July 2016 | 0 | 0 | LED-WRR-WorkpaperDisposition_22Jul2016-Final.docx | ErRobNc |  | LtgFixture-Default |  | None | 2017-01-01 | 2019-12-31 | InEA_modVal | LT-51718 |  |  |  | Standard | Expires 12/31/2019 due to DEER2020 revised impacts and peak demand definition | 1 | 1 | 0 | Deemed Ex Ante Team |  | Expires 12/31/2019 due to DEER2020 revised impacts and peak demand definition |  | Updated to indicate claim/filing status
124 | LL56 | InGen-LF_LmpBlst-LED Luminaire in Walk-in Cooler: 100W to 38W | ExAnte2016 | IOU workpaper | 2020-11-24 16:30 | LL56 | IOU-Deemed | Standard |  | 0 | 0 |  |  | 0 |  | 0 | Com | PGE | Lighting | InGen | Ltg_Lmp+Blst | LF_LmpBlst |  | GrocDisp-FixtLtg-LED |  | LED Luminaire in Walk-in Cooler: 100W | LED Luminaire in Walk-in Cooler: 38W |  |  |  | Available |  | 0 | 0 | PGE3PLTG171-R2 |  |  | GrocDisp-FixtLtg-LED |  | None | 2016-01-01 | 2018-12-31 | NotInEA |  | LL56 |  |  | Standard | Expires 12/31/2018 due to revised DEER2019 code/ISP baseline | 1 | 1 | 0 | Deemed Ex Ante Team |  | Expires 12/31/2018 due to revised DEER2019 code/ISP baseline |  | Updated to indicate claim/filing status
124 | NE-HVAC-airAC-Split-lt55kBtuh-13p0seer | Split AC SEER = 13.0 (< 55 kBTUh), EER = 11.06, Clg EIR = 0.2557, Supply Fan W/cfm = 0.379; no Econo; 1-spd Fan | DEER2014 | D13 v1.0 | 2020-11-24 16:30 | NE-HVAC-airAC-Split-lt55kBtuh-13p0seer | DEER | Standard | None | 0 | 0 | None |  | 0 |  | 0 | Com | Any | HVAC | SpaceCool | dxAC_equip | spltSEER |  | HVAC-airAC | Split AC SEER (< 55 kBtuh), Clg EIR and Indoor W/cfm based on vintage | Split AC SEER = 13.0 (< 55 kBtuh), EER = 11.06, Clg EIR = 0.2557, Supply Fan W/cfm = 0.379; no Econo; 1-spd Fan | Split AC SEER = 13.0 (< 55 kBtuh), EER = 11.06, Clg EIR = 0.2557, Supply Fan W/cfm = 0.379; no Econo; 1-spd Fan |  |  |  | Available |  | 0 | 0 |  | ErRul |  | HVAC-airAC | D08-NE-HVAC-airAC-Split-lt65kBtuh3phs-12p0seer | None | 2014-07-01 | 2014-12-31 | DEER |  |  |  |  | Standard |  | 1 | 1 | 0 | Deemed Ex Ante Team |  |  |  | Updated to indicate claim/filing status
124 | R-In-LEDFixt-3(19w)-dWP37-dWC26 | Residential Indoor General Lighting: LED Fixture replaces pre-existing standard lighting Wattage. Measure includes Code case. | DEER2017 | Staff Disposition | 2020-11-24 16:30 | Res-Iltg-dWatt-CFL | NonDEER | Scaled | BaseRatio | 0 | 0 | None |  | 0 |  | 1 | Res | Any | Lighting | InGen-CFL | Ltg_Fixture | LED_fixt |  | ILtg-Res-LED-50000hr+12yr | LED A19 Basecase, Total Watts = 2.96 x Msr Watts | LED Fixture Basecase, Total Watts = 2.42 x Msr Watts | LED fixture: Any type of housing Fixture Type; Total Watts = 19 | LEDratio0296 | LEDratio0242 | LEDFixt-3(19w) | Available | From LED WRR Disposition July 2016 | 0 | 0 | LED-WRR-WorkpaperDisposition_22Jul2016-Final.docx | ErRobNc |  | LtgFixture-Default |  | None | 2017-01-01 | 2019-12-31 | InEA_modVal | LT-67611 |  |  |  | Standard | Expires 12/31/2019 due to DEER2020 revised impacts and peak demand definition | 1 | 1 | 0 | Deemed Ex Ante Team |  | Expires 12/31/2019 due to DEER2020 revised impacts and peak demand definition |  | Updated to indicate claim/filing status
125 | LL57 | InGen-LF_LmpBlst-LED Luminaire in Walk-in Freezer: 100W to 38W | ExAnte2016 | IOU workpaper | 2020-11-24 16:30 | LL57 | IOU-Deemed | Standard |  | 0 | 0 |  |  | 0 |  | 0 | Com | PGE | Lighting | InGen | Ltg_Lmp+Blst | LF_LmpBlst |  | GrocDisp-FixtLtg-LED |  | LED Luminaire in Walk-in Freezer: 100W | LED Luminaire in Walk-in Freezer: 38W |  |  |  | Available |  | 0 | 0 | PGE3PLTG171-R2 |  |  | GrocDisp-FixtLtg-LED |  | None | 2016-01-01 | 2018-12-31 | NotInEA |  | LL57 |  |  | Standard | Expires 12/31/2018 due to revised DEER2019 code/ISP baseline | 1 | 1 | 0 | Deemed Ex Ante Team |  | Expires 12/31/2018 due to revised DEER2019 code/ISP baseline |  | Updated to indicate claim/filing status
125 | NE-HVAC-airAC-Split-lt55kBtuh-14p0seer | Split AC SEER = 14.0 (< 55 kBTUh), EER = 12.04, Clg EIR = 0.2456, Supply Fan W/cfm = 0.306; no Econo; 1-spd Fan | DEER2014 | D13 v1.0 | 2020-11-24 16:30 | NE-HVAC-airAC-Split-lt55kBtuh-14p0seer | DEER | Standard | None | 0 | 0 | None |  | 0 |  | 0 | Com | Any | HVAC | SpaceCool | dxAC_equip | spltSEER |  | HVAC-airAC | Split AC SEER (< 55 kBtuh), Clg EIR and Indoor W/cfm based on vintage | Split AC SEER = 13.0 (< 55 kBtuh), EER = 11.06, Clg EIR = 0.2557, Supply Fan W/cfm = 0.379; no Econo; 1-spd Fan | Split AC SEER = 14.0 (< 55 kBtuh), EER = 12.04, Clg EIR = 0.2456, Supply Fan W/cfm = 0.306; no Econo; 1-spd Fan |  |  |  | Available |  | 0 | 0 |  | ErRul |  | HVAC-airAC | D08-NE-HVAC-airAC-Split-lt65kBtuh3phs-13p0seer | None | 2014-07-01 | 2014-12-31 | DEER |  |  |  |  | Standard |  | 1 | 1 | 0 | Deemed Ex Ante Team |  |  |  | Updated to indicate claim/filing status
125 | R-In-LEDFixt-3(21w)-dWP41-dWC29 | Residential Indoor General Lighting: LED Fixture replaces pre-existing standard lighting Wattage. Measure includes Code case. | DEER2017 | Staff Disposition | 2020-11-24 16:30 | Res-Iltg-dWatt-CFL | NonDEER | Scaled | BaseRatio | 0 | 0 | None |  | 0 |  | 1 | Res | Any | Lighting | InGen-CFL | Ltg_Fixture | LED_fixt |  | ILtg-Res-LED-50000hr+12yr | LED A19 Basecase, Total Watts = 2.96 x Msr Watts | LED Fixture Basecase, Total Watts = 2.42 x Msr Watts | LED fixture: Any type of housing Fixture Type; Total Watts = 21 | LEDratio0296 | LEDratio0242 | LEDFixt-3(21w) | Available | From LED WRR Disposition July 2016 | 0 | 0 | LED-WRR-WorkpaperDisposition_22Jul2016-Final.docx | ErRobNc |  | LtgFixture-Default |  | None | 2017-01-01 | 2019-12-31 | InEA_modVal | LT-64406 |  |  |  | Standard | Expires 12/31/2019 due to DEER2020 revised impacts and peak demand definition | 1 | 1 | 0 | Deemed Ex Ante Team |  | Expires 12/31/2019 due to DEER2020 revised impacts and peak demand definition |  | Updated to indicate claim/filing status
126 | LL58 | InGen-LF_LmpBlst-LED Luminaire in Walk-in Cooler: 220W to 80W | ExAnte2016 | IOU workpaper | 2020-11-24 16:30 | LL58 | IOU-Deemed | Standard |  | 0 | 0 |  |  | 0 |  | 0 | Com | PGE | Lighting | InGen | Ltg_Lmp+Blst | LF_LmpBlst |  | GrocDisp-FixtLtg-LED |  | LED Luminaire in Walk-in Cooler: 220W | LED Luminaire in Walk-in Cooler: 80W |  |  |  | Available |  | 0 | 0 | PGE3PLTG171-R2 |  |  | GrocDisp-FixtLtg-LED |  | None | 2016-01-01 | 2018-12-31 | NotInEA |  | LL58 |  |  | Standard | Expires 12/31/2018 due to revised DEER2019 code/ISP baseline | 1 | 1 | 0 | Deemed Ex Ante Team |  | Expires 12/31/2018 due to revised DEER2019 code/ISP baseline |  | Updated to indicate claim/filing status
126 | NE-HVAC-airAC-Split-lt65kBtuh-13p0seer | Split AC SEER = 13.0 (< 65 kBtuh), EER = 11.06, Clg EIR = 0.2557, Supply Fan W/cfm = 0.379 | DEER2011 | D11 v4.00 | 2020-11-24 16:30 | NE-HVAC-airAC-Split-lt65kBtuh-13p0seer | DEER | Standard | None |  |  | None |  | 0 |  | 0 | Com | Any | HVAC | SpaceCool | dxAC_equip | spltSEER |  | HVAC-airAC | multiple base efficiency levels used, example: Split AC SEER = 13.00; EER = 11.06; Clg EIR = 0.256; Indoor W/cfm = 0.379; no econo | Split AC SEER = 13.00; EER = 11.06; Clg EIR = 0.256; Supply Fan W/cfm = 0.379; no econo | Split AC SEER = 13.0 (< 65 kBtuh), EER = 11.06, Clg EIR = 0.2557, Supply Fan W/cfm = 0.379 | dxAC-spltS-Air-lt65k | dxAC-spltS-Air-lt65k-13 | dxAC-spltS-Air-lt65k-13 | Available |  | 0 | 0 |  | ErRul |  | HVAC-airAC | D08-NE-HVAC-airAC-Split-lt65kBtuh1phs-13p0seer | None | 2013-01-01 | 2014-06-30 | DEER |  |  |  |  | Standard |  | 1 | 1 | 0 | Deemed Ex Ante Team |  |  |  | Updated to indicate claim/filing status
126 | R-In-LEDFixt-3(8w)-dWP15-dWC11 | Residential Indoor General Lighting: LED Fixture replaces pre-existing standard lighting Wattage. Measure includes Code case. | DEER2017 | Staff Disposition | 2020-11-24 16:30 | Res-Iltg-dWatt-CFL | NonDEER | Scaled | BaseRatio | 0 | 0 | None |  | 0 |  | 1 | Res | Any | Lighting | InGen-CFL | Ltg_Fixture | LED_fixt |  | ILtg-Res-LED-50000hr+12yr | LED A19 Basecase, Total Watts = 2.96 x Msr Watts | LED Fixture Basecase, Total Watts = 2.42 x Msr Watts | LED fixture: Any type of housing Fixture Type; Total Watts = 8 | LEDratio0296 | LEDratio0242 | LEDFixt-3(8w) | Available | From LED WRR Disposition July 2016 | 0 | 0 | LED-WRR-WorkpaperDisposition_22Jul2016-Final.docx | ErRobNc |  | LtgFixture-Default |  | None | 2017-01-01 | 2019-12-31 | InEA_modVal |  |  |  |  | Standard | Expires 12/31/2019 due to DEER2020 revised impacts and peak demand definition | 1 | 1 | 0 | Deemed Ex Ante Team |  | Expires 12/31/2019 due to DEER2020 revised impacts and peak demand definition |  | Updated to indicate claim/filing status
127 | LL59 | InGen-LF_LmpBlst-LED Luminaire in Walk-in Freezer: 220W to 80W | ExAnte2016 | IOU workpaper | 2020-11-24 16:30 | LL59 | IOU-Deemed | Standard |  | 0 | 0 |  |  | 0 |  | 0 | Com | PGE | Lighting | InGen | Ltg_Lmp+Blst | LF_LmpBlst |  | GrocDisp-FixtLtg-LED |  | LED Luminaire in Walk-in Freezer: 220W | LED Luminaire in Walk-in Freezer: 80W |  |  |  | Available |  | 0 | 0 | PGE3PLTG171-R2 |  |  | GrocDisp-FixtLtg-LED |  | None | 2016-01-01 | 2018-12-31 | NotInEA |  | LL59 |  |  | Standard | Expires 12/31/2018 due to revised DEER2019 code/ISP baseline | 1 | 1 | 0 | Deemed Ex Ante Team |  | Expires 12/31/2018 due to revised DEER2019 code/ISP baseline |  | Updated to indicate claim/filing status
127 | NE-HVAC-airAC-Split-lt65kBtuh-14p0seer | Split AC SEER = 14.0 (< 65 kBtuh), EER = 12.04, Clg EIR = 0.2456, Supply Fan W/cfm = 0.306 | DEER2011 | D11 v4.00 | 2020-11-24 16:30 | NE-HVAC-airAC-Split-lt65kBtuh-14p0seer | DEER | Standard | None |  |  | None |  | 0 |  | 0 | Com | Any | HVAC | SpaceCool | dxAC_equip | spltSEER |  | HVAC-airAC | multiple base efficiency levels used, example: Split AC SEER = 13.00; EER = 11.06; Clg EIR = 0.256; Indoor W/cfm = 0.379; no econo | Split AC SEER = 13.00; EER = 11.06; Clg EIR = 0.256; Supply Fan W/cfm = 0.379; no econo | Split AC SEER = 14.0 (< 65 kBtuh), EER = 12.04, Clg EIR = 0.2456, Supply Fan W/cfm = 0.306 | dxAC-spltS-Air-lt65k | dxAC-spltS-Air-lt65k-13 | dxAC-spltS-Air-lt65k-14 | Available |  | 0 | 0 |  | ErRobNc |  | HVAC-airAC | D08-NE-HVAC-airAC-Split-lt65kBtuh1phs-14p0seer | None | 2013-01-01 | 2014-06-30 | DEER |  |  |  |  | Standard |  | 1 | 1 | 0 | Deemed Ex Ante Team |  |  |  | Updated to indicate claim/filing status
127 | R-In-LEDFixt-3(9w)-dWP17-dWC12 | Residential Indoor General Lighting: LED Fixture replaces pre-existing standard lighting Wattage. Measure includes Code case. | DEER2017 | Staff Disposition | 2020-11-24 16:30 | Res-Iltg-dWatt-CFL | NonDEER | Scaled | BaseRatio | 0 | 0 | None |  | 0 |  | 1 | Res | Any | Lighting | InGen-CFL | Ltg_Fixture | LED_fixt |  | ILtg-Res-LED-50000hr+12yr | LED A19 Basecase, Total Watts = 2.96 x Msr Watts | LED Fixture Basecase, Total Watts = 2.42 x Msr Watts | LED fixture: Any type of housing Fixture Type; Total Watts = 9 | LEDratio0296 | LEDratio0242 | LEDFixt-3(9w) | Available | From LED WRR Disposition July 2016 | 0 | 0 | LED-WRR-WorkpaperDisposition_22Jul2016-Final.docx | ErRobNc |  | LtgFixture-Default |  | None | 2017-01-01 | 2019-12-31 | InEA_modVal |  |  |  |  | Standard | Expires 12/31/2019 due to DEER2020 revised impacts and peak demand definition | 1 | 1 | 0 | Deemed Ex Ante Team |  | Expires 12/31/2019 due to DEER2020 revised impacts and peak demand definition |  | Updated to indicate claim/filing status
128 | HA27 | SpaceCool-pkgEER-240-759kBtu/h 11.1 EER or 13.1 IEER | ExAnte2015 | IOU workpaper | 2020-11-24 16:30 | HA27 | NonDEER | Standard |  | 0 | 0 |  |  | 0 |  | 0 | Com | PGE | HVAC | SpaceCool | dxAC_equip | pkgEER |  | HVAC-airAC |  | EER-rated packaged Air Conditioner, Size Range: 240 - 760 kBTU/h, EER = 9.8 (1 spd IEER = 10.4, 2 spd IEER = 11.7), EIR = 0.286, Fan W/CFM = 0.61, two-speed fan, with Econo | 240-759kBtu/h 11.1 EER or 13.1 IEER-High Eff pkg AC |  | dxAC-Com-Pkg-240to760kBTUh-EER9.8-2Spd |  | Available |  | 0 | 0 | PGECOHVC128-R6 |  |  | HVAC-airAC |  | None | 2016-01-01 | 2019-12-31 | NotInEA |  | HA27 |  |  | Standard | added based on interim approved workpapers; | 1 | 1 | 0 | Deemed Ex Ante Team |  | added based on interim approved workpapers; |  | Updated to indicate claim/filing status
128 | NE-HVAC-airAC-Split-lt65kBtuh3phs-12p0seer | Split AC SEER = 12.0 (< 65 kBtuh, 3ph), EER = 10.21, Clg EIR = 0.2761, Supply Fan W/cfm = 0.409 | DEER2011 | D11 v4.01 | 2020-11-24 16:30 | NE-HVAC-airAC-Split-lt65kBtuh3phs-12p0seer | DEER | Standard | None |  |  | None |  | 0 |  | 0 | Com | Any | HVAC | SpaceCool | dxAC_equip | spltSEER |  | HVAC-airAC | multiple base efficiency levels used, example: Split AC SEER = 10.00; EER = 9.50; Clg EIR = 0.297; Indoor W/cfm = 0.433; no econo | Split AC SEER = 13.00; EER = 11.06; Clg EIR = 0.256; Supply Fan W/cfm = 0.379; no econo | Split AC SEER = 12.0 (< 65 kBtuh, 3ph), EER = 10.21, Clg EIR = 0.2761, Supply Fan W/cfm = 0.409 |  |  |  | Available | Code/Standard baseline technology description updated on 12/5/2011, Energy Impacts not affected | 0 | 0 |  | ErRul |  | HVAC-airAC | D08-NE-HVAC-airAC-Split-lt65kBtuh3phs-12p0seer | None | 2013-01-01 | 2014-06-30 | DEER |  |  |  |  | Standard |  | 1 | 1 | 0 | Deemed Ex Ante Team |  |  |  | Updated to indicate claim/filing status
128 | R-In-LEDFixt-4(23w)-dWP45-dWC32 | Residential Indoor General Lighting: LED Fixture replaces pre-existing standard lighting Wattage. Measure includes Code case. | DEER2017 | Staff Disposition | 2020-11-24 16:30 | Res-Iltg-dWatt-CFL | NonDEER | Scaled | BaseRatio | 0 | 0 | None |  | 0 |  | 1 | Res | Any | Lighting | InGen-CFL | Ltg_Fixture | LED_fixt |  | ILtg-Res-LED-50000hr+12yr | LED A19 Basecase, Total Watts = 2.96 x Msr Watts | LED Fixture Basecase, Total Watts = 2.42 x Msr Watts | LED fixture: Any type of housing Fixture Type; Total Watts = 23 | LEDratio0296 | LEDratio0242 | LEDFixt-4(23w) | Available | From LED WRR Disposition July 2016 | 0 | 0 | LED-WRR-WorkpaperDisposition_22Jul2016-Final.docx | ErRobNc |  | LtgFixture-Default |  | None | 2017-01-01 | 2019-12-31 | InEA_modVal | LT-50521 |  |  |  | Standard | Expires 12/31/2019 due to DEER2020 revised impacts and peak demand definition | 1 | 1 | 0 | Deemed Ex Ante Team |  | Expires 12/31/2019 due to DEER2020 revised impacts and peak demand definition |  | Updated to indicate claim/filing status
129 | HA36 | SpaceCool-pkgEER-65-134kBtu/h 12.5 EER or 14.8 IEER | ExAnte2015 | IOU workpaper | 2020-11-24 16:30 | HA36 | NonDEER | Standard |  | 0 | 0 |  |  | 0 |  | 0 | Com | PGE | HVAC | SpaceCool | dxAC_equip | pkgEER |  | HVAC-airAC |  | EER-rated packaged Air Conditioner, Size Range: 65 - 110 kBTU/h, EER = 11 (1 spd IEER = 11.6, 2 spd IEER = 14.1), EIR = 0.273, Fan W/CFM = 0.4, two-speed fan, with Econo | 65-134kBtu/h 12.5 EER or 14.8 IEER-High Eff pkg AC |  | dxAC-Com-Pkg-65to110kBTUh-EER11.0-2Spd |  | Available |  | 0 | 0 | PGECOHVC128-R6 |  |  | HVAC-airAC |  | None | 2016-01-01 | 2019-12-31 | NotInEA |  | HA36 |  |  | Standard | added based on interim approved workpapers; | 1 | 1 | 0 | Deemed Ex Ante Team |  | added based on interim approved workpapers; |  | Updated to indicate claim/filing status
129 | NE-HVAC-airAC-Split-lt65kBtuh3phs-13p0seer | Split AC SEER = 13.0 (< 65 kBtuh, 3ph), EER = 11.06, Clg EIR = 0.2557, Supply Fan W/cfm = 0.379 | DEER2011 | D11 v4.00 | 2020-11-24 16:30 | NE-HVAC-airAC-Split-lt65kBtuh3phs-13p0seer | DEER | Standard | None |  |  | None |  | 0 |  | 0 | Com | Any | HVAC | SpaceCool | dxAC_equip | spltSEER |  | HVAC-airAC | multiple base efficiency levels used, example: Split AC SEER = 10.00; EER = 9.50; Clg EIR = 0.297; Indoor W/cfm = 0.433; no econo | Split AC SEER = 13.00; EER = 11.06; Clg EIR = 0.256; Supply Fan W/cfm = 0.379; no econo | Split AC SEER = 13.0 (< 65 kBtuh, 3ph), EER = 11.06, Clg EIR = 0.2557, Supply Fan W/cfm = 0.379 |  |  |  | Available | Code/Standard baseline technology description updated on 12/5/2011, Energy Impacts not affected | 0 | 0 |  | ErRul |  | HVAC-airAC | D08-NE-HVAC-airAC-Split-lt65kBtuh3phs-13p0seer | None | 2013-01-01 | 2014-06-30 | DEER |  |  |  |  | Standard |  | 1 | 1 | 0 | Deemed Ex Ante Team |  |  |  | Updated to indicate claim/filing status
129 | R-In-LEDFixt-6(12w)-dWP23-dWC17 | Residential Indoor General Lighting: LED Fixture replaces pre-existing standard lighting Wattage. Measure includes Code case. | DEER2017 | Staff Disposition | 2020-11-24 16:30 | Res-Iltg-dWatt-CFL | NonDEER | Scaled | BaseRatio | 0 | 0 | None |  | 0 |  | 1 | Res | Any | Lighting | InGen-CFL | Ltg_Fixture | LED_fixt |  | ILtg-Res-LED-50000hr+12yr | LED A19 Basecase, Total Watts = 2.96 x Msr Watts | LED Fixture Basecase, Total Watts = 2.42 x Msr Watts | LED fixture: Any type of housing Fixture Type; Total Watts = 12 | LEDratio0296 | LEDratio0242 | LEDFixt-6(12w) | Available | From LED WRR Disposition July 2016 | 0 | 0 | LED-WRR-WorkpaperDisposition_22Jul2016-Final.docx | ErRobNc |  | LtgFixture-Default |  | None | 2017-01-01 | 2019-12-31 | InEA_modVal |  |  |  |  | Standard | Expires 12/31/2019 due to DEER2020 revised impacts and peak demand definition | 1 | 1 | 0 | Deemed Ex Ante Team |  | Expires 12/31/2019 due to DEER2020 revised impacts and peak demand definition |  | Updated to indicate claim/filing status
130 | HA41 | SpaceCool-pkgEER-=760kBtu/h 10.4 EER or 14.0 IEER | ExAnte2015 | IOU workpaper | 2020-11-24 16:30 | HA41 | NonDEER | Standard |  | 0 | 0 |  |  | 0 |  | 0 | Com | PGE | HVAC | SpaceCool | dxAC_equip | pkgEER |  | HVAC-airAC |  | EER-rated packaged Air Conditioner, Size Range: 760 - kBTU/h, EER = 9.5 (1 spd IEER = 10, 2 spd IEER = 11.3), EIR = 0.297, Fan W/CFM = 0.61, two-speed fan, with Econo | =760kBtu/h 10.4 EER or 14.0 IEER-High Eff pkg AC |  | dxAC-Com-Pkg-gte760kBTUh-EER9.5-2Spd |  | Available |  | 0 | 0 | PGECOHVC128-R6 |  |  | HVAC-airAC |  | None | 2016-01-01 | 2019-12-31 | NotInEA |  | HA41 |  |  | Standard | added based on interim approved workpapers; | 1 | 1 | 0 | Deemed Ex Ante Team |  | added based on interim approved workpapers; |  | Updated to indicate claim/filing status
130 | NE-HVAC-airAC-Split-lt65kBtuh3phs-14p0seer | Split AC SEER = 14.0 (< 65 kBtuh, 3ph), EER = 12.04, Clg EIR = 0.2456, Supply Fan W/cfm = 0.306 | DEER2011 | D11 v4.00 | 2020-11-24 16:30 | NE-HVAC-airAC-Split-lt65kBtuh3phs-14p0seer | DEER | Standard | None |  |  | None |  | 0 |  | 0 | Com | Any | HVAC | SpaceCool | dxAC_equip | spltSEER |  | HVAC-airAC | multiple base efficiency levels used, example: Split AC SEER = 10.00; EER = 9.50; Clg EIR = 0.297; Indoor W/cfm = 0.433; no econo | Split AC SEER = 13.00; EER = 11.06; Clg EIR = 0.256; Supply Fan W/cfm = 0.379; no econo | Split AC SEER = 14.0 (< 65 kBtuh, 3ph), EER = 12.04, Clg EIR = 0.2456, Supply Fan W/cfm = 0.306 |  |  |  | Available | Code/Standard baseline technology description updated on 12/5/2011, Energy Impacts not affected | 0 | 0 |  | ErRobNc |  | HVAC-airAC | D08-NE-HVAC-airAC-Split-lt65kBtuh3phs-14p0seer | None | 2013-01-01 | 2014-06-30 | DEER |  |  |  |  | Standard |  | 1 | 1 | 0 | Deemed Ex Ante Team |  |  |  | Updated to indicate claim/filing status
130 | R-In-LEDFixt-7(10w)-dWP19-dWC14 | Residential Indoor General Lighting: LED Fixture replaces pre-existing standard lighting Wattage. Measure includes Code case. | DEER2017 | Staff Disposition | 2020-11-24 16:30 | Res-Iltg-dWatt-CFL | NonDEER | Scaled | BaseRatio | 0 | 0 | None |  | 0 |  | 1 | Res | Any | Lighting | InGen-CFL | Ltg_Fixture | LED_fixt |  | ILtg-Res-LED-50000hr+12yr | LED A19 Basecase, Total Watts = 2.96 x Msr Watts | LED Fixture Basecase, Total Watts = 2.42 x Msr Watts | LED fixture: Any type of housing Fixture Type; Total Watts = 10 | LEDratio0296 | LEDratio0242 | LEDFixt-7(10w) | Available | From LED WRR Disposition July 2016 | 0 | 0 | LED-WRR-WorkpaperDisposition_22Jul2016-Final.docx | ErRobNc |  | LtgFixture-Default |  | None | 2017-01-01 | 2019-12-31 | InEA_modVal |  |  |  |  | Standard | Expires 12/31/2019 due to DEER2020 revised impacts and peak demand definition | 1 | 1 | 0 | Deemed Ex Ante Team |  | Expires 12/31/2019 due to DEER2020 revised impacts and peak demand definition |  | Updated to indicate claim/filing status
131 | HV043 | SpaceCool-pkgEER-15.0 IEER (11.6 EER) 240-759kBtuh THREE PHASE UNITARY AIR COOLED | ExAnte2015 | IOU workpaper | 2020-11-24 16:30 | HV043 | NonDEER | Standard |  | 0 | 0 |  |  | 0 |  | 0 | Com | PGE | HVAC | SpaceCool | dxAC_equip | pkgEER |  | HVAC-airAC |  | EER-rated packaged Air Conditioner, Size Range: 760 - kBTU/h, EER = 9.5 (1 spd IEER = 10, 2 spd IEER = 11.3), EIR = 0.297, Fan W/CFM = 0.61, two-speed fan, with Econo | 15.0 IEER (11.6 EER) 240-759kBtuh THREE PHASE UNITARY AIR COOLED-High Eff pkg AC |  | dxAC-Com-Pkg-gte760kBTUh-EER9.5-2Spd |  | Available |  | 0 | 0 | PGECOHVC128-R6 |  |  | HVAC-airAC |  | None | 2016-01-01 | 2019-12-31 | NotInEA |  | HV043 |  |  | Standard | added based on interim approved workpapers; | 1 | 1 | 0 | Deemed Ex Ante Team |  | added based on interim approved workpapers; |  | Updated to indicate claim/filing status
131 | RE-HV-ResAC-13S | 13 SEER (11.09 EER) Split System Air Conditioner | DEER2014 | D11 v4.00 | 2020-11-24 16:30 | RE-HV-ResAC-13S | DEER | Standard | None | 0 | 0 | None |  | 0 |  | 0 | Res | Any | HVAC | SpaceCool | dxAC_equip | spltSEER |  | HV-ResAC | 10 SEER (9.31 EER) Split System Air Conditioner | 13 SEER (11.09 EER) Split System Air Conditioner | 13 SEER(11.09 EER) Split System Air Conditioner |  |  | RE-HV-ResAC-13S | Available |  | 0 | 0 |  | ErRul |  | HV-ResAC | D08-RE-HV-ResAC-13S | DEER1314end | 2013-01-01 | 2014-12-31 | DEER |  |  |  |  | Standard |  | 1 | 1 | 0 | Deemed Ex Ante Team |  |  |  | Updated to indicate claim/filing status
131 | R-In-LED-Glb(10w)-dWP39 | Residential Indoor General Lighting: LED Lamp replaces pre-existing standard lighting Wattage. Measure includes Code case. | DEER2017 | Staff Disposition | 2020-11-24 16:30 | Res-Iltg-dWatt-CFL | NonDEER | Scaled | BaseRatio | 0 | 0 | None |  | 0 |  | 1 | Res | Any | Lighting | InGen-CFL | Ltg_Lamp | LED_lamp |  | ILtg-Res-LED-20000hr | LED Globe greater than or equal to 3 Watts Basecase, Total Watts = 4.94 x Msr Watts | LED Globe greater than or equal to 3 Watts Basecase, Total Watts = 4.94 x Msr Watts | LED Lamp: Glb, 10 Watts, non-dimmable | LEDratio0494 | LEDratio0494 | LED-Glb(10w) | Available | From LED WRR Disposition July 2016 | 0 | 0 | LED-WRR-WorkpaperDisposition_22Jul2016-Final.docx | RobNc |  | ILtg-Res-LED-20000hr |  | None | 2017-01-01 | 2018-06-30 | InEA_modVal | LT-62691 |  |  |  | Standard | Revise expiry date to 60/30/2018 Commission Staff direction 2018ScrewInLampSavignsMethods-11Dec2017.pdf | 1 | 1 | 0 | Deemed Ex Ante Team |  | Revise expiry date to 60/30/2018 Commission Staff direction 2018ScrewInLampSavignsMethods-11Dec2017.pdf |  | Updated to indicate claim/filing status
132 | HV044 | SpaceCool-pkgEER-17.0 IEER (12.0 EER) 240-759kBtuh THREE PHASE UNITARY AIR COOLED | ExAnte2015 | IOU workpaper | 2020-11-24 16:30 | HV044 | NonDEER | Standard |  | 0 | 0 |  |  | 0 |  | 0 | Com | PGE | HVAC | SpaceCool | dxAC_equip | pkgEER |  | HVAC-airAC |  | EER-rated packaged Air Conditioner, Size Range: 240 - 760 kBTU/h, EER = 9.8 (1 spd IEER = 10.4, 2 spd IEER = 11.7), EIR = 0.286, Fan W/CFM = 0.61, two-speed fan, with Econo | 17.0 IEER (12.0 EER) 240-759kBtuh THREE PHASE UNITARY AIR COOLED-High Eff pkg AC |  | dxAC-Com-Pkg-240to760kBTUh-EER9.8-2Spd |  | Available |  | 0 | 0 | PGECOHVC128-R6 |  |  | HVAC-airAC |  | None | 2016-01-01 | 2019-12-31 | NotInEA |  | HV044 |  |  | Standard | added based on interim approved workpapers; | 1 | 1 | 0 | Deemed Ex Ante Team |  | added based on interim approved workpapers; |  | Updated to indicate claim/filing status
132 | NE-HVAC-airAC-Split-55to64kBtuh-13p0seer | Split AC SEER = 13.0 (55-64 kBTUh), EER = 11.06, Clg EIR = 0.2557, Supply Fan W/cfm = 0.379; no Econo; 2-spd Fan | DEER2014 | D13 v1.0 | 2020-11-24 16:30 | NE-HVAC-airAC-Split-55to64kBtuh-13p0seer | DEER | Standard | None | 0 | 0 | None |  | 0 |  | 0 | Com | Any | HVAC | SpaceCool | dxAC_equip | spltSEER |  | HVAC-airAC | Split AC SEER (55-64 kBtuh), Clg EIR and Indoor W/cfm based on vintage | Split AC SEER = 13.0 (55-64 kBtuh), EER = 11.06, Clg EIR = 0.2557, Supply Fan W/cfm = 0.379; w/Econo; 2-spd Fan | Split AC SEER = 13.0 (55-64 kBtuh), EER = 11.06, Clg EIR = 0.2557, Supply Fan W/cfm = 0.379; w/Econo; 2-spd Fan |  |  |  | Available |  | 0 | 0 |  | ErRul |  | HVAC-airAC | D08-NE-HVAC-airAC-Split-lt65kBtuh1phs-13p0seer | None | 2014-07-01 | 2014-12-31 | DEER |  |  |  |  | Standard |  | 1 | 1 | 0 | Deemed Ex Ante Team |  |  |  | Updated to indicate claim/filing status
132 | R-In-LED-Glb(4w)-dWP15 | Residential Indoor General Lighting: LED Lamp replaces pre-existing standard lighting Wattage. Measure includes Code case. | DEER2017 | Staff Disposition | 2020-11-24 16:30 | Res-Iltg-dWatt-CFL | NonDEER | Scaled | BaseRatio | 0 | 0 | None |  | 0 |  | 1 | Res | Any | Lighting | InGen-CFL | Ltg_Lamp | LED_lamp |  | ILtg-Res-LED-20000hr | LED Globe greater than or equal to 3 Watts Basecase, Total Watts = 4.94 x Msr Watts | LED Globe greater than or equal to 3 Watts Basecase, Total Watts = 4.94 x Msr Watts | LED Lamp: Glb, 4 Watts, non-dimmable | LEDratio0494 | LEDratio0494 | LED-Glb(4w) | Available | From LED WRR Disposition July 2016 | 0 | 0 | LED-WRR-WorkpaperDisposition_22Jul2016-Final.docx | RobNc |  | ILtg-Res-LED-20000hr |  | None | 2017-01-01 | 2018-06-30 | InEA_modVal | LT-94864 |  |  |  | Standard | Revise expiry date to 60/30/2018 Commission Staff direction 2018ScrewInLampSavignsMethods-11Dec2017.pdf | 1 | 1 | 0 | Deemed Ex Ante Team |  | Revise expiry date to 60/30/2018 Commission Staff direction 2018ScrewInLampSavignsMethods-11Dec2017.pdf |  | Updated to indicate claim/filing status
133 | HV045 | SpaceCool-pkgEER-16.0 IEER (10.7 EER) gt760 kBtuh THREE PHASE UNITARY AIR COOLED | ExAnte2015 | IOU workpaper | 2020-11-24 16:30 | HV045 | NonDEER | Standard |  | 0 | 0 |  |  | 0 |  | 0 | Com | PGE | HVAC | SpaceCool | dxAC_equip | pkgEER |  | HVAC-airAC |  | EER-rated packaged Air Conditioner, Size Range: 240 - 760 kBTU/h, EER = 9.8 (1 spd IEER = 10.4, 2 spd IEER = 11.7), EIR = 0.286, Fan W/CFM = 0.61, two-speed fan, with Econo | 16.0 IEER (10.7 EER) gt760 kBtuh THREE PHASE UNITARY AIR COOLED-High Eff pkg AC |  | dxAC-Com-Pkg-240to760kBTUh-EER9.8-2Spd |  | Available |  | 0 | 0 | PGECOHVC128-R6 |  |  | HVAC-airAC |  | None | 2016-01-01 | 2019-12-31 | NotInEA |  | HV045 |  |  | Standard | added based on interim approved workpapers; | 1 | 1 | 0 | Deemed Ex Ante Team |  | added based on interim approved workpapers; |  | Updated to indicate claim/filing status
133 | NE-HVAC-airAC-Split-55to64kBtuh-14p0seer | Split AC SEER = 14.0 (55-64 kBTUh), EER = 12.04, Clg EIR = 0.2456, Supply Fan W/cfm = 0.306; no Econo; 2-spd Fan | DEER2014 | D13 v1.0 | 2020-11-24 16:30 | NE-HVAC-airAC-Split-55to64kBtuh-14p0seer | DEER | Standard | None | 0 | 0 | None |  | 0 |  | 0 | Com | Any | HVAC | SpaceCool | dxAC_equip | spltSEER |  | HVAC-airAC | Split AC SEER (55-64 kBtuh), Clg EIR and Indoor W/cfm based on vintage | Split AC SEER = 14.0 (55-64 kBtuh), EER = 12.04, Clg EIR = 0.2456, Supply Fan W/cfm = 0.306; w/Econo; 2-spd Fan | Split AC SEER = 14.0 (55-64 kBtuh), EER = 12.04, Clg EIR = 0.2456, Supply Fan W/cfm = 0.306; w/Econo; 2-spd Fan |  |  |  | Available |  | 0 | 0 |  | ErRobNc |  | HVAC-airAC | D08-NE-HVAC-airAC-Split-lt65kBtuh1phs-14p0seer | None | 2014-07-01 | 2014-12-31 | DEER |  |  |  |  | Standard |  | 1 | 1 | 0 | Deemed Ex Ante Team |  |  |  | Updated to indicate claim/filing status
133 | R-In-LED-Glb(5w)-dWP19 | Residential Indoor General Lighting: LED Lamp replaces pre-existing standard lighting Wattage. Measure includes Code case. | DEER2017 | Staff Disposition | 2020-11-24 16:30 | Res-Iltg-dWatt-CFL | NonDEER | Scaled | BaseRatio | 0 | 0 | None |  | 0 |  | 1 | Res | Any | Lighting | InGen-CFL | Ltg_Lamp | LED_lamp |  | ILtg-Res-LED-20000hr | LED Globe greater than or equal to 3 Watts Basecase, Total Watts = 4.94 x Msr Watts | LED Globe greater than or equal to 3 Watts Basecase, Total Watts = 4.94 x Msr Watts | LED Lamp: Glb, 5 Watts, non-dimmable | LEDratio0494 | LEDratio0494 | LED-Glb(5w) | Available | From LED WRR Disposition July 2016 | 0 | 0 | LED-WRR-WorkpaperDisposition_22Jul2016-Final.docx | RobNc |  | ILtg-Res-LED-20000hr |  | None | 2017-01-01 | 2018-06-30 | InEA_modVal | LT-88989 |  |  |  | Standard | Revise expiry date to 60/30/2018 Commission Staff direction 2018ScrewInLampSavignsMethods-11Dec2017.pdf | 1 | 1 | 0 | Deemed Ex Ante Team |  | Revise expiry date to 60/30/2018 Commission Staff direction 2018ScrewInLampSavignsMethods-11Dec2017.pdf |  | Updated to indicate claim/filing status
134 | L018-Com | InGen-CFL-CFLint_lamp-18 Watt 3-Way CFL replacing Incandescent Average Watts = 64.26 | ExAnte2016 | IOU workpaper | 2020-11-24 16:30 | L018-Com | IOU-Deemed | Standard |  | 0 | 0 |  |  | 0 |  | 1 | Com | PGE | Lighting | InGen-CFL | Ltg_Lamp | CFLint_lamp |  | ILtg-CFL-Com | Com indoor non-refl CFL base case, Total Watts = 3.57 x Msr Watts | Com indoor non-refl CFL base case, Total Watts = 3.57 x Msr Watts | CFL Lamp: Non-Reflector, 3-Way, 18 Watts | CFLratio0357 | CFLratio0357 | CFLscw-3way(18w) | Available |  | 0 | 0 | PGECOLTG162-R4 |  |  |  |  | None | 2016-01-01 | 2016-12-31 | NotInEA |  | L018 |  |  | Standard | added based on interim approved workpapers; Version set to ExAnte2016; MeasureID changed (added -Com); per Oct 17th 2016 email from PG&E to T. Sweek, PG&E's implementation will expire on 12/31/2016 | 1 | 1 | 0 | Deemed Ex Ante Team |  | added based on interim approved workpapers; Version set to ExAnte2016; MeasureID changed (added -Com); per Oct 17th 2016 email from PG&E to T. Sweek, PG&E's implementation will expire on 12/31/2016 |  | Updated to indicate claim/filing status
134 | RE-HV-ResAC-14S | 14 SEER (12.15 EER) Split-System Air Conditioner | DEER2014 | D11 v4.00 | 2020-11-24 16:30 | RE-HV-ResAC-14S | DEER | Standard | None | 0 | 0 | None |  | 0 |  | 0 | Res | Any | HVAC | SpaceCool | dxAC_equip | spltSEER |  | HV-ResAC | 10 SEER (9.31 EER) Split System Air Conditioner | 13 SEER (11.09 EER) Split System Air Conditioner | 14 SEER(12.15 EER) Split-System Air Conditioner |  |  | RE-HV-ResAC-14S | Available |  | 0 | 0 |  | ErRobNc |  | HV-ResAC | D08-RE-HV-ResAC-14S | DEER1314end | 2013-01-01 | 2014-12-31 | DEER |  |  |  |  | Standard |  | 1 | 1 | 0 | Deemed Ex Ante Team |  |  |  | Updated to indicate claim/filing status
134 | R-In-LED-Glb(6w)-dWP23 | Residential Indoor General Lighting: LED Lamp replaces pre-existing standard lighting Wattage. Measure includes Code case. | DEER2017 | Staff Disposition | 2020-11-24 16:30 | Res-Iltg-dWatt-CFL | NonDEER | Scaled | BaseRatio | 0 | 0 | None |  | 0 |  | 1 | Res | Any | Lighting | InGen-CFL | Ltg_Lamp | LED_lamp |  | ILtg-Res-LED-20000hr | LED Globe greater than or equal to 3 Watts Basecase, Total Watts = 4.94 x Msr Watts | LED Globe greater than or equal to 3 Watts Basecase, Total Watts = 4.94 x Msr Watts | LED Lamp: Glb, 6 Watts, non-dimmable | LEDratio0494 | LEDratio0494 | LED-Glb(6w) | Available | From LED WRR Disposition July 2016 | 0 | 0 | LED-WRR-WorkpaperDisposition_22Jul2016-Final.docx | RobNc |  | ILtg-Res-LED-20000hr |  | None | 2017-01-01 | 2018-06-30 | InEA_modVal | LT-56614 |  |  |  | Standard | Revise expiry date to 60/30/2018 Commission Staff direction 2018ScrewInLampSavignsMethods-11Dec2017.pdf | 1 | 1 | 0 | Deemed Ex Ante Team |  | Revise expiry date to 60/30/2018 Commission Staff direction 2018ScrewInLampSavignsMethods-11Dec2017.pdf |  | Updated to indicate claim/filing status
135 | L018-Res | InGen-CFL-CFLint_lamp-18 Watt 3-Way CFL replacing Incandescent Average Watts = 44.64 | ExAnte2016 | IOU workpaper | 2020-11-24 16:30 | L018-Res | IOU-Deemed | Standard |  | 0 | 0 |  |  | 0 |  | 1 | Res | PGE | Lighting | InGen-CFL | Ltg_Lamp | CFLint_lamp |  | ILtg-CFL-Res | Res Interior Non-Reflector CFL Lamps, Total Watts = 2.48 x Msr Watts; 2015 Uncertain Measure Update, valid starting 1/1/2016 | Res Interior Non-Reflector CFL Lamps, Total Watts = 2.48 x Msr Watts; 2015 Uncertain Measure Update, valid starting 1/1/2016 | CFL Lamp: Non-Reflector, 3-Way, 18 Watts | CFLratio0248 | CFLratio0248 | CFLscw-3way(18w) | Available |  | 0 | 0 | PGECOLTG162-R4 |  |  |  |  | None | 2016-01-01 | 2016-12-31 | NotInEA |  | L018 |  |  | Standard | added based on interim approved workpapers; Version set to ExAnte2016; MeasureID changed (added -Res); per Oct 17th 2016 email from PG&E to T. Sweek, PG&E's implementation will expire on 12/31/2016 | 1 | 1 | 0 | Deemed Ex Ante Team |  | added based on interim approved workpapers; Version set to ExAnte2016; MeasureID changed (added -Res); per Oct 17th 2016 email from PG&E to T. Sweek, PG&E's implementation will expire on 12/31/2016 |  | Updated to indicate claim/filing status
135 | RE-HV-ResAC-15S | 15 SEER (12.72 EER) Split-System Air Conditioner | DEER2014 | D11 v4.00 | 2020-11-24 16:30 | RE-HV-ResAC-15S | DEER | Standard | None | 0 | 0 | None |  | 0 |  | 0 | Res | Any | HVAC | SpaceCool | dxAC_equip | spltSEER |  | HV-ResAC | 10 SEER (9.31 EER) Split System Air Conditioner | 13 SEER (11.09 EER) Split System Air Conditioner | 15 SEER(12.72 EER) Split-System Air Conditioner |  |  | RE-HV-ResAC-15S | Available |  | 0 | 0 |  | ErRobNc |  | HV-ResAC | D08-RE-HV-ResAC-15S | DEER1314end | 2013-01-01 | 2014-12-31 | DEER |  |  |  |  | Standard |  | 1 | 1 | 0 | Deemed Ex Ante Team |  |  |  | Updated to indicate claim/filing status
135 | R-In-LED-Glb(7w)-dWP27 | Residential Indoor General Lighting: LED Lamp replaces pre-existing standard lighting Wattage. Measure includes Code case. | DEER2017 | Staff Disposition | 2020-11-24 16:30 | Res-Iltg-dWatt-CFL | NonDEER | Scaled | BaseRatio | 0 | 0 | None |  | 0 |  | 1 | Res | Any | Lighting | InGen-CFL | Ltg_Lamp | LED_lamp |  | ILtg-Res-LED-20000hr | LED Globe greater than or equal to 3 Watts Basecase, Total Watts = 4.94 x Msr Watts | LED Globe greater than or equal to 3 Watts Basecase, Total Watts = 4.94 x Msr Watts | LED Lamp: Glb, 7 Watts, non-dimmable | LEDratio0494 | LEDratio0494 | LED-Glb(7w) | Available | From LED WRR Disposition July 2016 | 0 | 0 | LED-WRR-WorkpaperDisposition_22Jul2016-Final.docx | RobNc |  | ILtg-Res-LED-20000hr |  | None | 2017-01-01 | 2018-06-30 | InEA_modVal | LT-62359 |  |  |  | Standard | Revise expiry date to 60/30/2018 Commission Staff direction 2018ScrewInLampSavignsMethods-11Dec2017.pdf | 1 | 1 | 0 | Deemed Ex Ante Team |  | Revise expiry date to 60/30/2018 Commission Staff direction 2018ScrewInLampSavignsMethods-11Dec2017.pdf |  | Updated to indicate claim/filing status
136 | L019-Com | InGen-CFL-CFLint_lamp-23 Watt 3-Way CFL replacing Incandescent Average Watts = 82.11 | ExAnte2016 | IOU workpaper | 2020-11-24 16:30 | L019-Com | IOU-Deemed | Standard |  | 0 | 0 |  |  | 0 |  | 1 | Com | PGE | Lighting | InGen-CFL | Ltg_Lamp | CFLint_lamp |  | ILtg-CFL-Com | Com indoor non-refl CFL base case, Total Watts = 3.57 x Msr Watts | Com indoor non-refl CFL base case, Total Watts = 3.57 x Msr Watts | CFL Lamp: Non-Reflector, 3-Way, 23 Watts | CFLratio0357 | CFLratio0357 | CFLscw-3way(23w) | Available |  | 0 | 0 | PGECOLTG162-R4 |  |  |  |  | None | 2016-01-01 | 2016-12-31 | NotInEA |  | L019 |  |  | Standard | added based on interim approved workpapers; Version set to ExAnte2016; MeasureID changed (added -Com); per Oct 17th 2016 email from PG&E to T. Sweek, PG&E's implementation will expire on 12/31/2016 | 1 | 1 | 0 | Deemed Ex Ante Team |  | added based on interim approved workpapers; Version set to ExAnte2016; MeasureID changed (added -Com); per Oct 17th 2016 email from PG&E to T. Sweek, PG&E's implementation will expire on 12/31/2016 |  | Updated to indicate claim/filing status
136 | RE-HV-ResAC-16S | 16 SEER (11.61 EER) Split-System Air Conditioner | DEER2014 | D11 v4.00 | 2020-11-24 16:30 | RE-HV-ResAC-16S | DEER | Standard | None | 0 | 0 | None |  | 0 |  | 0 | Res | Any | HVAC | SpaceCool | dxAC_equip | spltSEER |  | HV-ResAC | 10 SEER (9.31 EER) Split System Air Conditioner | 13 SEER (11.09 EER) Split System Air Conditioner | 16 SEER (11.61 EER) Split System Air Conditioner |  |  | RE-HV-ResAC-16S | Available |  | 0 | 0 |  | ErRobNc |  | HV-ResAC | D08-RE-HV-ResAC-16S | DEER1314end | 2013-01-01 | 2014-12-31 | DEER |  |  |  |  | Standard |  | 1 | 1 | 0 | Deemed Ex Ante Team |  |  |  | Updated to indicate claim/filing status
136 | R-In-LED-Glb(9w)-dWP35 | Residential Indoor General Lighting: LED Lamp replaces pre-existing standard lighting Wattage. Measure includes Code case. | DEER2017 | Staff Disposition | 2020-11-24 16:30 | Res-Iltg-dWatt-CFL | NonDEER | Scaled | BaseRatio | 0 | 0 | None |  | 0 |  | 1 | Res | Any | Lighting | InGen-CFL | Ltg_Lamp | LED_lamp |  | ILtg-Res-LED-20000hr | LED Globe greater than or equal to 3 Watts Basecase, Total Watts = 4.94 x Msr Watts | LED Globe greater than or equal to 3 Watts Basecase, Total Watts = 4.94 x Msr Watts | LED Lamp: Glb, 9 Watts, non-dimmable | LEDratio0494 | LEDratio0494 | LED-Glb(9w) | Available | From LED WRR Disposition July 2016 | 0 | 0 | LED-WRR-WorkpaperDisposition_22Jul2016-Final.docx | RobNc |  | ILtg-Res-LED-20000hr |  | None | 2017-01-01 | 2018-06-30 | InEA_modVal | LT-57018 |  |  |  | Standard | Revise expiry date to 60/30/2018 Commission Staff direction 2018ScrewInLampSavignsMethods-11Dec2017.pdf | 1 | 1 | 0 | Deemed Ex Ante Team |  | Revise expiry date to 60/30/2018 Commission Staff direction 2018ScrewInLampSavignsMethods-11Dec2017.pdf |  | Updated to indicate claim/filing status
137 | L019-Res | InGen-CFL-CFLint_lamp-23 Watt 3-Way CFL replacing Incandescent Average Watts = 57.04 | ExAnte2016 | IOU workpaper | 2020-11-24 16:30 | L019-Res | IOU-Deemed | Standard |  | 0 | 0 |  |  | 0 |  | 1 | Res | PGE | Lighting | InGen-CFL | Ltg_Lamp | CFLint_lamp |  | ILtg-CFL-Res | Res Interior Non-Reflector CFL Lamps, Total Watts = 2.48 x Msr Watts; 2015 Uncertain Measure Update, valid starting 1/1/2016 | Res Interior Non-Reflector CFL Lamps, Total Watts = 2.48 x Msr Watts; 2015 Uncertain Measure Update, valid starting 1/1/2016 | CFL Lamp: Non-Reflector, 3-Way, 23 Watts | CFLratio0248 | CFLratio0248 | CFLscw-3way(23w) | Available |  | 0 | 0 | PGECOLTG162-R4 |  |  |  |  | None | 2016-01-01 | 2016-12-31 | NotInEA |  | L019 |  |  | Standard | added based on interim approved workpapers; Version set to ExAnte2016; MeasureID changed (added -Res); per Oct 17th 2016 email from PG&E to T. Sweek, PG&E's implementation will expire on 12/31/2016 | 1 | 1 | 0 | Deemed Ex Ante Team |  | added based on interim approved workpapers; Version set to ExAnte2016; MeasureID changed (added -Res); per Oct 17th 2016 email from PG&E to T. Sweek, PG&E's implementation will expire on 12/31/2016 |  | Updated to indicate claim/filing status
137 | RE-HV-ResAC-17S | 17 SEER (12.28 EER) Split-System Air Conditioner | DEER2014 | D11 v4.00 | 2020-11-24 16:30 | RE-HV-ResAC-17S | DEER | Standard | None | 0 | 0 | None |  | 0 |  | 0 | Res | Any | HVAC | SpaceCool | dxAC_equip | spltSEER |  | HV-ResAC | 10 SEER (9.31 EER) Split System Air Conditioner | 13 SEER (11.09 EER) Split System Air Conditioner | 17 SEER (12.28 EER) Split-System Air Conditioner |  |  | RE-HV-ResAC-17S | Available |  | 0 | 0 |  | ErRobNc |  | HV-ResAC | D08-RE-HV-ResAC-17S | DEER1314end | 2013-01-01 | 2014-12-31 | DEER |  |  |  |  | Standard |  | 1 | 1 | 0 | Deemed Ex Ante Team |  |  |  | Updated to indicate claim/filing status
137 | R-In-LED-PAR30(22w)-dWP53 | Residential Indoor General Lighting: LED Lamp replaces pre-existing standard lighting Wattage. Measure includes Code case. | DEER2017 | Staff Disposition | 2020-11-24 16:30 | Res-Iltg-dWatt-CFL | NonDEER | Scaled | BaseRatio | 0 | 0 | None |  | 0 |  | 1 | Res | Any | Lighting | InGen-CFL | Ltg_Lamp | LED_lamp |  | ILtg-Res-LED-20000hr | LED PAR30 Basecase, Total Watts = 3.42 x Msr Watts | LED PAR30 Basecase, Total Watts = 3.42 x Msr Watts | LED Lamp: PAR30, 22 Watts, non-dimmable | LEDratio0342 | LEDratio0342 | LED-PAR30(22w) | Available | From LED WRR Disposition July 2016 | 0 | 0 | LED-WRR-WorkpaperDisposition_22Jul2016-Final.docx | RobNc |  | ILtg-Res-LED-20000hr |  | None | 2017-01-01 | 2017-06-30 | InEA_modVal | LT-79247 |  |  |  | Standard |  | 1 | 1 | 0 | Deemed Ex Ante Team |  |  |  | Updated to indicate claim/filing status
138 | L020-Res | InGen-CFL-CFLint_lamp-25 Watt 3-Way CFL replacing Incandescent Average Watts =62 | ExAnte2016 | IOU workpaper | 2020-11-24 16:30 | L020-Res | IOU-Deemed | Standard |  | 0 | 0 |  |  | 0 |  | 1 | Res | PGE | Lighting | InGen-CFL | Ltg_Lamp | CFLint_lamp |  | ILtg-CFL-Res | Res Interior Non-Reflector CFL Lamps, Total Watts = 2.48 x Msr Watts; 2015 Uncertain Measure Update, valid starting 1/1/2016 | Res Interior Non-Reflector CFL Lamps, Total Watts = 2.48 x Msr Watts; 2015 Uncertain Measure Update, valid starting 1/1/2016 | CFL Lamp: Non-Reflector, 3-Way, 25 Watts | CFLratio0248 | CFLratio0248 | CFLscw-3way(25w) | Available |  | 0 | 0 | PGECOLTG162-R4 |  |  |  |  | None | 2016-01-01 | 2016-12-31 | NotInEA |  | L020 |  |  | Standard | added based on interim approved workpapers; Version set to ExAnte2016; MeasureID changed (added -Res); per Oct 17th 2016 email from PG&E to T. Sweek, PG&E's implementation will expire on 12/31/2016 | 1 | 1 | 0 | Deemed Ex Ante Team |  | added based on interim approved workpapers; Version set to ExAnte2016; MeasureID changed (added -Res); per Oct 17th 2016 email from PG&E to T. Sweek, PG&E's implementation will expire on 12/31/2016 |  | Updated to indicate claim/filing status
138 | RE-HV-ResAC-18S | 18 SEER (13.37 EER) Split-System Air Conditioner | DEER2014 | D11 v4.00 | 2020-11-24 16:30 | RE-HV-ResAC-18S | DEER | Standard | None | 0 | 0 | None |  | 0 |  | 0 | Res | Any | HVAC | SpaceCool | dxAC_equip | spltSEER |  | HV-ResAC | 10 SEER (9.31 EER) Split System Air Conditioner | 13 SEER (11.09 EER) Split System Air Conditioner | 18 SEER (13.37 EER) Split-System Air Conditioner |  |  | RE-HV-ResAC-18S | Available |  | 0 | 0 |  | ErRobNc |  | HV-ResAC | D08-RE-HV-ResAC-18S | DEER1314end | 2013-01-01 | 2014-12-31 | DEER |  |  |  |  | Standard |  | 1 | 1 | 0 | Deemed Ex Ante Team |  |  |  | Updated to indicate claim/filing status
138 | R-OutCmn-LED-A19-Ext(11w)-dWP21 | Residential Outdoor Common Area Lighting: LED Lamp replaces pre-existing standard lighting Wattage. Measure includes Code case. | DEER2017 | Staff Disposition | 2020-11-24 16:30 | Res-Oltg-Cmn-dWatt-CFL | NonDEER | Scaled | BaseRatio | 0 | 0 | None |  | 0 |  | 1 | Res | Any | Lighting | OutCommon | Ltg_Lamp | LED_lamp |  | OLtg-Res-LED-50000hr-Cmn | LED A19 Basecase, Total Watts = 2.96 x Msr Watts | LED A19 Basecase, Total Watts = 2.96 x Msr Watts | LED Lamp: Exterior A19, 11 Watts, non-dimmable | LEDratio0296 | LEDratio0296 | LED-A19-Ext(11w) | Available | From LED WRR Disposition July 2016 | 0 | 0 | LED-WRR-WorkpaperDisposition_22Jul2016-Final.docx | RobNc |  | OLtg-Res-LED-50000hr-Cmn |  | None | 2017-01-01 | 2017-06-30 | InEA_modVal | LT-60894 |  |  |  | Standard |  | 1 | 1 | 0 | Deemed Ex Ante Team |  |  |  | Updated to indicate claim/filing status
139 | L020-Com | InGen-CFL-CFLint_lamp-25 Watt 3-Way CFL replacing Incandescent Average Watts = 89.25 | ExAnte2016 | IOU workpaper | 2020-11-24 16:30 | L020-Com | IOU-Deemed | Standard |  | 0 | 0 |  |  | 0 |  | 1 | Com | PGE | Lighting | InGen-CFL | Ltg_Lamp | CFLint_lamp |  | ILtg-CFL-Com | Com indoor non-refl CFL base case, Total Watts = 3.57 x Msr Watts | Com indoor non-refl CFL base case, Total Watts = 3.57 x Msr Watts | CFL Lamp: Non-Reflector, 3-Way, 25 Watts | CFLratio0357 | CFLratio0357 | CFLscw-3way(25w) | Available |  | 0 | 0 | PGECOLTG162-R4 |  |  |  |  | None | 2016-01-01 | 2016-12-31 | NotInEA |  | L020 |  |  | Standard | added based on interim approved workpapers; Version set to ExAnte2016; MeasureID changed (added -Com); per Oct 17th 2016 email from PG&E to T. Sweek, PG&E's implementation will expire on 12/31/2016 | 1 | 1 | 0 | Deemed Ex Ante Team |  | added based on interim approved workpapers; Version set to ExAnte2016; MeasureID changed (added -Com); per Oct 17th 2016 email from PG&E to T. Sweek, PG&E's implementation will expire on 12/31/2016 |  | Updated to indicate claim/filing status
139 | RE-HV-ResAC-19S | 19 SEER (13.82 EER) Split-System Air Conditioner | DEER2014 | D11 v4.00 | 2020-11-24 16:30 | RE-HV-ResAC-19S | DEER | Standard | None | 0 | 0 | None |  | 0 |  | 0 | Res | Any | HVAC | SpaceCool | dxAC_equip | spltSEER |  | HV-ResAC | 10 SEER (9.31 EER) Split System Air Conditioner | 13 SEER (11.09 EER) Split System Air Conditioner | 19 SEER (13.82 EER) Split-System Air Conditioner |  |  | RE-HV-ResAC-19S | Available |  | 0 | 0 |  | ErRobNc |  | HV-ResAC | D08-RE-HV-ResAC-19S | DEER1314end | 2013-01-01 | 2014-12-31 | DEER |  |  |  |  | Standard |  | 1 | 1 | 0 | Deemed Ex Ante Team |  |  |  | Updated to indicate claim/filing status
139 | R-OutCmn-LED-A19-Ext(12w)-dWP23 | Residential Outdoor Common Area Lighting: LED Lamp replaces pre-existing standard lighting Wattage. Measure includes Code case. | DEER2017 | Staff Disposition | 2020-11-24 16:30 | Res-Oltg-Cmn-dWatt-CFL | NonDEER | Scaled | BaseRatio | 0 | 0 | None |  | 0 |  | 1 | Res | Any | Lighting | OutCommon | Ltg_Lamp | LED_lamp |  | OLtg-Res-LED-50000hr-Cmn | LED A19 Basecase, Total Watts = 2.96 x Msr Watts | LED A19 Basecase, Total Watts = 2.96 x Msr Watts | LED Lamp: Exterior A19, 12 Watts, non-dimmable | LEDratio0296 | LEDratio0296 | LED-A19-Ext(12w) | Available | From LED WRR Disposition July 2016 | 0 | 0 | LED-WRR-WorkpaperDisposition_22Jul2016-Final.docx | RobNc |  | OLtg-Res-LED-50000hr-Cmn |  | None | 2017-01-01 | 2017-06-30 | InEA_modVal | LT-60894 |  |  |  | Standard |  | 1 | 1 | 0 | Deemed Ex Ante Team |  |  |  | Updated to indicate claim/filing status
140 | L021-Com | InGen-CFL-CFLint_lamp-26 Watt 3-Way CFL replacing Incandescent Average Watts = 92.82 | ExAnte2016 | IOU workpaper | 2020-11-24 16:30 | L021-Com | IOU-Deemed | Standard |  | 0 | 0 |  |  | 0 |  | 1 | Com | PGE | Lighting | InGen-CFL | Ltg_Lamp | CFLint_lamp |  | ILtg-CFL-Com | Com indoor non-refl CFL base case, Total Watts = 3.57 x Msr Watts | Com indoor non-refl CFL base case, Total Watts = 3.57 x Msr Watts | CFL Lamp: Non-Reflector, 3-Way, 26 Watts | CFLratio0357 | CFLratio0357 | CFLscw-3way(26w) | Available |  | 0 | 0 | PGECOLTG162-R4 |  |  |  |  | None | 2016-01-01 | 2016-12-31 | NotInEA |  | L021 |  |  | Standard | added based on interim approved workpapers; Version set to ExAnte2016; MeasureID changed (added -Com); per Oct 17th 2016 email from PG&E to T. Sweek, PG&E's implementation will expire on 12/31/2016 | 1 | 1 | 0 | Deemed Ex Ante Team |  | added based on interim approved workpapers; Version set to ExAnte2016; MeasureID changed (added -Com); per Oct 17th 2016 email from PG&E to T. Sweek, PG&E's implementation will expire on 12/31/2016 |  | Updated to indicate claim/filing status
140 | RE-HV-ResAC-20S | 20 SEER (14.43 EER) Split-System Air Conditioner | DEER2014 | D11 v4.00 | 2020-11-24 16:30 | RE-HV-ResAC-20S | DEER | Standard | None | 0 | 0 | None |  | 0 |  | 0 | Res | Any | HVAC | SpaceCool | dxAC_equip | spltSEER |  | HV-ResAC | 10 SEER (9.31 EER) Split System Air Conditioner | 13 SEER (11.09 EER) Split System Air Conditioner | 20 SEER (14.43 EER) Split-System Air Conditioner |  |  | RE-HV-ResAC-20S | Available |  | 0 | 0 |  | ErRobNc |  | HV-ResAC | D08-RE-HV-ResAC-20S | DEER1314end | 2013-01-01 | 2014-12-31 | DEER |  |  |  |  | Standard |  | 1 | 1 | 0 | Deemed Ex Ante Team |  |  |  | Updated to indicate claim/filing status
140 | R-OutCmn-LED-A19-Ext(8w)-dWP15 | Residential Outdoor Common Area Lighting: LED Lamp replaces pre-existing standard lighting Wattage. Measure includes Code case. | DEER2017 | Staff Disposition | 2020-11-24 16:30 | Res-Oltg-Cmn-dWatt-CFL | NonDEER | Scaled | BaseRatio | 0 | 0 | None |  | 0 |  | 1 | Res | Any | Lighting | OutCommon | Ltg_Lamp | LED_lamp |  | OLtg-Res-LED-50000hr-Cmn | LED A19 Basecase, Total Watts = 2.96 x Msr Watts | LED A19 Basecase, Total Watts = 2.96 x Msr Watts | LED Lamp: Exterior A19, 8 Watts, non-dimmable | LEDratio0296 | LEDratio0296 | LED-A19-Ext(8w) | Available | From LED WRR Disposition July 2016 | 0 | 0 | LED-WRR-WorkpaperDisposition_22Jul2016-Final.docx | RobNc |  | OLtg-Res-LED-50000hr-Cmn |  | None | 2017-01-01 | 2017-06-30 | InEA_modVal | LT-37176 |  |  |  | Standard |  | 1 | 1 | 0 | Deemed Ex Ante Team |  |  |  | Updated to indicate claim/filing status
141 | L021-Res | InGen-CFL-CFLint_lamp-26 Watt 3-Way CFL replacing Incandescent Average Watts = 64.48 | ExAnte2016 | IOU workpaper | 2020-11-24 16:30 | L021-Res | IOU-Deemed | Standard |  | 0 | 0 |  |  | 0 |  | 1 | Res | PGE | Lighting | InGen-CFL | Ltg_Lamp | CFLint_lamp |  | ILtg-CFL-Res | Res Interior Non-Reflector CFL Lamps, Total Watts = 2.48 x Msr Watts; 2015 Uncertain Measure Update, valid starting 1/1/2016 | Res Interior Non-Reflector CFL Lamps, Total Watts = 2.48 x Msr Watts; 2015 Uncertain Measure Update, valid starting 1/1/2016 | CFL Lamp: Non-Reflector, 3-Way, 26 Watts | CFLratio0248 | CFLratio0248 | CFLscw-3way(26w) | Available |  | 0 | 0 | PGECOLTG162-R4 |  |  |  |  | None | 2016-01-01 | 2016-12-31 | NotInEA |  | L021 |  |  | Standard | added based on interim approved workpapers; Version set to ExAnte2016; MeasureID changed (added -Res); per Oct 17th 2016 email from PG&E to T. Sweek, PG&E's implementation will expire on 12/31/2016 | 1 | 1 | 0 | Deemed Ex Ante Team |  | added based on interim approved workpapers; Version set to ExAnte2016; MeasureID changed (added -Res); per Oct 17th 2016 email from PG&E to T. Sweek, PG&E's implementation will expire on 12/31/2016 |  | Updated to indicate claim/filing status
141 | RE-HV-ResAC-21S | 21 SEER (15.03 EER) Split-System Air Conditioner | DEER2014 | D11 v4.00 | 2020-11-24 16:30 | RE-HV-ResAC-21S | DEER | Standard | None | 0 | 0 | None |  | 0 |  | 0 | Res | Any | HVAC | SpaceCool | dxAC_equip | spltSEER |  | HV-ResAC | 10 SEER (9.31 EER) Split System Air Conditioner | 13 SEER (11.09 EER) Split System Air Conditioner | 21 SEER (15.03 EER) Split-System Air Conditioner |  |  | RE-HV-ResAC-21S | Available |  | 0 | 0 |  | ErRobNc |  | HV-ResAC | D08-RE-HV-ResAC-21S | DEER1314end | 2013-01-01 | 2014-12-31 | DEER |  |  |  |  | Standard |  | 1 | 1 | 0 | Deemed Ex Ante Team |  |  |  | Updated to indicate claim/filing status
141 | R-OutCmn-LEDFixt-Ext(10w)-dWP19-dWC14 | Residential Outdoor Common Area Lighting: LED Fixture replaces pre-existing standard lighting Wattage. Measure includes Code case. | DEER2017 | Staff Disposition | 2020-11-24 16:30 | Res-Oltg-Cmn-dWatt-CFL | NonDEER | Scaled | BaseRatio | 0 | 0 | None |  | 0 |  | 1 | Res | Any | Lighting | OutCommon | Ltg_Fixture | LED_fixt |  | OLtg-Res-LED-50000hr-Cmn | LED A19 Basecase, Total Watts = 2.96 x Msr Watts | LED Fixture Basecase, Total Watts = 2.42 x Msr Watts | LED fixture: Any type of housing Fixture Type, Exterior Rated; Total Watts = 10 | LEDratio0296 | LEDratio0242 | LEDFixt-Ext(10w) | Available | From LED WRR Disposition July 2016 | 0 | 0 | DEER2020 Update: LED-WRR-WorkpaperDisposition_22Jul2016-Final.docx | ErRobNc |  | LtgFixture-Default |  | None | 2017-01-01 | 2018-12-31 | InEA_modVal | LT-80865 |  |  |  | Standard | Measures expire 12/31/2018. HOU revised based on DEER revision for NRes outdoor lighting with motion sensors | 1 | 1 | 0 | Deemed Ex Ante Team |  | Measures expire 12/31/2018. HOU revised based on DEER revision for NRes outdoor lighting with motion sensors |  | Updated to indicate claim/filing status
142 | L022-Com | InGen-CFL-CFLint_lamp-28 Watt 3-Way CFL replacing Incandescent Average Watts = 99.96 | ExAnte2016 | IOU workpaper | 2020-11-24 16:30 | L022-Com | IOU-Deemed | Standard |  | 0 | 0 |  |  | 0 |  | 1 | Com | PGE | Lighting | InGen-CFL | Ltg_Lamp | CFLint_lamp |  | ILtg-CFL-Com | Com indoor non-refl CFL base case, Total Watts = 3.57 x Msr Watts | Com indoor non-refl CFL base case, Total Watts = 3.57 x Msr Watts | CFL Lamp: Non-Reflector, 3-Way, 28 Watts | CFLratio0357 | CFLratio0357 | CFLscw-3way(28w) | Available |  | 0 | 0 | PGECOLTG162-R4 |  |  |  |  | None | 2016-01-01 | 2016-12-31 | NotInEA |  | L022 |  |  | Standard | added based on interim approved workpapers; Version set to ExAnte2016; MeasureID changed (added -Com); per Oct 17th 2016 email from PG&E to T. Sweek, PG&E's implementation will expire on 12/31/2016 | 1 | 1 | 0 | Deemed Ex Ante Team |  | added based on interim approved workpapers; Version set to ExAnte2016; MeasureID changed (added -Com); per Oct 17th 2016 email from PG&E to T. Sweek, PG&E's implementation will expire on 12/31/2016 |  | Updated to indicate claim/filing status
142 | RE-HV-ResEvapAC-17p4S | 17.4 SEER (15.1 EER) Evap-Cooled Split-System Air Conditioner | DEER2014 | D11 v4.00 | 2020-11-24 16:30 | RE-HV-ResEvapAC-17p4S | DEER | Standard | None | 0 | 0 | None |  | 0 |  | 0 | Res | Any | HVAC | SpaceCool | dxAC_equip | spltSEER |  | HV-ResEvapAC | 10 SEER (9.31 EER) Split System Air Conditioner | 13 SEER (11.09 EER) Split System Air Conditioner | 17.4 SEER (15.1 EER) Evap-Cooled Split-System Air Conditioner |  |  | RE-HV-ResEvapAC-17p4S | Available |  | 0 | 0 |  | ErRobNc |  | HV-ResEvapAC | D08-RE-HV-ResEvapAC-17p4S | DEER1314end | 2013-01-01 | 2014-12-31 | DEER |  |  |  |  | Standard |  | 1 | 1 | 0 | Deemed Ex Ante Team |  |  |  | Updated to indicate claim/filing status
142 | R-OutCmn-LEDFixt-Ext(11w)-dWP21-dWC15 | Residential Outdoor Common Area Lighting: LED Fixture replaces pre-existing standard lighting Wattage. Measure includes Code case. | DEER2017 | Staff Disposition | 2020-11-24 16:30 | Res-Oltg-Cmn-dWatt-CFL | NonDEER | Scaled | BaseRatio | 0 | 0 | None |  | 0 |  | 1 | Res | Any | Lighting | OutCommon | Ltg_Fixture | LED_fixt |  | OLtg-Res-LED-50000hr-Cmn | LED A19 Basecase, Total Watts = 2.96 x Msr Watts | LED Fixture Basecase, Total Watts = 2.42 x Msr Watts | LED fixture: Any type of housing Fixture Type, Exterior Rated; Total Watts = 11 | LEDratio0296 | LEDratio0242 | LEDFixt-Ext(11w) | Available | From LED WRR Disposition July 2016 | 0 | 0 | DEER2020 Update: LED-WRR-WorkpaperDisposition_22Jul2016-Final.docx | ErRobNc |  | LtgFixture-Default |  | None | 2017-01-01 | 2018-12-31 | InEA_modVal | LT-95082 |  |  |  | Standard | Measures expire 12/31/2018. HOU revised based on DEER revision for NRes outdoor lighting with motion sensors | 1 | 1 | 0 | Deemed Ex Ante Team |  | Measures expire 12/31/2018. HOU revised based on DEER revision for NRes outdoor lighting with motion sensors |  | Updated to indicate claim/filing status
143 | L022-Res | InGen-CFL-CFLint_lamp-28 Watt 3-Way CFL replacing Incandescent Average Watts = 69.44 | ExAnte2016 | IOU workpaper | 2020-11-24 16:30 | L022-Res | IOU-Deemed | Standard |  | 0 | 0 |  |  | 0 |  | 1 | Res | PGE | Lighting | InGen-CFL | Ltg_Lamp | CFLint_lamp |  | ILtg-CFL-Res | Res Interior Non-Reflector CFL Lamps, Total Watts = 2.48 x Msr Watts; 2015 Uncertain Measure Update, valid starting 1/1/2016 | Res Interior Non-Reflector CFL Lamps, Total Watts = 2.48 x Msr Watts; 2015 Uncertain Measure Update, valid starting 1/1/2016 | CFL Lamp: Non-Reflector, 3-Way, 28 Watts | CFLratio0248 | CFLratio0248 | CFLscw-3way(28w) | Available |  | 0 | 0 | PGECOLTG162-R4 |  |  |  |  | None | 2016-01-01 | 2016-12-31 | NotInEA |  | L022 |  |  | Standard | added based on interim approved workpapers; Version set to ExAnte2016; MeasureID changed (added -Res); per Oct 17th 2016 email from PG&E to T. Sweek, PG&E's implementation will expire on 12/31/2016 | 1 | 1 | 0 | Deemed Ex Ante Team |  | added based on interim approved workpapers; Version set to ExAnte2016; MeasureID changed (added -Res); per Oct 17th 2016 email from PG&E to T. Sweek, PG&E's implementation will expire on 12/31/2016 |  | Updated to indicate claim/filing status
143 | Res-RCA-wtd | Residential refrigerant charge and airflow adjustment | DEER2018 | D17 v1.0 | 2020-11-24 16:30 | Res-RCA-wtd | DEER | CrossMeasWtd |  | 0 | 0 | None | Res-RCA | 0 |  | 0 | Res | Any | HVAC | SpaceCool | dxAC_equip | spltSEER |  | HV-RefChrg | refrigerant off-charge and medium leakage | adjusted refrigerant charge, 6% Supply/6% Return Leakage (single and multi-family), 15% Supply Leakage (mobile home) | adjusted refrigerant charge, 6% Supply/6% Return Leakage (single and multi-family), 15% Supply Leakage (mobile home) |  |  |  | Available |  | 0 | 0 |  | Retro |  | HV-RefChrg |  | DEER131418 | 2013-01-01 | 2019-12-31 | [5 empty] | Standard | fixed typo in RUL_ID | 1 | 1 | 0 | Deemed Ex Ante Team |  | fixed typo in RUL_ID |  | Updated to indicate claim/filing status
143 | R-OutCmn-LEDFixt-Ext(12w)-dWP23-dWC17 | Residential Outdoor Common Area Lighting: LED Fixture replaces pre-existing standard lighting Wattage. Measure includes Code case. | DEER2017 | Staff Disposition | 2020-11-24 16:30 | Res-Oltg-Cmn-dWatt-CFL | NonDEER | Scaled | BaseRatio | 0 | 0 | None |  | 0 |  | 1 | Res | Any | Lighting | OutCommon | Ltg_Fixture | LED_fixt |  | OLtg-Res-LED-50000hr-Cmn | LED A19 Basecase, Total Watts = 2.96 x Msr Watts | LED Fixture Basecase, Total Watts = 2.42 x Msr Watts | LED fixture: Any type of housing Fixture Type, Exterior Rated; Total Watts = 12 | LEDratio0296 | LEDratio0242 | LEDFixt-Ext(12w) | Available | From LED WRR Disposition July 2016 | 0 | 0 | DEER2020 Update: LED-WRR-WorkpaperDisposition_22Jul2016-Final.docx | ErRobNc |  | LtgFixture-Default |  | None | 2017-01-01 | 2018-12-31 | InEA_modVal | LT-65709 |  |  |  | Standard | Measures expire 12/31/2018. HOU revised based on DEER revision for NRes outdoor lighting with motion sensors | 1 | 1 | 0 | Deemed Ex Ante Team |  | Measures expire 12/31/2018. HOU revised based on DEER revision for NRes outdoor lighting with motion sensors |  | Updated to indicate claim/filing status
144 | L023-Com | InGen-CFL-CFLint_lamp-29 Watt 3-Way CFL replacing Incandescent Average Watts = 103.53 | ExAnte2016 | IOU workpaper | 2020-11-24 16:30 | L023-Com | IOU-Deemed | Standard |  | 0 | 0 |  |  | 0 |  | 1 | Com | PGE | Lighting | InGen-CFL | Ltg_Lamp | CFLint_lamp |  | ILtg-CFL-Com | Com indoor non-refl CFL base case, Total Watts = 3.57 x Msr Watts | Com indoor non-refl CFL base case, Total Watts = 3.57 x Msr Watts | CFL Lamp: Non-Reflector, 3-Way, 29 Watts | CFLratio0357 | CFLratio0357 | CFLscw-3way(29w) | Available |  | 0 | 0 | PGECOLTG162-R4 |  |  |  |  | None | 2016-01-01 | 2016-12-31 | NotInEA |  | L023 |  |  | Standard | added based on interim approved workpapers; Version set to ExAnte2016; MeasureID changed (added -Com); per Oct 17th 2016 email from PG&E to T. Sweek, PG&E's implementation will expire on 12/31/2016 | 1 | 1 | 0 | Deemed Ex Ante Team |  | added based on interim approved workpapers; Version set to ExAnte2016; MeasureID changed (added -Com); per Oct 17th 2016 email from PG&E to T. Sweek, PG&E's implementation will expire on 12/31/2016 |  | Updated to indicate claim/filing status
144 | Res-RefrigCharge-wtd | Adjust refrigerant charge in residential AC unit | DEER2018 | D17 v1.0 | 2020-11-24 16:30 | Res-RefrigCharge-wtd | DEER | CrossMeasWtd | None | 0 | 0 | None | Res-RefrigCharge | 0 |  | 0 | Res | Any | HVAC | SpaceCool | dxAC_equip | spltSEER |  | HV-RefChrg | High and Typical Undercharge and Overcharge (varies by building type) | Rated Refrig Chg (0.310 Cooling EIR) | Adjusted Refrigerant charge |  |  |  | Available |  | 0 | 0 |  | Retro |  | HV-RefChrg |  | DEER131418 | 2013-01-01 | 2019-12-31 | [5 empty] | Standard | Measure updated for DEER2017 | 1 | 1 | 0 | Deemed Ex Ante Team |  | Measure updated for DEER2017 |  | Updated to indicate claim/filing status
144 | R-OutCmn-LEDFixt-Ext(13w)-dWP25-dWC18 | Residential Outdoor Common Area Lighting: LED Fixture replaces pre-existing standard lighting Wattage. Measure includes Code case. | DEER2017 | Staff Disposition | 2020-11-24 16:30 | Res-Oltg-Cmn-dWatt-CFL | NonDEER | Scaled | BaseRatio | 0 | 0 | None |  | 0 |  | 1 | Res | Any | Lighting | OutCommon | Ltg_Fixture | LED_fixt |  | OLtg-Res-LED-50000hr-Cmn | LED A19 Basecase, Total Watts = 2.96 x Msr Watts | LED Fixture Basecase, Total Watts = 2.42 x Msr Watts | LED fixture: Any type of housing Fixture Type, 780 min lm, Exterior Rated; Total Watts = 13 | LEDratio0296 | LEDratio0242 | LEDFixt-Ext(13w) | Available | From LED WRR Disposition July 2016 | 0 | 0 | DEER2020 Update: LED-WRR-WorkpaperDisposition_22Jul2016-Final.docx | ErRobNc |  | LtgFixture-Default |  | None | 2017-01-01 | 2018-12-31 | InEA_modVal | LT-53830 |  |  |  | Standard | Measures expire 12/31/2018. HOU revised based on DEER revision for NRes outdoor lighting with motion sensors | 1 | 1 | 0 | Deemed Ex Ante Team |  | Measures expire 12/31/2018. HOU revised based on DEER revision for NRes outdoor lighting with motion sensors |  | Updated to indicate claim/filing status
145 | L023-Res | InGen-CFL-CFLint_lamp-29 Watt 3-Way CFL replacing Incandescent Average Watts = 71.92 | ExAnte2016 | IOU workpaper | 2020-11-24 16:30 | L023-Res | IOU-Deemed | Standard |  | 0 | 0 |  |  | 0 |  | 1 | Res | PGE | Lighting | InGen-CFL | Ltg_Lamp | CFLint_lamp |  | ILtg-CFL-Res | Res Interior Non-Reflector CFL Lamps, Total Watts = 2.48 x Msr Watts; 2015 Uncertain Measure Update, valid starting 1/1/2016 | Res Interior Non-Reflector CFL Lamps, Total Watts = 2.48 x Msr Watts; 2015 Uncertain Measure Update, valid starting 1/1/2016 | CFL Lamp: Non-Reflector, 3-Way, 29 Watts | CFLratio0248 | CFLratio0248 | CFLscw-3way(29w) | Available |  | 0 | 0 | PGECOLTG162-R4 |  |  |  |  | None | 2016-01-01 | 2016-12-31 | NotInEA |  | L023 |  |  | Standard | added based on interim approved workpapers; Version set to ExAnte2016; MeasureID changed (added -Res); per Oct 17th 2016 email from PG&E to T. Sweek, PG&E's implementation will expire on 12/31/2016 | 1 | 1 | 0 | Deemed Ex Ante Team |  | added based on interim approved workpapers; Version set to ExAnte2016; MeasureID changed (added -Res); per Oct 17th 2016 email from PG&E to T. Sweek, PG&E's implementation will expire on 12/31/2016 |  | Updated to indicate claim/filing status
145 | Res-GasFurnace-AFUE81 | Efficient Residential Gas Furnace - AFUE 81 | DEER2014 | D14 | 2020-11-24 16:30 | Res-Furnace-dHIR | DEER | Scaled | Delta | 0.0044 | 0.0133 | None |  | 0 |  | 0 | Res | Any | HVAC | SpaceHeat | SpaceHtg_eq | GasFurnace |  | HV-EffFurn | Furnace AFUE 78 | Furnace AFUE 80 | Efficient Residential Gas Furnace - AFUE 81 |  |  |  | Available | scaled based on deltaHIR, impacts based on RG-HV-EffFurn-96AFUE with Updated code baseline | 0 | 0 | June 2017 DEER Update - Expired due to modified measure definition | ErRobNc |  | HV-EffFurn | RG-HV-EffFurn-81AFUE (D11 v4.00) | DEER1314 | 2017-01-01 | 2016-12-31 | InEA_same |  |  |  |  | Standard |  | 1 | 1 | 0 | Deemed Ex Ante Team |  |  |  | Updated to indicate claim/filing status
145 | Res-GasFurnace-AFUE81 | Efficient Residential Gas Furnace - AFUE 81 | DEER2017 | D17 v2 | 2020-11-24 16:30 | Res-Furnace-dHIR | DEER | Scaled | Delta | 0.0044 | 0.0044 | None |  | 0 |  | 0 | Res | Any | HVAC | SpaceHeat | SpaceHtg_eq | GasFurnace |  | HV-EffFurn | Furnace AFUE 80 | Furnace AFUE 80 | Efficient Residential Gas Furnace - AFUE 81 |  |  |  | Available | scaled based on deltaHIR, impacts based on RG-HV-EffFurn-96AFUE with Updated code baseline | 0 | 0 | June 2017 DEER Update | ErRobNc |  | HV-EffFurn |  | None | 2017-01-01 | 2019-12-31 | InEA_mod |  |  |  |  | Standard | Measure updated for DEER2017, pre-existing set to 80 AFUE for June 2017 update; Measure expired due to DEER2020 update | 1 | 1 | 0 | Deemed Ex Ante Team |  | Measure updated for DEER2017, pre-existing set to 80 AFUE for June 2017 update; Measure expired due to DEER2020 update |  | Updated to indicate claim/filing status
145 | R-OutCmn-LEDFixt-Ext(14w)-dWP27-dWC19 | Residential Outdoor Common Area Lighting: LED Fixture replaces pre-existing standard lighting Wattage. Measure includes Code case. | DEER2017 | Staff Disposition | 2020-11-24 16:30 | Res-Oltg-Cmn-dWatt-CFL | NonDEER | Scaled | BaseRatio | 0 | 0 | None |  | 0 |  | 1 | Res | Any | Lighting | OutCommon | Ltg_Fixture | LED_fixt |  | OLtg-Res-LED-50000hr-Cmn | LED A19 Basecase, Total Watts = 2.96 x Msr Watts | LED Fixture Basecase, Total Watts = 2.42 x Msr Watts | LED fixture: Any type of housing Fixture Type, 860 min lm, Exterior Rated; Total Watts = 14 | LEDratio0296 | LEDratio0242 | LEDFixt-Ext(14w) | Available | From LED WRR Disposition July 2016 | 0 | 0 | DEER2020 Update: LED-WRR-WorkpaperDisposition_22Jul2016-Final.docx | ErRobNc |  | LtgFixture-Default |  | None | 2017-01-01 | 2018-12-31 | InEA_modVal | LT-62909 |  |  |  | Standard | Measures expire 12/31/2018. HOU revised based on DEER revision for NRes outdoor lighting with motion sensors | 1 | 1 | 0 | Deemed Ex Ante Team |  | Measures expire 12/31/2018. HOU revised based on DEER revision for NRes outdoor lighting with motion sensors |  | Updated to indicate claim/filing status
146 | L024-Com | InGen-CFL-CFLint_lamp-32 Watt 3-Way CFL replacing Incandescent Average Watts = 114.24 | ExAnte2016 | IOU workpaper | 2020-11-24 16:30 | L024-Com | IOU-Deemed | Standard |  | 0 | 0 |  |  | 0 |  | 1 | Com | PGE | Lighting | InGen-CFL | Ltg_Lamp | CFLint_lamp |  | ILtg-CFL-Com | Com indoor non-refl CFL base case, Total Watts = 3.57 x Msr Watts | Com indoor non-refl CFL base case, Total Watts = 3.57 x Msr Watts | CFL Lamp: Non-Reflector, 3-Way, 32 Watts | CFLratio0357 | CFLratio0357 | CFLscw-3way(32w) | Available |  | 0 | 0 | PGECOLTG162-R4 |  |  |  |  | None | 2016-01-01 | 2016-12-31 | NotInEA |  | L024 |  |  | Standard | added based on interim approved workpapers; Version set to ExAnte2016; MeasureID changed (added -Com); per Oct 17th 2016 email from PG&E to T. Sweek, PG&E's implementation will expire on 12/31/2016 | 1 | 1 | 0 | Deemed Ex Ante Team |  | added based on interim approved workpapers; Version set to ExAnte2016; MeasureID changed (added -Com); per Oct 17th 2016 email from PG&E to T. Sweek, PG&E's implementation will expire on 12/31/2016 |  | Updated to indicate claim/filing status
146 | Res-GasFurnace-AFUE90 | Efficient Residential Gas Furnace - AFUE 90 | DEER2014 | D14 | 2020-11-24 16:30 | Res-Furnace-dHIR | DEER | Scaled | Delta | 0.124 | 0.133 | None |  | 0 |  | 0 | Res | Any | HVAC | SpaceHeat | SpaceHtg_eq | GasFurnace |  | HV-EffFurn | Furnace AFUE 78 | Furnace AFUE 80 | Efficient Residential Gas Furnace - AFUE 90 |  |  |  | Available | scaled based on deltaHIR, impacts based on RG-HV-EffFurn-96AFUE with Updated code baseline | 0 | 0 | June 2017 DEER Update - Expired due to modified measure definition | ErRobNc |  | HV-EffFurn | RG-HV-EffFurn-90AFUE (D11 v4.00) | DEER1314 | 2013-01-01 | 2016-12-31 | InEA_same |  |  |  |  | Standard |  | 1 | 1 | 0 | Deemed Ex Ante Team |  |  |  | Updated to indicate claim/filing status
146 | Res-GasFurnace-AFUE90 | Efficient Residential Gas Furnace - AFUE 90 | DEER2017 | D17 v2 | 2020-11-24 16:30 | Res-Furnace-dHIR | DEER | Scaled | Delta | 0.124 | 0.124 | None |  | 0 |  | 0 | Res | Any | HVAC | SpaceHeat | SpaceHtg_eq | GasFurnace |  | HV-EffFurn | Furnace AFUE 80 | Furnace AFUE 80 | Efficient Residential Gas Furnace - AFUE 90 |  |  |  | Available | scaled based on deltaHIR, impacts based on RG-HV-EffFurn-96AFUE with Updated code baseline | 0 | 0 | June 2017 DEER Update | ErRobNc |  | HV-EffFurn |  | None | 2017-01-01 | 2019-12-31 | InEA_mod |  |  |  |  | Standard | Measure updated for DEER2017, pre-existing set to 80 AFUE for June 2017 update; Measure expired due to DEER2020 update | 1 | 1 | 0 | Deemed Ex Ante Team |  | Measure updated for DEER2017, pre-existing set to 80 AFUE for June 2017 update; Measure expired due to DEER2020 update |  | Updated to indicate claim/filing status
146 | R-OutCmn-LEDFixt-Ext(15w)-dWP29-dWC21 | Residential Outdoor Common Area Lighting: LED Fixture replaces pre-existing standard lighting Wattage. Measure includes Code case. | DEER2017 | Staff Disposition | 2020-11-24 16:30 | Res-Oltg-Cmn-dWatt-CFL | NonDEER | Scaled | BaseRatio | 0 | 0 | None |  | 0 |  | 1 | Res | Any | Lighting | OutCommon | Ltg_Fixture | LED_fixt |  | OLtg-Res-LED-50000hr-Cmn | LED A19 Basecase, Total Watts = 2.96 x Msr Watts | LED Fixture Basecase, Total Watts = 2.42 x Msr Watts | LED fixture: Any type of housing Fixture Type, Exterior Rated; Total Watts = 15 | LEDratio0296 | LEDratio0242 | LEDFixt-Ext(15w) | Available | From LED WRR Disposition July 2016 | 0 | 0 | DEER2020 Update: LED-WRR-WorkpaperDisposition_22Jul2016-Final.docx | ErRobNc |  | LtgFixture-Default |  | None | 2017-01-01 | 2018-12-31 | InEA_modVal | LT-64091 |  |  |  | Standard | Measures expire 12/31/2018. HOU revised based on DEER revision for NRes outdoor lighting with motion sensors | 1 | 1 | 0 | Deemed Ex Ante Team |  | Measures expire 12/31/2018. HOU revised based on DEER revision for NRes outdoor lighting with motion sensors |  | Updated to indicate claim/filing status
147 | L024-Res | InGen-CFL-CFLint_lamp-32 Watt 3-Way CFL replacing Incandescent Average Watts = 79.36 | ExAnte2016 | IOU workpaper | 2020-11-24 16:30 | L024-Res | IOU-Deemed | Standard |  | 0 | 0 |  |  | 0 |  | 1 | Res | PGE | Lighting | InGen-CFL | Ltg_Lamp | CFLint_lamp |  | ILtg-CFL-Res | Res Interior Non-Reflector CFL Lamps, Total Watts = 2.48 x Msr Watts; 2015 Uncertain Measure Update, valid starting 1/1/2016 | Res Interior Non-Reflector CFL Lamps, Total Watts = 2.48 x Msr Watts; 2015 Uncertain Measure Update, valid starting 1/1/2016 | CFL Lamp: Non-Reflector, 3-Way, 32 Watts | CFLratio0248 | CFLratio0248 | CFLscw-3way(32w) | Available |  | 0 | 0 | PGECOLTG162-R4 |  |  |  |  | None | 2016-01-01 | 2016-12-31 | NotInEA |  | L024 |  |  | Standard | added based on interim approved workpapers; Version set to ExAnte2016; MeasureID changed (added -Res); per Oct 17th 2016 email from PG&E to T. Sweek, PG&E's implementation will expire on 12/31/2016 | 1 | 1 | 0 | Deemed Ex Ante Team |  | added based on interim approved workpapers; Version set to ExAnte2016; MeasureID changed (added -Res); per Oct 17th 2016 email from PG&E to T. Sweek, PG&E's implementation will expire on 12/31/2016 |  | Updated to indicate claim/filing status
147 | Res-GasFurnace-AFUE91 | Efficient Residential Gas Furnace - AFUE 91 | DEER2017 | D17 v2 | 2020-11-24 16:30 | Res-Furnace-dHIR | DEER | Scaled | Delta | 0.138 | 0.138 | None |  | 0 |  | 0 | Res | Any | HVAC | SpaceHeat | SpaceHtg_eq | GasFurnace |  | HV-EffFurn | Furnace AFUE 80 | Furnace AFUE 80 | Efficient Residential Gas Furnace - AFUE 91 |  |  |  | Available | scaled based on deltaHIR, impacts based on RG-HV-EffFurn-96AFUE with Updated code baseline | 0 | 0 | June 2017 DEER Update | ErRobNc |  | HV-EffFurn |  | None | 2017-01-01 | 2019-12-31 | InEA_mod |  |  |  |  | Standard | Measure updated for DEER2017, pre-existing set to 80 AFUE for June 2017 update; Measure expired due to DEER2020 update | 1 | 1 | 0 | Deemed Ex Ante Team |  | Measure updated for DEER2017, pre-existing set to 80 AFUE for June 2017 update; Measure expired due to DEER2020 update |  | Updated to indicate claim/filing status
147 | Res-GasFurnace-AFUE91 | Efficient Residential Gas Furnace - AFUE 91 | DEER2014 | D14 | 2020-11-24 16:30 | Res-Furnace-dHIR | DEER | Scaled | Delta | 0.138 | 0.147 | None |  | 0 |  | 0 | Res | Any | HVAC | SpaceHeat | SpaceHtg_eq | GasFurnace |  | HV-EffFurn | Furnace AFUE 78 | Furnace AFUE 80 | Efficient Residential Gas Furnace - AFUE 91 |  |  |  | Available | scaled based on deltaHIR, impacts based on RG-HV-EffFurn-96AFUE with Updated code baseline | 0 | 0 | June 2017 DEER Update - Expired due to modified measure definition | ErRobNc |  | HV-EffFurn |  | DEER1314 | 2013-01-01 | 2016-12-31 | InEA_same |  |  |  |  | Standard |  | 1 | 1 | 0 | Deemed Ex Ante Team |  |  |  | Updated to indicate claim/filing status
147 | R-OutCmn-LEDFixt-Ext(16w)-dWP31-dWC22 | Residential Outdoor Common Area Lighting: LED Fixture replaces pre-existing standard lighting Wattage. Measure includes Code case. | DEER2017 | Staff Disposition | 2020-11-24 16:30 | Res-Oltg-Cmn-dWatt-CFL | NonDEER | Scaled | BaseRatio | 0 | 0 | None |  | 0 |  | 1 | Res | Any | Lighting | OutCommon | Ltg_Fixture | LED_fixt |  | OLtg-Res-LED-50000hr-Cmn | LED A19 Basecase, Total Watts = 2.96 x Msr Watts | LED Fixture Basecase, Total Watts = 2.42 x Msr Watts | LED fixture: Any type of housing Fixture Type, Exterior Rated; Total Watts = 16 | LEDratio0296 | LEDratio0242 | LEDFixt-Ext(16w) | Available | From LED WRR Disposition July 2016 | 0 | 0 | DEER2020 Update: LED-WRR-WorkpaperDisposition_22Jul2016-Final.docx | ErRobNc |  | LtgFixture-Default |  | None | 2017-01-01 | 2018-12-31 | InEA_modVal | LT-68031 |  |  |  | Standard | Measures expire 12/31/2018. HOU revised based on DEER revision for NRes outdoor lighting with motion sensors | 1 | 1 | 0 | Deemed Ex Ante Team |  | Measures expire 12/31/2018. HOU revised based on DEER revision for NRes outdoor lighting with motion sensors |  | Updated to indicate claim/filing status
148 | L025-Res | InGen-CFL-CFLint_lamp-33 Watt 3-Way CFL replacing Incandescent Average Watts = 81.84 | ExAnte2016 | IOU workpaper | 2020-11-24 16:30 | L025-Res | IOU-Deemed | Standard |  | 0 | 0 |  |  | 0 |  | 1 | Res | PGE | Lighting | InGen-CFL | Ltg_Lamp | CFLint_lamp |  | ILtg-CFL-Res | Res Interior Non-Reflector CFL Lamps, Total Watts = 2.48 x Msr Watts; 2015 Uncertain Measure Update, valid starting 1/1/2016 | Res Interior Non-Reflector CFL Lamps, Total Watts = 2.48 x Msr Watts; 2015 Uncertain Measure Update, valid starting 1/1/2016 | CFL Lamp: Non-Reflector, 3-Way, 33 Watts | CFLratio0248 | CFLratio0248 | CFLscw-3way(33w) | Available |  | 0 | 0 | PGECOLTG162-R4 |  |  |  |  | None | 2016-01-01 | 2016-12-31 | NotInEA |  | L025 |  |  | Standard | added based on interim approved workpapers; Version set to ExAnte2016; MeasureID changed (added -Res); per Oct 17th 2016 email from PG&E to T. Sweek, PG&E's implementation will expire on 12/31/2016 | 1 | 1 | 0 | Deemed Ex Ante Team |  | added based on interim approved workpapers; Version set to ExAnte2016; MeasureID changed (added -Res); per Oct 17th 2016 email from PG&E to T. Sweek, PG&E's implementation will expire on 12/31/2016 |  | Updated to indicate claim/filing status
148 | Res-GasFurnace-AFUE92 | Efficient Residential Gas Furnace - AFUE 92 | DEER2017 | D17 v2 | 2020-11-24 16:30 | Res-Furnace-dHIR | DEER | Scaled | Delta | 0.151 | 0.151 | None |  | 0 |  | 0 | Res | Any | HVAC | SpaceHeat | SpaceHtg_eq | GasFurnace |  | HV-EffFurn | Furnace AFUE 80 | Furnace AFUE 80 | Efficient Residential Gas Furnace - AFUE 92 |  |  |  | Available | scaled based on deltaHIR, impacts based on RG-HV-EffFurn-96AFUE with Updated code baseline | 0 | 0 | June 2017 DEER Update | ErRobNc |  | HV-EffFurn |  | None | 2017-01-01 | 2019-12-31 | InEA_mod |  |  |  |  | Standard | Measure updated for DEER2017, pre-existing set to 80 AFUE for June 2017 update; Measure expired due to DEER2020 update | 1 | 1 | 0 | Deemed Ex Ante Team |  | Measure updated for DEER2017, pre-existing set to 80 AFUE for June 2017 update; Measure expired due to DEER2020 update |  | Updated to indicate claim/filing status
148 | Res-GasFurnace-AFUE92 | Efficient Residential Gas Furnace - AFUE 92 | DEER2014 | D14 | 2020-11-24 16:30 | Res-Furnace-dHIR | DEER | Scaled | Delta | 0.151 | 0.16 | None |  | 0 |  | 0 | Res | Any | HVAC | SpaceHeat | SpaceHtg_eq | GasFurnace |  | HV-EffFurn | Furnace AFUE 78 | Furnace AFUE 80 | Efficient Residential Gas Furnace - AFUE 92 |  |  |  | Available | scaled based on deltaHIR, impacts based on RG-HV-EffFurn-96AFUE with Updated code baseline | 0 | 0 | June 2017 DEER Update - Expired due to modified measure definition | ErRobNc |  | HV-EffFurn | RG-HV-EffFurn-92AFUE (D11 v4.00) | DEER1314 | 2013-01-01 | 2016-12-31 | InEA_same |  |  |  |  | Standard |  | 1 | 1 | 0 | Deemed Ex Ante Team |  |  |  | Updated to indicate claim/filing status
148 | R-OutCmn-LEDFixt-Ext(17w)-dWP33-dWC24 | Residential Outdoor Common Area Lighting: LED Fixture replaces pre-existing standard lighting Wattage. Measure includes Code case. | DEER2017 | Staff Disposition | 2020-11-24 16:30 | Res-Oltg-Cmn-dWatt-CFL | NonDEER | Scaled | BaseRatio | 0 | 0 | None |  | 0 |  | 1 | Res | Any | Lighting | OutCommon | Ltg_Fixture | LED_fixt |  | OLtg-Res-LED-50000hr-Cmn | LED A19 Basecase, Total Watts = 2.96 x Msr Watts | LED Fixture Basecase, Total Watts = 2.42 x Msr Watts | LED fixture: Any type of housing Fixture Type, Exterior Rated; Total Watts = 17 | LEDratio0296 | LEDratio0242 | LEDFixt-Ext(17w) | Available | From LED WRR Disposition July 2016 | 0 | 0 | DEER2020 Update: LED-WRR-WorkpaperDisposition_22Jul2016-Final.docx | ErRobNc |  | LtgFixture-Default |  | None | 2017-01-01 | 2018-12-31 | InEA_modVal | LT-92930 |  |  |  | Standard | Measures expire 12/31/2018. HOU revised based on DEER revision for NRes outdoor lighting with motion sensors | 1 | 1 | 0 | Deemed Ex Ante Team |  | Measures expire 12/31/2018. HOU revised based on DEER revision for NRes outdoor lighting with motion sensors |  | Updated to indicate claim/filing status
149 | L025-Com | InGen-CFL-CFLint_lamp-33 Watt 3-Way CFL replacing Incandescent Average Watts = 117.81 | ExAnte2016 | IOU workpaper | 2020-11-24 16:30 | L025-Com | IOU-Deemed | Standard |  | 0 | 0 |  |  | 0 |  | 1 | Com | PGE | Lighting | InGen-CFL | Ltg_Lamp | CFLint_lamp |  | ILtg-CFL-Com | Com indoor non-refl CFL base case, Total Watts = 3.57 x Msr Watts | Com indoor non-refl CFL base case, Total Watts = 3.57 x Msr Watts | CFL Lamp: Non-Reflector, 3-Way, 33 Watts | CFLratio0357 | CFLratio0357 | CFLscw-3way(33w) | Available |  | 0 | 0 | PGECOLTG162-R4 |  |  |  |  | None | 2016-01-01 | 2016-12-31 | NotInEA |  | L025 |  |  | Standard | added based on interim approved workpapers; Version set to ExAnte2016; MeasureID changed (added -Com); per Oct 17th 2016 email from PG&E to T. Sweek, PG&E's implementation will expire on 12/31/2016 | 1 | 1 | 0 | Deemed Ex Ante Team |  | added based on interim approved workpapers; Version set to ExAnte2016; MeasureID changed (added -Com); per Oct 17th 2016 email from PG&E to T. Sweek, PG&E's implementation will expire on 12/31/2016 |  | Updated to indicate claim/filing status
149 | Res-GasFurnace-AFUE93 | Efficient Residential Gas Furnace - AFUE 93 | DEER2014 | D14 | 2020-11-24 16:30 | Res-Furnace-dHIR | DEER | Scaled | Delta | 0.164 | 0.173 | None |  | 0 |  | 0 | Res | Any | HVAC | SpaceHeat | SpaceHtg_eq | GasFurnace |  | HV-EffFurn | Furnace AFUE 78 | Furnace AFUE 80 | Efficient Residential Gas Furnace - AFUE 93 |  |  |  | Available | scaled based on deltaHIR, impacts based on RG-HV-EffFurn-96AFUE with Updated code baseline | 0 | 0 | June 2017 DEER Update - Expired due to modified measure definition | ErRobNc |  | HV-EffFurn |  | DEER1314 | 2013-01-01 | 2016-12-31 | InEA_same |  |  |  |  | Standard |  | 1 | 1 | 0 | Deemed Ex Ante Team |  |  |  | Updated to indicate claim/filing status
149 | Res-GasFurnace-AFUE93 | Efficient Residential Gas Furnace - AFUE 93 | DEER2017 | D17 v2 | 2020-11-24 16:30 | Res-Furnace-dHIR | DEER | Scaled | Delta | 0.164 | 0.164 | None |  | 0 |  | 0 | Res | Any | HVAC | SpaceHeat | SpaceHtg_eq | GasFurnace |  | HV-EffFurn | Furnace AFUE 80 | Furnace AFUE 80 | Efficient Residential Gas Furnace - AFUE 93 |  |  |  | Available | scaled based on deltaHIR, impacts based on RG-HV-EffFurn-96AFUE with Updated code baseline | 0 | 0 | June 2017 DEER Update | ErRobNc |  | HV-EffFurn |  | None | 2017-01-01 | 2019-12-31 | InEA_mod |  |  |  |  | Standard | Measure updated for DEER2017, pre-existing set to 80 AFUE for June 2017 update; Measure expired due to DEER2020 update | 1 | 1 | 0 | Deemed Ex Ante Team |  | Measure updated for DEER2017, pre-existing set to 80 AFUE for June 2017 update; Measure expired due to DEER2020 update |  | Updated to indicate claim/filing status
149 | R-OutCmn-LEDFixt-Ext(18w)-dWP35-dWC25 | Residential Outdoor Common Area Lighting: LED Fixture replaces pre-existing standard lighting Wattage. Measure includes Code case. | DEER2017 | Staff Disposition | 2020-11-24 16:30 | Res-Oltg-Cmn-dWatt-CFL | NonDEER | Scaled | BaseRatio | 0 | 0 | None |  | 0 |  | 1 | Res | Any | Lighting | OutCommon | Ltg_Fixture | LED_fixt |  | OLtg-Res-LED-50000hr-Cmn | LED A19 Basecase, Total Watts = 2.96 x Msr Watts | LED Fixture Basecase, Total Watts = 2.42 x Msr Watts | LED fixture: Any type of housing Fixture Type, Exterior Rated; Total Watts = 18 | LEDratio0296 | LEDratio0242 | LEDFixt-Ext(18w) | Available | From LED WRR Disposition July 2016 | 0 | 0 | DEER2020 Update: LED-WRR-WorkpaperDisposition_22Jul2016-Final.docx | ErRobNc |  | LtgFixture-Default |  | None | 2017-01-01 | 2018-12-31 | InEA_modVal | LT-68234 |  |  |  | Standard | Measures expire 12/31/2018. HOU revised based on DEER revision for NRes outdoor lighting with motion sensors | 1 | 1 | 0 | Deemed Ex Ante Team |  | Measures expire 12/31/2018. HOU revised based on DEER revision for NRes outdoor lighting with motion sensors |  | Updated to indicate claim/filing status
150 | L026-Res | InGen-CFL-CFLint_lamp-40 Watt 3-Way CFL replacing Incandescent Average Watts = 99.2 | ExAnte2016 | IOU workpaper | 2020-11-24 16:30 | L026-Res | IOU-Deemed | Standard |  | 0 | 0 |  |  | 0 |  | 1 | Res | PGE | Lighting | InGen-CFL | Ltg_Lamp | CFLint_lamp |  | ILtg-CFL-Res | Res Interior Non-Reflector CFL Lamps, Total Watts = 2.48 x Msr Watts; 2015 Uncertain Measure Update, valid starting 1/1/2016 | Res Interior Non-Reflector CFL Lamps, Total Watts = 2.48 x Msr Watts; 2015 Uncertain Measure Update, valid starting 1/1/2016 | CFL Lamp: Non-Reflector, 3-Way, 40 Watts | CFLratio0248 | CFLratio0248 | CFLscw-3way(40w) | Available |  | 0 | 0 | PGECOLTG162-R4 |  |  |  |  | None | 2016-01-01 | 2016-12-31 | NotInEA |  | L026 |  |  | Standard | added based on interim approved workpapers; Version set to ExAnte2016; MeasureID changed (added -Res); per Oct 17th 2016 email from PG&E to T. Sweek, PG&E's implementation will expire on 12/31/2016 | 1 | 1 | 0 | Deemed Ex Ante Team |  | added based on interim approved workpapers; Version set to ExAnte2016; MeasureID changed (added -Res); per Oct 17th 2016 email from PG&E to T. Sweek, PG&E's implementation will expire on 12/31/2016 |  | Updated to indicate claim/filing status
150 | Res-GasFurnace-AFUE94 | Efficient Residential Gas Furnace - AFUE 94 | DEER2017 | D17 v2 | 2020-11-24 16:30 | Res-Furnace-dHIR | DEER | Scaled | Delta | 0.176 | 0.176 | None |  | 0 |  | 0 | Res | Any | HVAC | SpaceHeat | SpaceHtg_eq | GasFurnace |  | HV-EffFurn | Furnace AFUE 80 | Furnace AFUE 80 | Efficient Residential Gas Furnace - AFUE 94 |  |  |  | Available | scaled based on deltaHIR, impacts based on RG-HV-EffFurn-96AFUE with Updated code baseline | 0 | 0 | June 2017 DEER Update | ErRobNc |  | HV-EffFurn |  | None | 2017-01-01 | 2019-12-31 | InEA_mod |  |  |  |  | Standard | Measure updated for DEER2017, pre-existing set to 80 AFUE for June 2017 update; Measure expired due to DEER2020 update | 1 | 1 | 0 | Deemed Ex Ante Team |  | Measure updated for DEER2017, pre-existing set to 80 AFUE for June 2017 update; Measure expired due to DEER2020 update |  | Updated to indicate claim/filing status
150 | Res-GasFurnace-AFUE94 | Efficient Residential Gas Furnace - AFUE 94 | DEER2014 | D14 | 2020-11-24 16:30 | Res-Furnace-dHIR | DEER | Scaled | Delta | 0.176 | 0.185 | None |  | 0 |  | 0 | Res | Any | HVAC | SpaceHeat | SpaceHtg_eq | GasFurnace |  | HV-EffFurn | Furnace AFUE 78 | Furnace AFUE 80 | Efficient Residential Gas Furnace - AFUE 94 |  |  |  | Available | scaled based on deltaHIR, impacts based on RG-HV-EffFurn-96AFUE with Updated code baseline | 0 | 0 | June 2017 DEER Update - Expired due to modified measure definition | ErRobNc |  | HV-EffFurn | RG-HV-EffFurn-94AFUE (D11 v4.00) | DEER1314 | 2013-01-01 | 2016-12-31 | InEA_same |  |  |  |  | Standard |  | 1 | 1 | 0 | Deemed Ex Ante Team |  |  |  | Updated to indicate claim/filing status
150 | R-OutCmn-LEDFixt-Ext(19w)-dWP37-dWC26 | Residential Outdoor Common Area Lighting: LED Fixture replaces pre-existing standard lighting Wattage. Measure includes Code case. | DEER2017 | Staff Disposition | 2020-11-24 16:30 | Res-Oltg-Cmn-dWatt-CFL | NonDEER | Scaled | BaseRatio | 0 | 0 | None |  | 0 |  | 1 | Res | Any | Lighting | OutCommon | Ltg_Fixture | LED_fixt |  | OLtg-Res-LED-50000hr-Cmn | LED A19 Basecase, Total Watts = 2.96 x Msr Watts | LED Fixture Basecase, Total Watts = 2.42 x Msr Watts | LED fixture: Any type of housing Fixture Type, Exterior Rated; Total Watts = 19 | LEDratio0296 | LEDratio0242 | LEDFixt-Ext(19w) | Available | From LED WRR Disposition July 2016 | 0 | 0 | DEER2020 Update: LED-WRR-WorkpaperDisposition_22Jul2016-Final.docx | ErRobNc |  | LtgFixture-Default |  | None | 2017-01-01 | 2018-12-31 | InEA_modVal | LT-79044 |  |  |  | Standard | Measures expire 12/31/2018. HOU revised based on DEER revision for NRes outdoor lighting with motion sensors | 1 | 1 | 0 | Deemed Ex Ante Team |  | Measures expire 12/31/2018. HOU revised based on DEER revision for NRes outdoor lighting with motion sensors |  | Updated to indicate claim/filing status
151 | L026-Com | InGen-CFL-CFLint_lamp-40 Watt 3-Way CFL replacing Incandescent Average Watts = 141.8 | ExAnte2016 | IOU workpaper | 2020-11-24 16:30 | L026-Com | IOU-Deemed | Standard |  | 0 | 0 |  |  | 0 |  | 1 | Com | PGE | Lighting | InGen-CFL | Ltg_Lamp | CFLint_lamp |  | ILtg-CFL-Com | Com indoor non-refl CFL base case, Total Watts = 3.57 x Msr Watts | Com indoor non-refl CFL base case, Total Watts = 3.57 x Msr Watts | CFL Lamp: Non-Reflector, 3-Way, 40 Watts | CFLratio0357 | CFLratio0357 | CFLscw-3way(40w) | Available |  | 0 | 0 | PGECOLTG162-R4 |  |  |  |  | None | 2016-01-01 | 2016-12-31 | NotInEA |  | L026 |  |  | Standard | added based on interim approved workpapers; Version set to ExAnte2016; MeasureID changed (added -Com); per Oct 17th 2016 email from PG&E to T. Sweek, PG&E's implementation will expire on 12/31/2016 | 1 | 1 | 0 | Deemed Ex Ante Team |  | added based on interim approved workpapers; Version set to ExAnte2016; MeasureID changed (added -Com); per Oct 17th 2016 email from PG&E to T. Sweek, PG&E's implementation will expire on 12/31/2016 |  | Updated to indicate claim/filing status
151 | Res-GasFurnace-AFUE95 | Efficient Residential Gas Furnace - AFUE 95 | DEER2014 | D14 | 2020-11-24 16:30 | Res-Furnace-dHIR | DEER | Scaled | Delta | 0.189 | 0.198 | None |  | 0 |  | 0 | Res | Any | HVAC | SpaceHeat | SpaceHtg_eq | GasFurnace |  | HV-EffFurn | Furnace AFUE 78 | Furnace AFUE 80 | Efficient Residential Gas Furnace - AFUE 95 |  |  |  | Available | scaled based on deltaHIR, impacts based on RG-HV-EffFurn-96AFUE with Updated code baseline | 0 | 0 | June 2017 DEER Update - Expired due to modified measure definition | ErRobNc |  | HV-EffFurn |  | DEER1314 | 2013-01-01 | 2016-12-31 | InEA_same |  |  |  |  | Standard |  | 1 | 1 | 0 | Deemed Ex Ante Team |  |  |  | Updated to indicate claim/filing status
151 | Res-GasFurnace-AFUE95 | Efficient Residential Gas Furnace - AFUE 95 | DEER2017 | D17 v2 | 2020-11-24 16:30 | Res-Furnace-dHIR | DEER | Scaled | Delta | 0.189 | 0.189 | None |  | 0 |  | 0 | Res | Any | HVAC | SpaceHeat | SpaceHtg_eq | GasFurnace |  | HV-EffFurn | Furnace AFUE 80 | Furnace AFUE 80 | Efficient Residential Gas Furnace - AFUE 95 |  |  |  | Available | scaled based on deltaHIR, impacts based on RG-HV-EffFurn-96AFUE with Updated code baseline | 0 | 0 | June 2017 DEER Update | ErRobNc |  | HV-EffFurn |  | None | 2017-01-01 | 2019-12-31 | InEA_mod |  |  |  |  | Standard | Measure updated for DEER2017, pre-existing set to 80 AFUE for June 2017 update; Measure expired due to DEER2020 update | 1 | 1 | 0 | Deemed Ex Ante Team |  | Measure updated for DEER2017, pre-existing set to 80 AFUE for June 2017 update; Measure expired due to DEER2020 update |  | Updated to indicate claim/filing status
151 | R-OutCmn-LEDFixt-Ext(20w)-dWP39-dWC28 | Residential Outdoor Common Area Lighting: LED Fixture replaces pre-existing standard lighting Wattage. Measure includes Code case. | DEER2017 | Staff Disposition | 2020-11-24 16:30 | Res-Oltg-Cmn-dWatt-CFL | NonDEER | Scaled | BaseRatio | 0 | 0 | None |  | 0 |  | 1 | Res | Any | Lighting | OutCommon | Ltg_Fixture | LED_fixt |  | OLtg-Res-LED-50000hr-Cmn | LED A19 Basecase, Total Watts = 2.96 x Msr Watts | LED Fixture Basecase, Total Watts = 2.42 x Msr Watts | LED fixture: Any type of housing Fixture Type, Exterior Rated; Total Watts = 20 | LEDratio0296 | LEDratio0242 | LEDFixt-Ext(20w) | Available | From LED WRR Disposition July 2016 | 0 | 0 | DEER2020 Update: LED-WRR-WorkpaperDisposition_22Jul2016-Final.docx | ErRobNc |  | LtgFixture-Default |  | None | 2017-01-01 | 2018-12-31 | InEA_modVal | LT-73170 |  |  |  | Standard | Measures expire 12/31/2018. HOU revised based on DEER revision for NRes outdoor lighting with motion sensors | 1 | 1 | 0 | Deemed Ex Ante Team |  | Measures expire 12/31/2018. HOU revised based on DEER revision for NRes outdoor lighting with motion sensors |  | Updated to indicate claim/filing status
152 | LB03 | InGen-LF_LmpBlst-REFRIG CASE LTG-TIER 1 LED LIGHTBAR <= 5-FOOT UNIT NO OCC SENSOR CONTROL | ExAnte2016 | IOU workpaper | 2020-11-24 16:30 | LB03 | IOU-Deemed | Standard |  | 0 | 0 |  |  | 0 |  | 0 | Com | PGE | Lighting | InGen | Ltg_Lmp+Blst | LF_LmpBlst |  | GrocDisp-FixtLtg-LED |  |  | REFRIG CASE LTG-TIER 1 LED LIGHTBAR <= 5-FOOT UNIT NO OCC SENSOR CONTROL |  |  |  | Available |  | 0 | 0 | PGECOLTG174-R2 |  |  |  |  | None | 2016-01-01 | 2018-12-31 | NotInEA |  | LB03 |  |  | Standard | Expires 12/31/2018 due to revised DEER2019 code/ISP baseline | 1 | 1 | 0 | Deemed Ex Ante Team |  | Expires 12/31/2018 due to revised DEER2019 code/ISP baseline |  | Updated to indicate claim/filing status
152 | Res-GasFurnace-AFUE96 | Efficient Residential Gas Furnace - AFUE 96 | DEER2017 | D17 v2 | 2020-11-24 16:30 | Res-Furnace-dHIR | DEER | Scaled | Delta | 0.201 | 0.201 | None |  | 0 |  | 0 | Res | Any | HVAC | SpaceHeat | SpaceHtg_eq | GasFurnace |  | HV-EffFurn | Furnace AFUE 80 | Furnace AFUE 80 | Efficient Residential Gas Furnace - AFUE 96 |  |  |  | Available | scaled based on deltaHIR, impacts based on RG-HV-EffFurn-96AFUE with Updated code baseline | 0 | 0 | June 2017 DEER Update | ErRobNc |  | HV-EffFurn |  | None | 2017-01-01 | 2019-12-31 | InEA_mod |  |  |  |  | Standard | Measure updated for DEER2017, pre-existing set to 80 AFUE for June 2017 update; Measure expired due to DEER2020 update | 1 | 1 | 0 | Deemed Ex Ante Team |  | Measure updated for DEER2017, pre-existing set to 80 AFUE for June 2017 update; Measure expired due to DEER2020 update |  | Updated to indicate claim/filing status
152 | Res-GasFurnace-AFUE96 | Efficient Residential Gas Furnace - AFUE 96 | DEER2014 | D14 | 2020-11-24 16:30 | Res-Furnace-dHIR | DEER | Scaled | Delta | 0.201 | 0.21 | None |  | 0 |  | 0 | Res | Any | HVAC | SpaceHeat | SpaceHtg_eq | GasFurnace |  | HV-EffFurn | Furnace AFUE 78 | Furnace AFUE 80 | Efficient Residential Gas Furnace - AFUE 96 |  |  |  | Available | scaled based on deltaHIR, impacts based on RG-HV-EffFurn-96AFUE with Updated code baseline | 0 | 0 | June 2017 DEER Update - Expired due to modified measure definition | ErRobNc |  | HV-EffFurn | RG-HV-EffFurn-96AFUE (D11 v4.00) | DEER1314 | 2013-01-01 | 2016-12-31 | InEA_same |  |  |  |  | Standard |  | 1 | 1 | 0 | Deemed Ex Ante Team |  |  |  | Updated to indicate claim/filing status
152 | R-OutCmn-LEDFixt-Ext(21w)-dWP41-dWC29 | Residential Outdoor Common Area Lighting: LED Fixture replaces pre-existing standard lighting Wattage. Measure includes Code case. | DEER2017 | Staff Disposition | 2020-11-24 16:30 | Res-Oltg-Cmn-dWatt-CFL | NonDEER | Scaled | BaseRatio | 0 | 0 | None |  | 0 |  | 1 | Res | Any | Lighting | OutCommon | Ltg_Fixture | LED_fixt |  | OLtg-Res-LED-50000hr-Cmn | LED A19 Basecase, Total Watts = 2.96 x Msr Watts | LED Fixture Basecase, Total Watts = 2.42 x Msr Watts | LED fixture: Any type of housing Fixture Type, 1360 min lm, Exterior Rated; Total Watts = 21 | LEDratio0296 | LEDratio0242 | LEDFixt-Ext(21w) | Available | From LED WRR Disposition July 2016 | 0 | 0 | DEER2020 Update: LED-WRR-WorkpaperDisposition_22Jul2016-Final.docx | ErRobNc |  | LtgFixture-Default |  | None | 2017-01-01 | 2018-12-31 | InEA_modVal | LT-90794 |  |  |  | Standard | Measures expire 12/31/2018. HOU revised based on DEER revision for NRes outdoor lighting with motion sensors | 1 | 1 | 0 | Deemed Ex Ante Team |  | Measures expire 12/31/2018. HOU revised based on DEER revision for NRes outdoor lighting with motion sensors |  | Updated to indicate claim/filing status
153 | LB05 | InGen-LF_LmpBlst-REFRIG CASE LTG-TIER 1 LED LIGHTBAR > 5-FOOT UNIT NO OCC SENSOR CONTROL | ExAnte2016 | IOU workpaper | 2020-11-24 16:30 | LB05 | IOU-Deemed | Standard |  | 0 | 0 |  |  | 0 |  | 0 | Com | PGE | Lighting | InGen | Ltg_Lmp+Blst | LF_LmpBlst |  | GrocDisp-FixtLtg-LED |  |  | REFRIG CASE LTG-TIER 1 LED LIGHTBAR > 5-FOOT UNIT NO OCC SENSOR CONTROL |  |  |  | Available |  | 0 | 0 | PGECOLTG174-R2 |  |  |  |  | None | 2016-01-01 | 2018-12-31 | NotInEA |  | LB05 |  |  | Standard | Expires 12/31/2018 due to revised DEER2019 code/ISP baseline | 1 | 1 | 0 | Deemed Ex Ante Team |  | Expires 12/31/2018 due to revised DEER2019 code/ISP baseline |  | Updated to indicate claim/filing status
153 | Res-GasFurnace-AFUE97 | Efficient Residential Gas Furnace - AFUE 97 | DEER2017 | D17 v2 | 2020-11-24 16:30 | Res-Furnace-dHIR | DEER | Scaled | Delta | 0.212 | 0.212 | None |  | 0 |  | 0 | Res | Any | HVAC | SpaceHeat | SpaceHtg_eq | GasFurnace |  | HV-EffFurn | Furnace AFUE 80 | Furnace AFUE 80 | Efficient Residential Gas Furnace - AFUE 97 |  |  |  | Available | scaled based on deltaHIR, impacts based on RG-HV-EffFurn-96AFUE with Updated code baseline | 0 | 0 | June 2017 DEER Update | ErRobNc |  | HV-EffFurn |  | None | 2017-01-01 | 2019-12-31 | InEA_mod |  |  |  |  | Standard | Measure updated for DEER2017, pre-existing set to 80 AFUE for June 2017 update; Measure expired due to DEER2020 update | 1 | 1 | 0 | Deemed Ex Ante Team |  | Measure updated for DEER2017, pre-existing set to 80 AFUE for June 2017 update; Measure expired due to DEER2020 update |  | Updated to indicate claim/filing status
153 | Res-GasFurnace-AFUE97 | Efficient Residential Gas Furnace - AFUE 97 | DEER2014 | D14 | 2020-11-24 16:30 | Res-Furnace-dHIR | DEER | Scaled | Delta | 0.212 | 0.221 | None |  | 0 |  | 0 | Res | Any | HVAC | SpaceHeat | SpaceHtg_eq | GasFurnace |  | HV-EffFurn | Furnace AFUE 78 | Furnace AFUE 80 | Efficient Residential Gas Furnace - AFUE 97 |  |  |  | Available | scaled based on deltaHIR, impacts based on RG-HV-EffFurn-96AFUE with Updated code baseline | 0 | 0 | June 2017 DEER Update - Expired due to modified measure definition | ErRobNc |  | HV-EffFurn |  | DEER1314 | 2013-01-01 | 2016-12-31 | InEA_same |  |  |  |  | Standard |  | 1 | 1 | 0 | Deemed Ex Ante Team |  |  |  | Updated to indicate claim/filing status
153 | R-OutCmn-LEDFixt-Ext(22w)-dWP43-dWC31 | Residential Outdoor Common Area Lighting: LED Fixture replaces pre-existing standard lighting Wattage. Measure includes Code case. | DEER2017 | Staff Disposition | 2020-11-24 16:30 | Res-Oltg-Cmn-dWatt-CFL | NonDEER | Scaled | BaseRatio | 0 | 0 | None |  | 0 |  | 1 | Res | Any | Lighting | OutCommon | Ltg_Fixture | LED_fixt |  | OLtg-Res-LED-50000hr-Cmn | LED A19 Basecase, Total Watts = 2.96 x Msr Watts | LED Fixture Basecase, Total Watts = 2.42 x Msr Watts | LED fixture: Any type of housing Fixture Type, Exterior Rated; Total Watts = 22 | LEDratio0296 | LEDratio0242 | LEDFixt-Ext(22w) | Available | From LED WRR Disposition July 2016 | 0 | 0 | DEER2020 Update: LED-WRR-WorkpaperDisposition_22Jul2016-Final.docx | ErRobNc |  | LtgFixture-Default |  | None | 2017-01-01 | 2018-12-31 | InEA_modVal | LT-87921 |  |  |  | Standard | Measures expire 12/31/2018. HOU revised based on DEER revision for NRes outdoor lighting with motion sensors | 1 | 1 | 0 | Deemed Ex Ante Team |  | Measures expire 12/31/2018. HOU revised based on DEER revision for NRes outdoor lighting with motion sensors |  | Updated to indicate claim/filing status
154 | LB07 | InGen-LF_LmpBlst-REFRIG CASE LTG-TIER 2 LED LIGHTBAR <= 5-FOOT UNIT NO OCC SENSOR CONTROL | ExAnte2016 | IOU workpaper | 2020-11-24 16:30 | LB07 | IOU-Deemed | Standard |  | 0 | 0 |  |  | 0 |  | 0 | Com | PGE | Lighting | InGen | Ltg_Lmp+Blst | LF_LmpBlst |  | GrocDisp-FixtLtg-LED |  |  | REFRIG CASE LTG-TIER 2 LED LIGHTBAR <= 5-FOOT UNIT NO OCC SENSOR CONTROL |  |  |  | Available |  | 0 | 0 | PGECOLTG174-R2 |  |  |  |  | None | 2016-01-01 | 2018-12-31 | NotInEA |  | LB07 |  |  | Standard | Expires 12/31/2018 due to revised DEER2019 code/ISP baseline | 1 | 1 | 0 | Deemed Ex Ante Team |  | Expires 12/31/2018 due to revised DEER2019 code/ISP baseline |  | Updated to indicate claim/filing status
154 | Res-GasFurnace-AFUE98 | Efficient Residential Gas Furnace - AFUE 98 | DEER2014 | D14 | 2020-11-24 16:30 | Res-Furnace-dHIR | DEER | Scaled | Delta | 0.224 | 0.233 | None |  | 0 |  | 0 | Res | Any | HVAC | SpaceHeat | SpaceHtg_eq | GasFurnace |  | HV-EffFurn | Furnace AFUE 78 | Furnace AFUE 80 | Efficient Residential Gas Furnace - AFUE 98 |  |  |  | Available | scaled based on deltaHIR, impacts based on RG-HV-EffFurn-96AFUE with Updated code baseline | 0 | 0 | June 2017 DEER Update - Expired due to modified measure definition | ErRobNc |  | HV-EffFurn |  | DEER1314 | 2013-01-01 | 2016-12-31 | InEA_same |  |  |  |  | Standard |  | 1 | 1 | 0 | Deemed Ex Ante Team |  |  |  | Updated to indicate claim/filing status
154 | Res-GasFurnace-AFUE98 | Efficient Residential Gas Furnace - AFUE 98 | DEER2017 | D17 v2 | 2020-11-24 16:30 | Res-Furnace-dHIR | DEER | Scaled | Delta | 0.224 | 0.224 | None |  | 0 |  | 0 | Res | Any | HVAC | SpaceHeat | SpaceHtg_eq | GasFurnace |  | HV-EffFurn | Furnace AFUE 80 | Furnace AFUE 80 | Efficient Residential Gas Furnace - AFUE 98 |  |  |  | Available | scaled based on deltaHIR, impacts based on RG-HV-EffFurn-96AFUE with Updated code baseline | 0 | 0 | June 2017 DEER Update | ErRobNc |  | HV-EffFurn |  | None | 2017-01-01 | 2019-12-31 | InEA_mod |  |  |  |  | Standard | Measure updated for DEER2017, pre-existing set to 80 AFUE for June 2017 update; Measure expired due to DEER2020 update | 1 | 1 | 0 | Deemed Ex Ante Team |  | Measure updated for DEER2017, pre-existing set to 80 AFUE for June 2017 update; Measure expired due to DEER2020 update |  | Updated to indicate claim/filing status
154 | R-OutCmn-LEDFixt-Ext(23w)-dWP45-dWC32 | Residential Outdoor Common Area Lighting: LED Fixture replaces pre-existing standard lighting Wattage. Measure includes Code case. | DEER2017 | Staff Disposition | 2020-11-24 16:30 | Res-Oltg-Cmn-dWatt-CFL | NonDEER | Scaled | BaseRatio | 0 | 0 | None |  | 0 |  | 1 | Res | Any | Lighting | OutCommon | Ltg_Fixture | LED_fixt |  | OLtg-Res-LED-50000hr-Cmn | LED A19 Basecase, Total Watts = 2.96 x Msr Watts | LED Fixture Basecase, Total Watts = 2.42 x Msr Watts | LED fixture: Any type of housing Fixture Type, Exterior Rated; Total Watts = 23 | LEDratio0296 | LEDratio0242 | LEDFixt-Ext(23w) | Available | From LED WRR Disposition July 2016 | 0 | 0 | DEER2020 Update: LED-WRR-WorkpaperDisposition_22Jul2016-Final.docx | ErRobNc |  | LtgFixture-Default |  | None | 2017-01-01 | 2018-12-31 | InEA_modVal | LT-59818 |  |  |  | Standard | Measures expire 12/31/2018. HOU revised based on DEER revision for NRes outdoor lighting with motion sensors | 1 | 1 | 0 | Deemed Ex Ante Team |  | Measures expire 12/31/2018. HOU revised based on DEER revision for NRes outdoor lighting with motion sensors |  | Updated to indicate claim/filing status
155 | LB09 | InGen-LF_LmpBlst-REFRIG CASE LTG-TIER 2 LED LIGHTBAR > 5-FOOT UNIT NO OCC SENSOR CONTROL | ExAnte2016 | IOU workpaper | 2020-11-24 16:30 | LB09 | IOU-Deemed | Standard |  | 0 | 0 |  |  | 0 |  | 0 | Com | PGE | Lighting | InGen | Ltg_Lmp+Blst | LF_LmpBlst |  | GrocDisp-FixtLtg-LED |  |  | REFRIG CASE LTG-TIER 2 LED LIGHTBAR > 5-FOOT UNIT NO OCC SENSOR CONTROL |  |  |  | Available |  | 0 | 0 | PGECOLTG174-R2 |  |  |  |  | None | 2016-01-01 | 2018-12-31 | NotInEA |  | LB09 |  |  | Standard | Expires 12/31/2018 due to revised DEER2019 code/ISP baseline | 1 | 1 | 0 | Deemed Ex Ante Team |  | Expires 12/31/2018 due to revised DEER2019 code/ISP baseline |  | Updated to indicate claim/filing status
155 | NG-HVAC-Blr-Stm-lt300kBtuh-82p0AFUE-Atm | Steam boiler (< 300 kBTUh, 82.0 AFUE, atmospheric) | DEER2014 | D13 v1.0 | 2020-11-24 16:30 | NG-HVAC-Blr-Stm-lt300kBtuh-82p0AFUE-Atm | DEER | Standard | None | 0 | 0 | None |  | 0 |  | 0 | Com | Any | HVAC | SpaceHeat | SteamHtg_eq | Boiler_AF |  | HVAC-Blr | Steam boiler (<300 kBtuh, AFUE based on vintage, atmospheric) | Steam boiler (<300 kBtuh, 80.0% AFUE, atmospheric) | Steam boiler (< 300 kBtuh, 82.0 AFUE, atmospheric) |  |  |  | Available |  | 0 | 0 |  | RobNc |  | HVAC-Blr |  | DEER1315end | 2013-01-01 | 2015-12-31 | DEER |  |  |  |  | Standard |  | 1 | 1 | 0 | Deemed Ex Ante Team |  |  |  | Updated to indicate claim/filing status
155 | R-OutCmn-LEDFixt-Ext(24w)-dWP47-dWC34 | Residential Outdoor Common Area Lighting: LED Fixture replaces pre-existing standard lighting Wattage. Measure includes Code case. | DEER2017 | Staff Disposition | 2020-11-24 16:30 | Res-Oltg-Cmn-dWatt-CFL | NonDEER | Scaled | BaseRatio | 0 | 0 | None |  | 0 |  | 1 | Res | Any | Lighting | OutCommon | Ltg_Fixture | LED_fixt |  | OLtg-Res-LED-50000hr-Cmn | LED A19 Basecase, Total Watts = 2.96 x Msr Watts | LED Fixture Basecase, Total Watts = 2.42 x Msr Watts | LED fixture: Any type of housing Fixture Type, 1920 min lm, Exterior Rated; Total Watts = 24 | LEDratio0296 | LEDratio0242 | LEDFixt-Ext(24w) | Available | From LED WRR Disposition July 2016 | 0 | 0 | DEER2020 Update: LED-WRR-WorkpaperDisposition_22Jul2016-Final.docx | ErRobNc |  | LtgFixture-Default |  | None | 2017-01-01 | 2018-12-31 | InEA_modVal | LT-80849 |  |  |  | Standard | Measures expire 12/31/2018. HOU revised based on DEER revision for NRes outdoor lighting with motion sensors | 1 | 1 | 0 | Deemed Ex Ante Team |  | Measures expire 12/31/2018. HOU revised based on DEER revision for NRes outdoor lighting with motion sensors |  | Updated to indicate claim/filing status
156 | LB11 | InGen-LF_LmpBlst-REFRIG CASE LTG-TIER 3 LED LIGHTBAR <= 5-FOOT UNIT NO OCC SENSOR CONTROL | ExAnte2016 | IOU workpaper | 2020-11-24 16:30 | LB11 | IOU-Deemed | Standard |  | 0 | 0 |  |  | 0 |  | 0 | Com | PGE | Lighting | InGen | Ltg_Lmp+Blst | LF_LmpBlst |  | GrocDisp-FixtLtg-LED |  |  | REFRIG CASE LTG-TIER 3 LED LIGHTBAR <= 5-FOOT UNIT NO OCC SENSOR CONTROL |  |  |  | Available |  | 0 | 0 | PGECOLTG174-R2 |  |  |  |  | None | 2016-01-01 | 2018-12-31 | NotInEA |  | LB11 |  |  | Standard | Expires 12/31/2018 due to revised DEER2019 code/ISP baseline | 1 | 1 | 0 | Deemed Ex Ante Team |  | Expires 12/31/2018 due to revised DEER2019 code/ISP baseline |  | Updated to indicate claim/filing status
156 | NG-HVAC-Blr-Stm-lt300kBtuh-82p0AFUE-Drft | Steam boiler (< 300 kBTUh, 82.0 AFUE, forced draft) | DEER2014 | D13 v1.0 | 2020-11-24 16:30 | NG-HVAC-Blr-Stm-lt300kBtuh-82p0AFUE-Drft | DEER | Standard | None | 0 | 0 | None |  | 0 |  | 0 | Com | Any | HVAC | SpaceHeat | SteamHtg_eq | Boiler_AF |  | HVAC-Blr | Steam boiler (<300 kBtuh, AFUE based on vintage, atmospheric) | Steam boiler (<300 kBtuh, 80.0% AFUE, atmospheric) | Steam boiler (< 300 kBtuh, 82.0 AFUE, forced draft) |  |  |  | Available |  | 0 | 0 |  | RobNc |  | HVAC-Blr |  | DEER1315end | 2013-01-01 | 2015-12-31 | DEER |  |  |  |  | Standard |  | 1 | 1 | 0 | Deemed Ex Ante Team |  |  |  | Updated to indicate claim/filing status
156 | R-OutCmn-LEDFixt-Ext(25w)-dWP49-dWC35 | Residential Outdoor Common Area Lighting: LED Fixture replaces pre-existing standard lighting Wattage. Measure includes Code case. | DEER2017 | Staff Disposition | 2020-11-24 16:30 | Res-Oltg-Cmn-dWatt-CFL | NonDEER | Scaled | BaseRatio | 0 | 0 | None |  | 0 |  | 1 | Res | Any | Lighting | OutCommon | Ltg_Fixture | LED_fixt |  | OLtg-Res-LED-50000hr-Cmn | LED A19 Basecase, Total Watts = 2.96 x Msr Watts | LED Fixture Basecase, Total Watts = 2.42 x Msr Watts | LED fixture: Any type of housing Fixture Type, 1960 min lm, Exterior Rated; Total Watts = 25 | LEDratio0296 | LEDratio0242 | LEDFixt-Ext(25w) | Available | From LED WRR Disposition July 2016 | 0 | 0 | DEER2020 Update: LED-WRR-WorkpaperDisposition_22Jul2016-Final.docx | ErRobNc |  | LtgFixture-Default |  | None | 2017-01-01 | 2018-12-31 | InEA_modVal | LT-54477 |  |  |  | Standard | Measures expire 12/31/2018. HOU revised based on DEER revision for NRes outdoor lighting with motion sensors | 1 | 1 | 0 | Deemed Ex Ante Team |  | Measures expire 12/31/2018. HOU revised based on DEER revision for NRes outdoor lighting with motion sensors |  | Updated to indicate claim/filing status
157 | LB13 | InGen-LF_LmpBlst-REFRIG CASE LTG-TIER 3 LED LIGHTBAR > 5-FOOT UNIT NO OCC SENSOR CONTROL | ExAnte2016 | IOU workpaper | 2020-11-24 16:30 | LB13 | IOU-Deemed | Standard |  | 0 | 0 |  |  | 0 |  | 0 | Com | PGE | Lighting | InGen | Ltg_Lmp+Blst | LF_LmpBlst |  | GrocDisp-FixtLtg-LED |  |  | REFRIG CASE LTG-TIER 3 LED LIGHTBAR > 5-FOOT UNIT NO OCC SENSOR CONTROL |  |  |  | Available |  | 0 | 0 | PGECOLTG174-R2 |  |  |  |  | None | 2016-01-01 | 2018-12-31 | NotInEA |  | LB13 |  |  | Standard | Expires 12/31/2018 due to revised DEER2019 code/ISP baseline | 1 | 1 | 0 | Deemed Ex Ante Team |  | Expires 12/31/2018 due to revised DEER2019 code/ISP baseline |  | Updated to indicate claim/filing status
157 | NG-HVAC-Blr-Stm-300to2500kBtuh-85p0ET-Atm | Steam boiler (300-2500 kBTUh, 85.0% thermal efficiency, atmospheric) | DEER2014 | D13 v1.0 | 2020-11-24 16:30 | NG-HVAC-Blr-Stm-300to2500kBtuh-85p0ET-Atm | DEER | Standard | None | 0 | 0 | None |  | 0 |  | 0 | Com | Any | HVAC | SpaceHeat | SteamHtg_eq | Boiler_Et |  | HVAC-Blr | Steam boiler (300-2500 kBtuh, thermal efficiency based on vintage, atmospheric) | Steam boiler (300-2500 kBtuh, 77.0% thermal efficiency, atmospheric) | Steam boiler (300-2500 kBtuh, 85.0% thermal efficiency, atmospheric) |  |  |  | Available |  | 0 | 0 |  | RobNc |  | HVAC-Blr |  | DEER1315end | 2013-01-01 | 2015-12-31 | DEER |  |  |  |  | Standard |  | 1 | 1 | 0 | Deemed Ex Ante Team |  |  |  | Updated to indicate claim/filing status
157 | R-OutCmn-LEDFixt-Ext(27w)-dWP52-dWC38 | Residential Outdoor Common Area Lighting: LED Fixture replaces pre-existing standard lighting Wattage. Measure includes Code case. | DEER2017 | Staff Disposition | 2020-11-24 16:30 | Res-Oltg-Cmn-dWatt-CFL | NonDEER | Scaled | BaseRatio | 0 | 0 | None |  | 0 |  | 1 | Res | Any | Lighting | OutCommon | Ltg_Fixture | LED_fixt |  | OLtg-Res-LED-50000hr-Cmn | LED A19 Basecase, Total Watts = 2.96 x Msr Watts | LED Fixture Basecase, Total Watts = 2.42 x Msr Watts | LED fixture: Any type of housing Fixture Type, Exterior Rated; Total Watts = 27 | LEDratio0296 | LEDratio0242 | LEDFixt-Ext(27w) | Available | From LED WRR Disposition July 2016 | 0 | 0 | DEER2020 Update: LED-WRR-WorkpaperDisposition_22Jul2016-Final.docx | ErRobNc |  | LtgFixture-Default |  | None | 2017-01-01 | 2018-12-31 | InEA_modVal | LT-93132 |  |  |  | Standard | Measures expire 12/31/2018. HOU revised based on DEER revision for NRes outdoor lighting with motion sensors | 1 | 1 | 0 | Deemed Ex Ante Team |  | Measures expire 12/31/2018. HOU revised based on DEER revision for NRes outdoor lighting with motion sensors |  | Updated to indicate claim/filing status
158 | LC01 | InGen-LF_LmpBlst-LIN FT T1 LED LTBAR <= 5FT UNIT NO OCC SENS CTRL REPLACE MULT LAMP PROFILE | ExAnte2016 | IOU workpaper | 2020-11-24 16:30 | LC01 | IOU-Deemed | Standard |  | 0 | 0 |  |  | 0 |  | 0 | Com | PGE | Lighting | InGen | Ltg_Lmp+Blst | LF_LmpBlst |  | GrocDisp-FixtLtg-LED |  |  | LIN FT T1 LED LTBAR <= 5FT UNIT NO OCC SENS CTRL REPLACE MULT LAMP PROFILE |  |  |  | Available |  | 0 | 0 | PGECOLTG174-R2 |  |  |  |  | None | 2016-01-01 | 2018-12-31 | NotInEA |  | LC01 |  |  | Standard | Expires 12/31/2018 due to revised DEER2019 code/ISP baseline | 1 | 1 | 0 | Deemed Ex Ante Team |  | Expires 12/31/2018 due to revised DEER2019 code/ISP baseline |  | Updated to indicate claim/filing status
158 | NG-HVAC-Blr-Stm-300to2500kBtuh-85p0ET-Drft | Steam boiler (300-2500 kBTUh, 85.0% thermal efficiency, forced draft) | DEER2014 | D13 v1.0 | 2020-11-24 16:30 | NG-HVAC-Blr-Stm-300to2500kBtuh-85p0ET-Drft | DEER | Standard | None | 0 | 0 | None |  | 0 |  | 0 | Com | Any | HVAC | SpaceHeat | SteamHtg_eq | Boiler_Et |  | HVAC-Blr | Steam boiler (300-2500 kBtuh, thermal efficiency based on vintage, atmospheric) | Steam boiler (300-2500 kBtuh, 79.0% thermal efficiency, forced draft) | Steam boiler (300-2500 kBtuh, 85.0% thermal efficiency, forced draft) |  |  |  | Available |  | 0 | 0 |  | RobNc |  | HVAC-Blr |  | DEER1315end | 2013-01-01 | 2015-12-31 | DEER |  |  |  |  | Standard |  | 1 | 1 | 0 | Deemed Ex Ante Team |  |  |  | Updated to indicate claim/filing status
158 | R-OutCmn-LEDFixt-Ext(28w)-dWP54-dWC39 | Residential Outdoor Common Area Lighting: LED Fixture replaces pre-existing standard lighting Wattage. Measure includes Code case. | DEER2017 | Staff Disposition | 2020-11-24 16:30 | Res-Oltg-Cmn-dWatt-CFL | NonDEER | Scaled | BaseRatio | 0 | 0 | None |  | 0 |  | 1 | Res | Any | Lighting | OutCommon | Ltg_Fixture | LED_fixt |  | OLtg-Res-LED-50000hr-Cmn | LED A19 Basecase, Total Watts = 2.96 x Msr Watts | LED Fixture Basecase, Total Watts = 2.42 x Msr Watts | LED fixture: Any type of housing Fixture Type, 2400 min lm, Exterior Rated; Total Watts = 28 | LEDratio0296 | LEDratio0242 | LEDFixt-Ext(28w) | Available | From LED WRR Disposition July 2016 | 0 | 0 | DEER2020 Update: LED-WRR-WorkpaperDisposition_22Jul2016-Final.docx | ErRobNc |  | LtgFixture-Default |  | None | 2017-01-01 | 2018-12-31 | InEA_modVal | LT-54348 |  |  |  | Standard | Measures expire 12/31/2018. HOU revised based on DEER revision for NRes outdoor lighting with motion sensors | 1 | 1 | 0 | Deemed Ex Ante Team |  | Measures expire 12/31/2018. HOU revised based on DEER revision for NRes outdoor lighting with motion sensors |  | Updated to indicate claim/filing status
159 | LC03 | InGen-LF_LmpBlst-LIN FT T1 LED LTBAR > 5FT UNIT NO OCC SENS CTRL REPLACE MULT LAMP PROFILE | ExAnte2016 | IOU workpaper | 2020-11-24 16:30 | LC03 | IOU-Deemed | Standard |  | 0 | 0 |  |  | 0 |  | 0 | Com | PGE | Lighting | InGen | Ltg_Lmp+Blst | LF_LmpBlst |  | GrocDisp-FixtLtg-LED |  |  | LIN FT T1 LED LTBAR > 5FT UNIT NO OCC SENS CTRL REPLACE MULT LAMP PROFILE |  |  |  | Available |  | 0 | 0 | PGECOLTG174-R2 |  |  |  |  | None | 2016-01-01 | 2018-12-31 | NotInEA |  | LC03 |  |  | Standard | Expires 12/31/2018 due to revised DEER2019 code/ISP baseline | 1 | 1 | 0 | Deemed Ex Ante Team |  | Expires 12/31/2018 due to revised DEER2019 code/ISP baseline |  | Updated to indicate claim/filing status
159 | NG-HVAC-Blr-Stm-gt2500kBtuh-80p0EC-Atm | Steam boiler (> 2500 kBTUh, 80.0% combustion efficiency, atmospheric) | DEER2014 | D13 v1.0 | 2020-11-24 16:30 | NG-HVAC-Blr-Stm-gt2500kBtuh-80p0EC-Atm | DEER | Standard | None | 0 | 0 | None |  | 0 |  | 0 | Com | Any | HVAC | SpaceHeat | SteamHtg_eq | Boiler_Et |  | HVAC-Blr | Steam boiler (> 2500 kBtuh, combustion efficiency based on vintage, atmospheric) | Steam boiler (> 2500 kBtuh, 77.0% combustion efficiency, atmospheric) | Steam boiler (> 2500 kBtuh, 80.0% combustion efficiency, atmospheric) |  |  |  | Available |  | 0 | 0 |  | RobNc |  | HVAC-Blr |  | DEER1315end | 2013-01-01 | 2015-12-31 | DEER |  |  |  |  | Standard |  | 1 | 1 | 0 | Deemed Ex Ante Team |  |  |  | Updated to indicate claim/filing status
159 | R-OutCmn-LEDFixt-Ext(29w)-dWP56-dWC41 | Residential Outdoor Common Area Lighting: LED Fixture replaces pre-existing standard lighting Wattage. Measure includes Code case. | DEER2017 | Staff Disposition | 2020-11-24 16:30 | Res-Oltg-Cmn-dWatt-CFL | NonDEER | Scaled | BaseRatio | 0 | 0 | None |  | 0 |  | 1 | Res | Any | Lighting | OutCommon | Ltg_Fixture | LED_fixt |  | OLtg-Res-LED-50000hr-Cmn | LED A19 Basecase, Total Watts = 2.96 x Msr Watts | LED Fixture Basecase, Total Watts = 2.42 x Msr Watts | LED fixture: Any type of housing Fixture Type, Exterior Rated; Total Watts = 29 | LEDratio0296 | LEDratio0242 | LEDFixt-Ext(29w) | Available | From LED WRR Disposition July 2016 | 0 | 0 | DEER2020 Update: LED-WRR-WorkpaperDisposition_22Jul2016-Final.docx | ErRobNc |  | LtgFixture-Default |  | None | 2017-01-01 | 2018-12-31 | InEA_modVal | LT-70702 |  |  |  | Standard | Measures expire 12/31/2018. HOU revised based on DEER revision for NRes outdoor lighting with motion sensors | 1 | 1 | 0 | Deemed Ex Ante Team |  | Measures expire 12/31/2018. HOU revised based on DEER revision for NRes outdoor lighting with motion sensors |  | Updated to indicate claim/filing status
160 | LC05 | InGen-LF_LmpBlst-LIN FT T2 LED LTBAR <= 5FT UNIT NO OCC SENS CTRL REPLACE MULT LAMP PROFILE | ExAnte2016 | IOU workpaper | 2020-11-24 16:30 | LC05 | IOU-Deemed | Standard |  | 0 | 0 |  |  | 0 |  | 0 | Com | PGE | Lighting | InGen | Ltg_Lmp+Blst | LF_LmpBlst |  | GrocDisp-FixtLtg-LED |  |  | LIN FT T2 LED LTBAR <= 5FT UNIT NO OCC SENS CTRL REPLACE MULT LAMP PROFILE |  |  |  | Available |  | 0 | 0 | PGECOLTG174-R2 |  |  |  |  | None | 2016-01-01 | 2018-12-31 | NotInEA |  | LC05 |  |  | Standard | Expires 12/31/2018 due to revised DEER2019 code/ISP baseline | 1 | 1 | 0 | Deemed Ex Ante Team |  | Expires 12/31/2018 due to revised DEER2019 code/ISP baseline |  | Updated to indicate claim/filing status
160 | NG-HVAC-Blr-Stm-gt2500kBtuh-80p0EC-Drft | Steam boiler (> 2500 kBTUh, 80.0% combustion efficiency, forced draft) | DEER2014 | D13 v1.0 | 2020-11-24 16:30 | NG-HVAC-Blr-Stm-gt2500kBtuh-80p0EC-Drft | DEER | Standard | None | 0 | 0 | None |  | 0 |  | 0 | Com | Any | HVAC | SpaceHeat | SteamHtg_eq | Boiler_Et |  | HVAC-Blr | Steam boiler (> 2500 kBtuh, combustion efficiency based on vintage, atmospheric) | Steam boiler (> 2500 kBtuh, 79.0% combustion efficiency, forced draft) | Steam boiler (> 2500 kBtuh, 80.0% combustion efficiency, forced draft) |  |  |  | Available |  | 0 | 0 |  | RobNc |  | HVAC-Blr |  | DEER1315end | 2013-01-01 | 2015-12-31 | DEER |  |  |  |  | Standard |  | 1 | 1 | 0 | Deemed Ex Ante Team |  |  |  | Updated to indicate claim/filing status
160 | R-OutCmn-LEDFixt-Ext(30w)-dWP58-dWC42 | Residential Outdoor Common Area Lighting: LED Fixture replaces pre-existing standard lighting Wattage. Measure includes Code case. | DEER2017 | Staff Disposition | 2020-11-24 16:30 | Res-Oltg-Cmn-dWatt-CFL | NonDEER | Scaled | BaseRatio | 0 | 0 | None |  | 0 |  | 1 | Res | Any | Lighting | OutCommon | Ltg_Fixture | LED_fixt |  | OLtg-Res-LED-50000hr-Cmn | LED A19 Basecase, Total Watts = 2.96 x Msr Watts | LED Fixture Basecase, Total Watts = 2.42 x Msr Watts | LED fixture: Any type of housing Fixture Type, 2640 min lm, Exterior Rated; Total Watts = 30 | LEDratio0296 | LEDratio0242 | LEDFixt-Ext(30w) | Available | From LED WRR Disposition July 2016 | 0 | 0 | DEER2020 Update: LED-WRR-WorkpaperDisposition_22Jul2016-Final.docx | ErRobNc |  | LtgFixture-Default |  | None | 2017-01-01 | 2018-12-31 | InEA_modVal | LT-84919 |  |  |  | Standard | Measures expire 12/31/2018. HOU revised based on DEER revision for NRes outdoor lighting with motion sensors | 1 | 1 | 0 | Deemed Ex Ante Team |  | Measures expire 12/31/2018. HOU revised based on DEER revision for NRes outdoor lighting with motion sensors |  | Updated to indicate claim/filing status
161 | LC07 | InGen-LF_LmpBlst-LIN FT T2 LED LTBAR > 5FT UNIT NO OCC SENS CTRL REPLACE MULT LAMP PROFILE | ExAnte2016 | IOU workpaper | 2020-11-24 16:30 | LC07 | IOU-Deemed | Standard |  | 0 | 0 |  |  | 0 |  | 0 | Com | PGE | Lighting | InGen | Ltg_Lmp+Blst | LF_LmpBlst |  | GrocDisp-FixtLtg-LED |  |  | LIN FT T2 LED LTBAR > 5FT UNIT NO OCC SENS CTRL REPLACE MULT LAMP PROFILE |  |  |  | Available |  | 0 | 0 | PGECOLTG174-R2 |  |  |  |  | None | 2016-01-01 | 2018-12-31 | NotInEA |  | LC07 |  |  | Standard | Expires 12/31/2018 due to revised DEER2019 code/ISP baseline | 1 | 1 | 0 | Deemed Ex Ante Team |  | Expires 12/31/2018 due to revised DEER2019 code/ISP baseline |  | Updated to indicate claim/filing status
161 | NG-HVAC-Blr-HW-lt300kBtuh-84p5AFUE-Atm | Hot water boiler (< 300 kBTUh, 84.5% AFUE, atmospheric) | DEER2014 | D13 v1.0 | 2020-11-24 16:30 | NG-HVAC-Blr-HW-lt300kBtuh-84p5AFUE-Atm | DEER | Standard | None | 0 | 0 | None |  | 0 |  | 0 | Com | Any | HVAC | SpaceHeat | WaterHtg_eq | Boiler_AF |  | HVAC-Blr | Hot water boiler (<300 kBtuh, AFUE based on vintage, atmospheric) | Hot water boiler (<300 kBtuh, 82.0% AFUE, atmospheric) | Hot water boiler (< 300 kBtuh, 84.5% AFUE, atmospheric) |  |  |  | Available |  | 0 | 0 |  | RobNc |  | HVAC-Blr |  | DEER1315end | 2013-01-01 | 2015-12-31 | DEER |  |  |  |  | Standard |  | 1 | 1 | 0 | Deemed Ex Ante Team |  |  |  | Updated to indicate claim/filing status
161 | R-OutCmn-LEDFixt-Ext(31w)-dWP60-dWC44 | Residential Outdoor Common Area Lighting: LED Fixture replaces pre-existing standard lighting Wattage. Measure includes Code case. | DEER2017 | Staff Disposition | 2020-11-24 16:30 | Res-Oltg-Cmn-dWatt-CFL | NonDEER | Scaled | BaseRatio | 0 | 0 | None |  | 0 |  | 1 | Res | Any | Lighting | OutCommon | Ltg_Fixture | LED_fixt |  | OLtg-Res-LED-50000hr-Cmn | LED A19 Basecase, Total Watts = 2.96 x Msr Watts | LED Fixture Basecase, Total Watts = 2.42 x Msr Watts | LED fixture: Any type of housing Fixture Type, Exterior Rated; Total Watts = 31 | LEDratio0296 | LEDratio0242 | LEDFixt-Ext(31w) | Available | From LED WRR Disposition July 2016 | 0 | 0 | DEER2020 Update: LED-WRR-WorkpaperDisposition_22Jul2016-Final.docx | ErRobNc |  | LtgFixture-Default |  | None | 2017-01-01 | 2018-12-31 | InEA_modVal | LT-55545 |  |  |  | Standard | Measures expire 12/31/2018. HOU revised based on DEER revision for NRes outdoor lighting with motion sensors | 1 | 1 | 0 | Deemed Ex Ante Team |  | Measures expire 12/31/2018. HOU revised based on DEER revision for NRes outdoor lighting with motion sensors |  | Updated to indicate claim/filing status
162 | LC09 | InGen-LF_LmpBlst-LIN FT T3 LED LTBAR <= 5FT UNIT NO OCC SENS CTRL REPLACE MULT LAMP PROFILE | ExAnte2016 | IOU workpaper | 2020-11-24 16:30 | LC09 | IOU-Deemed | Standard |  | 0 | 0 |  |  | 0 |  | 0 | Com | PGE | Lighting | InGen | Ltg_Lmp+Blst | LF_LmpBlst |  | GrocDisp-FixtLtg-LED |  |  | LIN FT T3 LED LTBAR <= 5FT UNIT NO OCC SENS CTRL REPLACE MULT LAMP PROFILE |  |  |  | Available |  | 0 | 0 | PGECOLTG174-R2 |  |  |  |  | None | 2016-01-01 | 2018-12-31 | NotInEA |  | LC09 |  |  | Standard | Expires 12/31/2018 due to revised DEER2019 code/ISP baseline | 1 | 1 | 0 | Deemed Ex Ante Team |  | Expires 12/31/2018 due to revised DEER2019 code/ISP baseline |  | Updated to indicate claim/filing status
162 | NG-HVAC-Blr-HW-lt300kBtuh-84p5AFUE-Drft | Hot water boiler (< 300 kBTUh, 84.5% AFUE, forced draft) | DEER2014 | D13 v1.0 | 2020-11-24 16:30 | NG-HVAC-Blr-HW-lt300kBtuh-84p5AFUE-Drft | DEER | Standard | None | 0 | 0 | None |  | 0 |  | 0 | Com | Any | HVAC | SpaceHeat | WaterHtg_eq | Boiler_AF |  | HVAC-Blr | Hot water boiler (<300 kBtuh, AFUE based on vintage, atmospheric) | Hot water boiler (<300 kBtuh, 82.0% AFUE, atmospheric) | Hot water boiler (< 300 kBtuh, 84.5% AFUE, forced draft) |  |  |  | Available |  | 0 | 0 |  | RobNc |  | HVAC-Blr |  | DEER1315end | 2013-01-01 | 2015-12-31 | DEER |  |  |  |  | Standard |  | 1 | 1 | 0 | Deemed Ex Ante Team |  |  |  | Updated to indicate claim/filing status
162 | R-OutCmn-LEDFixt-Ext(32w)-dWP62-dWC45 | Residential Outdoor Common Area Lighting: LED Fixture replaces pre-existing standard lighting Wattage. Measure includes Code case. | DEER2017 | Staff Disposition | 2020-11-24 16:30 | Res-Oltg-Cmn-dWatt-CFL | NonDEER | Scaled | BaseRatio | 0 | 0 | None |  | 0 |  | 1 | Res | Any | Lighting | OutCommon | Ltg_Fixture | LED_fixt |  | OLtg-Res-LED-50000hr-Cmn | LED A19 Basecase, Total Watts = 2.96 x Msr Watts | LED Fixture Basecase, Total Watts = 2.42 x Msr Watts | LED fixture: Any type of housing Fixture Type, Exterior Rated; Total Watts = 32 | LEDratio0296 | LEDratio0242 | LEDFixt-Ext(32w) | Available | From LED WRR Disposition July 2016 | 0 | 0 | DEER2020 Update: LED-WRR-WorkpaperDisposition_22Jul2016-Final.docx | ErRobNc |  | LtgFixture-Default |  | None | 2017-01-01 | 2018-12-31 | InEA_modVal | LT-93666 |  |  |  | Standard | Measures expire 12/31/2018. HOU revised based on DEER revision for NRes outdoor lighting with motion sensors | 1 | 1 | 0 | Deemed Ex Ante Team |  | Measures expire 12/31/2018. HOU revised based on DEER revision for NRes outdoor lighting with motion sensors |  | Updated to indicate claim/filing status
163 | LC11 | InGen-LF_LmpBlst-LIN FT T3 LED LTBAR > 5FT UNIT NO OCC SENS CTRL REPLACE MULT LAMP PROFILE | ExAnte2016 | IOU workpaper | 2020-11-24 16:30 | LC11 | IOU-Deemed | Standard |  | 0 | 0 |  |  | 0 |  | 0 | Com | PGE | Lighting | InGen | Ltg_Lmp+Blst | LF_LmpBlst |  | GrocDisp-FixtLtg-LED |  |  | LIN FT T3 LED LTBAR > 5FT UNIT NO OCC SENS CTRL REPLACE MULT LAMP PROFILE |  |  |  | Available |  | 0 | 0 | PGECOLTG174-R2 |  |  |  |  | None | 2016-01-01 | 2018-12-31 | NotInEA |  | LC11 |  |  | Standard | Expires 12/31/2018 due to revised DEER2019 code/ISP baseline | 1 | 1 | 0 | Deemed Ex Ante Team |  | Expires 12/31/2018 due to revised DEER2019 code/ISP baseline |  | Updated to indicate claim/filing status
163 | NG-HVAC-Blr-HW-lt300kBtuh-94p0AFUE-Cnd | Hot water boiler (< 300 kBTUh, 94.0 AFUE, condensing) | DEER2014 | D13 v1.0 | 2020-11-24 16:30 | NG-HVAC-Blr-HW-lt300kBtuh-94p0AFUE-Cnd | DEER | Standard | None | 0 | 0 | None |  | 0 |  | 0 | Com | Any | HVAC | SpaceHeat | WaterHtg_eq | Boiler_AF |  | HVAC-Blr | Hot water boiler (<300 kBtuh, AFUE based on vintage, atmospheric) | Hot water boiler (<300 kBtuh, 82.0% AFUE, atmospheric) | Hot water boiler (< 300 kBtuh, 94.0 AFUE, condensing) |  |  |  | Available |  | 0 | 0 |  | RobNc |  | HVAC-Blr |  | DEER1315end | 2013-01-01 | 2015-12-31 | DEER |  |  |  |  | Standard |  | 1 | 1 | 0 | Deemed Ex Ante Team |  |  |  | Updated to indicate claim/filing status
163 | R-OutCmn-LEDFixt-Ext(33w)-dWP64-dWC46 | Residential Outdoor Common Area Lighting: LED Fixture replaces pre-existing standard lighting Wattage. Measure includes Code case. | DEER2017 | Staff Disposition | 2020-11-24 16:30 | Res-Oltg-Cmn-dWatt-CFL | NonDEER | Scaled | BaseRatio | 0 | 0 | None |  | 0 |  | 1 | Res | Any | Lighting | OutCommon | Ltg_Fixture | LED_fixt |  | OLtg-Res-LED-50000hr-Cmn | LED A19 Basecase, Total Watts = 2.96 x Msr Watts | LED Fixture Basecase, Total Watts = 2.42 x Msr Watts | LED fixture: Any type of housing Fixture Type, Exterior Rated; Total Watts = 33 | LEDratio0296 | LEDratio0242 | LEDFixt-Ext(33w) | Available | From LED WRR Disposition July 2016 | 0 | 0 | DEER2020 Update: LED-WRR-WorkpaperDisposition_22Jul2016-Final.docx | ErRobNc |  | LtgFixture-Default |  | None | 2017-01-01 | 2018-12-31 | InEA_modVal | LT-52746 |  |  |  | Standard | Measures expire 12/31/2018. HOU revised based on DEER revision for NRes outdoor lighting with motion sensors | 1 | 1 | 0 | Deemed Ex Ante Team |  | Measures expire 12/31/2018. HOU revised based on DEER revision for NRes outdoor lighting with motion sensors |  | Updated to indicate claim/filing status
164 | LC13 | InGen-LF_LmpBlst-LIN FT T4 LED LTBAR <= 5FT UNIT NO OCC SENS CTRL REPLACE MULT LAMP PROFILE | ExAnte2016 | IOU workpaper | 2020-11-24 16:30 | LC13 | IOU-Deemed | Standard |  | 0 | 0 |  |  | 0 |  | 0 | Com | PGE | Lighting | InGen | Ltg_Lmp+Blst | LF_LmpBlst |  | GrocDisp-FixtLtg-LED |  |  | LIN FT T4 LED LTBAR <= 5FT UNIT NO OCC SENS CTRL REPLACE MULT LAMP PROFILE |  |  |  | Available |  | 0 | 0 | PGECOLTG174-R2 |  |  |  |  | None | 2016-01-01 | 2018-12-31 | NotInEA |  | LC13 |  |  | Standard | Expires 12/31/2018 due to revised DEER2019 code/ISP baseline | 1 | 1 | 0 | Deemed Ex Ante Team |  | Expires 12/31/2018 due to revised DEER2019 code/ISP baseline |  | Updated to indicate claim/filing status
164 | NG-HVAC-Blr-HW-300to2500kBtuh-85p0ET-Atm | Hot water boiler (300-2500 kBTUh, 85.0% thermal efficiency, atmospheric) | DEER2014 | D13 v1.0 | 2020-11-24 16:30 | NG-HVAC-Blr-HW-300to2500kBtuh-85p0ET-Atm | DEER | Standard | None | 0 | 0 | None |  | 0 |  | 0 | Com | Any | HVAC | SpaceHeat | WaterHtg_eq | Boiler_Et |  | HVAC-Blr | Hot water boiler (300-2500 kBtuh, thermal efficiency based on vintage, atmospheric) | Hot water boiler (300-2500 kBtuh, 80.0% thermal efficiency, atmospheric) | Hot water boiler (300-2500 kBtuh, 85.0% thermal efficiency, atmospheric) |  |  |  | Available |  | 0 | 0 |  | RobNc |  | HVAC-Blr |  | DEER1315end | 2013-01-01 | 2015-12-31 | DEER |  |  |  |  | Standard |  | 1 | 1 | 0 | Deemed Ex Ante Team |  |  |  | Updated to indicate claim/filing status
164 | R-OutCmn-LEDFixt-Ext(34w)-dWP66-dWC48 | Residential Outdoor Common Area Lighting: LED Fixture replaces pre-existing standard lighting Wattage. Measure includes Code case. | DEER2017 | Staff Disposition | 2020-11-24 16:30 | Res-Oltg-Cmn-dWatt-CFL | NonDEER | Scaled | BaseRatio | 0 | 0 | None |  | 0 |  | 1 | Res | Any | Lighting | OutCommon | Ltg_Fixture | LED_fixt |  | OLtg-Res-LED-50000hr-Cmn | LED A19 Basecase, Total Watts = 2.96 x Msr Watts | LED Fixture Basecase, Total Watts = 2.42 x Msr Watts | LED fixture: Any type of housing Fixture Type, Exterior Rated; Total Watts = 34 | LEDratio0296 | LEDratio0242 | LEDFixt-Ext(34w) | Available | From LED WRR Disposition July 2016 | 0 | 0 | DEER2020 Update: LED-WRR-WorkpaperDisposition_22Jul2016-Final.docx | ErRobNc |  | LtgFixture-Default |  | None | 2017-01-01 | 2018-12-31 | InEA_modVal | LT-75508 |  |  |  | Standard | Measures expire 12/31/2018. HOU revised based on DEER revision for NRes outdoor lighting with motion sensors | 1 | 1 | 0 | Deemed Ex Ante Team |  | Measures expire 12/31/2018. HOU revised based on DEER revision for NRes outdoor lighting with motion sensors |  | Updated to indicate claim/filing status
165 | LC15 | InGen-LF_LmpBlst-LIN FT T4 LED LTBAR > 5FT UNIT NO OCC SENS CTRL REPLACE MULT LAMP PROFILE | ExAnte2016 | IOU workpaper | 2020-11-24 16:30 | LC15 | IOU-Deemed | Standard |  | 0 | 0 |  |  | 0 |  | 0 | Com | PGE | Lighting | InGen | Ltg_Lmp+Blst | LF_LmpBlst |  | GrocDisp-FixtLtg-LED |  |  | LIN FT T4 LED LTBAR > 5FT UNIT NO OCC SENS CTRL REPLACE MULT LAMP PROFILE |  |  |  | Available |  | 0 | 0 | PGECOLTG174-R2 |  |  |  |  | None | 2016-01-01 | 2018-12-31 | NotInEA |  | LC15 |  |  | Standard | Expires 12/31/2018 due to revised DEER2019 code/ISP baseline | 1 | 1 | 0 | Deemed Ex Ante Team |  | Expires 12/31/2018 due to revised DEER2019 code/ISP baseline |  | Updated to indicate claim/filing status
165 | NG-HVAC-Blr-HW-300to2500kBtuh-85p0ET-Drft | Hot water boiler (300-2500 kBTUh, 85.0% thermal efficiency, forced draft) | DEER2014 | D13 v1.0 | 2020-11-24 16:30 | NG-HVAC-Blr-HW-300to2500kBtuh-85p0ET-Drft | DEER | Standard | None | 0 | 0 | None |  | 0 |  | 0 | Com | Any | HVAC | SpaceHeat | WaterHtg_eq | Boiler_Et |  | HVAC-Blr | Hot water boiler (300-2500 kBtuh, thermal efficiency based on vintage, atmospheric) | Hot water boiler (300-2500 kBtuh, 80.0% thermal efficiency, forced draft) | Hot water boiler (300-2500 kBtuh, 85.0% thermal efficiency, forced draft) |  |  |  | Available |  | 0 | 0 |  | RobNc |  | HVAC-Blr |  | DEER1315end | 2013-01-01 | 2015-12-31 | DEER |  |  |  |  | Standard |  | 1 | 1 | 0 | Deemed Ex Ante Team |  |  |  | Updated to indicate claim/filing status
165 | R-OutCmn-LEDFixt-Ext(35w)-dWP68-dWC49 | Residential Outdoor Common Area Lighting: LED Fixture replaces pre-existing standard lighting Wattage. Measure includes Code case. | DEER2017 | Staff Disposition | 2020-11-24 16:30 | Res-Oltg-Cmn-dWatt-CFL | NonDEER | Scaled | BaseRatio | 0 | 0 | None |  | 0 |  | 1 | Res | Any | Lighting | OutCommon | Ltg_Fixture | LED_fixt |  | OLtg-Res-LED-50000hr-Cmn | LED A19 Basecase, Total Watts = 2.96 x Msr Watts | LED Fixture Basecase, Total Watts = 2.42 x Msr Watts | LED fixture: Any type of housing Fixture Type, Exterior Rated; Total Watts = 35 | LEDratio0296 | LEDratio0242 | LEDFixt-Ext(35w) | Available | From LED WRR Disposition July 2016 | 0 | 0 | DEER2020 Update: LED-WRR-WorkpaperDisposition_22Jul2016-Final.docx | ErRobNc |  | LtgFixture-Default |  | None | 2017-01-01 | 2018-12-31 | InEA_modVal | LT-70499 |  |  |  | Standard | Measures expire 12/31/2018. HOU revised based on DEER revision for NRes outdoor lighting with motion sensors | 1 | 1 | 0 | Deemed Ex Ante Team |  | Measures expire 12/31/2018. HOU revised based on DEER revision for NRes outdoor lighting with motion sensors |  | Updated to indicate claim/filing status
166 | NG-HVAC-Blr-HW-300to2500kBtuh-94p0ET-Cnd | Hot water boiler (300-2500 kBTUh, 94.0% thermal efficiency, condensing) | DEER2014 | D13 v1.0 | 2020-11-24 16:30 | NG-HVAC-Blr-HW-300to2500kBtuh-94p0ET-Cnd | DEER | Standard | None | 0 | 0 | None |  | 0 |  | 0 | Com | Any | HVAC | SpaceHeat | WaterHtg_eq | Boiler_Et |  | HVAC-Blr | Hot water boiler (300-2500 kBtuh, thermal efficiency based on vintage, atmospheric) | Hot water boiler (300-2500 kBtuh, 80.0% thermal efficiency, condensing) | Hot water boiler (300-2500 kBtuh, 94.0% thermal efficiency, condensing) |  |  |  | Available |  | 0 | 0 |  | RobNc |  | HVAC-Blr |  | DEER1315end | 2013-01-01 | 2015-12-31 | DEER |  |  |  |  | Standard |  | 1 | 1 | 0 | Deemed Ex Ante Team |  |  |  | Updated to indicate claim/filing status
166 | R86 | Vending-VMController-Vending Machine Controller | ExAnte2016 | IOU workpaper | 2020-11-24 16:30 | R86 | IOU-Deemed | Standard | None | 0 | 0 |  |  | 0 | None | 0 | Com | PGE | AppPlug | Vending | Ref_Storage | VMController |  | Plug-VendCtrler |  |  | Vending Machine Controller |  |  |  | Available |  | 0 | 0 | PGECOREF111-R5 |  |  | Plug-VendCtrler |  | None | 2016-01-01 | 2019-12-31 | NotInEA |  | R86 |  |  | Standard | added based on interim approved workpapers; | 1 | 1 | 0 | Deemed Ex Ante Team |  | added based on interim approved workpapers; |  | Updated to indicate claim/filing status
166 | R-OutCmn-LEDFixt-Ext(36w)-dWP70-dWC51 | Residential Outdoor Common Area Lighting: LED Fixture replaces pre-existing standard lighting Wattage. Measure includes Code case. | DEER2017 | Staff Disposition | 2020-11-24 16:30 | Res-Oltg-Cmn-dWatt-CFL | NonDEER | Scaled | BaseRatio | 0 | 0 | None |  | 0 |  | 1 | Res | Any | Lighting | OutCommon | Ltg_Fixture | LED_fixt |  | OLtg-Res-LED-50000hr-Cmn | LED A19 Basecase, Total Watts = 2.96 x Msr Watts | LED Fixture Basecase, Total Watts = 2.42 x Msr Watts | LED fixture: Any type of housing Fixture Type, Exterior Rated; Total Watts = 36 | LEDratio0296 | LEDratio0242 | LEDFixt-Ext(36w) | Available | From LED WRR Disposition July 2016 | 0 | 0 | DEER2020 Update: LED-WRR-WorkpaperDisposition_22Jul2016-Final.docx | ErRobNc |  | LtgFixture-Default |  | None | 2017-01-01 | 2018-12-31 | InEA_modVal | LT-98805 |  |  |  | Standard | Measures expire 12/31/2018. HOU revised based on DEER revision for NRes outdoor lighting with motion sensors | 1 | 1 | 0 | Deemed Ex Ante Team |  | Measures expire 12/31/2018. HOU revised based on DEER revision for NRes outdoor lighting with motion sensors |  | Updated to indicate claim/filing status
167 | NG-HVAC-Blr-HW-gt2500kBtuh-85p0EC-Atm | Hot water boiler (> 2500 kBTUh, 85.0% combustion efficiency, atmospheric) | DEER2014 | D13 v1.0 | 2020-11-24 16:30 | NG-HVAC-Blr-HW-gt2500kBtuh-85p0EC-Atm | DEER | Standard | None | 0 | 0 | None |  | 0 |  | 0 | Com | Any | HVAC | SpaceHeat | WaterHtg_eq | Boiler_Et |  | HVAC-Blr | Hot water boiler (> 2500 kBtuh, combustion efficiency based on vintage, atmospheric) | Hot water boiler (> 2500 kBtuh, 82.0% combustion efficiency, atmospheric) | Hot water boiler (> 2500 kBtuh, 85.0% combustion efficiency, atmospheric) |  |  |  | Available |  | 0 | 0 |  | RobNc |  | HVAC-Blr |  | DEER1315end | 2013-01-01 | 2015-12-31 | DEER |  |  |  |  | Standard |  | 1 | 1 | 0 | Deemed Ex Ante Team |  |  |  | Updated to indicate claim/filing status
167 | R98 | Vending-VMController-Vending Machine Controller – Uncooled | ExAnte2016 | IOU workpaper | 2020-11-24 16:30 | R98 | IOU-Deemed | Standard | None | 0 | 0 |  |  | 0 | None | 0 | Com | PGE | AppPlug | Vending | Ref_Storage | VMController |  | Plug-VendCtrler |  |  | Vending Machine Controller – Uncooled |  |  |  | Available |  | 0 | 0 | PGECOREF111-R5 |  |  | Plug-VendCtrler |  | None | 2016-01-01 | 2019-12-31 | NotInEA |  | R98 |  |  | Standard | added based on interim approved workpapers; | 1 | 1 | 0 | Deemed Ex Ante Team |  | added based on interim approved workpapers; |  | Updated to indicate claim/filing status
167 | R-OutCmn-LEDFixt-Ext(37w)-dWP72-dWC52 | Residential Outdoor Common Area Lighting: LED Fixture replaces pre-existing standard lighting Wattage. Measure includes Code case. | DEER2017 | Staff Disposition | 2020-11-24 16:30 | Res-Oltg-Cmn-dWatt-CFL | NonDEER | Scaled | BaseRatio | 0 | 0 | None |  | 0 |  | 1 | Res | Any | Lighting | OutCommon | Ltg_Fixture | LED_fixt |  | OLtg-Res-LED-50000hr-Cmn | LED A19 Basecase, Total Watts = 2.96 x Msr Watts | LED Fixture Basecase, Total Watts = 2.42 x Msr Watts | LED fixture: Any type of housing Fixture Type, 2540 min lm, Exterior Rated; Total Watts = 37 | LEDratio0296 | LEDratio0242 | LEDFixt-Ext(37w) | Available | From LED WRR Disposition July 2016 | 0 | 0 | DEER2020 Update: LED-WRR-WorkpaperDisposition_22Jul2016-Final.docx | ErRobNc |  | LtgFixture-Default |  | None | 2017-01-01 | 2018-12-31 | InEA_modVal | LT-50609 |  |  |  | Standard | Measures expire 12/31/2018. HOU revised based on DEER revision for NRes outdoor lighting with motion sensors | 1 | 1 | 0 | Deemed Ex Ante Team |  | Measures expire 12/31/2018. HOU revised based on DEER revision for NRes outdoor lighting with motion sensors |  | Updated to indicate claim/filing status
168 | NG-HVAC-Blr-HW-gt2500kBtuh-85p0EC-Drft | Hot water boiler (> 2500 kBTUh, 85.0% combustion efficiency, forced draft) | DEER2014 | D13 v1.0 | 2020-11-24 16:30 | NG-HVAC-Blr-HW-gt2500kBtuh-85p0EC-Drft | DEER | Standard | None | 0 | 0 | None |  | 0 |  | 0 | Com | Any | HVAC | SpaceHeat | WaterHtg_eq | Boiler_Et |  | HVAC-Blr | Hot water boiler (> 2500 kBtuh, combustion efficiency based on vintage, atmospheric) | Hot water boiler (> 2500 kBtuh, 82.0% combustion efficiency, atmospheric) | Hot water boiler (> 2500 kBtuh, 85.0% combustion efficiency, forced draft) |  |  |  | Available |  | 0 | 0 |  | RobNc |  | HVAC-Blr |  | DEER1315end | 2013-01-01 | 2015-12-31 | DEER |  |  |  |  | Standard |  | 1 | 1 | 0 | Deemed Ex Ante Team |  |  |  | Updated to indicate claim/filing status
168 | R-OutCmn-LEDFixt-Ext(38w)-dWP74-dWC53 | Residential Outdoor Common Area Lighting: LED Fixture replaces pre-existing standard lighting Wattage. Measure includes Code case. | DEER2017 | Staff Disposition | 2020-11-24 16:30 | Res-Oltg-Cmn-dWatt-CFL | NonDEER | Scaled | BaseRatio | 0 | 0 | None |  | 0 |  | 1 | Res | Any | Lighting | OutCommon | Ltg_Fixture | LED_fixt |  | OLtg-Res-LED-50000hr-Cmn | LED A19 Basecase, Total Watts = 2.96 x Msr Watts | LED Fixture Basecase, Total Watts = 2.42 x Msr Watts | LED fixture: Any type of housing Fixture Type, 1330 min lm, Exterior Rated; Total Watts = 38 | LEDratio0296 | LEDratio0242 | LEDFixt-Ext(38w) | Available | From LED WRR Disposition July 2016 | 0 | 0 | DEER2020 Update: LED-WRR-WorkpaperDisposition_22Jul2016-Final.docx | ErRobNc |  | LtgFixture-Default |  | None | 2017-01-01 | 2018-12-31 | InEA_modVal | LT-81917 |  |  |  | Standard | Measures expire 12/31/2018. HOU revised based on DEER revision for NRes outdoor lighting with motion sensors | 1 | 1 | 0 | Deemed Ex Ante Team |  | Measures expire 12/31/2018. HOU revised based on DEER revision for NRes outdoor lighting with motion sensors |  | Updated to indicate claim/filing status
169 | Res-DuctSeal-HighToLow-wtd | Residential: Duct Sealing (Total Leakage Reduced from High (40/35%) to Low (15/12%) | DEER2017 | D17 v1.0 | 2020-11-24 16:30 | Res-DuctSeal-HighToLow-wtd | DEER | CrossMeasWtd | None | 0 | 0 | None | Res-DuctSeal-HighToLow | 0 |  | 0 | Res | Any | HVAC | VentAirDist | HV_AirDist | DuctLeak |  | HV-DuctSeal | 20% Supply/20% Return Leakage (single and multi-family), 35% Supply Leakage (mobile home) | 6% Supply/6% Return Leakage (single and multi-family), 15% Supply Leakage (mobile home) | 6% Supply/6% Return Leakage (single and multi-family), 15% Supply Leakage (mobile home) |  |  |  | Available |  | 0 | 0 |  | Retro |  | HV-DuctSeal |  | DEER131417 | 2013-01-01 | 2019-12-31 | [5 empty] | Standard | Measure updated for DEER2017; Measure expired due to DEER2020 update | 1 | 1 | 0 | Deemed Ex Ante Team |  | Measure updated for DEER2017; Measure expired due to DEER2020 update |  | Updated to indicate claim/filing status
169 | R-OutCmn-LEDFixt-Ext(39w)-dWP76-dWC55 | Residential Outdoor Common Area Lighting: LED Fixture replaces pre-existing standard lighting Wattage. Measure includes Code case. | DEER2017 | Staff Disposition | 2020-11-24 16:30 | Res-Oltg-Cmn-dWatt-CFL | NonDEER | Scaled | BaseRatio | 0 | 0 | None |  | 0 |  | 1 | Res | Any | Lighting | OutCommon | Ltg_Fixture | LED_fixt |  | OLtg-Res-LED-50000hr-Cmn | LED A19 Basecase, Total Watts = 2.96 x Msr Watts | LED Fixture Basecase, Total Watts = 2.42 x Msr Watts | LED fixture: Any type of housing Fixture Type, Exterior Rated; Total Watts = 39 | LEDratio0296 | LEDratio0242 | LEDFixt-Ext(39w) | Available | From LED WRR Disposition July 2016 | 0 | 0 | DEER2020 Update: LED-WRR-WorkpaperDisposition_22Jul2016-Final.docx | ErRobNc |  | LtgFixture-Default |  | None | 2017-01-01 | 2018-12-31 | InEA_modVal | LT-51273 |  |  |  | Standard | Measures expire 12/31/2018. HOU revised based on DEER revision for NRes outdoor lighting with motion sensors | 1 | 1 | 0 | Deemed Ex Ante Team |  | Measures expire 12/31/2018. HOU revised based on DEER revision for NRes outdoor lighting with motion sensors |  | Updated to indicate claim/filing status
170 | Res-DuctSeal-MedToLow-wtd | Residential: Duct Sealing (Total Leakage Reduced from High (25/24%) to Low (15/12%) | DEER2017 | D17 v1.0 | 2020-11-24 16:30 | Res-DuctSeal-MedToLow-wtd | DEER | CrossMeasWtd | None | 0 | 0 | None | Res-DuctSeal-MedToLow | 0 |  | 0 | Res | Any | HVAC | VentAirDist | HV_AirDist | DuctLeak |  | HV-DuctSeal | 12% Supply/12% Return Leakage (single and multi-family), 25% Supply Leakage (mobile home) | 6% Supply/6% Return Leakage (single and multi-family), 15% Supply Leakage (mobile home) | 6% Supply/6% Return Leakage (single and multi-family), 15% Supply Leakage (mobile home) |  |  |  | Available |  | 0 | 0 |  | Retro |  | HV-DuctSeal |  | DEER131417 | 2013-01-01 | 2019-12-31 | [5 empty] | Standard | Measure updated for DEER2017; Measure expired due to DEER2020 update | 1 | 1 | 0 | Deemed Ex Ante Team |  | Measure updated for DEER2017; Measure expired due to DEER2020 update |  | Updated to indicate claim/filing status
170 | R-OutCmn-LEDFixt-Ext(40w)-dWP78-dWC56 | Residential Outdoor Common Area Lighting: LED Fixture replaces pre-existing standard lighting Wattage. Measure includes Code case. | DEER2017 | Staff Disposition | 2020-11-24 16:30 | Res-Oltg-Cmn-dWatt-CFL | NonDEER | Scaled | BaseRatio | 0 | 0 | None |  | 0 |  | 1 | Res | Any | Lighting | OutCommon | Ltg_Fixture | LED_fixt |  | OLtg-Res-LED-50000hr-Cmn | LED A19 Basecase, Total Watts = 2.96 x Msr Watts | LED Fixture Basecase, Total Watts = 2.42 x Msr Watts | LED fixture: Any type of housing Fixture Type, Exterior Rated; Total Watts = 40 | LEDratio0296 | LEDratio0242 | LEDFixt-Ext(40w) | Available | From LED WRR Disposition July 2016 | 0 | 0 | DEER2020 Update: LED-WRR-WorkpaperDisposition_22Jul2016-Final.docx | ErRobNc |  | LtgFixture-Default |  | None | 2017-01-01 | 2018-12-31 | InEA_modVal | LT-56484 |  |  |  | Standard | Measures expire 12/31/2018. HOU revised based on DEER revision for NRes outdoor lighting with motion sensors | 1 | 1 | 0 | Deemed Ex Ante Team |  | Measures expire 12/31/2018. HOU revised based on DEER revision for NRes outdoor lighting with motion sensors |  | Updated to indicate claim/filing status
171 | NB-HVAC-DuctSeal-high | Duct Sealing (Total leakage reduced from 40% of AHU flow to 18%) | DEER2014 | D13 v1.0 | 2020-11-24 16:30 | NB-HVAC-DuctSeal-high | DEER | Standard | None | 0 | 0 | None |  | 0 |  | 0 | Com | Any | HVAC | VentAirDist | HV_AirDist | DuctSysC |  | HVAC-DuctSeal | Duct Leakage: 20% supply; 20% return (40% total) | NULL | Duct Sealing (Total leakage reduced from 40% of AHU flow to 18%) |  |  |  | Available |  | 0 | 0 |  | Retro |  | HVAC-DuctSeal | D08-NB-HVAC-DuctSeal-high | DEER1314 | 2013-01-01 | 2019-12-31 | DEER |  |  |  |  | Standard | Measure expired due to DEER2020 update | 1 | 1 | 0 | Deemed Ex Ante Team |  | Measure expired due to DEER2020 update |  | Updated to indicate claim/filing status
171 | R-OutCmn-LEDFixt-Ext(8w)-dWP15-dWC11 | Residential Outdoor Common Area Lighting: LED Fixture replaces pre-existing standard lighting Wattage. Measure includes Code case. | DEER2017 | Staff Disposition | 2020-11-24 16:30 | Res-Oltg-Cmn-dWatt-CFL | NonDEER | Scaled | BaseRatio | 0 | 0 | None |  | 0 |  | 1 | Res | Any | Lighting | OutCommon | Ltg_Fixture | LED_fixt |  | OLtg-Res-LED-50000hr-Cmn | LED A19 Basecase, Total Watts = 2.96 x Msr Watts | LED Fixture Basecase, Total Watts = 2.42 x Msr Watts | LED fixture: Any type of housing Fixture Type, Exterior Rated; Total Watts = 8 | LEDratio0296 | LEDratio0242 | LEDFixt-Ext(8w) | Available | From LED WRR Disposition July 2016 | 0 | 0 | DEER2020 Update: LED-WRR-WorkpaperDisposition_22Jul2016-Final.docx | ErRobNc |  | LtgFixture-Default |  | None | 2017-01-01 | 2018-12-31 | InEA_modVal | LT-53295 |  |  |  | Standard | Measures expire 12/31/2018. HOU revised based on DEER revision for NRes outdoor lighting with motion sensors | 1 | 1 | 0 | Deemed Ex Ante Team |  | Measures expire 12/31/2018. HOU revised based on DEER revision for NRes outdoor lighting with motion sensors |  | Updated to indicate claim/filing status
172 | NB-HVAC-DuctSeal-low | Duct Sealing (Total leakage reduced from 28% of AHU flow to 18%) | DEER2014 | D13 v1.0 | 2020-11-24 16:30 | NB-HVAC-DuctSeal-low | DEER | Standard | None | 0 | 0 | None |  | 0 |  | 0 | Com | Any | HVAC | VentAirDist | HV_AirDist | DuctSysC |  | HVAC-DuctSeal | Duct Leakage: 14% supply; 14% return (28% total) | NULL | Duct Sealing (Total leakage reduced from 28% of AHU flow to 18%) |  |  |  | Available |  | 0 | 0 |  | Retro |  | HVAC-DuctSeal | D08-NB-HVAC-DuctSeal-low | DEER1314 | 2013-01-01 | 2019-12-31 | DEER |  |  |  |  | Standard | Measure expired due to DEER2020 update | 1 | 1 | 0 | Deemed Ex Ante Team |  | Measure expired due to DEER2020 update |  | Updated to indicate claim/filing status
172 | R-OutCmn-LEDFixt-Ext(9w)-dWP17-dWC12 | Residential Outdoor Common Area Lighting: LED Fixture replaces pre-existing standard lighting Wattage. Measure includes Code case. | DEER2017 | Staff Disposition | 2020-11-24 16:30 | Res-Oltg-Cmn-dWatt-CFL | NonDEER | Scaled | BaseRatio | 0 | 0 | None |  | 0 |  | 1 | Res | Any | Lighting | OutCommon | Ltg_Fixture | LED_fixt |  | OLtg-Res-LED-50000hr-Cmn | LED A19 Basecase, Total Watts = 2.96 x Msr Watts | LED Fixture Basecase, Total Watts = 2.42 x Msr Watts | LED fixture: Any type of housing Fixture Type, Exterior Rated; Total Watts = 9 | LEDratio0296 | LEDratio0242 | LEDFixt-Ext(9w) | Available | From LED WRR Disposition July 2016 | 0 | 0 | DEER2020 Update: LED-WRR-WorkpaperDisposition_22Jul2016-Final.docx | ErRobNc |  | LtgFixture-Default |  | None | 2017-01-01 | 2018-12-31 | InEA_modVal | LT-64511 |  |  |  | Standard | Measures expire 12/31/2018. HOU revised based on DEER revision for NRes outdoor lighting with motion sensors | 1 | 1 | 0 | Deemed Ex Ante Team |  | Measures expire 12/31/2018. HOU revised based on DEER revision for NRes outdoor lighting with motion sensors |  | Updated to indicate claim/filing status
173 | R-OutCmn-LEDFixt-Ext-1(26w)-dWP50-dWC36 | Residential Outdoor Common Area Lighting: LED Fixture replaces pre-existing standard lighting Wattage. Measure includes Code case. | DEER2017 | Staff Disposition | 2020-11-24 16:30 | Res-Oltg-Cmn-dWatt-CFL | NonDEER | Scaled | BaseRatio | 0 | 0 | None |  | 0 |  | 1 | Res | Any | Lighting | OutCommon | Ltg_Fixture | LED_fixt |  | OLtg-Res-LED-50000hr-Cmn | LED A19 Basecase, Total Watts = 2.96 x Msr Watts | LED Fixture Basecase, Total Watts = 2.42 x Msr Watts | LED fixture: Any type of housing Fixture Type, 2060 min lm, Exterior Rated; Total Watts = 26 | LEDratio0296 | LEDratio0242 | LEDFixt-Ext-1(26w) | Available | From LED WRR Disposition July 2016 | 0 | 0 | DEER2020 Update: LED-WRR-WorkpaperDisposition_22Jul2016-Final.docx | ErRobNc |  | LtgFixture-Default |  | None | 2017-01-01 | 2018-12-31 | InEA_modVal | LT-96871 |  |  |  | Standard | Measures expire 12/31/2018. HOU revised based on DEER revision for NRes outdoor lighting with motion sensors | 1 | 1 | 0 | Deemed Ex Ante Team |  | Measures expire 12/31/2018. HOU revised based on DEER revision for NRes outdoor lighting with motion sensors |  | Updated to indicate claim/filing status
174 | R-OutCmn-LED-MR16-Ext(6w)-dWP19 | Residential Outdoor Common Area Lighting: LED Lamp replaces pre-existing standard lighting Wattage. Measure includes Code case. | DEER2017 | Staff Disposition | 2020-11-24 16:30 | Res-Oltg-Cmn-dWatt-CFL | NonDEER | Scaled | BaseRatio | 0 | 0 | None |  | 0 |  | 1 | Res | Any | Lighting | OutCommon | Ltg_Lamp | LED_lamp |  | OLtg-Res-LED-50000hr-Cmn | LED MR16 Basecase, Total Watts = 4.24 x Msr Watts | LED MR16 Basecase, Total Watts = 4.24 x Msr Watts | LED Lamp: Exterior MR16, 6 Watts, non-dimmable | LEDratio0424 | LEDratio0424 | LED-MR16-Ext(6w) | Available | From LED WRR Disposition July 2016 | 0 | 0 | LED-WRR-WorkpaperDisposition_22Jul2016-Final.docx | RobNc |  | OLtg-Res-LED-50000hr-Cmn |  | None | 2017-01-01 | 2018-06-30 | InEA_modVal | LT-89305 |  |  |  | Standard | Remove expiry date per Commission Staff direction 2018ScrewInLampSavignsMethods-11Dec2017.pdf | 1 | 1 | 0 | Deemed Ex Ante Team |  | Remove expiry date per Commission Staff direction 2018ScrewInLampSavignsMethods-11Dec2017.pdf |  | Updated to indicate claim/filing status
175 | R-OutCmn-LED-PAR30-Ext(12w)-dWP29 | Residential Outdoor Common Area Lighting: LED Lamp replaces pre-existing standard lighting Wattage. Measure includes Code case. | DEER2017 | Staff Disposition | 2020-11-24 16:30 | Res-Oltg-Cmn-dWatt-CFL | NonDEER | Scaled | BaseRatio | 0 | 0 | None |  | 0 |  | 1 | Res | Any | Lighting | OutCommon | Ltg_Lamp | LED_lamp |  | OLtg-Res-LED-50000hr-Cmn | LED PAR30 Basecase, Total Watts = 3.42 x Msr Watts | LED PAR30 Basecase, Total Watts = 3.42 x Msr Watts | LED Lamp: Exterior PAR30, 12 Watts, non-dimmable | LEDratio0342 | LEDratio0342 | LED-PAR30-Ext(12w) | Available | From LED WRR Disposition July 2016 | 0 | 0 | LED-WRR-WorkpaperDisposition_22Jul2016-Final.docx | RobNc |  | OLtg-Res-LED-50000hr-Cmn |  | None | 2017-01-01 | 2017-06-30 | InEA_modVal | LT-98182 |  |  |  | Standard |  | 1 | 1 | 0 | Deemed Ex Ante Team |  |  |  | Updated to indicate claim/filing status
176 | R-OutCmn-LED-PAR30-Ext(16w)-dWP38 | Residential Outdoor Common Area Lighting: LED Lamp replaces pre-existing standard lighting Wattage. Measure includes Code case. | DEER2017 | Staff Disposition | 2020-11-24 16:30 | Res-Oltg-Cmn-dWatt-CFL | NonDEER | Scaled | BaseRatio | 0 | 0 | None |  | 0 |  | 1 | Res | Any | Lighting | OutCommon | Ltg_Lamp | LED_lamp |  | OLtg-Res-LED-50000hr-Cmn | LED PAR30 Basecase, Total Watts = 3.42 x Msr Watts | LED PAR30 Basecase, Total Watts = 3.42 x Msr Watts | LED Lamp: Exterior PAR30, 16 Watts, non-dimmable | LEDratio0342 | LEDratio0342 | LED-PAR30-Ext(16w) | Available | From LED WRR Disposition July 2016 | 0 | 0 | LED-WRR-WorkpaperDisposition_22Jul2016-Final.docx | RobNc |  | OLtg-Res-LED-50000hr-Cmn |  | None | 2017-01-01 | 2017-06-30 | InEA_modVal | LT-50213 |  |  |  | Standard |  | 1 | 1 | 0 | Deemed Ex Ante Team |  |  |  | Updated to indicate claim/filing status
177 | R-OutCmn-LED-PAR30-Ext(8w)-dWP19 | Residential Outdoor Common Area Lighting: LED Lamp replaces pre-existing standard lighting Wattage. Measure includes Code case. | DEER2017 | Staff Disposition | 2020-11-24 16:30 | Res-Oltg-Cmn-dWatt-CFL | NonDEER | Scaled | BaseRatio | 0 | 0 | None |  | 0 |  | 1 | Res | Any | Lighting | OutCommon | Ltg_Lamp | LED_lamp |  | OLtg-Res-LED-50000hr-Cmn | LED PAR30 Basecase, Total Watts = 3.42 x Msr Watts | LED PAR30 Basecase, Total Watts = 3.42 x Msr Watts | LED Lamp: Exterior PAR30, 8 Watts, non-dimmable | LEDratio0342 | LEDratio0342 | LED-PAR30-Ext(8w) | Available | From LED WRR Disposition July 2016 | 0 | 0 | LED-WRR-WorkpaperDisposition_22Jul2016-Final.docx | RobNc |  | OLtg-Res-LED-50000hr-Cmn |  | None | 2017-01-01 | 2017-06-30 | InEA_modVal | LT-98182 |  |  |  | Standard |  | 1 | 1 | 0 | Deemed Ex Ante Team |  |  |  | Updated to indicate claim/filing status
178 | R-OutCmn-LED-PAR38-Ext(11w)-dWP30 | Residential Outdoor Common Area Lighting: LED Lamp replaces pre-existing standard lighting Wattage. Measure includes Code case. | DEER2017 | Staff Disposition | 2020-11-24 16:30 | Res-Oltg-Cmn-dWatt-CFL | NonDEER | Scaled | BaseRatio | 0 | 0 | None |  | 0 |  | 1 | Res | Any | Lighting | OutCommon | Ltg_Lamp | LED_lamp |  | OLtg-Res-LED-50000hr-Cmn | LED PAR38 Basecase, Total Watts = 3.81 x Msr Watts | LED PAR38 Basecase, Total Watts = 3.81 x Msr Watts | LED Lamp: Exterior PAR38, 11 Watts, non-dimmable | LEDratio0381 | LEDratio0381 | LED-PAR38-Ext(11w) | Available | From LED WRR Disposition July 2016 | 0 | 0 | LED-WRR-WorkpaperDisposition_22Jul2016-Final.docx | RobNc |  | OLtg-Res-LED-50000hr-Cmn |  | None | 2017-01-01 | 2017-06-30 | InEA_modVal | LT-49807 |  |  |  | Standard |  | 1 | 1 | 0 | Deemed Ex Ante Team |  |  |  | Updated to indicate claim/filing status
179 | R-OutCmn-LED-PAR38-Ext(16w)-dWP44 | Residential Outdoor Common Area Lighting: LED Lamp replaces pre-existing standard lighting Wattage. Measure includes Code case. | DEER2017 | Staff Disposition | 2020-11-24 16:30 | Res-Oltg-Cmn-dWatt-CFL | NonDEER | Scaled | BaseRatio | 0 | 0 | None |  | 0 |  | 1 | Res | Any | Lighting | OutCommon | Ltg_Lamp | LED_lamp |  | OLtg-Res-LED-50000hr-Cmn | LED PAR38 Basecase, Total Watts = 3.81 x Msr Watts | LED PAR38 Basecase, Total Watts = 3.81 x Msr Watts | LED Lamp: Exterior PAR38, 16 Watts, non-dimmable | LEDratio0381 | LEDratio0381 | LED-PAR38-Ext(16w) | Available | From LED WRR Disposition July 2016 | 0 | 0 | LED-WRR-WorkpaperDisposition_22Jul2016-Final.docx | RobNc |  | OLtg-Res-LED-50000hr-Cmn |  | None | 2017-01-01 | 2017-06-30 | InEA_modVal | LT-49807 |  |  |  | Standard |  | 1 | 1 | 0 | Deemed Ex Ante Team |  |  |  | Updated to indicate claim/filing status
180 | R-OutCmn-LED-PAR38-Ext(18w)-dWP50 | Residential Outdoor Common Area Lighting: LED Lamp replaces pre-existing standard lighting Wattage. Measure includes Code case. | DEER2017 | Staff Disposition | 2020-11-24 16:30 | Res-Oltg-Cmn-dWatt-CFL | NonDEER | Scaled | BaseRatio | 0 | 0 | None |  | 0 |  | 1 | Res | Any | Lighting | OutCommon | Ltg_Lamp | LED_lamp |  | OLtg-Res-LED-50000hr-Cmn | LED PAR38 Basecase, Total Watts = 3.81 x Msr Watts | LED PAR38 Basecase, Total Watts = 3.81 x Msr Watts | LED Lamp: Exterior PAR38, 18 Watts, non-dimmable | LEDratio0381 | LEDratio0381 | LED-PAR38-Ext(18w) | Available | From LED WRR Disposition July 2016 | 0 | 0 | LED-WRR-WorkpaperDisposition_22Jul2016-Final.docx | RobNc |  | OLtg-Res-LED-50000hr-Cmn |  | None | 2017-01-01 | 2017-06-30 | InEA_modVal | LT-89912 |  |  |  | Standard |  | 1 | 1 | 0 | Deemed Ex Ante Team |  |  |  | Updated to indicate claim/filing status
181 | R-OutCmn-LED-PAR38-Ext(19w)-dWP53 | Residential Outdoor Common Area Lighting: LED Lamp replaces pre-existing standard lighting Wattage. Measure includes Code case. | DEER2017 | Staff Disposition | 2020-11-24 16:30 | Res-Oltg-Cmn-dWatt-CFL | NonDEER | Scaled | BaseRatio | 0 | 0 | None |  | 0 |  | 1 | Res | Any | Lighting | OutCommon | Ltg_Lamp | LED_lamp |  | OLtg-Res-LED-50000hr-Cmn | LED PAR38 Basecase, Total Watts = 3.81 x Msr Watts | LED PAR38 Basecase, Total Watts = 3.81 x Msr Watts | LED Lamp: Exterior PAR38, 19 Watts, non-dimmable | LEDratio0381 | LEDratio0381 | LED-PAR38-Ext(19w) | Available | From LED WRR Disposition July 2016 | 0 | 0 | LED-WRR-WorkpaperDisposition_22Jul2016-Final.docx | RobNc |  | OLtg-Res-LED-50000hr-Cmn |  | None | 2017-01-01 | 2017-06-30 | InEA_modVal | LT-89912 |  |  |  | Standard |  | 1 | 1 | 0 | Deemed Ex Ante Team |  |  |  | Updated to indicate claim/filing status
182 | R-Out-LED-A19-Ext(11w)-dWP21 | Residential Outdoor General Lighting: LED Lamp replaces pre-existing standard lighting Wattage. Measure includes Code case. | DEER2017 | Staff Disposition | 2020-11-24 16:30 | Res-Oltg-dWatt-CFL | NonDEER | Scaled | BaseRatio | 0 | 0 | None |  | 0 |  | 1 | Res | Any | Lighting | OutGen | Ltg_Lamp | LED_lamp |  | OLtg-Res-LED-20000hr | LED A19 Basecase, Total Watts = 2.96 x Msr Watts | LED A19 Basecase, Total Watts = 2.96 x Msr Watts | LED Lamp: Exterior A19, 11 Watts, non-dimmable | LEDratio0296 | LEDratio0296 | LED-A19-Ext(11w) | Available | From LED WRR Disposition July 2016 | 0 | 0 | LED-WRR-WorkpaperDisposition_22Jul2016-Final.docx | RobNc |  | OLtg-Res-LED-20000hr |  | None | 2017-01-01 | 2017-06-30 | InEA_modVal | LT-59328 |  |  |  | Standard |  | 1 | 1 | 0 | Deemed Ex Ante Team |  |  |  | Updated to indicate claim/filing status
183 | R-Out-LED-A19-Ext(12w)-dWP23 | Residential Outdoor General Lighting: LED Lamp replaces pre-existing standard lighting Wattage. Measure includes Code case. | DEER2017 | Staff Disposition | 2020-11-24 16:30 | Res-Oltg-dWatt-CFL | NonDEER | Scaled | BaseRatio | 0 | 0 | None |  | 0 |  | 1 | Res | Any | Lighting | OutGen | Ltg_Lamp | LED_lamp |  | OLtg-Res-LED-20000hr | LED A19 Basecase, Total Watts = 2.96 x Msr Watts | LED A19 Basecase, Total Watts = 2.96 x Msr Watts | LED Lamp: Exterior A19, 12 Watts, non-dimmable | LEDratio0296 | LEDratio0296 | LED-A19-Ext(12w) | Available | From LED WRR Disposition July 2016 | 0 | 0 | LED-WRR-WorkpaperDisposition_22Jul2016-Final.docx | RobNc |  | OLtg-Res-LED-20000hr |  | None | 2017-01-01 | 2017-06-30 | InEA_modVal | LT-59328 |  |  |  | Standard |  | 1 | 1 | 0 | Deemed Ex Ante Team |  |  |  | Updated to indicate claim/filing status
184 | R-Out-LED-A19-Ext(8w)-dWP15 | Residential Outdoor General Lighting: LED Lamp replaces pre-existing standard lighting Wattage. Measure includes Code case. | DEER2017 | Staff Disposition | 2020-11-24 16:30 | Res-Oltg-dWatt-CFL | NonDEER | Scaled | BaseRatio | 0 | 0 | None |  | 0 |  | 1 | Res | Any | Lighting | OutGen | Ltg_Lamp | LED_lamp |  | OLtg-Res-LED-20000hr | LED A19 Basecase, Total Watts = 2.96 x Msr Watts | LED A19 Basecase, Total Watts = 2.96 x Msr Watts | LED Lamp: Exterior A19, 8 Watts, non-dimmable | LEDratio0296 | LEDratio0296 | LED-A19-Ext(8w) | Available | From LED WRR Disposition July 2016 | 0 | 0 | LED-WRR-WorkpaperDisposition_22Jul2016-Final.docx | RobNc |  | OLtg-Res-LED-20000hr |  | None | 2017-01-01 | 2017-06-30 | InEA_modVal | LT-64932 |  |  |  | Standard |  | 1 | 1 | 0 | Deemed Ex Ante Team |  |  |  | Updated to indicate claim/filing status
185 | R-Out-LEDFixt-Ext(10w)-dWP19-dWC14 | Residential Outdoor General Lighting: LED Fixture replaces pre-existing standard lighting Wattage. Measure includes Code case. | DEER2017 | Staff Disposition | 2020-11-24 16:30 | Res-Oltg-dWatt-CFL | NonDEER | Scaled | BaseRatio | 0 | 0 | None |  | 0 |  | 1 | Res | Any | Lighting | OutGen | Ltg_Fixture | LED_fixt |  | OLtg-Res-LED-50000hr | LED A19 Basecase, Total Watts = 2.96 x Msr Watts | LED Fixture Basecase, Total Watts = 2.42 x Msr Watts | LED fixture: Any type of housing Fixture Type, Exterior Rated; Total Watts = 10 | LEDratio0296 | LEDratio0242 | LEDFixt-Ext(10w) | Available | From LED WRR Disposition July 2016 | 0 | 0 | LED-WRR-WorkpaperDisposition_22Jul2016-Final.docx | ErRobNc |  | LtgFixture-Default |  | None | 2017-01-01 | 2019-12-31 | InEA_modVal | LT-68565 |  |  |  | Standard | Expires 12/31/2019 due to DEER2020 revised impacts and peak demand definition | 1 | 1 | 0 | Deemed Ex Ante Team |  | Expires 12/31/2019 due to DEER2020 revised impacts and peak demand definition |  | Updated to indicate claim/filing status
186 | R-Out-LEDFixt-Ext(11w)-dWP21-dWC15 | Residential Outdoor General Lighting: LED Fixture replaces pre-existing standard lighting Wattage. Measure includes Code case. | DEER2017 | Staff Disposition | 2020-11-24 16:30 | Res-Oltg-dWatt-CFL | NonDEER | Scaled | BaseRatio | 0 | 0 | None |  | 0 |  | 1 | Res | Any | Lighting | OutGen | Ltg_Fixture | LED_fixt |  | OLtg-Res-LED-50000hr | LED A19 Basecase, Total Watts = 2.96 x Msr Watts | LED Fixture Basecase, Total Watts = 2.42 x Msr Watts | LED fixture: Any type of housing Fixture Type, Exterior Rated; Total Watts = 11 | LEDratio0296 | LEDratio0242 | LEDFixt-Ext(11w) | Available | From LED WRR Disposition July 2016 | 0 | 0 | LED-WRR-WorkpaperDisposition_22Jul2016-Final.docx | ErRobNc |  | LtgFixture-Default |  | None | 2017-01-01 | 2019-12-31 | InEA_modVal | LT-50957 |  |  |  | Standard | Expires 12/31/2019 due to DEER2020 revised impacts and peak demand definition | 1 | 1 | 0 | Deemed Ex Ante Team |  | Expires 12/31/2019 due to DEER2020 revised impacts and peak demand definition |  | Updated to indicate claim/filing status
187 | R-Out-LEDFixt-Ext(12w)-dWP23-dWC17 | Residential Outdoor General Lighting: LED Fixture replaces pre-existing standard lighting Wattage. Measure includes Code case. | DEER2017 | Staff Disposition | 2020-11-24 16:30 | Res-Oltg-dWatt-CFL | NonDEER | Scaled | BaseRatio | 0 | 0 | None |  | 0 |  | 1 | Res | Any | Lighting | OutGen | Ltg_Fixture | LED_fixt |  | OLtg-Res-LED-50000hr | LED A19 Basecase, Total Watts = 2.96 x Msr Watts | LED Fixture Basecase, Total Watts = 2.42 x Msr Watts | LED fixture: Any type of housing Fixture Type, Exterior Rated; Total Watts = 12 | LEDratio0296 | LEDratio0242 | LEDFixt-Ext(12w) | Available | From LED WRR Disposition July 2016 | 0 | 0 | LED-WRR-WorkpaperDisposition_22Jul2016-Final.docx | ErRobNc |  | LtgFixture-Default |  | None | 2017-01-01 | 2019-12-31 | InEA_modVal | LT-86319 |  |  |  | Standard | Expires 12/31/2019 due to DEER2020 revised impacts and peak demand definition | 1 | 1 | 0 | Deemed Ex Ante Team |  | Expires 12/31/2019 due to DEER2020 revised impacts and peak demand definition |  | Updated to indicate claim/filing status
188 | R-Out-LEDFixt-Ext(13w)-dWP25-dWC18 | Residential Outdoor General Lighting: LED Fixture replaces pre-existing standard lighting Wattage. Measure includes Code case. | DEER2017 | Staff Disposition | 2020-11-24 16:30 | Res-Oltg-dWatt-CFL | NonDEER | Scaled | BaseRatio | 0 | 0 | None |  | 0 |  | 1 | Res | Any | Lighting | OutGen | Ltg_Fixture | LED_fixt |  | OLtg-Res-LED-50000hr | LED A19 Basecase, Total Watts = 2.96 x Msr Watts | LED Fixture Basecase, Total Watts = 2.42 x Msr Watts | LED fixture: Any type of housing Fixture Type, 780 min lm, Exterior Rated; Total Watts = 13 | LEDratio0296 | LEDratio0242 | LEDFixt-Ext(13w) | Available | From LED WRR Disposition July 2016 | 0 | 0 | LED-WRR-WorkpaperDisposition_22Jul2016-Final.docx | ErRobNc |  | LtgFixture-Default |  | None | 2017-01-01 | 2019-12-31 | InEA_modVal | LT-64625 |  |  |  | Standard | Expires 12/31/2019 due to DEER2020 revised impacts and peak demand definition | 1 | 1 | 0 | Deemed Ex Ante Team |  | Expires 12/31/2019 due to DEER2020 revised impacts and peak demand definition |  | Updated to indicate claim/filing status
189 | R-Out-LEDFixt-Ext(14w)-dWP27-dWC19 | Residential Outdoor General Lighting: LED Fixture replaces pre-existing standard lighting Wattage. Measure includes Code case. | DEER2017 | Staff Disposition | 2020-11-24 16:30 | Res-Oltg-dWatt-CFL | NonDEER | Scaled | BaseRatio | 0 | 0 | None |  | 0 |  | 1 | Res | Any | Lighting | OutGen | Ltg_Fixture | LED_fixt |  | OLtg-Res-LED-50000hr | LED A19 Basecase, Total Watts = 2.96 x Msr Watts | LED Fixture Basecase, Total Watts = 2.42 x Msr Watts | LED fixture: Any type of housing Fixture Type, 860 min lm, Exterior Rated; Total Watts = 14 | LEDratio0296 | LEDratio0242 | LEDFixt-Ext(14w) | Available | From LED WRR Disposition July 2016 | 0 | 0 | LED-WRR-WorkpaperDisposition_22Jul2016-Final.docx | ErRobNc |  | LtgFixture-Default |  | None | 2017-01-01 | 2019-12-31 | InEA_modVal | LT-64640 |  |  |  | Standard | Expires 12/31/2019 due to DEER2020 revised impacts and peak demand definition | 1 | 1 | 0 | Deemed Ex Ante Team |  | Expires 12/31/2019 due to DEER2020 revised impacts and peak demand definition |  | Updated to indicate claim/filing status
190 | R-Out-LEDFixt-Ext(15w)-dWP29-dWC21 | Residential Outdoor General Lighting: LED Fixture replaces pre-existing standard lighting Wattage. Measure includes Code case. | DEER2017 | Staff Disposition | 2020-11-24 16:30 | Res-Oltg-dWatt-CFL | NonDEER | Scaled | BaseRatio | 0 | 0 | None |  | 0 |  | 1 | Res | Any | Lighting | OutGen | Ltg_Fixture | LED_fixt |  | OLtg-Res-LED-50000hr | LED A19 Basecase, Total Watts = 2.96 x Msr Watts | LED Fixture Basecase, Total Watts = 2.42 x Msr Watts | LED fixture: Any type of housing Fixture Type, Exterior Rated; Total Watts = 15 | LEDratio0296 | LEDratio0242 | LEDFixt-Ext(15w) | Available | From LED WRR Disposition July 2016 | 0 | 0 | LED-WRR-WorkpaperDisposition_22Jul2016-Final.docx | ErRobNc |  | LtgFixture-Default |  | None | 2017-01-01 | 2019-12-31 | InEA_modVal | LT-93998 |  |  |  | Standard | Expires 12/31/2019 due to DEER2020 revised impacts and peak demand definition | 1 | 1 | 0 | Deemed Ex Ante Team |  | Expires 12/31/2019 due to DEER2020 revised impacts and peak demand definition |  | Updated to indicate claim/filing status
191 | R-Out-LEDFixt-Ext(16w)-dWP31-dWC22 | Residential Outdoor General Lighting: LED Fixture replaces pre-existing standard lighting Wattage. Measure includes Code case. | DEER2017 | Staff Disposition | 2020-11-24 16:30 | Res-Oltg-dWatt-CFL | NonDEER | Scaled | BaseRatio | 0 | 0 | None |  | 0 |  | 1 | Res | Any | Lighting | OutGen | Ltg_Fixture | LED_fixt |  | OLtg-Res-LED-50000hr | LED A19 Basecase, Total Watts = 2.96 x Msr Watts | LED Fixture Basecase, Total Watts = 2.42 x Msr Watts | LED fixture: Any type of housing Fixture Type, Exterior Rated; Total Watts = 16 | LEDratio0296 | LEDratio0242 | LEDFixt-Ext(16w) | Available | From LED WRR Disposition July 2016 | 0 | 0 | LED-WRR-WorkpaperDisposition_22Jul2016-Final.docx | ErRobNc |  | LtgFixture-Default |  | None | 2017-01-01 | 2019-12-31 | InEA_modVal | LT-58620 |  |  |  | Standard | Expires 12/31/2019 due to DEER2020 revised impacts and peak demand definition | 1 | 1 | 0 | Deemed Ex Ante Team |  | Expires 12/31/2019 due to DEER2020 revised impacts and peak demand definition |  | Updated to indicate claim/filing status
192 | R-Out-LEDFixt-Ext(17w)-dWP33-dWC24 | Residential Outdoor General Lighting: LED Fixture replaces pre-existing standard lighting Wattage. Measure includes Code case. | DEER2017 | Staff Disposition | 2020-11-24 16:30 | Res-Oltg-dWatt-CFL | NonDEER | Scaled | BaseRatio | 0 | 0 | None |  | 0 |  | 1 | Res | Any | Lighting | OutGen | Ltg_Fixture | LED_fixt |  | OLtg-Res-LED-50000hr | LED A19 Basecase, Total Watts = 2.96 x Msr Watts | LED Fixture Basecase, Total Watts = 2.42 x Msr Watts | LED fixture: Any type of housing Fixture Type, Exterior Rated; Total Watts = 17 | LEDratio0296 | LEDratio0242 | LEDFixt-Ext(17w) | Available | From LED WRR Disposition July 2016 | 0 | 0 | LED-WRR-WorkpaperDisposition_22Jul2016-Final.docx | ErRobNc |  | LtgFixture-Default |  | None | 2017-01-01 | 2019-12-31 | InEA_modVal | LT-57884 |  |  |  | Standard | Expires 12/31/2019 due to DEER2020 revised impacts and peak demand definition | 1 | 1 | 0 | Deemed Ex Ante Team |  | Expires 12/31/2019 due to DEER2020 revised impacts and peak demand definition |  | Updated to indicate claim/filing status
193 | R-Out-LEDFixt-Ext(18w)-dWP35-dWC25 | Residential Outdoor General Lighting: LED Fixture replaces pre-existing standard lighting Wattage. Measure includes Code case. | DEER2017 | Staff Disposition | 2020-11-24 16:30 | Res-Oltg-dWatt-CFL | NonDEER | Scaled | BaseRatio | 0 | 0 | None |  | 0 |  | 1 | Res | Any | Lighting | OutGen | Ltg_Fixture | LED_fixt |  | OLtg-Res-LED-50000hr | LED A19 Basecase, Total Watts = 2.96 x Msr Watts | LED Fixture Basecase, Total Watts = 2.42 x Msr Watts | LED fixture: Any type of housing Fixture Type, Exterior Rated; Total Watts = 18 | LEDratio0296 | LEDratio0242 | LEDFixt-Ext(18w) | Available | From LED WRR Disposition July 2016 | 0 | 0 | LED-WRR-WorkpaperDisposition_22Jul2016-Final.docx | ErRobNc |  | LtgFixture-Default |  | None | 2017-01-01 | 2019-12-31 | InEA_modVal | LT-73372 |  |  |  | Standard | Expires 12/31/2019 due to DEER2020 revised impacts and peak demand definition | 1 | 1 | 0 | Deemed Ex Ante Team |  | Expires 12/31/2019 due to DEER2020 revised impacts and peak demand definition |  | Updated to indicate claim/filing status
194 | R-Out-LEDFixt-Ext(19w)-dWP37-dWC26 | Residential Outdoor General Lighting: LED Fixture replaces pre-existing standard lighting Wattage. Measure includes Code case. | DEER2017 | Staff Disposition | 2020-11-24 16:30 | Res-Oltg-dWatt-CFL | NonDEER | Scaled | BaseRatio | 0 | 0 | None |  | 0 |  | 1 | Res | Any | Lighting | OutGen | Ltg_Fixture | LED_fixt |  | OLtg-Res-LED-50000hr | LED A19 Basecase, Total Watts = 2.96 x Msr Watts | LED Fixture Basecase, Total Watts = 2.42 x Msr Watts | LED fixture: Any type of housing Fixture Type, Exterior Rated; Total Watts = 19 | LEDratio0296 | LEDratio0242 | LEDFixt-Ext(19w) | Available | From LED WRR Disposition July 2016 | 0 | 0 | LED-WRR-WorkpaperDisposition_22Jul2016-Final.docx | ErRobNc |  | LtgFixture-Default |  | None | 2017-01-01 | 2019-12-31 | InEA_modVal | LT-51807 |  |  |  | Standard | Expires 12/31/2019 due to DEER2020 revised impacts and peak demand definition | 1 | 1 | 0 | Deemed Ex Ante Team |  | Expires 12/31/2019 due to DEER2020 revised impacts and peak demand definition |  | Updated to indicate claim/filing status
195 | R-Out-LEDFixt-Ext(20w)-dWP39-dWC28 | Residential Outdoor General Lighting: LED Fixture replaces pre-existing standard lighting Wattage. Measure includes Code case. | DEER2017 | Staff Disposition | 2020-11-24 16:30 | Res-Oltg-dWatt-CFL | NonDEER | Scaled | BaseRatio | 0 | 0 | None |  | 0 |  | 1 | Res | Any | Lighting | OutGen | Ltg_Fixture | LED_fixt |  | OLtg-Res-LED-50000hr | LED A19 Basecase, Total Watts = 2.96 x Msr Watts | LED Fixture Basecase, Total Watts = 2.42 x Msr Watts | LED fixture: Any type of housing Fixture Type, Exterior Rated; Total Watts = 20 | LEDratio0296 | LEDratio0242 | LEDFixt-Ext(20w) | Available | From LED WRR Disposition July 2016 | 0 | 0 | LED-WRR-WorkpaperDisposition_22Jul2016-Final.docx | ErRobNc |  | LtgFixture-Default |  | None | 2017-01-01 | 2019-12-31 | InEA_modVal | LT-54882 |  |  |  | Standard | Expires 12/31/2019 due to DEER2020 revised impacts and peak demand definition | 1 | 1 | 0 | Deemed Ex Ante Team |  | Expires 12/31/2019 due to DEER2020 revised impacts and peak demand definition |  | Updated to indicate claim/filing status
196 | R-Out-LEDFixt-Ext(21w)-dWP41-dWC29 | Residential Outdoor General Lighting: LED Fixture replaces pre-existing standard lighting Wattage. Measure includes Code case. | DEER2017 | Staff Disposition | 2020-11-24 16:30 | Res-Oltg-dWatt-CFL | NonDEER | Scaled | BaseRatio | 0 | 0 | None |  | 0 |  | 1 | Res | Any | Lighting | OutGen | Ltg_Fixture | LED_fixt |  | OLtg-Res-LED-50000hr | LED A19 Basecase, Total Watts = 2.96 x Msr Watts | LED Fixture Basecase, Total Watts = 2.42 x Msr Watts | LED fixture: Any type of housing Fixture Type, 1360 min lm, Exterior Rated; Total Watts = 21 | LEDratio0296 | LEDratio0242 | LEDFixt-Ext(21w) | Available | From LED WRR Disposition July 2016 | 0 | 0 | LED-WRR-WorkpaperDisposition_22Jul2016-Final.docx | ErRobNc |  | LtgFixture-Default |  | None | 2017-01-01 | 2019-12-31 | InEA_modVal | LT-69099 |  |  |  | Standard | Expires 12/31/2019 due to DEER2020 revised impacts and peak demand definition | 1 | 1 | 0 | Deemed Ex Ante Team |  | Expires 12/31/2019 due to DEER2020 revised impacts and peak demand definition |  | Updated to indicate claim/filing status
197 | R-Out-LEDFixt-Ext(22w)-dWP43-dWC31 | Residential Outdoor General Lighting: LED Fixture replaces pre-existing standard lighting Wattage. Measure includes Code case. | DEER2017 | Staff Disposition | 2020-11-24 16:30 | Res-Oltg-dWatt-CFL | NonDEER | Scaled | BaseRatio | 0 | 0 | None |  | 0 |  | 1 | Res | Any | Lighting | OutGen | Ltg_Fixture | LED_fixt |  | OLtg-Res-LED-50000hr | LED A19 Basecase, Total Watts = 2.96 x Msr Watts | LED Fixture Basecase, Total Watts = 2.42 x Msr Watts | LED fixture: Any type of housing Fixture Type, Exterior Rated; Total Watts = 22 | LEDratio0296 | LEDratio0242 | LEDFixt-Ext(22w) | Available | From LED WRR Disposition July 2016 | 0 | 0 | LED-WRR-WorkpaperDisposition_22Jul2016-Final.docx | ErRobNc |  | LtgFixture-Default |  | None | 2017-01-01 | 2019-12-31 | InEA_modVal | LT-60223 |  |  |  | Standard | Expires 12/31/2019 due to DEER2020 revised impacts and peak demand definition | 1 | 1 | 0 | Deemed Ex Ante Team |  | Expires 12/31/2019 due to DEER2020 revised impacts and peak demand definition |  | Updated to indicate claim/filing status
198 | R-Out-LEDFixt-Ext(23w)-dWP45-dWC32 | Residential Outdoor General Lighting: LED Fixture replaces pre-existing standard lighting Wattage. Measure includes Code case. | DEER2017 | Staff Disposition | 2020-11-24 16:30 | Res-Oltg-dWatt-CFL | NonDEER | Scaled | BaseRatio | 0 | 0 | None |  | 0 |  | 1 | Res | Any | Lighting | OutGen | Ltg_Fixture | LED_fixt |  | OLtg-Res-LED-50000hr | LED A19 Basecase, Total Watts = 2.96 x Msr Watts | LED Fixture Basecase, Total Watts = 2.42 x Msr Watts | LED fixture: Any type of housing Fixture Type, Exterior Rated; Total Watts = 23 | LEDratio0296 | LEDratio0242 | LEDFixt-Ext(23w) | Available | From LED WRR Disposition July 2016 | 0 | 0 | LED-WRR-WorkpaperDisposition_22Jul2016-Final.docx | ErRobNc |  | LtgFixture-Default |  | None | 2017-01-01 | 2019-12-31 | InEA_modVal | LT-53077 |  |  |  | Standard | Expires 12/31/2019 due to DEER2020 revised impacts and peak demand definition | 1 | 1 | 0 | Deemed Ex Ante Team |  | Expires 12/31/2019 due to DEER2020 revised impacts and peak demand definition |  | Updated to indicate claim/filing status
199 | R-Out-LEDFixt-Ext(24w)-dWP47-dWC34 | Residential Outdoor General Lighting: LED Fixture replaces pre-existing standard lighting Wattage. Measure includes Code case. | DEER2017 | Staff Disposition | 2020-11-24 16:30 | Res-Oltg-dWatt-CFL | NonDEER | Scaled | BaseRatio | 0 | 0 | None |  | 0 |  | 1 | Res | Any | Lighting | OutGen | Ltg_Fixture | LED_fixt |  | OLtg-Res-LED-50000hr | LED A19 Basecase, Total Watts = 2.96 x Msr Watts | LED Fixture Basecase, Total Watts = 2.42 x Msr Watts | LED fixture: Any type of housing Fixture Type, 1920 min lm, Exterior Rated; Total Watts = 24 | LEDratio0296 | LEDratio0242 | LEDFixt-Ext(24w) | Available | From LED WRR Disposition July 2016 | 0 | 0 | LED-WRR-WorkpaperDisposition_22Jul2016-Final.docx | ErRobNc |  | LtgFixture-Default |  | None | 2017-01-01 | 2019-12-31 | InEA_modVal | LT-50205 |  |  |  | Standard | Expires 12/31/2019 due to DEER2020 revised impacts and peak demand definition | 1 | 1 | 0 | Deemed Ex Ante Team |  | Expires 12/31/2019 due to DEER2020 revised impacts and peak demand definition |  | Updated to indicate claim/filing status
200 | R-Out-LEDFixt-Ext(25w)-dWP49-dWC35 | Residential Outdoor General Lighting: LED Fixture replaces pre-existing standard lighting Wattage. Measure includes Code case. | DEER2017 | Staff Disposition | 2020-11-24 16:30 | Res-Oltg-dWatt-CFL | NonDEER | Scaled | BaseRatio | 0 | 0 | None |  | 0 |  | 1 | Res | Any | Lighting | OutGen | Ltg_Fixture | LED_fixt |  | OLtg-Res-LED-50000hr | LED A19 Basecase, Total Watts = 2.96 x Msr Watts | LED Fixture Basecase, Total Watts = 2.42 x Msr Watts | LED fixture: Any type of housing Fixture Type, 1960 min lm, Exterior Rated; Total Watts = 25 | LEDratio0296 | LEDratio0242 | LEDFixt-Ext(25w) | Available | From LED WRR Disposition July 2016 | 0 | 0 | LED-WRR-WorkpaperDisposition_22Jul2016-Final.docx | ErRobNc |  | LtgFixture-Default |  | None | 2017-01-01 | 2019-12-31 | InEA_modVal | LT-54680 |  |  |  | Standard | Expires 12/31/2019 due to DEER2020 revised impacts and peak demand definition | 1 | 1 | 0 | Deemed Ex Ante Team |  | Expires 12/31/2019 due to DEER2020 revised impacts and peak demand definition |  | Updated to indicate claim/filing status
201 | R-Out-LEDFixt-Ext(27w)-dWP52-dWC38 | Residential Outdoor General Lighting: LED Fixture replaces pre-existing standard lighting Wattage. Measure includes Code case. | DEER2017 | Staff Disposition | 2020-11-24 16:30 | Res-Oltg-dWatt-CFL | NonDEER | Scaled | BaseRatio | 0 | 0 | None |  | 0 |  | 1 | Res | Any | Lighting | OutGen | Ltg_Fixture | LED_fixt |  | OLtg-Res-LED-50000hr | LED A19 Basecase, Total Watts = 2.96 x Msr Watts | LED Fixture Basecase, Total Watts = 2.42 x Msr Watts | LED fixture: Any type of housing Fixture Type, Exterior Rated; Total Watts = 27 | LEDratio0296 | LEDratio0242 | LEDFixt-Ext(27w) | Available | From LED WRR Disposition July 2016 | 0 | 0 | LED-WRR-WorkpaperDisposition_22Jul2016-Final.docx | ErRobNc |  | LtgFixture-Default |  | None | 2017-01-01 | 2019-12-31 | InEA_modVal | LT-69836 |  |  |  | Standard | Expires 12/31/2019 due to DEER2020 revised impacts and peak demand definition | 1 | 1 | 0 | Deemed Ex Ante Team |  | Expires 12/31/2019 due to DEER2020 revised impacts and peak demand definition |  | Updated to indicate claim/filing status
202 | R-Out-LEDFixt-Ext(28w)-dWP54-dWC39 | Residential Outdoor General Lighting: LED Fixture replaces pre-existing standard lighting Wattage. Measure includes Code case. | DEER2017 | Staff Disposition | 2020-11-24 16:30 | Res-Oltg-dWatt-CFL | NonDEER | Scaled | BaseRatio | 0 | 0 | None |  | 0 |  | 1 | Res | Any | Lighting | OutGen | Ltg_Fixture | LED_fixt |  | OLtg-Res-LED-50000hr | LED A19 Basecase, Total Watts = 2.96 x Msr Watts | LED Fixture Basecase, Total Watts = 2.42 x Msr Watts | LED fixture: Any type of housing Fixture Type, 2400 min lm, Exterior Rated; Total Watts = 28 | LEDratio0296 | LEDratio0242 | LEDFixt-Ext(28w) | Available | From LED WRR Disposition July 2016 | 0 | 0 | LED-WRR-WorkpaperDisposition_22Jul2016-Final.docx | ErRobNc |  | LtgFixture-Default |  | None | 2017-01-01 | 2019-12-31 | InEA_modVal | LT-66097 |  |  |  | Standard | Expires 12/31/2019 due to DEER2020 revised impacts and peak demand definition | 1 | 1 | 0 | Deemed Ex Ante Team |  | Expires 12/31/2019 due to DEER2020 revised impacts and peak demand definition |  | Updated to indicate claim/filing status
203 | R-Out-LEDFixt-Ext(29w)-dWP56-dWC41 | Residential Outdoor General Lighting: LED Fixture replaces pre-existing standard lighting Wattage. Measure includes Code case. | DEER2017 | Staff Disposition | 2020-11-24 16:30 | Res-Oltg-dWatt-CFL | NonDEER | Scaled | BaseRatio | 0 | 0 | None |  | 0 |  | 1 | Res | Any | Lighting | OutGen | Ltg_Fixture | LED_fixt |  | OLtg-Res-LED-50000hr | LED A19 Basecase, Total Watts = 2.96 x Msr Watts | LED Fixture Basecase, Total Watts = 2.42 x Msr Watts | LED fixture: Any type of housing Fixture Type, Exterior Rated; Total Watts = 29 | LEDratio0296 | LEDratio0242 | LEDFixt-Ext(29w) | Available | From LED WRR Disposition July 2016 | 0 | 0 | LED-WRR-WorkpaperDisposition_22Jul2016-Final.docx | ErRobNc |  | LtgFixture-Default |  | None | 2017-01-01 | 2019-12-31 | InEA_modVal | LT-85453 |  |  |  | Standard | Expires 12/31/2019 due to DEER2020 revised impacts and peak demand definition | 1 | 1 | 0 | Deemed Ex Ante Team |  | Expires 12/31/2019 due to DEER2020 revised impacts and peak demand definition |  | Updated to indicate claim/filing status
204 | R-Out-LEDFixt-Ext(30w)-dWP58-dWC42 | Residential Outdoor General Lighting: LED Fixture replaces pre-existing standard lighting Wattage. Measure includes Code case. | DEER2017 | Staff Disposition | 2020-11-24 16:30 | Res-Oltg-dWatt-CFL | NonDEER | Scaled | BaseRatio | 0 | 0 | None |  | 0 |  | 1 | Res | Any | Lighting | OutGen | Ltg_Fixture | LED_fixt |  | OLtg-Res-LED-50000hr | LED A19 Basecase, Total Watts = 2.96 x Msr Watts | LED Fixture Basecase, Total Watts = 2.42 x Msr Watts | LED fixture: Any type of housing Fixture Type, 2640 min lm, Exterior Rated; Total Watts = 30 | LEDratio0296 | LEDratio0242 | LEDFixt-Ext(30w) | Available | From LED WRR Disposition July 2016 | 0 | 0 | LED-WRR-WorkpaperDisposition_22Jul2016-Final.docx | ErRobNc |  | LtgFixture-Default |  | None | 2017-01-01 | 2019-12-31 | InEA_modVal | LT-53943 |  |  |  | Standard | Expires 12/31/2019 due to DEER2020 revised impacts and peak demand definition | 1 | 1 | 0 | Deemed Ex Ante Team |  | Expires 12/31/2019 due to DEER2020 revised impacts and peak demand definition |  | Updated to indicate claim/filing status
205 | R-Out-LEDFixt-Ext(31w)-dWP60-dWC44 | Residential Outdoor General Lighting: LED Fixture replaces pre-existing standard lighting Wattage. Measure includes Code case. | DEER2017 | Staff Disposition | 2020-11-24 16:30 | Res-Oltg-dWatt-CFL | NonDEER | Scaled | BaseRatio | 0 | 0 | None |  | 0 |  | 1 | Res | Any | Lighting | OutGen | Ltg_Fixture | LED_fixt |  | OLtg-Res-LED-50000hr | LED A19 Basecase, Total Watts = 2.96 x Msr Watts | LED Fixture Basecase, Total Watts = 2.42 x Msr Watts | LED fixture: Any type of housing Fixture Type, Exterior Rated; Total Watts = 31 | LEDratio0296 | LEDratio0242 | LEDFixt-Ext(31w) | Available | From LED WRR Disposition July 2016 | 0 | 0 | LED-WRR-WorkpaperDisposition_22Jul2016-Final.docx | ErRobNc |  | LtgFixture-Default |  | None | 2017-01-01 | 2019-12-31 | InEA_modVal | LT-67699 |  |  |  | Standard | Expires 12/31/2019 due to DEER2020 revised impacts and peak demand definition | 1 | 1 | 0 | Deemed Ex Ante Team |  | Expires 12/31/2019 due to DEER2020 revised impacts and peak demand definition |  | Updated to indicate claim/filing status
206 | R-Out-LEDFixt-Ext(32w)-dWP62-dWC45 | Residential Outdoor General Lighting: LED Fixture replaces pre-existing standard lighting Wattage. Measure includes Code case. | DEER2017 | Staff Disposition | 2020-11-24 16:30 | Res-Oltg-dWatt-CFL | NonDEER | Scaled | BaseRatio | 0 | 0 | None |  | 0 |  | 1 | Res | Any | Lighting | OutGen | Ltg_Fixture | LED_fixt |  | OLtg-Res-LED-50000hr | LED A19 Basecase, Total Watts = 2.96 x Msr Watts | LED Fixture Basecase, Total Watts = 2.42 x Msr Watts | LED fixture: Any type of housing Fixture Type, Exterior Rated; Total Watts = 32 | LEDratio0296 | LEDratio0242 | LEDFixt-Ext(32w) | Available | From LED WRR Disposition July 2016 | 0 | 0 | LED-WRR-WorkpaperDisposition_22Jul2016-Final.docx | ErRobNc |  | LtgFixture-Default |  | None | 2017-01-01 | 2019-12-31 | InEA_modVal | LT-80647 |  |  |  | Standard | Expires 12/31/2019 due to DEER2020 revised impacts and peak demand definition | 1 | 1 | 0 | Deemed Ex Ante Team |  | Expires 12/31/2019 due to DEER2020 revised impacts and peak demand definition |  | Updated to indicate claim/filing status
207 | R-Out-LEDFixt-Ext(33w)-dWP64-dWC46 | Residential Outdoor General Lighting: LED Fixture replaces pre-existing standard lighting Wattage. Measure includes Code case. | DEER2017 | Staff Disposition | 2020-11-24 16:30 | Res-Oltg-dWatt-CFL | NonDEER | Scaled | BaseRatio | 0 | 0 | None |  | 0 |  | 1 | Res | Any | Lighting | OutGen | Ltg_Fixture | LED_fixt |  | OLtg-Res-LED-50000hr | LED A19 Basecase, Total Watts = 2.96 x Msr Watts | LED Fixture Basecase, Total Watts = 2.42 x Msr Watts | LED fixture: Any type of housing Fixture Type, Exterior Rated; Total Watts = 33 | LEDratio0296 | LEDratio0242 | LEDFixt-Ext(33w) | Available | From LED WRR Disposition July 2016 | 0 | 0 | LED-WRR-WorkpaperDisposition_22Jul2016-Final.docx | ErRobNc |  | LtgFixture-Default |  | None | 2017-01-01 | 2019-12-31 | InEA_modVal | LT-68363 |  |  |  | Standard | Expires 12/31/2019 due to DEER2020 revised impacts and peak demand definition | 1 | 1 | 0 | Deemed Ex Ante Team |  | Expires 12/31/2019 due to DEER2020 revised impacts and peak demand definition |  | Updated to indicate claim/filing status
208 | R-Out-LEDFixt-Ext(34w)-dWP66-dWC48 | Residential Outdoor General Lighting: LED Fixture replaces pre-existing standard lighting Wattage. Measure includes Code case. | DEER2017 | Staff Disposition | 2020-11-24 16:30 | Res-Oltg-dWatt-CFL | NonDEER | Scaled | BaseRatio | 0 | 0 | None |  | 0 |  | 1 | Res | Any | Lighting | OutGen | Ltg_Fixture | LED_fixt |  | OLtg-Res-LED-50000hr | LED A19 Basecase, Total Watts = 2.96 x Msr Watts | LED Fixture Basecase, Total Watts = 2.42 x Msr Watts | LED fixture: Any type of housing Fixture Type, Exterior Rated; Total Watts = 34 | LEDratio0296 | LEDratio0242 | LEDFixt-Ext(34w) | Available | From LED WRR Disposition July 2016 | 0 | 0 | LED-WRR-WorkpaperDisposition_22Jul2016-Final.docx | ErRobNc |  | LtgFixture-Default |  | None | 2017-01-01 | 2019-12-31 | InEA_modVal | LT-55214 |  |  |  | Standard | Expires 12/31/2019 due to DEER2020 revised impacts and peak demand definition | 1 | 1 | 0 | Deemed Ex Ante Team |  | Expires 12/31/2019 due to DEER2020 revised impacts and peak demand definition |  | Updated to indicate claim/filing status
209 | R-Out-LEDFixt-Ext(35w)-dWP68-dWC49 | Residential Outdoor General Lighting: LED Fixture replaces pre-existing standard lighting Wattage. Measure includes Code case. | DEER2017 | Staff Disposition | 2020-11-24 16:30 | Res-Oltg-dWatt-CFL | NonDEER | Scaled | BaseRatio | 0 | 0 | None |  | 0 |  | 1 | Res | Any | Lighting | OutGen | Ltg_Fixture | LED_fixt |  | OLtg-Res-LED-50000hr | LED A19 Basecase, Total Watts = 2.96 x Msr Watts | LED Fixture Basecase, Total Watts = 2.42 x Msr Watts | LED fixture: Any type of housing Fixture Type, Exterior Rated; Total Watts = 35 | LEDratio0296 | LEDratio0242 | LEDFixt-Ext(35w) | Available | From LED WRR Disposition July 2016 | 0 | 0 | LED-WRR-WorkpaperDisposition_22Jul2016-Final.docx | ErRobNc |  | LtgFixture-Default |  | None | 2017-01-01 | 2019-12-31 | InEA_modVal | LT-77976 |  |  |  | Standard | Expires 12/31/2019 due to DEER2020 revised impacts and peak demand definition | 1 | 1 | 0 | Deemed Ex Ante Team |  | Expires 12/31/2019 due to DEER2020 revised impacts and peak demand definition |  | Updated to indicate claim/filing status
210 | R-Out-LEDFixt-Ext(36w)-dWP70-dWC51 | Residential Outdoor General Lighting: LED Fixture replaces pre-existing standard lighting Wattage. Measure includes Code case. | DEER2017 | Staff Disposition | 2020-11-24 16:30 | Res-Oltg-dWatt-CFL | NonDEER | Scaled | BaseRatio | 0 | 0 | None |  | 0 |  | 1 | Res | Any | Lighting | OutGen | Ltg_Fixture | LED_fixt |  | OLtg-Res-LED-50000hr | LED A19 Basecase, Total Watts = 2.96 x Msr Watts | LED Fixture Basecase, Total Watts = 2.42 x Msr Watts | LED fixture: Any type of housing Fixture Type, Exterior Rated; Total Watts = 36 | LEDratio0296 | LEDratio0242 | LEDFixt-Ext(36w) | Available | From LED WRR Disposition July 2016 | 0 | 0 | LED-WRR-WorkpaperDisposition_22Jul2016-Final.docx | ErRobNc |  | LtgFixture-Default |  | None | 2017-01-01 | 2019-12-31 | InEA_modVal | LT-52875 |  |  |  | Standard | Expires 12/31/2019 due to DEER2020 revised impacts and peak demand definition | 1 | 1 | 0 | Deemed Ex Ante Team |  | Expires 12/31/2019 due to DEER2020 revised impacts and peak demand definition |  | Updated to indicate claim/filing status
211 | R-Out-LEDFixt-Ext(37w)-dWP72-dWC52 | Residential Outdoor General Lighting: LED Fixture replaces pre-existing standard lighting Wattage. Measure includes Code case. | DEER2017 | Staff Disposition | 2020-11-24 16:30 | Res-Oltg-dWatt-CFL | NonDEER | Scaled | BaseRatio | 0 | 0 | None |  | 0 |  | 1 | Res | Any | Lighting | OutGen | Ltg_Fixture | LED_fixt |  | OLtg-Res-LED-50000hr | LED A19 Basecase, Total Watts = 2.96 x Msr Watts | LED Fixture Basecase, Total Watts = 2.42 x Msr Watts | LED fixture: Any type of housing Fixture Type, 2540 min lm, Exterior Rated; Total Watts = 37 | LEDratio0296 | LEDratio0242 | LEDFixt-Ext(37w) | Available | From LED WRR Disposition July 2016 | 0 | 0 | LED-WRR-WorkpaperDisposition_22Jul2016-Final.docx | ErRobNc |  | LtgFixture-Default |  | None | 2017-01-01 | 2019-12-31 | InEA_modVal | LT-51677 |  |  |  | Standard | Expires 12/31/2019 due to DEER2020 revised impacts and peak demand definition | 1 | 1 | 0 | Deemed Ex Ante Team |  | Expires 12/31/2019 due to DEER2020 revised impacts and peak demand definition |  | Updated to indicate claim/filing status
212 | R-Out-LEDFixt-Ext(38w)-dWP74-dWC53 | Residential Outdoor General Lighting: LED Fixture replaces pre-existing standard lighting Wattage. Measure includes Code case. | DEER2017 | Staff Disposition | 2020-11-24 16:30 | Res-Oltg-dWatt-CFL | NonDEER | Scaled | BaseRatio | 0 | 0 | None |  | 0 |  | 1 | Res | Any | Lighting | OutGen | Ltg_Fixture | LED_fixt |  | OLtg-Res-LED-50000hr | LED A19 Basecase, Total Watts = 2.96 x Msr Watts | LED Fixture Basecase, Total Watts = 2.42 x Msr Watts | LED fixture: Any type of housing Fixture Type, 1330 min lm, Exterior Rated; Total Watts = 38 | LEDratio0296 | LEDratio0242 | LEDFixt-Ext(38w) | Available | From LED WRR Disposition July 2016 | 0 | 0 | LED-WRR-WorkpaperDisposition_22Jul2016-Final.docx | ErRobNc |  | LtgFixture-Default |  | None | 2017-01-01 | 2019-12-31 | InEA_modVal | LT-66761 |  |  |  | Standard | Expires 12/31/2019 due to DEER2020 revised impacts and peak demand definition | 1 | 1 | 0 | Deemed Ex Ante Team |  | Expires 12/31/2019 due to DEER2020 revised impacts and peak demand definition |  | Updated to indicate claim/filing status
213 | R-Out-LEDFixt-Ext(39w)-dWP76-dWC55 | Residential Outdoor General Lighting: LED Fixture replaces pre-existing standard lighting Wattage. Measure includes Code case. | DEER2017 | Staff Disposition | 2020-11-24 16:30 | Res-Oltg-dWatt-CFL | NonDEER | Scaled | BaseRatio | 0 | 0 | None |  | 0 |  | 1 | Res | Any | Lighting | OutGen | Ltg_Fixture | LED_fixt |  | OLtg-Res-LED-50000hr | LED A19 Basecase, Total Watts = 2.96 x Msr Watts | LED Fixture Basecase, Total Watts = 2.42 x Msr Watts | LED fixture: Any type of housing Fixture Type, Exterior Rated; Total Watts = 39 | LEDratio0296 | LEDratio0242 | LEDFixt-Ext(39w) | Available | From LED WRR Disposition July 2016 | 0 | 0 | LED-WRR-WorkpaperDisposition_22Jul2016-Final.docx | ErRobNc |  | LtgFixture-Default |  | None | 2017-01-01 | 2019-12-31 | InEA_modVal | LT-60020 |  |  |  | Standard | Expires 12/31/2019 due to DEER2020 revised impacts and peak demand definition | 1 | 1 | 0 | Deemed Ex Ante Team |  | Expires 12/31/2019 due to DEER2020 revised impacts and peak demand definition |  | Updated to indicate claim/filing status
214 | R-Out-LEDFixt-Ext(40w)-dWP78-dWC56 | Residential Outdoor General Lighting: LED Fixture replaces pre-existing standard lighting Wattage. Measure includes Code case. | DEER2017 | Staff Disposition | 2020-11-24 16:30 | Res-Oltg-dWatt-CFL | NonDEER | Scaled | BaseRatio | 0 | 0 | None |  | 0 |  | 1 | Res | Any | Lighting | OutGen | Ltg_Fixture | LED_fixt |  | OLtg-Res-LED-50000hr | LED A19 Basecase, Total Watts = 2.96 x Msr Watts | LED Fixture Basecase, Total Watts = 2.42 x Msr Watts | LED fixture: Any type of housing Fixture Type, Exterior Rated; Total Watts = 40 | LEDratio0296 | LEDratio0242 | LEDFixt-Ext(40w) | Available | From LED WRR Disposition July 2016 | 0 | 0 | LED-WRR-WorkpaperDisposition_22Jul2016-Final.docx | ErRobNc |  | LtgFixture-Default |  | None | 2017-01-01 | 2019-12-31 | InEA_modVal | LT-66963 |  |  |  | Standard | Expires 12/31/2019 due to DEER2020 revised impacts and peak demand definition | 1 | 1 | 0 | Deemed Ex Ante Team |  | Expires 12/31/2019 due to DEER2020 revised impacts and peak demand definition |  | Updated to indicate claim/filing status
215 | R-Out-LEDFixt-Ext(8w)-dWP15-dWC11 | Residential Outdoor General Lighting: LED Fixture replaces pre-existing standard lighting Wattage. Measure includes Code case. | DEER2017 | Staff Disposition | 2020-11-24 16:30 | Res-Oltg-dWatt-CFL | NonDEER | Scaled | BaseRatio | 0 | 0 | None |  | 0 |  | 1 | Res | Any | Lighting | OutGen | Ltg_Fixture | LED_fixt |  | OLtg-Res-LED-50000hr | LED A19 Basecase, Total Watts = 2.96 x Msr Watts | LED Fixture Basecase, Total Watts = 2.42 x Msr Watts | LED fixture: Any type of housing Fixture Type, Exterior Rated; Total Watts = 8 | LEDratio0296 | LEDratio0242 | LEDFixt-Ext(8w) | Available | From LED WRR Disposition July 2016 | 0 | 0 | LED-WRR-WorkpaperDisposition_22Jul2016-Final.docx | ErRobNc |  | LtgFixture-Default |  | None | 2017-01-01 | 2019-12-31 | InEA_modVal | LT-58086 |  |  |  | Standard | Expires 12/31/2019 due to DEER2020 revised impacts and peak demand definition | 1 | 1 | 0 | Deemed Ex Ante Team |  | Expires 12/31/2019 due to DEER2020 revised impacts and peak demand definition |  | Updated to indicate claim/filing status
216 | R-Out-LEDFixt-Ext(9w)-dWP17-dWC12 | Residential Outdoor General Lighting: LED Fixture replaces pre-existing standard lighting Wattage. Measure includes Code case. | DEER2017 | Staff Disposition | 2020-11-24 16:30 | Res-Oltg-dWatt-CFL | NonDEER | Scaled | BaseRatio | 0 | 0 | None |  | 0 |  | 1 | Res | Any | Lighting | OutGen | Ltg_Fixture | LED_fixt |  | OLtg-Res-LED-50000hr | LED A19 Basecase, Total Watts = 2.96 x Msr Watts | LED Fixture Basecase, Total Watts = 2.42 x Msr Watts | LED fixture: Any type of housing Fixture Type, Exterior Rated; Total Watts = 9 | LEDratio0296 | LEDratio0242 | LEDFixt-Ext(9w) | Available | From LED WRR Disposition July 2016 | 0 | 0 | LED-WRR-WorkpaperDisposition_22Jul2016-Final.docx | ErRobNc |  | LtgFixture-Default |  | None | 2017-01-01 | 2019-12-31 | InEA_modVal | LT-59486 |  |  |  | Standard | Expires 12/31/2019 due to DEER2020 revised impacts and peak demand definition | 1 | 1 | 0 | Deemed Ex Ante Team |  | Expires 12/31/2019 due to DEER2020 revised impacts and peak demand definition |  | Updated to indicate claim/filing status
217 | R-Out-LEDFixt-Ext-1(26w)-dWP50-dWC36 | Residential Outdoor General Lighting: LED Fixture replaces pre-existing standard lighting Wattage. Measure includes Code case. | DEER2017 | Staff Disposition | 2020-11-24 16:30 | Res-Oltg-dWatt-CFL | NonDEER | Scaled | BaseRatio | 0 | 0 | None |  | 0 |  | 1 | Res | Any | Lighting | OutGen | Ltg_Fixture | LED_fixt |  | OLtg-Res-LED-50000hr | LED A19 Basecase, Total Watts = 2.96 x Msr Watts | LED Fixture Basecase, Total Watts = 2.42 x Msr Watts | LED fixture: Any type of housing Fixture Type, 2060 min lm, Exterior Rated; Total Watts = 26 | LEDratio0296 | LEDratio0242 | LEDFixt-Ext-1(26w) | Available | From LED WRR Disposition July 2016 | 0 | 0 | LED-WRR-WorkpaperDisposition_22Jul2016-Final.docx | ErRobNc |  | LtgFixture-Default |  | None | 2017-01-01 | 2019-12-31 | InEA_modVal | LT-72636 |  |  |  | Standard | Expires 12/31/2019 due to DEER2020 revised impacts and peak demand definition | 1 | 1 | 0 | Deemed Ex Ante Team |  | Expires 12/31/2019 due to DEER2020 revised impacts and peak demand definition |  | Updated to indicate claim/filing status
218 | R-Out-LED-MR16-Ext(6w)-dWP19 | Residential Outdoor General Lighting: LED Lamp replaces pre-existing standard lighting Wattage. Measure includes Code case. | DEER2017 | Staff Disposition | 2020-11-24 16:30 | Res-Oltg-dWatt-CFL | NonDEER | Scaled | BaseRatio | 0 | 0 | None |  | 0 |  | 1 | Res | Any | Lighting | OutGen | Ltg_Lamp | LED_lamp |  | OLtg-Res-LED-20000hr | LED MR16 Basecase, Total Watts = 4.24 x Msr Watts | LED MR16 Basecase, Total Watts = 4.24 x Msr Watts | LED Lamp: Exterior MR16, 6 Watts, non-dimmable | LEDratio0424 | LEDratio0424 | LED-MR16-Ext(6w) | Available | From LED WRR Disposition July 2016 | 0 | 0 | LED-WRR-WorkpaperDisposition_22Jul2016-Final.docx | RobNc |  | OLtg-Res-LED-20000hr |  | None | 2017-01-01 | 2018-06-30 | InEA_modVal | LT-59089 |  |  |  | Standard | Remove expiry date per Commission Staff direction 2018ScrewInLampSavignsMethods-11Dec2017.pdf | 1 | 1 | 0 | Deemed Ex Ante Team |  | Remove expiry date per Commission Staff direction 2018ScrewInLampSavignsMethods-11Dec2017.pdf |  | Updated to indicate claim/filing status
219 | R-Out-LED-PAR30-Ext(12w)-dWP29 | Residential Outdoor General Lighting: LED Lamp replaces pre-existing standard lighting Wattage. Measure includes Code case. | DEER2017 | Staff Disposition | 2020-11-24 16:30 | Res-Oltg-dWatt-CFL | NonDEER | Scaled | BaseRatio | 0 | 0 | None |  | 0 |  | 1 | Res | Any | Lighting | OutGen | Ltg_Lamp | LED_lamp |  | OLtg-Res-LED-20000hr | LED PAR30 Basecase, Total Watts = 3.42 x Msr Watts | LED PAR30 Basecase, Total Watts = 3.42 x Msr Watts | LED Lamp: Exterior PAR30, 12 Watts, non-dimmable | LEDratio0342 | LEDratio0342 | LED-PAR30-Ext(12w) | Available | From LED WRR Disposition July 2016 | 0 | 0 | LED-WRR-WorkpaperDisposition_22Jul2016-Final.docx | RobNc |  | OLtg-Res-LED-20000hr |  | None | 2017-01-01 | 2017-06-30 | InEA_modVal | LT-21786 |  |  |  | Standard |  | 1 | 1 | 0 | Deemed Ex Ante Team |  |  |  | Updated to indicate claim/filing status
220 | R-Out-LED-PAR30-Ext(16w)-dWP38 | Residential Outdoor General Lighting: LED Lamp replaces pre-existing standard lighting Wattage. Measure includes Code case. | DEER2017 | Staff Disposition | 2020-11-24 16:30 | Res-Oltg-dWatt-CFL | NonDEER | Scaled | BaseRatio | 0 | 0 | None |  | 0 |  | 1 | Res | Any | Lighting | OutGen | Ltg_Lamp | LED_lamp |  | OLtg-Res-LED-20000hr | LED PAR30 Basecase, Total Watts = 3.42 x Msr Watts | LED PAR30 Basecase, Total Watts = 3.42 x Msr Watts | LED Lamp: Exterior PAR30, 16 Watts, non-dimmable | LEDratio0342 | LEDratio0342 | LED-PAR30-Ext(16w) | Available | From LED WRR Disposition July 2016 | 0 | 0 | LED-WRR-WorkpaperDisposition_22Jul2016-Final.docx | RobNc |  | OLtg-Res-LED-20000hr |  | None | 2017-01-01 | 2017-06-30 | InEA_modVal | LT-49986 |  |  |  | Standard |  | 1 | 1 | 0 | Deemed Ex Ante Team |  |  |  | Updated to indicate claim/filing status
221 | R-Out-LED-PAR30-Ext(8w)-dWP19 | Residential Outdoor General Lighting: LED Lamp replaces pre-existing standard lighting Wattage. Measure includes Code case. | DEER2017 | Staff Disposition | 2020-11-24 16:30 | Res-Oltg-dWatt-CFL | NonDEER | Scaled | BaseRatio | 0 | 0 | None |  | 0 |  | 1 | Res | Any | Lighting | OutGen | Ltg_Lamp | LED_lamp |  | OLtg-Res-LED-20000hr | LED PAR30 Basecase, Total Watts = 3.42 x Msr Watts | LED PAR30 Basecase, Total Watts = 3.42 x Msr Watts | LED Lamp: Exterior PAR30, 8 Watts, non-dimmable | LEDratio0342 | LEDratio0342 | LED-PAR30-Ext(8w) | Available | From LED WRR Disposition July 2016 | 0 | 0 | LED-WRR-WorkpaperDisposition_22Jul2016-Final.docx | RobNc |  | OLtg-Res-LED-20000hr |  | None | 2017-01-01 | 2017-06-30 | InEA_modVal | LT-21786 |  |  |  | Standard |  | 1 | 1 | 0 | Deemed Ex Ante Team |  |  |  | Updated to indicate claim/filing status
222 | R-Out-LED-PAR38-Ext(11w)-dWP30 | Residential Outdoor General Lighting: LED Lamp replaces pre-existing standard lighting Wattage. Measure includes Code case. | DEER2017 | Staff Disposition | 2020-11-24 16:30 | Res-Oltg-dWatt-CFL | NonDEER | Scaled | BaseRatio | 0 | 0 | None |  | 0 |  | 1 | Res | Any | Lighting | OutGen | Ltg_Lamp | LED_lamp |  | OLtg-Res-LED-20000hr | LED PAR38 Basecase, Total Watts = 3.81 x Msr Watts | LED PAR38 Basecase, Total Watts = 3.81 x Msr Watts | LED Lamp: Exterior PAR38, 11 Watts, non-dimmable | LEDratio0381 | LEDratio0381 | LED-PAR38-Ext(11w) | Available | From LED WRR Disposition July 2016 | 0 | 0 | LED-WRR-WorkpaperDisposition_22Jul2016-Final.docx | RobNc |  | OLtg-Res-LED-20000hr |  | None | 2017-01-01 | 2017-06-30 | InEA_modVal | LT-35653 |  |  |  | Standard |  | 1 | 1 | 0 | Deemed Ex Ante Team |  |  |  | Updated to indicate claim/filing status
223 | R-Out-LED-PAR38-Ext(16w)-dWP44 | Residential Outdoor General Lighting: LED Lamp replaces pre-existing standard lighting Wattage. Measure includes Code case. | DEER2017 | Staff Disposition | 2020-11-24 16:30 | Res-Oltg-dWatt-CFL | NonDEER | Scaled | BaseRatio | 0 | 0 | None |  | 0 |  | 1 | Res | Any | Lighting | OutGen | Ltg_Lamp | LED_lamp |  | OLtg-Res-LED-20000hr | LED PAR38 Basecase, Total Watts = 3.81 x Msr Watts | LED PAR38 Basecase, Total Watts = 3.81 x Msr Watts | LED Lamp: Exterior PAR38, 16 Watts, non-dimmable | LEDratio0381 | LEDratio0381 | LED-PAR38-Ext(16w) | Available | From LED WRR Disposition July 2016 | 0 | 0 | LED-WRR-WorkpaperDisposition_22Jul2016-Final.docx | RobNc |  | OLtg-Res-LED-20000hr |  | None | 2017-01-01 | 2017-06-30 | InEA_modVal | LT-35653 |  |  |  | Standard |  | 1 | 1 | 0 | Deemed Ex Ante Team |  |  |  | Updated to indicate claim/filing status
224 | R-Out-LED-PAR38-Ext(18w)-dWP50 | Residential Outdoor General Lighting: LED Lamp replaces pre-existing standard lighting Wattage. Measure includes Code case. | DEER2017 | Staff Disposition | 2020-11-24 16:30 | Res-Oltg-dWatt-CFL | NonDEER | Scaled | BaseRatio | 0 | 0 | None |  | 0 |  | 1 | Res | Any | Lighting | OutGen | Ltg_Lamp | LED_lamp |  | OLtg-Res-LED-20000hr | LED PAR38 Basecase, Total Watts = 3.81 x Msr Watts | LED PAR38 Basecase, Total Watts = 3.81 x Msr Watts | LED Lamp: Exterior PAR38, 18 Watts, non-dimmable | LEDratio0381 | LEDratio0381 | LED-PAR38-Ext(18w) | Available | From LED WRR Disposition July 2016 | 0 | 0 | LED-WRR-WorkpaperDisposition_22Jul2016-Final.docx | RobNc |  | OLtg-Res-LED-20000hr |  | None | 2017-01-01 | 2017-06-30 | InEA_modVal | LT-70912 |  |  |  | Standard |  | 1 | 1 | 0 | Deemed Ex Ante Team |  |  |  | Updated to indicate claim/filing status
225 | R-Out-LED-PAR38-Ext(19w)-dWP53 | Residential Outdoor General Lighting: LED Lamp replaces pre-existing standard lighting Wattage. Measure includes Code case. | DEER2017 | Staff Disposition | 2020-11-24 16:30 | Res-Oltg-dWatt-CFL | NonDEER | Scaled | BaseRatio | 0 | 0 | None |  | 0 |  | 1 | Res | Any | Lighting | OutGen | Ltg_Lamp | LED_lamp |  | OLtg-Res-LED-20000hr | LED PAR38 Basecase, Total Watts = 3.81 x Msr Watts | LED PAR38 Basecase, Total Watts = 3.81 x Msr Watts | LED Lamp: Exterior PAR38, 19 Watts, non-dimmable | LEDratio0381 | LEDratio0381 | LED-PAR38-Ext(19w) | Available | From LED WRR Disposition July 2016 | 0 | 0 | LED-WRR-WorkpaperDisposition_22Jul2016-Final.docx | RobNc |  | OLtg-Res-LED-20000hr |  | None | 2017-01-01 | 2017-06-30 | InEA_modVal | LT-70912 |  |  |  | Standard |  | 1 | 1 | 0 | Deemed Ex Ante Team |  |  |  | Updated to indicate claim/filing status
226 | C-In-LED-A19(27w)-dWP52 | Commercial Indoor General Lighting: LED Lamp replaces pre-existing standard lighting Wattage. Measure includes Code case. | DEER2017 | Staff Disposition | 2020-11-24 16:30 | Com-Iltg-dWatt-CFL_OSbldg | NonDEER | Scaled | BaseRatio | 0 | 0 | None |  | 0 |  | 1 | Com | Any | Lighting | InGen-CFL | Ltg_Lamp | LED_lamp |  | ILtg-Com-LED-20000hr | LED A19 Basecase, Total Watts = 2.96 x Msr Watts | LED A19 Basecase, Total Watts = 2.96 x Msr Watts | LED Lamp: A19, 27 Watts, non-dimmable | LEDratio0296 | LEDratio0296 | LED-A19(27w) | Available | From LED WRR Disposition July 2016 | 0 | 0 | LED-WRR-WorkpaperDisposition_22Jul2016-Final.docx | RobNc |  | ILtg-Com-LED-20000hr |  | DEER2017-Ltg-Com-CFL | 2017-01-01 | 2017-06-30 | InEA_modVal | LT-99541 |  |  |  | Standard |  | 1 | 1 | 0 | Deemed Ex Ante Team |  |  |  | Updated to indicate claim/filing status
227 | C-In-LED-A19(28w)-dWP54 | Commercial Indoor General Lighting: LED Lamp replaces pre-existing standard lighting Wattage. Measure includes Code case. | DEER2017 | Staff Disposition | 2020-11-24 16:30 | Com-Iltg-dWatt-CFL_OSbldg | NonDEER | Scaled | BaseRatio | 0 | 0 | None |  | 0 |  | 1 | Com | Any | Lighting | InGen-CFL | Ltg_Lamp | LED_lamp |  | ILtg-Com-LED-20000hr | LED A19 Basecase, Total Watts = 2.96 x Msr Watts | LED A19 Basecase, Total Watts = 2.96 x Msr Watts | LED Lamp: A19, 28 Watts, non-dimmable | LEDratio0296 | LEDratio0296 | LED-A19(28w) | Available | From LED WRR Disposition July 2016 | 0 | 0 | LED-WRR-WorkpaperDisposition_22Jul2016-Final.docx | RobNc |  | ILtg-Com-LED-20000hr |  | DEER2017-Ltg-Com-CFL | 2017-01-01 | 2017-06-30 | InEA_modVal | LT-85121 |  |  |  | Standard |  | 1 | 1 | 0 | Deemed Ex Ante Team |  |  |  | Updated to indicate claim/filing status
228 | C-In-LED-A19(29w)-dWP56 | Commercial Indoor General Lighting: LED Lamp replaces pre-existing standard lighting Wattage. Measure includes Code case. | DEER2017 | Staff Disposition | 2020-11-24 16:30 | Com-Iltg-dWatt-CFL_OSbldg | NonDEER | Scaled | BaseRatio | 0 | 0 | None |  | 0 |  | 1 | Com | Any | Lighting | InGen-CFL | Ltg_Lamp | LED_lamp |  | ILtg-Com-LED-20000hr | LED A19 Basecase, Total Watts = 2.96 x Msr Watts | LED A19 Basecase, Total Watts = 2.96 x Msr Watts | LED Lamp: A19, 29 Watts, non-dimmable | LEDratio0296 | LEDratio0296 | LED-A19(29w) | Available | From LED WRR Disposition July 2016 | 0 | 0 | LED-WRR-WorkpaperDisposition_22Jul2016-Final.docx | RobNc |  | ILtg-Com-LED-20000hr |  | DEER2017-Ltg-Com-CFL | 2017-01-01 | 2017-06-30 | InEA_modVal | LT-91660 |  |  |  | Standard |  | 1 | 1 | 0 | Deemed Ex Ante Team |  |  |  | Updated to indicate claim/filing status
229 | C-In-LED-A19(31w)-dWP60 | Commercial Indoor General Lighting: LED Lamp replaces pre-existing standard lighting Wattage. Measure includes Code case. | DEER2017 | Staff Disposition | 2020-11-24 16:30 | Com-Iltg-dWatt-CFL_OSbldg | NonDEER | Scaled | BaseRatio | 0 | 0 | None |  | 0 |  | 1 | Com | Any | Lighting | InGen-CFL | Ltg_Lamp | LED_lamp |  | ILtg-Com-LED-20000hr | LED A19 Basecase, Total Watts = 2.96 x Msr Watts | LED A19 Basecase, Total Watts = 2.96 x Msr Watts | LED Lamp: A19, 31 Watts, non-dimmable | LEDratio0296 | LEDratio0296 | LED-A19(31w) | Available | From LED WRR Disposition July 2016 | 0 | 0 | LED-WRR-WorkpaperDisposition_22Jul2016-Final.docx | RobNc |  | ILtg-Com-LED-20000hr |  | DEER2017-Ltg-Com-CFL | 2017-01-01 | 2017-06-30 | InEA_modVal | LT-64495 |  |  |  | Standard |  | 1 | 1 | 0 | Deemed Ex Ante Team |  |  |  | Updated to indicate claim/filing status
230 | C-In-LED-Candle(4w)-dWP25 | Commercial Indoor General Lighting: LED Lamp replaces pre-existing standard lighting Wattage. Measure includes Code case. | DEER2017 | Staff Disposition | 2020-11-24 16:30 | Com-Iltg-dWatt-CFL_OSbldg | NonDEER | Scaled | BaseRatio | 0 | 0 | None |  | 0 |  | 1 | Com | Any | Lighting | InGen-CFL | Ltg_Lamp | LED_lamp |  | ILtg-Com-LED-15000hr | LED Candelabra Basecase, Total Watts = 7.35 x Msr Watts | LED Candelabra Basecase, Total Watts = 7.35 x Msr Watts | LED Lamp: Candle, 4 Watts, non-dimmable | LEDratio0735 | LEDratio0735 | LED-Candle(4w) | Available | From LED WRR Disposition July 2016 | 0 | 0 | LED-WRR-WorkpaperDisposition_22Jul2016-Final.docx | RobNc |  | ILtg-Com-LED-15000hr |  | DEER2017-Ltg-Com-CFL | 2017-01-01 | 2018-06-30 | InEA_modVal | LT-48560 |  |  |  | Standard | Revise expiry date to 60/30/2018 Commission Staff direction 2018ScrewInLampSavignsMethods-11Dec2017.pdf | 1 | 1 | 0 | Deemed Ex Ante Team |  | Revise expiry date to 60/30/2018 Commission Staff direction 2018ScrewInLampSavignsMethods-11Dec2017.pdf |  | Updated to indicate claim/filing status
231 | C-In-LED-CanRet(13w)-dWP31 | Commercial Indoor General Lighting: LED Fixture replaces pre-existing standard lighting Wattage. Measure includes Code case. | DEER2017 | Staff Disposition | 2020-11-24 16:30 | Com-Iltg-dWatt-CFL_OSbldg | NonDEER | Scaled | BaseRatio | 0 | 0 | None |  | 0 |  | 1 | Com | Any | Lighting | InGen-CFL | Ltg_Lamp | LED_lamp |  | ILtg-Com-LED-20000hr | LED PAR30 Basecase, Total Watts = 3.42 x Msr Watts | LED PAR30 Basecase, Total Watts = 3.42 x Msr Watts | LED Lamp: CanRet, 13 Watts, non-dimmable | LEDratio0342 | LEDratio0342 | LED-CanRet(13w) | Available | From LED WRR Disposition July 2016 | 0 | 0 | LED-WRR-WorkpaperDisposition_22Jul2016-Final.docx | RobNc |  | ILtg-Com-LED-20000hr |  | DEER2017-Ltg-Com-CFL | 2017-01-01 | 2018-06-30 | InEA_modVal |  |  |  |  | Standard | Remove expiry date per Commission Staff direction 2018ScrewInLampSavignsMethods-11Dec2017.pdf | 1 | 1 | 0 | Deemed Ex Ante Team |  | Remove expiry date per Commission Staff direction 2018ScrewInLampSavignsMethods-11Dec2017.pdf |  | Updated to indicate claim/filing status
232 | C-In-LEDFixt(17w)-dWP33-dWC24 | Commercial Indoor General Lighting: LED Fixture replaces pre-existing standard lighting Wattage. Measure includes Code case. | DEER2017 | Staff Disposition | 2020-11-24 16:30 | Com-Iltg-dWatt-CFL_OSbldg | NonDEER | Scaled | BaseRatio | 0 | 0 | None |  | 0 |  | 1 | Com | Any | Lighting | InGen-CFL | Ltg_Fixture | LED_fixt |  | ILtg-Com-LED-50000hr+16yr | LED A19 Basecase, Total Watts = 2.96 x Msr Watts | LED Fixture Basecase, Total Watts = 2.42 x Msr Watts | LED fixture: Any type of housing Fixture Type; Total Watts = 17 | LEDratio0296 | LEDratio0242 | LEDFixt(17w) | Available | From LED WRR Disposition July 2016 | 0 | 0 | LED-WRR-WorkpaperDisposition_22Jul2016-Final.docx | ErRobNc |  | LtgFixture-Default |  | DEER2017-Ltg-Com-CFL | 2017-01-01 | 2019-12-31 | InEA_modVal |  |  |  |  | Standard | Expires 12/31/2019 due to DEER2020 revised impacts and peak demand definition | 1 | 1 | 0 | Deemed Ex Ante Team |  | Expires 12/31/2019 due to DEER2020 revised impacts and peak demand definition |  | Updated to indicate claim/filing status
233 | C-In-LEDFixt(20w)-dWP39-dWC28 | Commercial Indoor General Lighting: LED Fixture replaces pre-existing standard lighting Wattage. Measure includes Code case. | DEER2017 | Staff Disposition | 2020-11-24 16:30 | Com-Iltg-dWatt-CFL_OSbldg | NonDEER | Scaled | BaseRatio | 0 | 0 | None |  | 0 |  | 1 | Com | Any | Lighting | InGen-CFL | Ltg_Fixture | LED_fixt |  | ILtg-Com-LED-50000hr+16yr | LED A19 Basecase, Total Watts = 2.96 x Msr Watts | LED Fixture Basecase, Total Watts = 2.42 x Msr Watts | LED fixture: Any type of housing Fixture Type; Total Watts = 20 | LEDratio0296 | LEDratio0242 | LEDFixt(20w) | Available | From LED WRR Disposition July 2016 | 0 | 0 | LED-WRR-WorkpaperDisposition_22Jul2016-Final.docx | ErRobNc |  | LtgFixture-Default |  | DEER2017-Ltg-Com-CFL | 2017-01-01 | 2019-12-31 | InEA_modVal |  |  |  |  | Standard | Expires 12/31/2019 due to DEER2020 revised impacts and peak demand definition | 1 | 1 | 0 | Deemed Ex Ante Team |  | Expires 12/31/2019 due to DEER2020 revised impacts and peak demand definition |  | Updated to indicate claim/filing status
234 | C-In-LEDFixt(22w)-dWP43-dWC31 | Commercial Indoor General Lighting: LED Fixture replaces pre-existing standard lighting Wattage. Measure includes Code case. | DEER2017 | Staff Disposition | 2020-11-24 16:30 | Com-Iltg-dWatt-CFL_OSbldg | NonDEER | Scaled | BaseRatio | 0 | 0 | None |  | 0 |  | 1 | Com | Any | Lighting | InGen-CFL | Ltg_Fixture | LED_fixt |  | ILtg-Com-LED-50000hr+16yr | LED A19 Basecase, Total Watts = 2.96 x Msr Watts | LED Fixture Basecase, Total Watts = 2.42 x Msr Watts | LED fixture: Any type of housing Fixture Type; Total Watts = 22 | LEDratio0296 | LEDratio0242 | LEDFixt(22w) | Available | From LED WRR Disposition July 2016 | 0 | 0 | LED-WRR-WorkpaperDisposition_22Jul2016-Final.docx | ErRobNc |  | LtgFixture-Default |  | DEER2017-Ltg-Com-CFL | 2017-01-01 | 2019-12-31 | InEA_modVal |  |  |  |  | Standard | Expires 12/31/2019 due to DEER2020 revised impacts and peak demand definition | 1 | 1 | 0 | Deemed Ex Ante Team |  | Expires 12/31/2019 due to DEER2020 revised impacts and peak demand definition |  | Updated to indicate claim/filing status
235 | C-In-LEDFixt(7w)-dWP13-dWC9 | Commercial Indoor General Lighting: LED Fixture replaces pre-existing standard lighting Wattage. Measure includes Code case. | DEER2017 | Staff Disposition | 2020-11-24 16:30 | Com-Iltg-dWatt-CFL_OSbldg | NonDEER | Scaled | BaseRatio | 0 | 0 | None |  | 0 |  | 1 | Com | Any | Lighting | InGen-CFL | Ltg_Fixture | LED_fixt |  | ILtg-Com-LED-50000hr+16yr | LED A19 Basecase, Total Watts = 2.96 x Msr Watts | LED Fixture Basecase, Total Watts = 2.42 x Msr Watts | LED fixture: Any type of housing Fixture Type; Total Watts = 7 | LEDratio0296 | LEDratio0242 | LEDFixt(7w) | Available | From LED WRR Disposition July 2016 | 0 | 0 | LED-WRR-WorkpaperDisposition_22Jul2016-Final.docx | ErRobNc |  | LtgFixture-Default |  | DEER2017-Ltg-Com-CFL | 2017-01-01 | 2019-12-31 | InEA_modVal |  |  |  |  | Standard | Expires 12/31/2019 due to DEER2020 revised impacts and peak demand definition | 1 | 1 | 0 | Deemed Ex Ante Team |  | Expires 12/31/2019 due to DEER2020 revised impacts and peak demand definition |  | Updated to indicate claim/filing status
236 | C-In-LEDFixt-1(11w)-dWP21-dWC15 | Commercial Indoor General Lighting: LED Fixture replaces pre-existing standard lighting Wattage. Measure includes Code case. | DEER2017 | Staff Disposition | 2020-11-24 16:30 | Com-Iltg-dWatt-CFL_OSbldg | NonDEER | Scaled | BaseRatio | 0 | 0 | None |  | 0 |  | 1 | Com | Any | Lighting | InGen-CFL | Ltg_Fixture | LED_fixt |  | ILtg-Com-LED-50000hr+16yr | LED A19 Basecase, Total Watts = 2.96 x Msr Watts | LED Fixture Basecase, Total Watts = 2.42 x Msr Watts | LED fixture: Any type of housing Fixture Type; Total Watts = 11 | LEDratio0296 | LEDratio0242 | LEDFixt-1(11w) | Available | From LED WRR Disposition July 2016 | 0 | 0 | LED-WRR-WorkpaperDisposition_22Jul2016-Final.docx | ErRobNc |  | LtgFixture-Default |  | DEER2017-Ltg-Com-CFL | 2017-01-01 | 2019-12-31 | InEA_modVal |  |  |  |  | Standard | Expires 12/31/2019 due to DEER2020 revised impacts and peak demand definition | 1 | 1 | 0 | Deemed Ex Ante Team |  | Expires 12/31/2019 due to DEER2020 revised impacts and peak demand definition |  | Updated to indicate claim/filing status
237 | C-In-LEDFixt-1(14w)-dWP27-dWC19 | Commercial Indoor General Lighting: LED Fixture replaces pre-existing standard lighting Wattage. Measure includes Code case. | DEER2017 | Staff Disposition | 2020-11-24 16:30 | Com-Iltg-dWatt-CFL_OSbldg | NonDEER | Scaled | BaseRatio | 0 | 0 | None |  | 0 |  | 1 | Com | Any | Lighting | InGen-CFL | Ltg_Fixture | LED_fixt |  | ILtg-Com-LED-50000hr+16yr | LED A19 Basecase, Total Watts = 2.96 x Msr Watts | LED Fixture Basecase, Total Watts = 2.42 x Msr Watts | LED fixture: Any type of housing Fixture Type; Total Watts = 14 | LEDratio0296 | LEDratio0242 | LEDFixt-1(14w) | Available | From LED WRR Disposition July 2016 | 0 | 0 | LED-WRR-WorkpaperDisposition_22Jul2016-Final.docx | ErRobNc |  | LtgFixture-Default |  | DEER2017-Ltg-Com-CFL | 2017-01-01 | 2019-12-31 | InEA_modVal |  |  |  |  | Standard | Expires 12/31/2019 due to DEER2020 revised impacts and peak demand definition | 1 | 1 | 0 | Deemed Ex Ante Team |  | Expires 12/31/2019 due to DEER2020 revised impacts and peak demand definition |  | Updated to indicate claim/filing status
238 | C-In-LEDFixt-1(16w)-dWP31-dWC22 | Commercial Indoor General Lighting: LED Fixture replaces pre-existing standard lighting Wattage. Measure includes Code case. | DEER2017 | Staff Disposition | 2020-11-24 16:30 | Com-Iltg-dWatt-CFL_OSbldg | NonDEER | Scaled | BaseRatio | 0 | 0 | None |  | 0 |  | 1 | Com | Any | Lighting | InGen-CFL | Ltg_Fixture | LED_fixt |  | ILtg-Com-LED-50000hr+16yr | LED A19 Basecase, Total Watts = 2.96 x Msr Watts | LED Fixture Basecase, Total Watts = 2.42 x Msr Watts | LED fixture: Any type of housing Fixture Type; Total Watts = 16 | LEDratio0296 | LEDratio0242 | LEDFixt-1(16w) | Available | From LED WRR Disposition July 2016 | 0 | 0 | LED-WRR-WorkpaperDisposition_22Jul2016-Final.docx | ErRobNc |  | LtgFixture-Default |  | DEER2017-Ltg-Com-CFL | 2017-01-01 | 2019-12-31 | InEA_modVal |  |  |  |  | Standard | Expires 12/31/2019 due to DEER2020 revised impacts and peak demand definition | 1 | 1 | 0 | Deemed Ex Ante Team |  | Expires 12/31/2019 due to DEER2020 revised impacts and peak demand definition |  | Updated to indicate claim/filing status
239 | C-In-LEDFixt-2(13w)-dWP25-dWC18 | Commercial Indoor General Lighting: LED Fixture replaces pre-existing standard lighting Wattage. Measure includes Code case. | DEER2017 | Staff Disposition | 2020-11-24 16:30 | Com-Iltg-dWatt-CFL_OSbldg | NonDEER | Scaled | BaseRatio | 0 | 0 | None |  | 0 |  | 1 | Com | Any | Lighting | InGen-CFL | Ltg_Fixture | LED_fixt |  | ILtg-Com-LED-50000hr+16yr | LED A19 Basecase, Total Watts = 2.96 x Msr Watts | LED Fixture Basecase, Total Watts = 2.42 x Msr Watts | LED fixture: Any type of housing Fixture Type; Total Watts = 13 | LEDratio0296 | LEDratio0242 | LEDFixt-2(13w) | Available | From LED WRR Disposition July 2016 | 0 | 0 | LED-WRR-WorkpaperDisposition_22Jul2016-Final.docx | ErRobNc |  | LtgFixture-Default |  | DEER2017-Ltg-Com-CFL | 2017-01-01 | 2019-12-31 | InEA_modVal |  |  |  |  | Standard | Expires 12/31/2019 due to DEER2020 revised impacts and peak demand definition | 1 | 1 | 0 | Deemed Ex Ante Team |  | Expires 12/31/2019 due to DEER2020 revised impacts and peak demand definition |  | Updated to indicate claim/filing status
240 | C-In-LEDFixt-2(24w)-dWP47-dWC34 | Commercial Indoor General Lighting: LED Fixture replaces pre-existing standard lighting Wattage. Measure includes Code case. | DEER2017 | Staff Disposition | 2020-11-24 16:30 | Com-Iltg-dWatt-CFL_OSbldg | NonDEER | Scaled | BaseRatio | 0 | 0 | None |  | 0 |  | 1 | Com | Any | Lighting | InGen-CFL | Ltg_Fixture | LED_fixt |  | ILtg-Com-LED-50000hr+16yr | LED A19 Basecase, Total Watts = 2.96 x Msr Watts | LED Fixture Basecase, Total Watts = 2.42 x Msr Watts | LED fixture: Any type of housing Fixture Type; Total Watts = 24 | LEDratio0296 | LEDratio0242 | LEDFixt-2(24w) | Available | From LED WRR Disposition July 2016 | 0 | 0 | LED-WRR-WorkpaperDisposition_22Jul2016-Final.docx | ErRobNc |  | LtgFixture-Default |  | DEER2017-Ltg-Com-CFL | 2017-01-01 | 2019-12-31 | InEA_modVal |  |  |  |  | Standard | Expires 12/31/2019 due to DEER2020 revised impacts and peak demand definition | 1 | 1 | 0 | Deemed Ex Ante Team |  | Expires 12/31/2019 due to DEER2020 revised impacts and peak demand definition |  | Updated to indicate claim/filing status
241 | C-In-LEDFixt-2(25w)-dWP49-dWC35 | Commercial Indoor General Lighting: LED Fixture replaces pre-existing standard lighting Wattage. Measure includes Code case. | DEER2017 | Staff Disposition | 2020-11-24 16:30 | Com-Iltg-dWatt-CFL_OSbldg | NonDEER | Scaled | BaseRatio | 0 | 0 | None |  | 0 |  | 1 | Com | Any | Lighting | InGen-CFL | Ltg_Fixture | LED_fixt |  | ILtg-Com-LED-50000hr+16yr | LED A19 Basecase, Total Watts = 2.96 x Msr Watts | LED Fixture Basecase, Total Watts = 2.42 x Msr Watts | LED fixture: Any type of housing Fixture Type; Total Watts = 25 | LEDratio0296 | LEDratio0242 | LEDFixt-2(25w) | Available | From LED WRR Disposition July 2016 | 0 | 0 | LED-WRR-WorkpaperDisposition_22Jul2016-Final.docx | ErRobNc |  | LtgFixture-Default |  | DEER2017-Ltg-Com-CFL | 2017-01-01 | 2019-12-31 | InEA_modVal |  |  |  |  | Standard | Expires 12/31/2019 due to DEER2020 revised impacts and peak demand definition | 1 | 1 | 0 | Deemed Ex Ante Team |  | Expires 12/31/2019 due to DEER2020 revised impacts and peak demand definition |  | Updated to indicate claim/filing status
243 | C-In-LEDFixt-3(18w)-dWP35-dWC25 | Commercial Indoor General Lighting: LED Fixture replaces pre-existing standard lighting Wattage. Measure includes Code case. | DEER2017 | Staff Disposition | 2020-11-24 16:30 | Com-Iltg-dWatt-CFL_OSbldg | NonDEER | Scaled | BaseRatio | 0 | 0 | None |  | 0 |  | 1 | Com | Any | Lighting | InGen-CFL | Ltg_Fixture | LED_fixt |  | ILtg-Com-LED-50000hr+16yr | LED A19 Basecase, Total Watts = 2.96 x Msr Watts | LED Fixture Basecase, Total Watts = 2.42 x Msr Watts | LED fixture: Any type of housing Fixture Type; Total Watts = 18 | LEDratio0296 | LEDratio0242 | LEDFixt-3(18w) | Available | From LED WRR Disposition July 2016 | 0 | 0 | LED-WRR-WorkpaperDisposition_22Jul2016-Final.docx | ErRobNc |  | LtgFixture-Default |  | DEER2017-Ltg-Com-CFL | 2017-01-01 | 2019-12-31 | InEA_modVal |  |  |  |  | Standard | Expires 12/31/2019 due to DEER2020 revised impacts and peak demand definition | 1 | 1 | 0 | Deemed Ex Ante Team |  | Expires 12/31/2019 due to DEER2020 revised impacts and peak demand definition |  | Updated to indicate claim/filing status
244 | C-In-LEDFixt-3(19w)-dWP37-dWC26 | Commercial Indoor General Lighting: LED Fixture replaces pre-existing standard lighting Wattage. Measure includes Code case. | DEER2017 | Staff Disposition | 2020-11-24 16:30 | Com-Iltg-dWatt-CFL_OSbldg | NonDEER | Scaled | BaseRatio | 0 | 0 | None |  | 0 |  | 1 | Com | Any | Lighting | InGen-CFL | Ltg_Fixture | LED_fixt |  | ILtg-Com-LED-50000hr+16yr | LED A19 Basecase, Total Watts = 2.96 x Msr Watts | LED Fixture Basecase, Total Watts = 2.42 x Msr Watts | LED fixture: Any type of housing Fixture Type; Total Watts = 19 | LEDratio0296 | LEDratio0242 | LEDFixt-3(19w) | Available | From LED WRR Disposition July 2016 | 0 | 0 | LED-WRR-WorkpaperDisposition_22Jul2016-Final.docx | ErRobNc |  | LtgFixture-Default |  | DEER2017-Ltg-Com-CFL | 2017-01-01 | 2019-12-31 | InEA_modVal |  |  |  |  | Standard | Expires 12/31/2019 due to DEER2020 revised impacts and peak demand definition | 1 | 1 | 0 | Deemed Ex Ante Team |  | Expires 12/31/2019 due to DEER2020 revised impacts and peak demand definition |  | Updated to indicate claim/filing status
245 | C-In-LEDFixt-3(21w)-dWP41-dWC29 | Commercial Indoor General Lighting: LED Fixture replaces pre-existing standard lighting Wattage. Measure includes Code case. | DEER2017 | Staff Disposition | 2020-11-24 16:30 | Com-Iltg-dWatt-CFL_OSbldg | NonDEER | Scaled | BaseRatio | 0 | 0 | None |  | 0 |  | 1 | Com | Any | Lighting | InGen-CFL | Ltg_Fixture | LED_fixt |  | ILtg-Com-LED-50000hr+16yr | LED A19 Basecase, Total Watts = 2.96 x Msr Watts | LED Fixture Basecase, Total Watts = 2.42 x Msr Watts | LED fixture: Any type of housing Fixture Type; Total Watts = 21 | LEDratio0296 | LEDratio0242 | LEDFixt-3(21w) | Available | From LED WRR Disposition July 2016 | 0 | 0 | LED-WRR-WorkpaperDisposition_22Jul2016-Final.docx | ErRobNc |  | LtgFixture-Default |  | DEER2017-Ltg-Com-CFL | 2017-01-01 | 2019-12-31 | InEA_modVal |  |  |  |  | Standard | Expires 12/31/2019 due to DEER2020 revised impacts and peak demand definition | 1 | 1 | 0 | Deemed Ex Ante Team |  | Expires 12/31/2019 due to DEER2020 revised impacts and peak demand definition |  | Updated to indicate claim/filing status
246 | C-In-LEDFixt-3(8w)-dWP15-dWC11 | Commercial Indoor General Lighting: LED Fixture replaces pre-existing standard lighting Wattage. Measure includes Code case. | DEER2017 | Staff Disposition | 2020-11-24 16:30 | Com-Iltg-dWatt-CFL_OSbldg | NonDEER | Scaled | BaseRatio | 0 | 0 | None |  | 0 |  | 1 | Com | Any | Lighting | InGen-CFL | Ltg_Fixture | LED_fixt |  | ILtg-Com-LED-50000hr+16yr | LED A19 Basecase, Total Watts = 2.96 x Msr Watts | LED Fixture Basecase, Total Watts = 2.42 x Msr Watts | LED fixture: Any type of housing Fixture Type; Total Watts = 8 | LEDratio0296 | LEDratio0242 | LEDFixt-3(8w) | Available | From LED WRR Disposition July 2016 | 0 | 0 | LED-WRR-WorkpaperDisposition_22Jul2016-Final.docx | ErRobNc |  | LtgFixture-Default |  | DEER2017-Ltg-Com-CFL | 2017-01-01 | 2019-12-31 | InEA_modVal |  |  |  |  | Standard | Expires 12/31/2019 due to DEER2020 revised impacts and peak demand definition | 1 | 1 | 0 | Deemed Ex Ante Team |  | Expires 12/31/2019 due to DEER2020 revised impacts and peak demand definition |  | Updated to indicate claim/filing status
247 | C-In-LEDFixt-3(9w)-dWP17-dWC12 | Commercial Indoor General Lighting: LED Fixture replaces pre-existing standard lighting Wattage. Measure includes Code case. | DEER2017 | Staff Disposition | 2020-11-24 16:30 | Com-Iltg-dWatt-CFL_OSbldg | NonDEER | Scaled | BaseRatio | 0 | 0 | None |  | 0 |  | 1 | Com | Any | Lighting | InGen-CFL | Ltg_Fixture | LED_fixt |  | ILtg-Com-LED-50000hr+16yr | LED A19 Basecase, Total Watts = 2.96 x Msr Watts | LED Fixture Basecase, Total Watts = 2.42 x Msr Watts | LED fixture: Any type of housing Fixture Type; Total Watts = 9 | LEDratio0296 | LEDratio0242 | LEDFixt-3(9w) | Available | From LED WRR Disposition July 2016 | 0 | 0 | LED-WRR-WorkpaperDisposition_22Jul2016-Final.docx | ErRobNc |  | LtgFixture-Default |  | DEER2017-Ltg-Com-CFL | 2017-01-01 | 2019-12-31 | InEA_modVal |  |  |  |  | Standard | Expires 12/31/2019 due to DEER2020 revised impacts and peak demand definition | 1 | 1 | 0 | Deemed Ex Ante Team |  | Expires 12/31/2019 due to DEER2020 revised impacts and peak demand definition |  | Updated to indicate claim/filing status
248 | C-In-LEDFixt-4(23w)-dWP45-dWC32 | Commercial Indoor General Lighting: LED Fixture replaces pre-existing standard lighting Wattage. Measure includes Code case. | DEER2017 | Staff Disposition | 2020-11-24 16:30 | Com-Iltg-dWatt-CFL_OSbldg | NonDEER | Scaled | BaseRatio | 0 | 0 | None |  | 0 |  | 1 | Com | Any | Lighting | InGen-CFL | Ltg_Fixture | LED_fixt |  | ILtg-Com-LED-50000hr+16yr | LED A19 Basecase, Total Watts = 2.96 x Msr Watts | LED Fixture Basecase, Total Watts = 2.42 x Msr Watts | LED fixture: Any type of housing Fixture Type; Total Watts = 23 | LEDratio0296 | LEDratio0242 | LEDFixt-4(23w) | Available | From LED WRR Disposition July 2016 | 0 | 0 | LED-WRR-WorkpaperDisposition_22Jul2016-Final.docx | ErRobNc |  | LtgFixture-Default |  | DEER2017-Ltg-Com-CFL | 2017-01-01 | 2019-12-31 | InEA_modVal |  |  |  |  | Standard | Expires 12/31/2019 due to DEER2020 revised impacts and peak demand definition | 1 | 1 | 0 | Deemed Ex Ante Team |  | Expires 12/31/2019 due to DEER2020 revised impacts and peak demand definition |  | Updated to indicate claim/filing status
249 | C-In-LEDFixt-6(12w)-dWP23-dWC17 | Commercial Indoor General Lighting: LED Fixture replaces pre-existing standard lighting Wattage. Measure includes Code case. | DEER2017 | Staff Disposition | 2020-11-24 16:30 | Com-Iltg-dWatt-CFL_OSbldg | NonDEER | Scaled | BaseRatio | 0 | 0 | None |  | 0 |  | 1 | Com | Any | Lighting | InGen-CFL | Ltg_Fixture | LED_fixt |  | ILtg-Com-LED-50000hr+16yr | LED A19 Basecase, Total Watts = 2.96 x Msr Watts | LED Fixture Basecase, Total Watts = 2.42 x Msr Watts | LED fixture: Any type of housing Fixture Type; Total Watts = 12 | LEDratio0296 | LEDratio0242 | LEDFixt-6(12w) | Available | From LED WRR Disposition July 2016 | 0 | 0 | LED-WRR-WorkpaperDisposition_22Jul2016-Final.docx | ErRobNc |  | LtgFixture-Default |  | DEER2017-Ltg-Com-CFL | 2017-01-01 | 2019-12-31 | InEA_modVal |  |  |  |  | Standard | Expires 12/31/2019 due to DEER2020 revised impacts and peak demand definition | 1 | 1 | 0 | Deemed Ex Ante Team |  | Expires 12/31/2019 due to DEER2020 revised impacts and peak demand definition |  | Updated to indicate claim/filing status
250 | C-In-LEDFixt-7(10w)-dWP19-dWC14 | Commercial Indoor General Lighting: LED Fixture replaces pre-existing standard lighting Wattage. Measure includes Code case. | DEER2017 | Staff Disposition | 2020-11-24 16:30 | Com-Iltg-dWatt-CFL_OSbldg | NonDEER | Scaled | BaseRatio | 0 | 0 | None |  | 0 |  | 1 | Com | Any | Lighting | InGen-CFL | Ltg_Fixture | LED_fixt |  | ILtg-Com-LED-50000hr+16yr | LED A19 Basecase, Total Watts = 2.96 x Msr Watts | LED Fixture Basecase, Total Watts = 2.42 x Msr Watts | LED fixture: Any type of housing Fixture Type; Total Watts = 10 | LEDratio0296 | LEDratio0242 | LEDFixt-7(10w) | Available | From LED WRR Disposition July 2016 | 0 | 0 | LED-WRR-WorkpaperDisposition_22Jul2016-Final.docx | ErRobNc |  | LtgFixture-Default |  | DEER2017-Ltg-Com-CFL | 2017-01-01 | 2019-12-31 | InEA_modVal |  |  |  |  | Standard | Expires 12/31/2019 due to DEER2020 revised impacts and peak demand definition | 1 | 1 | 0 | Deemed Ex Ante Team |  | Expires 12/31/2019 due to DEER2020 revised impacts and peak demand definition |  | Updated to indicate claim/filing status
251 | C-In-LED-Glb(10w)-dWP39 | Commercial Indoor General Lighting: LED Lamp replaces pre-existing standard lighting Wattage. Measure includes Code case. | DEER2017 | Staff Disposition | 2020-11-24 16:30 | Com-Iltg-dWatt-CFL_OSbldg | NonDEER | Scaled | BaseRatio | 0 | 0 | None |  | 0 |  | 1 | Com | Any | Lighting | InGen-CFL | Ltg_Lamp | LED_lamp |  | ILtg-Com-LED-20000hr | LED Globe greater than or equal to 3 Watts Basecase, Total Watts = 4.94 x Msr Watts | LED Globe greater than or equal to 3 Watts Basecase, Total Watts = 4.94 x Msr Watts | LED Lamp: Glb, 10 Watts, non-dimmable | LEDratio0494 | LEDratio0494 | LED-Glb(10w) | Available | From LED WRR Disposition July 2016 | 0 | 0 | LED-WRR-WorkpaperDisposition_22Jul2016-Final.docx | RobNc |  | ILtg-Com-LED-20000hr |  | DEER2017-Ltg-Com-CFL | 2017-01-01 | 2018-06-30 | InEA_modVal | LT-83519 |  |  |  | Standard | Revise expiry date to 60/30/2018 Commission Staff direction 2018ScrewInLampSavignsMethods-11Dec2017.pdf | 1 | 1 | 0 | Deemed Ex Ante Team |  | Revise expiry date to 60/30/2018 Commission Staff direction 2018ScrewInLampSavignsMethods-11Dec2017.pdf |  | Updated to indicate claim/filing status
252 | C-In-LED-Glb(4w)-dWP15 | Commercial Indoor General Lighting: LED Lamp replaces pre-existing standard lighting Wattage. Measure includes Code case. | DEER2017 | Staff Disposition | 2020-11-24 16:30 | Com-Iltg-dWatt-CFL_OSbldg | NonDEER | Scaled | BaseRatio | 0 | 0 | None |  | 0 |  | 1 | Com | Any | Lighting | InGen-CFL | Ltg_Lamp | LED_lamp |  | ILtg-Com-LED-20000hr | LED Globe greater than or equal to 3 Watts Basecase, Total Watts = 4.94 x Msr Watts | LED Globe greater than or equal to 3 Watts Basecase, Total Watts = 4.94 x Msr Watts | LED Lamp: Glb, 4 Watts, non-dimmable | LEDratio0494 | LEDratio0494 | LED-Glb(4w) | Available | From LED WRR Disposition July 2016 | 0 | 0 | LED-WRR-WorkpaperDisposition_22Jul2016-Final.docx | RobNc |  | ILtg-Com-LED-20000hr |  | DEER2017-Ltg-Com-CFL | 2017-01-01 | 2018-06-30 | InEA_modVal | LT-88455 |  |  |  | Standard | Revise expiry date to 60/30/2018 Commission Staff direction 2018ScrewInLampSavignsMethods-11Dec2017.pdf | 1 | 1 | 0 | Deemed Ex Ante Team |  | Revise expiry date to 60/30/2018 Commission Staff direction 2018ScrewInLampSavignsMethods-11Dec2017.pdf |  | Updated to indicate claim/filing status
253 | C-In-LED-Glb(5w)-dWP19 | Commercial Indoor General Lighting: LED Lamp replaces pre-existing standard lighting Wattage. Measure includes Code case. | DEER2017 | Staff Disposition | 2020-11-24 16:30 | Com-Iltg-dWatt-CFL_OSbldg | NonDEER | Scaled | BaseRatio | 0 | 0 | None |  | 0 |  | 1 | Com | Any | Lighting | InGen-CFL | Ltg_Lamp | LED_lamp |  | ILtg-Com-LED-20000hr | LED Globe greater than or equal to 3 Watts Basecase, Total Watts = 4.94 x Msr Watts | LED Globe greater than or equal to 3 Watts Basecase, Total Watts = 4.94 x Msr Watts | LED Lamp: Glb, 5 Watts, non-dimmable | LEDratio0494 | LEDratio0494 | LED-Glb(5w) | Available | From LED WRR Disposition July 2016 | 0 | 0 | LED-WRR-WorkpaperDisposition_22Jul2016-Final.docx | RobNc |  | ILtg-Com-LED-20000hr |  | DEER2017-Ltg-Com-CFL | 2017-01-01 | 2018-06-30 | InEA_modVal | LT-58216 |  |  |  | Standard | Revise expiry date to 60/30/2018 Commission Staff direction 2018ScrewInLampSavignsMethods-11Dec2017.pdf | 1 | 1 | 0 | Deemed Ex Ante Team |  | Revise expiry date to 60/30/2018 Commission Staff direction 2018ScrewInLampSavignsMethods-11Dec2017.pdf |  | Updated to indicate claim/filing status
254 | C-In-LED-Glb(6w)-dWP23 | Commercial Indoor General Lighting: LED Lamp replaces pre-existing standard lighting Wattage. Measure includes Code case. | DEER2017 | Staff Disposition | 2020-11-24 16:30 | Com-Iltg-dWatt-CFL_OSbldg | NonDEER | Scaled | BaseRatio | 0 | 0 | None |  | 0 |  | 1 | Com | Any | Lighting | InGen-CFL | Ltg_Lamp | LED_lamp |  | ILtg-Com-LED-20000hr | LED Globe greater than or equal to 3 Watts Basecase, Total Watts = 4.94 x Msr Watts | LED Globe greater than or equal to 3 Watts Basecase, Total Watts = 4.94 x Msr Watts | LED Lamp: Glb, 6 Watts, non-dimmable | LEDratio0494 | LEDratio0494 | LED-Glb(6w) | Available | From LED WRR Disposition July 2016 | 0 | 0 | LED-WRR-WorkpaperDisposition_22Jul2016-Final.docx | RobNc |  | ILtg-Com-LED-20000hr |  | DEER2017-Ltg-Com-CFL | 2017-01-01 | 2018-06-30 | InEA_modVal | LT-85655 |  |  |  | Standard | Revise expiry date to 60/30/2018 Commission Staff direction 2018ScrewInLampSavignsMethods-11Dec2017.pdf | 1 | 1 | 0 | Deemed Ex Ante Team |  | Revise expiry date to 60/30/2018 Commission Staff direction 2018ScrewInLampSavignsMethods-11Dec2017.pdf |  | Updated to indicate claim/filing status
255 | C-In-LED-Glb(7w)-dWP27 | Commercial Indoor General Lighting: LED Lamp replaces pre-existing standard lighting Wattage. Measure includes Code case. | DEER2017 | Staff Disposition | 2020-11-24 16:30 | Com-Iltg-dWatt-CFL_OSbldg | NonDEER | Scaled | BaseRatio | 0 | 0 | None |  | 0 |  | 1 | Com | Any | Lighting | InGen-CFL | Ltg_Lamp | LED_lamp |  | ILtg-Com-LED-20000hr | LED Globe greater than or equal to 3 Watts Basecase, Total Watts = 4.94 x Msr Watts | LED Globe greater than or equal to 3 Watts Basecase, Total Watts = 4.94 x Msr Watts | LED Lamp: Glb, 7 Watts, non-dimmable | LEDratio0494 | LEDratio0494 | LED-Glb(7w) | Available | From LED WRR Disposition July 2016 | 0 | 0 | LED-WRR-WorkpaperDisposition_22Jul2016-Final.docx | RobNc |  | ILtg-Com-LED-20000hr |  | DEER2017-Ltg-Com-CFL | 2017-01-01 | 2018-06-30 | InEA_modVal | LT-90058 |  |  |  | Standard | Revise expiry date to 60/30/2018 Commission Staff direction 2018ScrewInLampSavignsMethods-11Dec2017.pdf | 1 | 1 | 0 | Deemed Ex Ante Team |  | Revise expiry date to 60/30/2018 Commission Staff direction 2018ScrewInLampSavignsMethods-11Dec2017.pdf |  | Updated to indicate claim/filing status
256 | C-In-LED-Glb(9w)-dWP35 | Commercial Indoor General Lighting: LED Lamp replaces pre-existing standard lighting Wattage. Measure includes Code case. | DEER2017 | Staff Disposition | 2020-11-24 16:30 | Com-Iltg-dWatt-CFL_OSbldg | NonDEER | Scaled | BaseRatio | 0 | 0 | None |  | 0 |  | 1 | Com | Any | Lighting | InGen-CFL | Ltg_Lamp | LED_lamp |  | ILtg-Com-LED-20000hr | LED Globe greater than or equal to 3 Watts Basecase, Total Watts = 4.94 x Msr Watts | LED Globe greater than or equal to 3 Watts Basecase, Total Watts = 4.94 x Msr Watts | LED Lamp: Glb, 9 Watts, non-dimmable | LEDratio0494 | LEDratio0494 | LED-Glb(9w) | Available | From LED WRR Disposition July 2016 | 0 | 0 | LED-WRR-WorkpaperDisposition_22Jul2016-Final.docx | RobNc |  | ILtg-Com-LED-20000hr |  | DEER2017-Ltg-Com-CFL | 2017-01-01 | 2018-06-30 | InEA_modVal | LT-50075 |  |  |  | Standard | Revise expiry date to 60/30/2018 Commission Staff direction 2018ScrewInLampSavignsMethods-11Dec2017.pdf | 1 | 1 | 0 | Deemed Ex Ante Team |  | Revise expiry date to 60/30/2018 Commission Staff direction 2018ScrewInLampSavignsMethods-11Dec2017.pdf |  | Updated to indicate claim/filing status
257 | C-In-LED-PAR30(21w)-dWP50 | Commercial Indoor General Lighting: LED Lamp replaces pre-existing standard lighting Wattage. Measure includes Code case. | DEER2017 | Staff Disposition | 2020-11-24 16:30 | Com-Iltg-dWatt-CFL_OSbldg | NonDEER | Scaled | BaseRatio | 0 | 0 | None |  | 0 |  | 1 | Com | Any | Lighting | InGen-CFL | Ltg_Lamp | LED_lamp |  | ILtg-Com-LED-20000hr | LED PAR30 Basecase, Total Watts = 3.42 x Msr Watts | LED PAR30 Basecase, Total Watts = 3.42 x Msr Watts | LED Lamp: PAR30, 21 Watts, non-dimmable | LEDratio0342 | LEDratio0342 | LED-PAR30(21w) | Available | From LED WRR Disposition July 2016 | 0 | 0 | LED-WRR-WorkpaperDisposition_22Jul2016-Final.docx | RobNc |  | ILtg-Com-LED-20000hr |  | DEER2017-Ltg-Com-CFL | 2017-01-01 | 2017-06-30 | InEA_modVal | LT-55011 |  |  |  | Standard |  | 1 | 1 | 0 | Deemed Ex Ante Team |  |  |  | Updated to indicate claim/filing status
258 | C-In-LED-PAR30(22w)-dWP53 | Commercial Indoor General Lighting: LED Lamp replaces pre-existing standard lighting Wattage. Measure includes Code case. | DEER2017 | Staff Disposition | 2020-11-24 16:30 | Com-Iltg-dWatt-CFL_OSbldg | NonDEER | Scaled | BaseRatio | 0 | 0 | None |  | 0 |  | 1 | Com | Any | Lighting | InGen-CFL | Ltg_Lamp | LED_lamp |  | ILtg-Com-LED-20000hr | LED PAR30 Basecase, Total Watts = 3.42 x Msr Watts | LED PAR30 Basecase, Total Watts = 3.42 x Msr Watts | LED Lamp: PAR30, 22 Watts, non-dimmable | LEDratio0342 | LEDratio0342 | LED-PAR30(22w) | Available | From LED WRR Disposition July 2016 | 0 | 0 | LED-WRR-WorkpaperDisposition_22Jul2016-Final.docx | RobNc |  | ILtg-Com-LED-20000hr |  | DEER2017-Ltg-Com-CFL | 2017-01-01 | 2017-06-30 | InEA_modVal | LT-95269 |  |  |  | Standard |  | 1 | 1 | 0 | Deemed Ex Ante Team |  |  |  | Updated to indicate claim/filing status
259 | R-InCmn-LED-A19(26w)-dWP50 | Residential Indoor Common Area Lighting: LED Lamp replaces pre-existing standard lighting Wattage. Measure includes Code case. | DEER2017 | Staff Disposition | 2020-11-24 16:30 | Res-Iltg-Cmn-dWatt-CFL | NonDEER | Scaled | BaseRatio | 0 | 0 | None |  | 0 |  | 1 | Res | Any | Lighting | InCommon | Ltg_Lamp | LED_lamp |  | ILtg-Res-LED-20000hr-Cmn | LED A19 Basecase, Total Watts = 2.96 x Msr Watts | LED A19 Basecase, Total Watts = 2.96 x Msr Watts | LED Lamp: A19, 26 Watts, non-dimmable | LEDratio0296 | LEDratio0296 | LED-A19(26w) | Available | From LED WRR Disposition July 2016 | 0 | 0 | LED-WRR-WorkpaperDisposition_22Jul2016-Final.docx | RobNc |  | ILtg-Res-LED-20000hr-Cmn |  | None | 2017-01-01 | 2017-06-30 | InEA_modVal | LT-89928 |  |  |  | Standard |  | 1 | 1 | 0 | Deemed Ex Ante Team |  |  |  | Updated to indicate claim/filing status
260 | R-InCmn-LED-A19(27w)-dWP52 | Residential Indoor Common Area Lighting: LED Lamp replaces pre-existing standard lighting Wattage. Measure includes Code case. | DEER2017 | Staff Disposition | 2020-11-24 16:30 | Res-Iltg-Cmn-dWatt-CFL | NonDEER | Scaled | BaseRatio | 0 | 0 | None |  | 0 |  | 1 | Res | Any | Lighting | InCommon | Ltg_Lamp | LED_lamp |  | ILtg-Res-LED-20000hr-Cmn | LED A19 Basecase, Total Watts = 2.96 x Msr Watts | LED A19 Basecase, Total Watts = 2.96 x Msr Watts | LED Lamp: A19, 27 Watts, non-dimmable | LEDratio0296 | LEDratio0296 | LED-A19(27w) | Available | From LED WRR Disposition July 2016 | 0 | 0 | LED-WRR-WorkpaperDisposition_22Jul2016-Final.docx | RobNc |  | ILtg-Res-LED-20000hr-Cmn |  | None | 2017-01-01 | 2017-06-30 | InEA_modVal | LT-91862 |  |  |  | Standard |  | 1 | 1 | 0 | Deemed Ex Ante Team |  |  |  | Updated to indicate claim/filing status
261 | R-InCmn-LED-A19(28w)-dWP54 | Residential Indoor Common Area Lighting: LED Lamp replaces pre-existing standard lighting Wattage. Measure includes Code case. | DEER2017 | Staff Disposition | 2020-11-24 16:30 | Res-Iltg-Cmn-dWatt-CFL | NonDEER | Scaled | BaseRatio | 0 | 0 | None |  | 0 |  | 1 | Res | Any | Lighting | InCommon | Ltg_Lamp | LED_lamp |  | ILtg-Res-LED-20000hr-Cmn | LED A19 Basecase, Total Watts = 2.96 x Msr Watts | LED A19 Basecase, Total Watts = 2.96 x Msr Watts | LED Lamp: A19, 28 Watts, non-dimmable | LEDratio0296 | LEDratio0296 | LED-A19(28w) | Available | From LED WRR Disposition July 2016 | 0 | 0 | LED-WRR-WorkpaperDisposition_22Jul2016-Final.docx | RobNc |  | ILtg-Res-LED-20000hr-Cmn |  | None | 2017-01-01 | 2017-06-30 | InEA_modVal | LT-71438 |  |  |  | Standard |  | 1 | 1 | 0 | Deemed Ex Ante Team |  |  |  | Updated to indicate claim/filing status
262 | R-InCmn-LED-A19(29w)-dWP56 | Residential Indoor Common Area Lighting: LED Lamp replaces pre-existing standard lighting Wattage. Measure includes Code case. | DEER2017 | Staff Disposition | 2020-11-24 16:30 | Res-Iltg-Cmn-dWatt-CFL | NonDEER | Scaled | BaseRatio | 0 | 0 | None |  | 0 |  | 1 | Res | Any | Lighting | InCommon | Ltg_Lamp | LED_lamp |  | ILtg-Res-LED-20000hr-Cmn | LED A19 Basecase, Total Watts = 2.96 x Msr Watts | LED A19 Basecase, Total Watts = 2.96 x Msr Watts | LED Lamp: A19, 29 Watts, non-dimmable | LEDratio0296 | LEDratio0296 | LED-A19(29w) | Available | From LED WRR Disposition July 2016 | 0 | 0 | LED-WRR-WorkpaperDisposition_22Jul2016-Final.docx | RobNc |  | ILtg-Res-LED-20000hr-Cmn |  | None | 2017-01-01 | 2017-06-30 | InEA_modVal | LT-52009 |  |  |  | Standard |  | 1 | 1 | 0 | Deemed Ex Ante Team |  |  |  | Updated to indicate claim/filing status
263 | R-InCmn-LED-A19(30w)-dWP58 | Residential Indoor Common Area Lighting: LED Lamp replaces pre-existing standard lighting Wattage. Measure includes Code case. | DEER2017 | Staff Disposition | 2020-11-24 16:30 | Res-Iltg-Cmn-dWatt-CFL | NonDEER | Scaled | BaseRatio | 0 | 0 | None |  | 0 |  | 1 | Res | Any | Lighting | InCommon | Ltg_Lamp | LED_lamp |  | ILtg-Res-LED-20000hr-Cmn | LED A19 Basecase, Total Watts = 2.96 x Msr Watts | LED A19 Basecase, Total Watts = 2.96 x Msr Watts | LED Lamp: A19, 30 Watts, non-dimmable | LEDratio0296 | LEDratio0296 | LED-A19(30w) | Available | From LED WRR Disposition July 2016 | 0 | 0 | LED-WRR-WorkpaperDisposition_22Jul2016-Final.docx | RobNc |  | ILtg-Res-LED-20000hr-Cmn |  | None | 2017-01-01 | 2017-06-30 | InEA_modVal | LT-90996 |  |  |  | Standard |  | 1 | 1 | 0 | Deemed Ex Ante Team |  |  |  | Updated to indicate claim/filing status
264 | R-InCmn-LED-A19(31w)-dWP60 | Residential Indoor Common Area Lighting: LED Lamp replaces pre-existing standard lighting Wattage. Measure includes Code case. | DEER2017 | Staff Disposition | 2020-11-24 16:30 | Res-Iltg-Cmn-dWatt-CFL | NonDEER | Scaled | BaseRatio | 0 | 0 | None |  | 0 |  | 1 | Res | Any | Lighting | InCommon | Ltg_Lamp | LED_lamp |  | ILtg-Res-LED-20000hr-Cmn | LED A19 Basecase, Total Watts = 2.96 x Msr Watts | LED A19 Basecase, Total Watts = 2.96 x Msr Watts | LED Lamp: A19, 31 Watts, non-dimmable | LEDratio0296 | LEDratio0296 | LED-A19(31w) | Available | From LED WRR Disposition July 2016 | 0 | 0 | LED-WRR-WorkpaperDisposition_22Jul2016-Final.docx | RobNc |  | ILtg-Res-LED-20000hr-Cmn |  | None | 2017-01-01 | 2017-06-30 | InEA_modVal | LT-60757 |  |  |  | Standard |  | 1 | 1 | 0 | Deemed Ex Ante Team |  |  |  | Updated to indicate claim/filing status
265 | R-InCmn-LED-CanRet(8w)-dWP19 | Residential Indoor Common Area Lighting: LED Lamp replaces pre-existing standard lighting Wattage. Measure includes Code case. | DEER2017 | Staff Disposition | 2020-11-24 16:30 | Res-Iltg-Cmn-dWatt-CFL | NonDEER | Scaled | BaseRatio | 0 | 0 | None |  | 0 |  | 1 | Res | Any | Lighting | InCommon | Ltg_Lamp | LED_lamp |  | ILtg-Res-LED-20000hr-Cmn | LED PAR30 Basecase, Total Watts = 3.42 x Msr Watts | LED PAR30 Basecase, Total Watts = 3.42 x Msr Watts | LED Lamp: CanRet, 8 Watts, non-dimmable | LEDratio0342 | LEDratio0342 | LED-CanRet(8w) | Available | From LED WRR Disposition July 2016 | 0 | 0 | LED-WRR-WorkpaperDisposition_22Jul2016-Final.docx | RobNc |  | ILtg-Res-LED-20000hr-Cmn |  | None | 2017-01-01 | 2018-06-30 | InEA_modVal |  |  |  |  | Standard | Remove expiry date per Commission Staff direction 2018ScrewInLampSavignsMethods-11Dec2017.pdf | 1 | 1 | 0 | Deemed Ex Ante Team |  | Remove expiry date per Commission Staff direction 2018ScrewInLampSavignsMethods-11Dec2017.pdf |  | Updated to indicate claim/filing status
266 | R-InCmn-LEDFixt(17w)-dWP33-dWC24 | Residential Indoor Common Area Lighting: LED Fixture replaces pre-existing standard lighting Wattage. Measure includes Code case. | DEER2017 | Staff Disposition | 2020-11-24 16:30 | Res-Iltg-Cmn-dWatt-CFL | NonDEER | Scaled | BaseRatio | 0 | 0 | None |  | 0 |  | 1 | Res | Any | Lighting | InCommon | Ltg_Fixture | LED_fixt |  | ILtg-Res-LED-50000hr-Cmn | LED A19 Basecase, Total Watts = 2.96 x Msr Watts | LED Fixture Basecase, Total Watts = 2.42 x Msr Watts | LED fixture: Any type of housing Fixture Type; Total Watts = 17 | LEDratio0296 | LEDratio0242 | LEDFixt(17w) | Available | From LED WRR Disposition July 2016 | 0 | 0 | DEER2020 Update: LED-WRR-WorkpaperDisposition_22Jul2016-Final.docx | ErRobNc |  | LtgFixture-Default |  | None | 2017-01-01 | 2019-12-31 | InEA_modVal | LT-88901 |  |  |  | Standard | Measures expires 12/31/2019 with revision note: Measures expire 12/31/2019. Workpaper required for 1/1/2020 to consider: revises HOU to reflect most recent Title 24 and ISP control practices; DEER 2020 peak demand definition update | 1 | 1 | 0 | Deemed Ex Ante Team |  | Measures expires 12/31/2019 with revision note: Measures expire 12/31/2019. Workpaper required for 1/1/2020 to consider: revises HOU to reflect most recent Title 24 and ISP control practices; DEER 2020 peak demand definition update |  | Updated to indicate claim/filing status
267 | R-InCmn-LEDFixt(20w)-dWP39-dWC28 | Residential Indoor Common Area Lighting: LED Fixture replaces pre-existing standard lighting Wattage. Measure includes Code case. | DEER2017 | Staff Disposition | 2020-11-24 16:30 | Res-Iltg-Cmn-dWatt-CFL | NonDEER | Scaled | BaseRatio | 0 | 0 | None |  | 0 |  | 1 | Res | Any | Lighting | InCommon | Ltg_Fixture | LED_fixt |  | ILtg-Res-LED-50000hr-Cmn | LED A19 Basecase, Total Watts = 2.96 x Msr Watts | LED Fixture Basecase, Total Watts = 2.42 x Msr Watts | LED fixture: Any type of housing Fixture Type; Total Watts = 20 | LEDratio0296 | LEDratio0242 | LEDFixt(20w) | Available | From LED WRR Disposition July 2016 | 0 | 0 | DEER2020 Update: LED-WRR-WorkpaperDisposition_22Jul2016-Final.docx | ErRobNc |  | LtgFixture-Default |  | None | 2017-01-01 | 2019-12-31 | InEA_modVal | LT-65272 |  |  |  | Standard | Measures expires 12/31/2019 with revision note: Measures expire 12/31/2019. Workpaper required for 1/1/2020 to consider: revises HOU to reflect most recent Title 24 and ISP control practices; DEER 2020 peak demand definition update | 1 | 1 | 0 | Deemed Ex Ante Team |  | Measures expires 12/31/2019 with revision note: Measures expire 12/31/2019. Workpaper required for 1/1/2020 to consider: revises HOU to reflect most recent Title 24 and ISP control practices; DEER 2020 peak demand definition update |  | Updated to indicate claim/filing status
268 | R-InCmn-LEDFixt(22w)-dWP43-dWC31 | Residential Indoor Common Area Lighting: LED Fixture replaces pre-existing standard lighting Wattage. Measure includes Code case. | DEER2017 | Staff Disposition | 2020-11-24 16:30 | Res-Iltg-Cmn-dWatt-CFL | NonDEER | Scaled | BaseRatio | 0 | 0 | None |  | 0 |  | 1 | Res | Any | Lighting | InCommon | Ltg_Fixture | LED_fixt |  | ILtg-Res-LED-50000hr-Cmn | LED A19 Basecase, Total Watts = 2.96 x Msr Watts | LED Fixture Basecase, Total Watts = 2.42 x Msr Watts | LED fixture: Any type of housing Fixture Type; Total Watts = 22 | LEDratio0296 | LEDratio0242 | LEDFixt(22w) | Available | From LED WRR Disposition July 2016 | 0 | 0 | DEER2020 Update: LED-WRR-WorkpaperDisposition_22Jul2016-Final.docx | ErRobNc |  | LtgFixture-Default |  | None | 2017-01-01 | 2019-12-31 | InEA_modVal | LT-68477 |  |  |  | Standard | Measures expires 12/31/2019 with revision note: Measures expire 12/31/2019. Workpaper required for 1/1/2020 to consider: revises HOU to reflect most recent Title 24 and ISP control practices; DEER 2020 peak demand definition update | 1 | 1 | 0 | Deemed Ex Ante Team |  | Measures expires 12/31/2019 with revision note: Measures expire 12/31/2019. Workpaper required for 1/1/2020 to consider: revises HOU to reflect most recent Title 24 and ISP control practices; DEER 2020 peak demand definition update |  | Updated to indicate claim/filing status
269 | R-InCmn-LEDFixt(27w)-dWP52-dWC38 | Residential Indoor Common Area Lighting: LED Fixture replaces pre-existing standard lighting Wattage. Measure includes Code case. | DEER2017 | Staff Disposition | 2020-11-24 16:30 | Res-Iltg-Cmn-dWatt-CFL | NonDEER | Scaled | BaseRatio | 0 | 0 | None |  | 0 |  | 1 | Res | Any | Lighting | InCommon | Ltg_Fixture | LED_fixt |  | ILtg-Res-LED-50000hr-Cmn | LED A19 Basecase, Total Watts = 2.96 x Msr Watts | LED Fixture Basecase, Total Watts = 2.42 x Msr Watts | LED fixture: Any type of housing Fixture Type; Total Watts = 27 | LEDratio0296 | LEDratio0242 | LEDFixt(27w) | Available | From LED WRR Disposition July 2016 | 0 | 0 | DEER2020 Update: LED-WRR-WorkpaperDisposition_22Jul2016-Final.docx | ErRobNc |  | LtgFixture-Default |  | None | 2017-01-01 | 2019-12-31 | InEA_modVal | LT-59195 |  |  |  | Standard | Measures expires 12/31/2019 with revision note: Measures expire 12/31/2019. Workpaper required for 1/1/2020 to consider: revises HOU to reflect most recent Title 24 and ISP control practices; DEER 2020 peak demand definition update | 1 | 1 | 0 | Deemed Ex Ante Team |  | Measures expires 12/31/2019 with revision note: Measures expire 12/31/2019. Workpaper required for 1/1/2020 to consider: revises HOU to reflect most recent Title 24 and ISP control practices; DEER 2020 peak demand definition update |  | Updated to indicate claim/filing status
270 | R-InCmn-LEDFixt(28w)-dWP54-dWC39 | Residential Indoor Common Area Lighting: LED Fixture replaces pre-existing standard lighting Wattage. Measure includes Code case. | DEER2017 | Staff Disposition | 2020-11-24 16:30 | Res-Iltg-Cmn-dWatt-CFL | NonDEER | Scaled | BaseRatio | 0 | 0 | None |  | 0 |  | 1 | Res | Any | Lighting | InCommon | Ltg_Fixture | LED_fixt |  | ILtg-Res-LED-50000hr-Cmn | LED A19 Basecase, Total Watts = 2.96 x Msr Watts | LED Fixture Basecase, Total Watts = 2.42 x Msr Watts | LED fixture: Any type of housing Fixture Type; Total Watts = 28 | LEDratio0296 | LEDratio0242 | LEDFixt(28w) | Available | From LED WRR Disposition July 2016 | 0 | 0 | DEER2020 Update: LED-WRR-WorkpaperDisposition_22Jul2016-Final.docx | ErRobNc |  | LtgFixture-Default |  | None | 2017-01-01 | 2019-12-31 | InEA_modVal | LT-95180 |  |  |  | Standard | Measures expires 12/31/2019 with revision note: Measures expire 12/31/2019. Workpaper required for 1/1/2020 to consider: revises HOU to reflect most recent Title 24 and ISP control practices; DEER 2020 peak demand definition update | 1 | 1 | 0 | Deemed Ex Ante Team |  | Measures expires 12/31/2019 with revision note: Measures expire 12/31/2019. Workpaper required for 1/1/2020 to consider: revises HOU to reflect most recent Title 24 and ISP control practices; DEER 2020 peak demand definition update |  | Updated to indicate claim/filing status
271 | R-InCmn-LEDFixt(29w)-dWP56-dWC41 | Residential Indoor Common Area Lighting: LED Fixture replaces pre-existing standard lighting Wattage. Measure includes Code case. | DEER2017 | Staff Disposition | 2020-11-24 16:30 | Res-Iltg-Cmn-dWatt-CFL | NonDEER | Scaled | BaseRatio | 0 | 0 | None |  | 0 |  | 1 | Res | Any | Lighting | InCommon | Ltg_Fixture | LED_fixt |  | ILtg-Res-LED-50000hr-Cmn | LED A19 Basecase, Total Watts = 2.96 x Msr Watts | LED Fixture Basecase, Total Watts = 2.42 x Msr Watts | LED fixture: Any type of housing Fixture Type; Total Watts = 29 | LEDratio0296 | LEDratio0242 | LEDFixt(29w) | Available | From LED WRR Disposition July 2016 | 0 | 0 | DEER2020 Update: LED-WRR-WorkpaperDisposition_22Jul2016-Final.docx | ErRobNc |  | LtgFixture-Default |  | None | 2017-01-01 | 2019-12-31 | InEA_modVal | LT-64204 |  |  |  | Standard | Measures expires 12/31/2019 with revision note: Measures expire 12/31/2019. Workpaper required for 1/1/2020 to consider: revises HOU to reflect most recent Title 24 and ISP control practices; DEER 2020 peak demand definition update | 1 | 1 | 0 | Deemed Ex Ante Team |  | Measures expires 12/31/2019 with revision note: Measures expire 12/31/2019. Workpaper required for 1/1/2020 to consider: revises HOU to reflect most recent Title 24 and ISP control practices; DEER 2020 peak demand definition update |  | Updated to indicate claim/filing status
272 | R-InCmn-LEDFixt(30w)-dWP58-dWC42 | Residential Indoor Common Area Lighting: LED Fixture replaces pre-existing standard lighting Wattage. Measure includes Code case. | DEER2017 | Staff Disposition | 2020-11-24 16:30 | Res-Iltg-Cmn-dWatt-CFL | NonDEER | Scaled | BaseRatio | 0 | 0 | None |  | 0 |  | 1 | Res | Any | Lighting | InCommon | Ltg_Fixture | LED_fixt |  | ILtg-Res-LED-50000hr-Cmn | LED A19 Basecase, Total Watts = 2.96 x Msr Watts | LED Fixture Basecase, Total Watts = 2.42 x Msr Watts | LED fixture: Any type of housing Fixture Type; Total Watts = 30 | LEDratio0296 | LEDratio0242 | LEDFixt(30w) | Available | From LED WRR Disposition July 2016 | 0 | 0 | DEER2020 Update: LED-WRR-WorkpaperDisposition_22Jul2016-Final.docx | ErRobNc |  | LtgFixture-Default |  | None | 2017-01-01 | 2019-12-31 | InEA_modVal | LT-66875 |  |  |  | Standard | Measures expires 12/31/2019 with revision note: Measures expire 12/31/2019. Workpaper required for 1/1/2020 to consider: revises HOU to reflect most recent Title 24 and ISP control practices; DEER 2020 peak demand definition update | 1 | 1 | 0 | Deemed Ex Ante Team |  | Measures expires 12/31/2019 with revision note: Measures expire 12/31/2019. Workpaper required for 1/1/2020 to consider: revises HOU to reflect most recent Title 24 and ISP control practices; DEER 2020 peak demand definition update |  | Updated to indicate claim/filing status
273 | R-InCmn-LEDFixt(31w)-dWP60-dWC44 | Residential Indoor Common Area Lighting: LED Fixture replaces pre-existing standard lighting Wattage. Measure includes Code case. | DEER2017 | Staff Disposition | 2020-11-24 16:30 | Res-Iltg-Cmn-dWatt-CFL | NonDEER | Scaled | BaseRatio | 0 | 0 | None |  | 0 |  | 1 | Res | Any | Lighting | InCommon | Ltg_Fixture | LED_fixt |  | ILtg-Res-LED-50000hr-Cmn | LED A19 Basecase, Total Watts = 2.96 x Msr Watts | LED Fixture Basecase, Total Watts = 2.42 x Msr Watts | LED fixture: Any type of housing Fixture Type; Total Watts = 31 | LEDratio0296 | LEDratio0242 | LEDFixt(31w) | Available | From LED WRR Disposition July 2016 | 0 | 0 | DEER2020 Update: LED-WRR-WorkpaperDisposition_22Jul2016-Final.docx | ErRobNc |  | LtgFixture-Default |  | None | 2017-01-01 | 2019-12-31 | InEA_modVal | LT-58864 |  |  |  | Standard | Measures expires 12/31/2019 with revision note: Measures expire 12/31/2019. Workpaper required for 1/1/2020 to consider: revises HOU to reflect most recent Title 24 and ISP control practices; DEER 2020 peak demand definition update | 1 | 1 | 0 | Deemed Ex Ante Team |  | Measures expires 12/31/2019 with revision note: Measures expire 12/31/2019. Workpaper required for 1/1/2020 to consider: revises HOU to reflect most recent Title 24 and ISP control practices; DEER 2020 peak demand definition update |  | Updated to indicate claim/filing status
274 | R-InCmn-LEDFixt(32w)-dWP62-dWC45 | Residential Indoor Common Area Lighting: LED Fixture replaces pre-existing standard lighting Wattage. Measure includes Code case. | DEER2017 | Staff Disposition | 2020-11-24 16:30 | Res-Iltg-Cmn-dWatt-CFL | NonDEER | Scaled | BaseRatio | 0 | 0 | None |  | 0 |  | 1 | Res | Any | Lighting | InCommon | Ltg_Fixture | LED_fixt |  | ILtg-Res-LED-50000hr-Cmn | LED A19 Basecase, Total Watts = 2.96 x Msr Watts | LED Fixture Basecase, Total Watts = 2.42 x Msr Watts | LED fixture: Any type of housing Fixture Type; Total Watts = 32 | LEDratio0296 | LEDratio0242 | LEDFixt(32w) | Available | From LED WRR Disposition July 2016 | 0 | 0 | DEER2020 Update: LED-WRR-WorkpaperDisposition_22Jul2016-Final.docx | ErRobNc |  | LtgFixture-Default |  | None | 2017-01-01 | 2019-12-31 | InEA_modVal | LT-82897 |  |  |  | Standard | Measures expires 12/31/2019 with revision note: Measures expire 12/31/2019. Workpaper required for 1/1/2020 to consider: revises HOU to reflect most recent Title 24 and ISP control practices; DEER 2020 peak demand definition update | 1 | 1 | 0 | Deemed Ex Ante Team |  | Measures expires 12/31/2019 with revision note: Measures expire 12/31/2019. Workpaper required for 1/1/2020 to consider: revises HOU to reflect most recent Title 24 and ISP control practices; DEER 2020 peak demand definition update |  | Updated to indicate claim/filing status
275 | R-InCmn-LEDFixt(33w)-dWP64-dWC46 | Residential Indoor Common Area Lighting: LED Fixture replaces pre-existing standard lighting Wattage. Measure includes Code case. | DEER2017 | Staff Disposition | 2020-11-24 16:30 | Res-Iltg-Cmn-dWatt-CFL | NonDEER | Scaled | BaseRatio | 0 | 0 | None |  | 0 |  | 1 | Res | Any | Lighting | InCommon | Ltg_Fixture | LED_fixt |  | ILtg-Res-LED-50000hr-Cmn | LED A19 Basecase, Total Watts = 2.96 x Msr Watts | LED Fixture Basecase, Total Watts = 2.42 x Msr Watts | LED fixture: Any type of housing Fixture Type; Total Watts = 33 | LEDratio0296 | LEDratio0242 | LEDFixt(33w) | Available | From LED WRR Disposition July 2016 | 0 | 0 | DEER2020 Update: LED-WRR-WorkpaperDisposition_22Jul2016-Final.docx | ErRobNc |  | LtgFixture-Default |  | None | 2017-01-01 | 2019-12-31 | InEA_modVal | LT-90373 |  |  |  | Standard | Measures expires 12/31/2019 with revision note: Measures expire 12/31/2019. Workpaper required for 1/1/2020 to consider: revises HOU to reflect most recent Title 24 and ISP control practices; DEER 2020 peak demand definition update | 1 | 1 | 0 | Deemed Ex Ante Team |  | Measures expires 12/31/2019 with revision note: Measures expire 12/31/2019. Workpaper required for 1/1/2020 to consider: revises HOU to reflect most recent Title 24 and ISP control practices; DEER 2020 peak demand definition update |  | Updated to indicate claim/filing status
276 | R-InCmn-LEDFixt(34w)-dWP66-dWC48 | Residential Indoor Common Area Lighting: LED Fixture replaces pre-existing standard lighting Wattage. Measure includes Code case. | DEER2017 | Staff Disposition | 2020-11-24 16:30 | Res-Iltg-Cmn-dWatt-CFL | NonDEER | Scaled | BaseRatio | 0 | 0 | None |  | 0 |  | 1 | Res | Any | Lighting | InCommon | Ltg_Fixture | LED_fixt |  | ILtg-Res-LED-50000hr-Cmn | LED A19 Basecase, Total Watts = 2.96 x Msr Watts | LED Fixture Basecase, Total Watts = 2.42 x Msr Watts | LED fixture: Any type of housing Fixture Type; Total Watts = 34 | LEDratio0296 | LEDratio0242 | LEDFixt(34w) | Available | From LED WRR Disposition July 2016 | 0 | 0 | DEER2020 Update: LED-WRR-WorkpaperDisposition_22Jul2016-Final.docx | ErRobNc |  | LtgFixture-Default |  | None | 2017-01-01 | 2019-12-31 | InEA_modVal | LT-75088 |  |  |  | Standard | Measures expires 12/31/2019 with revision note: Measures expire 12/31/2019. Workpaper required for 1/1/2020 to consider: revises HOU to reflect most recent Title 24 and ISP control practices; DEER 2020 peak demand definition update | 1 | 1 | 0 | Deemed Ex Ante Team |  | Measures expires 12/31/2019 with revision note: Measures expire 12/31/2019. Workpaper required for 1/1/2020 to consider: revises HOU to reflect most recent Title 24 and ISP control practices; DEER 2020 peak demand definition update |  | Updated to indicate claim/filing status
277 | R-InCmn-LEDFixt(36w)-dWP70-dWC51 | Residential Indoor Common Area Lighting: LED Fixture replaces pre-existing standard lighting Wattage. Measure includes Code case. | DEER2017 | Staff Disposition | 2020-11-24 16:30 | Res-Iltg-Cmn-dWatt-CFL | NonDEER | Scaled | BaseRatio | 0 | 0 | None |  | 0 |  | 1 | Res | Any | Lighting | InCommon | Ltg_Fixture | LED_fixt |  | ILtg-Res-LED-50000hr-Cmn | LED A19 Basecase, Total Watts = 2.96 x Msr Watts | LED Fixture Basecase, Total Watts = 2.42 x Msr Watts | LED fixture: Any type of housing Fixture Type, 2580 min lm; Total Watts = 36 | LEDratio0296 | LEDratio0242 | LEDFixt(36w) | Available | From LED WRR Disposition July 2016 | 0 | 0 | DEER2020 Update: LED-WRR-WorkpaperDisposition_22Jul2016-Final.docx | ErRobNc |  | LtgFixture-Default |  | None | 2017-01-01 | 2019-12-31 | InEA_modVal | LT-59932 |  |  |  | Standard | Measures expires 12/31/2019 with revision note: Measures expire 12/31/2019. Workpaper required for 1/1/2020 to consider: revises HOU to reflect most recent Title 24 and ISP control practices; DEER 2020 peak demand definition update | 1 | 1 | 0 | Deemed Ex Ante Team |  | Measures expires 12/31/2019 with revision note: Measures expire 12/31/2019. Workpaper required for 1/1/2020 to consider: revises HOU to reflect most recent Title 24 and ISP control practices; DEER 2020 peak demand definition update |  | Updated to indicate claim/filing status
278 | R-InCmn-LEDFixt(39w)-dWP76-dWC55 | Residential Indoor Common Area Lighting: LED Fixture replaces pre-existing standard lighting Wattage. Measure includes Code case. | DEER2017 | Staff Disposition | 2020-11-24 16:30 | Res-Iltg-Cmn-dWatt-CFL | NonDEER | Scaled | BaseRatio | 0 | 0 | None |  | 0 |  | 1 | Res | Any | Lighting | InCommon | Ltg_Fixture | LED_fixt |  | ILtg-Res-LED-50000hr-Cmn | LED A19 Basecase, Total Watts = 2.96 x Msr Watts | LED Fixture Basecase, Total Watts = 2.42 x Msr Watts | LED fixture: Any type of housing Fixture Type; Total Watts = 39 | LEDratio0296 | LEDratio0242 | LEDFixt(39w) | Available | From LED WRR Disposition July 2016 | 0 | 0 | DEER2020 Update: LED-WRR-WorkpaperDisposition_22Jul2016-Final.docx | ErRobNc |  | LtgFixture-Default |  | None | 2017-01-01 | 2019-12-31 | InEA_modVal | LT-61534 |  |  |  | Standard | Measures expires 12/31/2019 with revision note: Measures expire 12/31/2019. Workpaper required for 1/1/2020 to consider: revises HOU to reflect most recent Title 24 and ISP control practices; DEER 2020 peak demand definition update | 1 | 1 | 0 | Deemed Ex Ante Team |  | Measures expires 12/31/2019 with revision note: Measures expire 12/31/2019. Workpaper required for 1/1/2020 to consider: revises HOU to reflect most recent Title 24 and ISP control practices; DEER 2020 peak demand definition update |  | Updated to indicate claim/filing status
279 | R-InCmn-LEDFixt(40w)-dWP78-dWC56 | Residential Indoor Common Area Lighting: LED Fixture replaces pre-existing standard lighting Wattage. Measure includes Code case. | DEER2017 | Staff Disposition | 2020-11-24 16:30 | Res-Iltg-Cmn-dWatt-CFL | NonDEER | Scaled | BaseRatio | 0 | 0 | None |  | 0 |  | 1 | Res | Any | Lighting | InCommon | Ltg_Fixture | LED_fixt |  | ILtg-Res-LED-50000hr-Cmn | LED A19 Basecase, Total Watts = 2.96 x Msr Watts | LED Fixture Basecase, Total Watts = 2.42 x Msr Watts | LED fixture: Any type of housing Fixture Type, 1680 min lm; Total Watts = 40 | LEDratio0296 | LEDratio0242 | LEDFixt(40w) | Available | From LED WRR Disposition July 2016 | 0 | 0 | DEER2020 Update: LED-WRR-WorkpaperDisposition_22Jul2016-Final.docx | ErRobNc |  | LtgFixture-Default |  | None | 2017-01-01 | 2019-12-31 | InEA_modVal | LT-74886 |  |  |  | Standard | Measures expires 12/31/2019 with revision note: Measures expire 12/31/2019. Workpaper required for 1/1/2020 to consider: revises HOU to reflect most recent Title 24 and ISP control practices; DEER 2020 peak demand definition update | 1 | 1 | 0 | Deemed Ex Ante Team |  | Measures expires 12/31/2019 with revision note: Measures expire 12/31/2019. Workpaper required for 1/1/2020 to consider: revises HOU to reflect most recent Title 24 and ISP control practices; DEER 2020 peak demand definition update |  | Updated to indicate claim/filing status
280 | R-InCmn-LEDFixt-1(16w)-dWP31-dWC22 | Residential Indoor Common Area Lighting: LED Fixture replaces pre-existing standard lighting Wattage. Measure includes Code case. | DEER2017 | Staff Disposition | 2020-11-24 16:30 | Res-Iltg-Cmn-dWatt-CFL | NonDEER | Scaled | BaseRatio | 0 | 0 | None |  | 0 |  | 1 | Res | Any | Lighting | InCommon | Ltg_Fixture | LED_fixt |  | ILtg-Res-LED-50000hr-Cmn | LED A19 Basecase, Total Watts = 2.96 x Msr Watts | LED Fixture Basecase, Total Watts = 2.42 x Msr Watts | LED fixture: Any type of housing Fixture Type; Total Watts = 16 | LEDratio0296 | LEDratio0242 | LEDFixt-1(16w) | Available | From LED WRR Disposition July 2016 | 0 | 0 | DEER2020 Update: LED-WRR-WorkpaperDisposition_22Jul2016-Final.docx | ErRobNc |  | LtgFixture-Default |  | None | 2017-01-01 | 2019-12-31 | InEA_modVal | LT-99048 |  |  |  | Standard | Measures expires 12/31/2019 with revision note: Measures expire 12/31/2019. Workpaper required for 1/1/2020 to consider: revises HOU to reflect most recent Title 24 and ISP control practices; DEER 2020 peak demand definition update | 1 | 1 | 0 | Deemed Ex Ante Team |  | Measures expires 12/31/2019 with revision note: Measures expire 12/31/2019. Workpaper required for 1/1/2020 to consider: revises HOU to reflect most recent Title 24 and ISP control practices; DEER 2020 peak demand definition update |  | Updated to indicate claim/filing status
281 | R-InCmn-LEDFixt-1(26w)-dWP50-dWC36 | Residential Indoor Common Area Lighting: LED Fixture replaces pre-existing standard lighting Wattage. Measure includes Code case. | DEER2017 | Staff Disposition | 2020-11-24 16:30 | Res-Iltg-Cmn-dWatt-CFL | NonDEER | Scaled | BaseRatio | 0 | 0 | None |  | 0 |  | 1 | Res | Any | Lighting | InCommon | Ltg_Fixture | LED_fixt |  | ILtg-Res-LED-50000hr-Cmn | LED A19 Basecase, Total Watts = 2.96 x Msr Watts | LED Fixture Basecase, Total Watts = 2.42 x Msr Watts | LED fixture: Any type of housing Fixture Type, 1100 min lm; Total Watts = 26 | LEDratio0296 | LEDratio0242 | LEDFixt-1(26w) | Available | From LED WRR Disposition July 2016 | 0 | 0 | DEER2020 Update: LED-WRR-WorkpaperDisposition_22Jul2016-Final.docx | ErRobNc |  | LtgFixture-Default |  | None | 2017-01-01 | 2019-12-31 | InEA_modVal | LT-83431 |  |  |  | Standard | Measures expires 12/31/2019 with revision note: Measures expire 12/31/2019. Workpaper required for 1/1/2020 to consider: revises HOU to reflect most recent Title 24 and ISP control practices; DEER 2020 peak demand definition update | 1 | 1 | 0 | Deemed Ex Ante Team |  | Measures expires 12/31/2019 with revision note: Measures expire 12/31/2019. Workpaper required for 1/1/2020 to consider: revises HOU to reflect most recent Title 24 and ISP control practices; DEER 2020 peak demand definition update |  | Updated to indicate claim/filing status
282 | R-InCmn-LEDFixt-1(35w)-dWP68-dWC49 | Residential Indoor Common Area Lighting: LED Fixture replaces pre-existing standard lighting Wattage. Measure includes Code case. | DEER2017 | Staff Disposition | 2020-11-24 16:30 | Res-Iltg-Cmn-dWatt-CFL | NonDEER | Scaled | BaseRatio | 0 | 0 | None |  | 0 |  | 1 | Res | Any | Lighting | InCommon | Ltg_Fixture | LED_fixt |  | ILtg-Res-LED-50000hr-Cmn | LED A19 Basecase, Total Watts = 2.96 x Msr Watts | LED Fixture Basecase, Total Watts = 2.42 x Msr Watts | LED fixture: Any type of housing Fixture Type, 1620 min lm; Total Watts = 35 | LEDratio0296 | LEDratio0242 | LEDFixt-1(35w) | Available | From LED WRR Disposition July 2016 | 0 | 0 | DEER2020 Update: LED-WRR-WorkpaperDisposition_22Jul2016-Final.docx | ErRobNc |  | LtgFixture-Default |  | None | 2017-01-01 | 2019-12-31 | InEA_modVal | LT-70945 |  |  |  | Standard | Measures expires 12/31/2019 with revision note: Measures expire 12/31/2019. Workpaper required for 1/1/2020 to consider: revises HOU to reflect most recent Title 24 and ISP control practices; DEER 2020 peak demand definition update | 1 | 1 | 0 | Deemed Ex Ante Team |  | Measures expires 12/31/2019 with revision note: Measures expire 12/31/2019. Workpaper required for 1/1/2020 to consider: revises HOU to reflect most recent Title 24 and ISP control practices; DEER 2020 peak demand definition update |  | Updated to indicate claim/filing status
283 | R-InCmn-LEDFixt-1(37w)-dWP72-dWC52 | Residential Indoor Common Area Lighting: LED Fixture replaces pre-existing standard lighting Wattage. Measure includes Code case. | DEER2017 | Staff Disposition | 2020-11-24 16:30 | Res-Iltg-Cmn-dWatt-CFL | NonDEER | Scaled | BaseRatio | 0 | 0 | None |  | 0 |  | 1 | Res | Any | Lighting | InCommon | Ltg_Fixture | LED_fixt |  | ILtg-Res-LED-50000hr-Cmn | LED A19 Basecase, Total Watts = 2.96 x Msr Watts | LED Fixture Basecase, Total Watts = 2.42 x Msr Watts | LED fixture: Any type of housing Fixture Type, 1520 min lm; Total Watts = 37 | LEDratio0296 | LEDratio0242 | LEDFixt-1(37w) | Available | From LED WRR Disposition July 2016 | 0 | 0 | DEER2020 Update: LED-WRR-WorkpaperDisposition_22Jul2016-Final.docx | ErRobNc |  | LtgFixture-Default |  | None | 2017-01-01 | 2019-12-31 | InEA_modVal | LT-79692 |  |  |  | Standard | Measures expires 12/31/2019 with revision note: Measures expire 12/31/2019. Workpaper required for 1/1/2020 to consider: revises HOU to reflect most recent Title 24 and ISP control practices; DEER 2020 peak demand definition update | 1 | 1 | 0 | Deemed Ex Ante Team |  | Measures expires 12/31/2019 with revision note: Measures expire 12/31/2019. Workpaper required for 1/1/2020 to consider: revises HOU to reflect most recent Title 24 and ISP control practices; DEER 2020 peak demand definition update |  | Updated to indicate claim/filing status
284 | R-InCmn-LEDFixt-1(38w)-dWP74-dWC53 | Residential Indoor Common Area Lighting: LED Fixture replaces pre-existing standard lighting Wattage. Measure includes Code case. | DEER2017 | Staff Disposition | 2020-11-24 16:30 | Res-Iltg-Cmn-dWatt-CFL | NonDEER | Scaled | BaseRatio | 0 | 0 | None |  | 0 |  | 1 | Res | Any | Lighting | InCommon | Ltg_Fixture | LED_fixt |  | ILtg-Res-LED-50000hr-Cmn | LED A19 Basecase, Total Watts = 2.96 x Msr Watts | LED Fixture Basecase, Total Watts = 2.42 x Msr Watts | LED fixture: Any type of housing Fixture Type, 1660 min lm; Total Watts = 38 | LEDratio0296 | LEDratio0242 | LEDFixt-1(38w) | Available | From LED WRR Disposition July 2016 | 0 | 0 | DEER2020 Update: LED-WRR-WorkpaperDisposition_22Jul2016-Final.docx | ErRobNc |  | LtgFixture-Default |  | None | 2017-01-01 | 2019-12-31 | InEA_modVal | LT-70411 |  |  |  | Standard | Measures expires 12/31/2019 with revision note: Measures expire 12/31/2019. Workpaper required for 1/1/2020 to consider: revises HOU to reflect most recent Title 24 and ISP control practices; DEER 2020 peak demand definition update | 1 | 1 | 0 | Deemed Ex Ante Team |  | Measures expires 12/31/2019 with revision note: Measures expire 12/31/2019. Workpaper required for 1/1/2020 to consider: revises HOU to reflect most recent Title 24 and ISP control practices; DEER 2020 peak demand definition update |  | Updated to indicate claim/filing status
285 | R-InCmn-LEDFixt-2(24w)-dWP47-dWC34 | Residential Indoor Common Area Lighting: LED Fixture replaces pre-existing standard lighting Wattage. Measure includes Code case. | DEER2017 | Staff Disposition | 2020-11-24 16:30 | Res-Iltg-Cmn-dWatt-CFL | NonDEER | Scaled | BaseRatio | 0 | 0 | None |  | 0 |  | 1 | Res | Any | Lighting | InCommon | Ltg_Fixture | LED_fixt |  | ILtg-Res-LED-50000hr-Cmn | LED A19 Basecase, Total Watts = 2.96 x Msr Watts | LED Fixture Basecase, Total Watts = 2.42 x Msr Watts | LED fixture: Any type of housing Fixture Type; Total Watts = 24 | LEDratio0296 | LEDratio0242 | LEDFixt-2(24w) | Available | From LED WRR Disposition July 2016 | 0 | 0 | DEER2020 Update: LED-WRR-WorkpaperDisposition_22Jul2016-Final.docx | ErRobNc |  | LtgFixture-Default |  | None | 2017-01-01 | 2019-12-31 | InEA_modVal | LT-97316 |  |  |  | Standard | Measures expires 12/31/2019 with revision note: Measures expire 12/31/2019. Workpaper required for 1/1/2020 to consider: revises HOU to reflect most recent Title 24 and ISP control practices; DEER 2020 peak demand definition update | 1 | 1 | 0 | Deemed Ex Ante Team |  | Measures expires 12/31/2019 with revision note: Measures expire 12/31/2019. Workpaper required for 1/1/2020 to consider: revises HOU to reflect most recent Title 24 and ISP control practices; DEER 2020 peak demand definition update |  | Updated to indicate claim/filing status
286 | R-InCmn-LEDFixt-2(25w)-dWP49-dWC35 | Residential Indoor Common Area Lighting: LED Fixture replaces pre-existing standard lighting Wattage. Measure includes Code case. | DEER2017 | Staff Disposition | 2020-11-24 16:30 | Res-Iltg-Cmn-dWatt-CFL | NonDEER | Scaled | BaseRatio | 0 | 0 | None |  | 0 |  | 1 | Res | Any | Lighting | InCommon | Ltg_Fixture | LED_fixt |  | ILtg-Res-LED-50000hr-Cmn | LED A19 Basecase, Total Watts = 2.96 x Msr Watts | LED Fixture Basecase, Total Watts = 2.42 x Msr Watts | LED fixture: Any type of housing Fixture Type; Total Watts = 25 | LEDratio0296 | LEDratio0242 | LEDFixt-2(25w) | Available | From LED WRR Disposition July 2016 | 0 | 0 | DEER2020 Update: LED-WRR-WorkpaperDisposition_22Jul2016-Final.docx | ErRobNc |  | LtgFixture-Default |  | None | 2017-01-01 | 2019-12-31 | InEA_modVal | LT-54259 |  |  |  | Standard | Measures expires 12/31/2019 with revision note: Measures expire 12/31/2019. Workpaper required for 1/1/2020 to consider: revises HOU to reflect most recent Title 24 and ISP control practices; DEER 2020 peak demand definition update | 1 | 1 | 0 | Deemed Ex Ante Team |  | Measures expires 12/31/2019 with revision note: Measures expire 12/31/2019. Workpaper required for 1/1/2020 to consider: revises HOU to reflect most recent Title 24 and ISP control practices; DEER 2020 peak demand definition update |  | Updated to indicate claim/filing status
287 | R-InCmn-LEDFixt-3(15w)-dWP29-dWC21 | Residential Indoor Common Area Lighting: LED Fixture replaces pre-existing standard lighting Wattage. Measure includes Code case. | DEER2017 | Staff Disposition | 2020-11-24 16:30 | Res-Iltg-Cmn-dWatt-CFL | NonDEER | Scaled | BaseRatio | 0 | 0 | None |  | 0 |  | 1 | Res | Any | Lighting | InCommon | Ltg_Fixture | LED_fixt |  | ILtg-Res-LED-50000hr-Cmn | LED A19 Basecase, Total Watts = 2.96 x Msr Watts | LED Fixture Basecase, Total Watts = 2.42 x Msr Watts | LED fixture: Any type of housing Fixture Type; Total Watts = 15 | LEDratio0296 | LEDratio0242 | LEDFixt-3(15w) | Available | From LED WRR Disposition July 2016 | 0 | 0 | DEER2020 Update: LED-WRR-WorkpaperDisposition_22Jul2016-Final.docx | ErRobNc |  | LtgFixture-Default |  | None | 2017-01-01 | 2019-12-31 | InEA_modVal | LT-91239 |  |  |  | Standard | Measures expires 12/31/2019 with revision note: Measures expire 12/31/2019. Workpaper required for 1/1/2020 to consider: revises HOU to reflect most recent Title 24 and ISP control practices; DEER 2020 peak demand definition update | 1 | 1 | 0 | Deemed Ex Ante Team |  | Measures expires 12/31/2019 with revision note: Measures expire 12/31/2019. Workpaper required for 1/1/2020 to consider: revises HOU to reflect most recent Title 24 and ISP control practices; DEER 2020 peak demand definition update |  | Updated to indicate claim/filing status
288 | R-InCmn-LEDFixt-3(18w)-dWP35-dWC25 | Residential Indoor Common Area Lighting: LED Fixture replaces pre-existing standard lighting Wattage. Measure includes Code case. | DEER2017 | Staff Disposition | 2020-11-24 16:30 | Res-Iltg-Cmn-dWatt-CFL | NonDEER | Scaled | BaseRatio | 0 | 0 | None |  | 0 |  | 1 | Res | Any | Lighting | InCommon | Ltg_Fixture | LED_fixt |  | ILtg-Res-LED-50000hr-Cmn | LED A19 Basecase, Total Watts = 2.96 x Msr Watts | LED Fixture Basecase, Total Watts = 2.42 x Msr Watts | LED fixture: Any type of housing Fixture Type; Total Watts = 18 | LEDratio0296 | LEDratio0242 | LEDFixt-3(18w) | Available | From LED WRR Disposition July 2016 | 0 | 0 | DEER2020 Update: LED-WRR-WorkpaperDisposition_22Jul2016-Final.docx | ErRobNc |  | LtgFixture-Default |  | None | 2017-01-01 | 2019-12-31 | InEA_modVal | LT-69343 |  |  |  | Standard | Measures expires 12/31/2019 with revision note: Measures expire 12/31/2019. Workpaper required for 1/1/2020 to consider: revises HOU to reflect most recent Title 24 and ISP control practices; DEER 2020 peak demand definition update | 1 | 1 | 0 | Deemed Ex Ante Team |  | Measures expires 12/31/2019 with revision note: Measures expire 12/31/2019. Workpaper required for 1/1/2020 to consider: revises HOU to reflect most recent Title 24 and ISP control practices; DEER 2020 peak demand definition update |  | Updated to indicate claim/filing status
289 | R-InCmn-LEDFixt-3(19w)-dWP37-dWC26 | Residential Indoor Common Area Lighting: LED Fixture replaces pre-existing standard lighting Wattage. Measure includes Code case. | DEER2017 | Staff Disposition | 2020-11-24 16:30 | Res-Iltg-Cmn-dWatt-CFL | NonDEER | Scaled | BaseRatio | 0 | 0 | None |  | 0 |  | 1 | Res | Any | Lighting | InCommon | Ltg_Fixture | LED_fixt |  | ILtg-Res-LED-50000hr-Cmn | LED A19 Basecase, Total Watts = 2.96 x Msr Watts | LED Fixture Basecase, Total Watts = 2.42 x Msr Watts | LED fixture: Any type of housing Fixture Type; Total Watts = 19 | LEDratio0296 | LEDratio0242 | LEDFixt-3(19w) | Available | From LED WRR Disposition July 2016 | 0 | 0 | DEER2020 Update: LED-WRR-WorkpaperDisposition_22Jul2016-Final.docx | ErRobNc |  | LtgFixture-Default |  | None | 2017-01-01 | 2019-12-31 | InEA_modVal | LT-64738 |  |  |  | Standard | Measures expires 12/31/2019 with revision note: Measures expire 12/31/2019. Workpaper required for 1/1/2020 to consider: revises HOU to reflect most recent Title 24 and ISP control practices; DEER 2020 peak demand definition update | 1 | 1 | 0 | Deemed Ex Ante Team |  | Measures expires 12/31/2019 with revision note: Measures expire 12/31/2019. Workpaper required for 1/1/2020 to consider: revises HOU to reflect most recent Title 24 and ISP control practices; DEER 2020 peak demand definition update |  | Updated to indicate claim/filing status
290 | R-InCmn-LEDFixt-3(21w)-dWP41-dWC29 | Residential Indoor Common Area Lighting: LED Fixture replaces pre-existing standard lighting Wattage. Measure includes Code case. | DEER2017 | Staff Disposition | 2020-11-24 16:30 | Res-Iltg-Cmn-dWatt-CFL | NonDEER | Scaled | BaseRatio | 0 | 0 | None |  | 0 |  | 1 | Res | Any | Lighting | InCommon | Ltg_Fixture | LED_fixt |  | ILtg-Res-LED-50000hr-Cmn | LED A19 Basecase, Total Watts = 2.96 x Msr Watts | LED Fixture Basecase, Total Watts = 2.42 x Msr Watts | LED fixture: Any type of housing Fixture Type; Total Watts = 21 | LEDratio0296 | LEDratio0242 | LEDFixt-3(21w) | Available | From LED WRR Disposition July 2016 | 0 | 0 | DEER2020 Update: LED-WRR-WorkpaperDisposition_22Jul2016-Final.docx | ErRobNc |  | LtgFixture-Default |  | None | 2017-01-01 | 2019-12-31 | InEA_modVal | LT-63670 |  |  |  | Standard | Measures expires 12/31/2019 with revision note: Measures expire 12/31/2019. Workpaper required for 1/1/2020 to consider: revises HOU to reflect most recent Title 24 and ISP control practices; DEER 2020 peak demand definition update | 1 | 1 | 0 | Deemed Ex Ante Team |  | Measures expires 12/31/2019 with revision note: Measures expire 12/31/2019. Workpaper required for 1/1/2020 to consider: revises HOU to reflect most recent Title 24 and ISP control practices; DEER 2020 peak demand definition update |  | Updated to indicate claim/filing status
291 | R-InCmn-LEDFixt-4(23w)-dWP45-dWC32 | Residential Indoor Common Area Lighting: LED Fixture replaces pre-existing standard lighting Wattage. Measure includes Code case. | DEER2017 | Staff Disposition | 2020-11-24 16:30 | Res-Iltg-Cmn-dWatt-CFL | NonDEER | Scaled | BaseRatio | 0 | 0 | None |  | 0 |  | 1 | Res | Any | Lighting | InCommon | Ltg_Fixture | LED_fixt |  | ILtg-Res-LED-50000hr-Cmn | LED A19 Basecase, Total Watts = 2.96 x Msr Watts | LED Fixture Basecase, Total Watts = 2.42 x Msr Watts | LED fixture: Any type of housing Fixture Type; Total Watts = 23 | LEDratio0296 | LEDratio0242 | LEDFixt-4(23w) | Available | From LED WRR Disposition July 2016 | 0 | 0 | DEER2020 Update: LED-WRR-WorkpaperDisposition_22Jul2016-Final.docx | ErRobNc |  | LtgFixture-Default |  | None | 2017-01-01 | 2019-12-31 | InEA_modVal | LT-54057 |  |  |  | Standard | Measures expires 12/31/2019 with revision note: Measures expire 12/31/2019. Workpaper required for 1/1/2020 to consider: revises HOU to reflect most recent Title 24 and ISP control practices; DEER 2020 peak demand definition update | 1 | 1 | 0 | Deemed Ex Ante Team |  | Measures expires 12/31/2019 with revision note: Measures expire 12/31/2019. Workpaper required for 1/1/2020 to consider: revises HOU to reflect most recent Title 24 and ISP control practices; DEER 2020 peak demand definition update |  | Updated to indicate claim/filing status
292 | R-InCmn-LED-Glb(10w)-dWP39 | Residential Indoor Common Area Lighting: LED Lamp replaces pre-existing standard lighting Wattage. Measure includes Code case. | DEER2017 | Staff Disposition | 2020-11-24 16:30 | Res-Iltg-Cmn-dWatt-CFL | NonDEER | Scaled | BaseRatio | 0 | 0 | None |  | 0 |  | 1 | Res | Any | Lighting | InCommon | Ltg_Lamp | LED_lamp |  | ILtg-Res-LED-20000hr-Cmn | LED Globe greater than or equal to 3 Watts Basecase, Total Watts = 4.94 x Msr Watts | LED Globe greater than or equal to 3 Watts Basecase, Total Watts = 4.94 x Msr Watts | LED Lamp: Glb, 10 Watts, non-dimmable | LEDratio0494 | LEDratio0494 | LED-Glb(10w) | Available | From LED WRR Disposition July 2016 | 0 | 0 | LED-WRR-WorkpaperDisposition_22Jul2016-Final.docx | RobNc |  | ILtg-Res-LED-20000hr-Cmn |  | None | 2017-01-01 | 2018-06-30 | InEA_modVal | LT-66631 |  |  |  | Standard | Revise expiry date to 60/30/2018 Commission Staff direction 2018ScrewInLampSavignsMethods-11Dec2017.pdf | 1 | 1 | 0 | Deemed Ex Ante Team |  | Revise expiry date to 60/30/2018 Commission Staff direction 2018ScrewInLampSavignsMethods-11Dec2017.pdf |  | Updated to indicate claim/filing status
293 | R-InCmn-LED-Glb(1w)-dWP6 | Residential Indoor Common Area Lighting: LED Lamp replaces pre-existing standard lighting Wattage. Measure includes Code case. | DEER2017 | Staff Disposition | 2020-11-24 16:30 | Res-Iltg-Cmn-dWatt-CFL | NonDEER | Scaled | BaseRatio | 0 | 0 | None |  | 0 |  | 1 | Res | Any | Lighting | InCommon | Ltg_Lamp | LED_lamp |  | ILtg-Res-LED-20000hr-Cmn | LED Globe less than 3 Watts Basecase, Total Watts = 7.47 x Msr Watts | LED Globe less than 3 Watts Basecase, Total Watts = 7.47 x Msr Watts | LED Lamp: Glb, 1 Watts, non-dimmable | LEDratio0747 | LEDratio0747 | LED-Glb(1w) | Available | From LED WRR Disposition July 2016 | 0 | 0 | LED-WRR-WorkpaperDisposition_22Jul2016-Final.docx | RobNc |  | ILtg-Res-LED-15000hr-Cmn |  | None | 2017-01-01 | 2018-06-30 | InEA_modVal | LT-96466 |  |  |  | Standard | Revise expiry date to 60/30/2018 Commission Staff direction 2018ScrewInLampSavignsMethods-11Dec2017.pdf | 1 | 1 | 0 | Deemed Ex Ante Team |  | Revise expiry date to 60/30/2018 Commission Staff direction 2018ScrewInLampSavignsMethods-11Dec2017.pdf |  | Updated to indicate claim/filing status
294 | R-InCmn-LED-Glb(2w)-dWP12 | Residential Indoor Common Area Lighting: LED Lamp replaces pre-existing standard lighting Wattage. Measure includes Code case. | DEER2017 | Staff Disposition | 2020-11-24 16:30 | Res-Iltg-Cmn-dWatt-CFL | NonDEER | Scaled | BaseRatio | 0 | 0 | None |  | 0 |  | 1 | Res | Any | Lighting | InCommon | Ltg_Lamp | LED_lamp |  | ILtg-Res-LED-20000hr-Cmn | LED Globe less than 3 Watts Basecase, Total Watts = 7.47 x Msr Watts | LED Globe less than 3 Watts Basecase, Total Watts = 7.47 x Msr Watts | LED Lamp: Glb, 2 Watts, non-dimmable | LEDratio0747 | LEDratio0747 | LED-Glb(2w) | Available | From LED WRR Disposition July 2016 | 0 | 0 | LED-WRR-WorkpaperDisposition_22Jul2016-Final.docx | RobNc |  | ILtg-Res-LED-15000hr-Cmn |  | None | 2017-01-01 | 2018-06-30 | InEA_modVal | LT-70904 |  |  |  | Standard | Revise expiry date to 60/30/2018 Commission Staff direction 2018ScrewInLampSavignsMethods-11Dec2017.pdf | 1 | 1 | 0 | Deemed Ex Ante Team |  | Revise expiry date to 60/30/2018 Commission Staff direction 2018ScrewInLampSavignsMethods-11Dec2017.pdf |  | Updated to indicate claim/filing status
295 | R-InCmn-LED-Glb(3w)-dWP11 | Residential Indoor Common Area Lighting: LED Lamp replaces pre-existing standard lighting Wattage. Measure includes Code case. | DEER2017 | Staff Disposition | 2020-11-24 16:30 | Res-Iltg-Cmn-dWatt-CFL | NonDEER | Scaled | BaseRatio | 0 | 0 | None |  | 0 |  | 1 | Res | Any | Lighting | InCommon | Ltg_Lamp | LED_lamp |  | ILtg-Res-LED-20000hr-Cmn | LED Globe greater than or equal to 3 Watts Basecase, Total Watts = 4.94 x Msr Watts | LED Globe greater than or equal to 3 Watts Basecase, Total Watts = 4.94 x Msr Watts | LED Lamp: Glb, 3 Watts, non-dimmable | LEDratio0494 | LEDratio0494 | LED-Glb(3w) | Available | From LED WRR Disposition July 2016 | 0 | 0 | LED-WRR-WorkpaperDisposition_22Jul2016-Final.docx | RobNc |  | ILtg-Res-LED-20000hr-Cmn |  | None | 2017-01-01 | 2018-06-30 | InEA_modVal | LT-71033 |  |  |  | Standard | Revise expiry date to 60/30/2018 Commission Staff direction 2018ScrewInLampSavignsMethods-11Dec2017.pdf | 1 | 1 | 0 | Deemed Ex Ante Team |  | Revise expiry date to 60/30/2018 Commission Staff direction 2018ScrewInLampSavignsMethods-11Dec2017.pdf |  | Updated to indicate claim/filing status
296 | R-InCmn-LED-Glb(4w)-dWP15 | Residential Indoor Common Area Lighting: LED Lamp replaces pre-existing standard lighting Wattage. Measure includes Code case. | DEER2017 | Staff Disposition | 2020-11-24 16:30 | Res-Iltg-Cmn-dWatt-CFL | NonDEER | Scaled | BaseRatio | 0 | 0 | None |  | 0 |  | 1 | Res | Any | Lighting | InCommon | Ltg_Lamp | LED_lamp |  | ILtg-Res-LED-20000hr-Cmn | LED Globe greater than or equal to 3 Watts Basecase, Total Watts = 4.94 x Msr Watts | LED Globe greater than or equal to 3 Watts Basecase, Total Watts = 4.94 x Msr Watts | LED Lamp: Glb, 4 Watts, non-dimmable | LEDratio0494 | LEDratio0494 | LED-Glb(4w) | Available | From LED WRR Disposition July 2016 | 0 | 0 | LED-WRR-WorkpaperDisposition_22Jul2016-Final.docx | RobNc |  | ILtg-Res-LED-20000hr-Cmn |  | None | 2017-01-01 | 2018-06-30 | InEA_modVal | LT-97203 |  |  |  | Standard | Revise expiry date to 60/30/2018 Commission Staff direction 2018ScrewInLampSavignsMethods-11Dec2017.pdf | 1 | 1 | 0 | Deemed Ex Ante Team |  | Revise expiry date to 60/30/2018 Commission Staff direction 2018ScrewInLampSavignsMethods-11Dec2017.pdf |  | Updated to indicate claim/filing status
297 | R-InCmn-LED-Glb(5w)-dWP19 | Residential Indoor Common Area Lighting: LED Lamp replaces pre-existing standard lighting Wattage. Measure includes Code case. | DEER2017 | Staff Disposition | 2020-11-24 16:30 | Res-Iltg-Cmn-dWatt-CFL | NonDEER | Scaled | BaseRatio | 0 | 0 | None |  | 0 |  | 1 | Res | Any | Lighting | InCommon | Ltg_Lamp | LED_lamp |  | ILtg-Res-LED-20000hr-Cmn | LED Globe greater than or equal to 3 Watts Basecase, Total Watts = 4.94 x Msr Watts | LED Globe greater than or equal to 3 Watts Basecase, Total Watts = 4.94 x Msr Watts | LED Lamp: Glb, 5 Watts, non-dimmable | LEDratio0494 | LEDratio0494 | LED-Glb(5w) | Available | From LED WRR Disposition July 2016 | 0 | 0 | LED-WRR-WorkpaperDisposition_22Jul2016-Final.docx | RobNc |  | ILtg-Res-LED-20000hr-Cmn |  | None | 2017-01-01 | 2018-06-30 | InEA_modVal | LT-55416 |  |  |  | Standard | Revise expiry date to 60/30/2018 Commission Staff direction 2018ScrewInLampSavignsMethods-11Dec2017.pdf | 1 | 1 | 0 | Deemed Ex Ante Team |  | Revise expiry date to 60/30/2018 Commission Staff direction 2018ScrewInLampSavignsMethods-11Dec2017.pdf |  | Updated to indicate claim/filing status
298 | R-InCmn-LED-Glb(6w)-dWP23 | Residential Indoor Common Area Lighting: LED Lamp replaces pre-existing standard lighting Wattage. Measure includes Code case. | DEER2017 | Staff Disposition | 2020-11-24 16:30 | Res-Iltg-Cmn-dWatt-CFL | NonDEER | Scaled | BaseRatio | 0 | 0 | None |  | 0 |  | 1 | Res | Any | Lighting | InCommon | Ltg_Lamp | LED_lamp |  | ILtg-Res-LED-20000hr-Cmn | LED Globe greater than or equal to 3 Watts Basecase, Total Watts = 4.94 x Msr Watts | LED Globe greater than or equal to 3 Watts Basecase, Total Watts = 4.94 x Msr Watts | LED Lamp: Glb, 6 Watts, non-dimmable | LEDratio0494 | LEDratio0494 | LED-Glb(6w) | Available | From LED WRR Disposition July 2016 | 0 | 0 | LED-WRR-WorkpaperDisposition_22Jul2016-Final.docx | RobNc |  | ILtg-Res-LED-20000hr-Cmn |  | None | 2017-01-01 | 2018-06-30 | InEA_modVal | LT-67497 |  |  |  | Standard | Revise expiry date to 60/30/2018 Commission Staff direction 2018ScrewInLampSavignsMethods-11Dec2017.pdf | 1 | 1 | 0 | Deemed Ex Ante Team |  | Revise expiry date to 60/30/2018 Commission Staff direction 2018ScrewInLampSavignsMethods-11Dec2017.pdf |  | Updated to indicate claim/filing status
299 | R-InCmn-LED-Glb(7w)-dWP27 | Residential Indoor Common Area Lighting: LED Lamp replaces pre-existing standard lighting Wattage. Measure includes Code case. | DEER2017 | Staff Disposition | 2020-11-24 16:30 | Res-Iltg-Cmn-dWatt-CFL | NonDEER | Scaled | BaseRatio | 0 | 0 | None |  | 0 |  | 1 | Res | Any | Lighting | InCommon | Ltg_Lamp | LED_lamp |  | ILtg-Res-LED-20000hr-Cmn | LED Globe greater than or equal to 3 Watts Basecase, Total Watts = 4.94 x Msr Watts | LED Globe greater than or equal to 3 Watts Basecase, Total Watts = 4.94 x Msr Watts | LED Lamp: Glb, 7 Watts, non-dimmable | LEDratio0494 | LEDratio0494 | LED-Glb(7w) | Available | From LED WRR Disposition July 2016 | 0 | 0 | LED-WRR-WorkpaperDisposition_22Jul2016-Final.docx | RobNc |  | ILtg-Res-LED-20000hr-Cmn |  | None | 2017-01-01 | 2018-06-30 | InEA_modVal | LT-94532 |  |  |  | Standard | Revise expiry date to 60/30/2018 Commission Staff direction 2018ScrewInLampSavignsMethods-11Dec2017.pdf | 1 | 1 | 0 | Deemed Ex Ante Team |  | Revise expiry date to 60/30/2018 Commission Staff direction 2018ScrewInLampSavignsMethods-11Dec2017.pdf |  | Updated to indicate claim/filing status
300 | R-InCmn-LED-Glb(8w)-dWP31 | Residential Indoor Common Area Lighting: LED Lamp replaces pre-existing standard lighting Wattage. Measure includes Code case. | DEER2017 | Staff Disposition | 2020-11-24 16:30 | Res-Iltg-Cmn-dWatt-CFL | NonDEER | Scaled | BaseRatio | 0 | 0 | None |  | 0 |  | 1 | Res | Any | Lighting | InCommon | Ltg_Lamp | LED_lamp |  | ILtg-Res-LED-20000hr-Cmn | LED Globe greater than or equal to 3 Watts Basecase, Total Watts = 4.94 x Msr Watts | LED Globe greater than or equal to 3 Watts Basecase, Total Watts = 4.94 x Msr Watts | LED Lamp: Glb, 8 Watts, non-dimmable | LEDratio0494 | LEDratio0494 | LED-Glb(8w) | Available | From LED WRR Disposition July 2016 | 0 | 0 | LED-WRR-WorkpaperDisposition_22Jul2016-Final.docx | RobNc |  | ILtg-Res-LED-20000hr-Cmn |  | None | 2017-01-01 | 2018-06-30 | InEA_modVal | LT-63427 |  |  |  | Standard | Revise expiry date to 60/30/2018 Commission Staff direction 2018ScrewInLampSavignsMethods-11Dec2017.pdf | 1 | 1 | 0 | Deemed Ex Ante Team |  | Revise expiry date to 60/30/2018 Commission Staff direction 2018ScrewInLampSavignsMethods-11Dec2017.pdf |  | Updated to indicate claim/filing status
301 | R-InCmn-LED-Glb(9w)-dWP35 | Residential Indoor Common Area Lighting: LED Lamp replaces pre-existing standard lighting Wattage. Measure includes Code case. | DEER2017 | Staff Disposition | 2020-11-24 16:30 | Res-Iltg-Cmn-dWatt-CFL | NonDEER | Scaled | BaseRatio | 0 | 0 | None |  | 0 |  | 1 | Res | Any | Lighting | InCommon | Ltg_Lamp | LED_lamp |  | ILtg-Res-LED-20000hr-Cmn | LED Globe greater than or equal to 3 Watts Basecase, Total Watts = 4.94 x Msr Watts | LED Globe greater than or equal to 3 Watts Basecase, Total Watts = 4.94 x Msr Watts | LED Lamp: Glb, 9 Watts, non-dimmable | LEDratio0494 | LEDratio0494 | LED-Glb(9w) | Available | From LED WRR Disposition July 2016 | 0 | 0 | LED-WRR-WorkpaperDisposition_22Jul2016-Final.docx | RobNc |  | ILtg-Res-LED-20000hr-Cmn |  | None | 2017-01-01 | 2018-06-30 | InEA_modVal | LT-93464 |  |  |  | Standard | Revise expiry date to 60/30/2018 Commission Staff direction 2018ScrewInLampSavignsMethods-11Dec2017.pdf | 1 | 1 | 0 | Deemed Ex Ante Team |  | Revise expiry date to 60/30/2018 Commission Staff direction 2018ScrewInLampSavignsMethods-11Dec2017.pdf |  | Updated to indicate claim/filing status
302 | R-InCmn-LED-PAR30(21w)-dWP50 | Residential Indoor Common Area Lighting: LED Lamp replaces pre-existing standard lighting Wattage. Measure includes Code case. | DEER2017 | Staff Disposition | 2020-11-24 16:30 | Res-Iltg-Cmn-dWatt-CFL | NonDEER | Scaled | BaseRatio | 0 | 0 | None |  | 0 |  | 1 | Res | Any | Lighting | InCommon | Ltg_Lamp | LED_lamp |  | ILtg-Res-LED-20000hr-Cmn | LED PAR30 Basecase, Total Watts = 3.42 x Msr Watts | LED PAR30 Basecase, Total Watts = 3.42 x Msr Watts | LED Lamp: PAR30, 21 Watts, non-dimmable | LEDratio0342 | LEDratio0342 | LED-PAR30(21w) | Available | From LED WRR Disposition July 2016 | 0 | 0 | LED-WRR-WorkpaperDisposition_22Jul2016-Final.docx | RobNc |  | ILtg-Res-LED-20000hr-Cmn |  | None | 2017-01-01 | 2017-06-30 | InEA_modVal | LT-92598 |  |  |  | Standard |  | 1 | 1 | 0 | Deemed Ex Ante Team |  |  |  | Updated to indicate claim/filing status
303 | R-InCmn-LED-PAR30(22w)-dWP53 | Residential Indoor Common Area Lighting: LED Lamp replaces pre-existing standard lighting Wattage. Measure includes Code case. | DEER2017 | Staff Disposition | 2020-11-24 16:30 | Res-Iltg-Cmn-dWatt-CFL | NonDEER | Scaled | BaseRatio | 0 | 0 | None |  | 0 |  | 1 | Res | Any | Lighting | InCommon | Ltg_Lamp | LED_lamp |  | ILtg-Res-LED-20000hr-Cmn | LED PAR30 Basecase, Total Watts = 3.42 x Msr Watts | LED PAR30 Basecase, Total Watts = 3.42 x Msr Watts | LED Lamp: PAR30, 22 Watts, non-dimmable | LEDratio0342 | LEDratio0342 | LED-PAR30(22w) | Available | From LED WRR Disposition July 2016 | 0 | 0 | LED-WRR-WorkpaperDisposition_22Jul2016-Final.docx | RobNc |  | ILtg-Res-LED-20000hr-Cmn |  | None | 2017-01-01 | 2017-06-30 | InEA_modVal | LT-55950 |  |  |  | Standard |  | 1 | 1 | 0 | Deemed Ex Ante Team |  |  |  | Updated to indicate claim/filing status
304 | R-InCmn-LED-PAR38(8w)-dWP22 | Residential Indoor Common Area Lighting: LED Lamp replaces pre-existing standard lighting Wattage. Measure includes Code case. | DEER2017 | Staff Disposition | 2020-11-24 16:30 | Res-Iltg-Cmn-dWatt-CFL | NonDEER | Scaled | BaseRatio | 0 | 0 | None |  | 0 |  | 1 | Res | Any | Lighting | InCommon | Ltg_Lamp | LED_lamp |  | ILtg-Res-LED-20000hr-Cmn | LED PAR38 Basecase, Total Watts = 3.81 x Msr Watts | LED PAR38 Basecase, Total Watts = 3.81 x Msr Watts | LED Lamp: Exterior PAR38, 8 Watts, non-dimmable | LEDratio0381 | LEDratio0381 | LED-PAR38-Ext(8w) | Available | From LED WRR Disposition July 2016 | 0 | 0 | LED-WRR-WorkpaperDisposition_22Jul2016-Final.docx | RobNc |  | ILtg-Res-LED-20000hr-Cmn |  | None | 2017-01-01 | 2017-06-30 | InEA_modVal | LT-68754 |  |  |  | Standard |  | 1 | 1 | 0 | Deemed Ex Ante Team |  |  |  | Updated to indicate claim/filing status
305 | R-In-LED-A19(26w)-dWP50 | Residential Indoor General Lighting: LED Lamp replaces pre-existing standard lighting Wattage. Measure includes Code case. | DEER2017 | Staff Disposition | 2020-11-24 16:30 | Res-Iltg-dWatt-CFL | NonDEER | Scaled | BaseRatio | 0 | 0 | None |  | 0 |  | 1 | Res | Any | Lighting | InGen-CFL | Ltg_Lamp | LED_lamp |  | ILtg-Res-LED-20000hr | LED A19 Basecase, Total Watts = 2.96 x Msr Watts | LED A19 Basecase, Total Watts = 2.96 x Msr Watts | LED Lamp: A19, 26 Watts, non-dimmable | LEDratio0296 | LEDratio0296 | LED-A19(26w) | Available | From LED WRR Disposition July 2016 | 0 | 0 | LED-WRR-WorkpaperDisposition_22Jul2016-Final.docx | RobNc |  | ILtg-Res-LED-20000hr |  | None | 2017-01-01 | 2017-06-30 | InEA_modVal | LT-99339 |  |  |  | Standard |  | 1 | 1 | 0 | Deemed Ex Ante Team |  |  |  | Updated to indicate claim/filing status
306 | R-In-LED-A19(27w)-dWP52 | Residential Indoor General Lighting: LED Lamp replaces pre-existing standard lighting Wattage. Measure includes Code case. | DEER2017 | Staff Disposition | 2020-11-24 16:30 | Res-Iltg-dWatt-CFL | NonDEER | Scaled | BaseRatio | 0 | 0 | None |  | 0 |  | 1 | Res | Any | Lighting | InGen-CFL | Ltg_Lamp | LED_lamp |  | ILtg-Res-LED-20000hr | LED A19 Basecase, Total Watts = 2.96 x Msr Watts | LED A19 Basecase, Total Watts = 2.96 x Msr Watts | LED Lamp: A19, 27 Watts, non-dimmable | LEDratio0296 | LEDratio0296 | LED-A19(27w) | Available | From LED WRR Disposition July 2016 | 0 | 0 | LED-WRR-WorkpaperDisposition_22Jul2016-Final.docx | RobNc |  | ILtg-Res-LED-20000hr |  | None | 2017-01-01 | 2017-06-30 | InEA_modVal | LT-99007 |  |  |  | Standard |  | 1 | 1 | 0 | Deemed Ex Ante Team |  |  |  | Updated to indicate claim/filing status
307 | R-In-LED-A19(28w)-dWP54 | Residential Indoor General Lighting: LED Lamp replaces pre-existing standard lighting Wattage. Measure includes Code case. | DEER2017 | Staff Disposition | 2020-11-24 16:30 | Res-Iltg-dWatt-CFL | NonDEER | Scaled | BaseRatio | 0 | 0 | None |  | 0 |  | 1 | Res | Any | Lighting | InGen-CFL | Ltg_Lamp | LED_lamp |  | ILtg-Res-LED-20000hr | LED A19 Basecase, Total Watts = 2.96 x Msr Watts | LED A19 Basecase, Total Watts = 2.96 x Msr Watts | LED Lamp: A19, 28 Watts, non-dimmable | LEDratio0296 | LEDratio0296 | LED-A19(28w) | Available | From LED WRR Disposition July 2016 | 0 | 0 | LED-WRR-WorkpaperDisposition_22Jul2016-Final.docx | RobNc |  | ILtg-Res-LED-20000hr |  | None | 2017-01-01 | 2017-06-30 | InEA_modVal | LT-86724 |  |  |  | Standard |  | 1 | 1 | 0 | Deemed Ex Ante Team |  |  |  | Updated to indicate claim/filing status
308 | R-In-LED-A19(29w)-dWP56 | Residential Indoor General Lighting: LED Lamp replaces pre-existing standard lighting Wattage. Measure includes Code case. | DEER2017 | Staff Disposition | 2020-11-24 16:30 | Res-Iltg-dWatt-CFL | NonDEER | Scaled | BaseRatio | 0 | 0 | None |  | 0 |  | 1 | Res | Any | Lighting | InGen-CFL | Ltg_Lamp | LED_lamp |  | ILtg-Res-LED-20000hr | LED A19 Basecase, Total Watts = 2.96 x Msr Watts | LED A19 Basecase, Total Watts = 2.96 x Msr Watts | LED Lamp: A19, 29 Watts, non-dimmable | LEDratio0296 | LEDratio0296 | LED-A19(29w) | Available | From LED WRR Disposition July 2016 | 0 | 0 | LED-WRR-WorkpaperDisposition_22Jul2016-Final.docx | RobNc |  | ILtg-Res-LED-20000hr |  | None | 2017-01-01 | 2017-06-30 | InEA_modVal | LT-86853 |  |  |  | Standard |  | 1 | 1 | 0 | Deemed Ex Ante Team |  |  |  | Updated to indicate claim/filing status
309 | R-In-LED-A19(30w)-dWP58 | Residential Indoor General Lighting: LED Lamp replaces pre-existing standard lighting Wattage. Measure includes Code case. | DEER2017 | Staff Disposition | 2020-11-24 16:30 | Res-Iltg-dWatt-CFL | NonDEER | Scaled | BaseRatio | 0 | 0 | None |  | 0 |  | 1 | Res | Any | Lighting | InGen-CFL | Ltg_Lamp | LED_lamp |  | ILtg-Res-LED-20000hr | LED A19 Basecase, Total Watts = 2.96 x Msr Watts | LED A19 Basecase, Total Watts = 2.96 x Msr Watts | LED Lamp: A19, 30 Watts, non-dimmable | LEDratio0296 | LEDratio0296 | LED-A19(30w) | Available | From LED WRR Disposition July 2016 | 0 | 0 | LED-WRR-WorkpaperDisposition_22Jul2016-Final.docx | RobNc |  | ILtg-Res-LED-20000hr |  | None | 2017-01-01 | 2017-06-30 | InEA_modVal | LT-63022 |  |  |  | Standard |  | 1 | 1 | 0 | Deemed Ex Ante Team |  |  |  | Updated to indicate claim/filing status
310 | R-In-LED-A19(31w)-dWP60 | Residential Indoor General Lighting: LED Lamp replaces pre-existing standard lighting Wattage. Measure includes Code case. | DEER2017 | Staff Disposition | 2020-11-24 16:30 | Res-Iltg-dWatt-CFL | NonDEER | Scaled | BaseRatio | 0 | 0 | None |  | 0 |  | 1 | Res | Any | Lighting | InGen-CFL | Ltg_Lamp | LED_lamp |  | ILtg-Res-LED-20000hr | LED A19 Basecase, Total Watts = 2.96 x Msr Watts | LED A19 Basecase, Total Watts = 2.96 x Msr Watts | LED Lamp: A19, 31 Watts, non-dimmable | LEDratio0296 | LEDratio0296 | LED-A19(31w) | Available | From LED WRR Disposition July 2016 | 0 | 0 | LED-WRR-WorkpaperDisposition_22Jul2016-Final.docx | RobNc |  | ILtg-Res-LED-20000hr |  | None | 2017-01-01 | 2017-06-30 | InEA_modVal | LT-71236 |  |  |  | Standard |  | 1 | 1 | 0 | Deemed Ex Ante Team |  |  |  | Updated to indicate claim/filing status
311 | R-In-LEDFixt(17w)-dWP33-dWC24 | Residential Indoor General Lighting: LED Fixture replaces pre-existing standard lighting Wattage. Measure includes Code case. | DEER2017 | Staff Disposition | 2020-11-24 16:30 | Res-Iltg-dWatt-CFL | NonDEER | Scaled | BaseRatio | 0 | 0 | None |  | 0 |  | 1 | Res | Any | Lighting | InGen-CFL | Ltg_Fixture | LED_fixt |  | ILtg-Res-LED-50000hr+12yr | LED A19 Basecase, Total Watts = 2.96 x Msr Watts | LED Fixture Basecase, Total Watts = 2.42 x Msr Watts | LED fixture: Any type of housing Fixture Type; Total Watts = 17 | LEDratio0296 | LEDratio0242 | LEDFixt(17w) | Available | From LED WRR Disposition July 2016 | 0 | 0 | LED-WRR-WorkpaperDisposition_22Jul2016-Final.docx | ErRobNc |  | LtgFixture-Default |  | None | 2017-01-01 | 2019-12-31 | InEA_modVal | LT-82362 |  |  |  | Standard | Expires 12/31/2019 due to DEER2020 revised impacts and peak demand definition | 1 | 1 | 0 | Deemed Ex Ante Team |  | Expires 12/31/2019 due to DEER2020 revised impacts and peak demand definition |  | Updated to indicate claim/filing status
312 | R-In-LEDFixt(20w)-dWP39-dWC28 | Residential Indoor General Lighting: LED Fixture replaces pre-existing standard lighting Wattage. Measure includes Code case. | DEER2017 | Staff Disposition | 2020-11-24 16:30 | Res-Iltg-dWatt-CFL | NonDEER | Scaled | BaseRatio | 0 | 0 | None |  | 0 |  | 1 | Res | Any | Lighting | InGen-CFL | Ltg_Fixture | LED_fixt |  | ILtg-Res-LED-50000hr+12yr | LED A19 Basecase, Total Watts = 2.96 x Msr Watts | LED Fixture Basecase, Total Watts = 2.42 x Msr Watts | LED fixture: Any type of housing Fixture Type; Total Watts = 20 | LEDratio0296 | LEDratio0242 | LEDFixt(20w) | Available | From LED WRR Disposition July 2016 | 0 | 0 | LED-WRR-WorkpaperDisposition_22Jul2016-Final.docx | ErRobNc |  | LtgFixture-Default |  | None | 2017-01-01 | 2019-12-31 | InEA_modVal | LT-52787 |  |  |  | Standard | Expires 12/31/2019 due to DEER2020 revised impacts and peak demand definition | 1 | 1 | 0 | Deemed Ex Ante Team |  | Expires 12/31/2019 due to DEER2020 revised impacts and peak demand definition |  | Updated to indicate claim/filing status
313 | R-In-LEDFixt(22w)-dWP43-dWC31 | Residential Indoor General Lighting: LED Fixture replaces pre-existing standard lighting Wattage. Measure includes Code case. | DEER2017 | Staff Disposition | 2020-11-24 16:30 | Res-Iltg-dWatt-CFL | NonDEER | Scaled | BaseRatio | 0 | 0 | None |  | 0 |  | 1 | Res | Any | Lighting | InGen-CFL | Ltg_Fixture | LED_fixt |  | ILtg-Res-LED-50000hr+12yr | LED A19 Basecase, Total Watts = 2.96 x Msr Watts | LED Fixture Basecase, Total Watts = 2.42 x Msr Watts | LED fixture: Any type of housing Fixture Type; Total Watts = 22 | LEDratio0296 | LEDratio0242 | LEDFixt(22w) | Available | From LED WRR Disposition July 2016 | 0 | 0 | LED-WRR-WorkpaperDisposition_22Jul2016-Final.docx | ErRobNc |  | LtgFixture-Default |  | None | 2017-01-01 | 2019-12-31 | InEA_modVal | LT-52989 |  |  |  | Standard | Expires 12/31/2019 due to DEER2020 revised impacts and peak demand definition | 1 | 1 | 0 | Deemed Ex Ante Team |  | Expires 12/31/2019 due to DEER2020 revised impacts and peak demand definition |  | Updated to indicate claim/filing status
314 | R-In-LEDFixt(27w)-dWP52-dWC38 | Residential Indoor General Lighting: LED Fixture replaces pre-existing standard lighting Wattage. Measure includes Code case. | DEER2017 | Staff Disposition | 2020-11-24 16:30 | Res-Iltg-dWatt-CFL | NonDEER | Scaled | BaseRatio | 0 | 0 | None |  | 0 |  | 1 | Res | Any | Lighting | InGen-CFL | Ltg_Fixture | LED_fixt |  | ILtg-Res-LED-50000hr+12yr | LED A19 Basecase, Total Watts = 2.96 x Msr Watts | LED Fixture Basecase, Total Watts = 2.42 x Msr Watts | LED fixture: Any type of housing Fixture Type; Total Watts = 27 | LEDratio0296 | LEDratio0242 | LEDFixt(27w) | Available | From LED WRR Disposition July 2016 | 0 | 0 | LED-WRR-WorkpaperDisposition_22Jul2016-Final.docx | ErRobNc |  | LtgFixture-Default |  | None | 2017-01-01 | 2019-12-31 | InEA_modVal | LT-65604 |  |  |  | Standard | Expires 12/31/2019 due to DEER2020 revised impacts and peak demand definition | 1 | 1 | 0 | Deemed Ex Ante Team |  | Expires 12/31/2019 due to DEER2020 revised impacts and peak demand definition |  | Updated to indicate claim/filing status
315 | R-In-LEDFixt(28w)-dWP54-dWC39 | Residential Indoor General Lighting: LED Fixture replaces pre-existing standard lighting Wattage. Measure includes Code case. | DEER2017 | Staff Disposition | 2020-11-24 16:30 | Res-Iltg-dWatt-CFL | NonDEER | Scaled | BaseRatio | 0 | 0 | None |  | 0 |  | 1 | Res | Any | Lighting | InGen-CFL | Ltg_Fixture | LED_fixt |  | ILtg-Res-LED-50000hr+12yr | LED A19 Basecase, Total Watts = 2.96 x Msr Watts | LED Fixture Basecase, Total Watts = 2.42 x Msr Watts | LED fixture: Any type of housing Fixture Type; Total Watts = 28 | LEDratio0296 | LEDratio0242 | LEDFixt(28w) | Available | From LED WRR Disposition July 2016 | 0 | 0 | LED-WRR-WorkpaperDisposition_22Jul2016-Final.docx | ErRobNc |  | LtgFixture-Default |  | None | 2017-01-01 | 2019-12-31 | InEA_modVal | LT-72547 |  |  |  | Standard | Expires 12/31/2019 due to DEER2020 revised impacts and peak demand definition | 1 | 1 | 0 | Deemed Ex Ante Team |  | Expires 12/31/2019 due to DEER2020 revised impacts and peak demand definition |  | Updated to indicate claim/filing status
316 | R-In-LEDFixt(29w)-dWP56-dWC41 | Residential Indoor General Lighting: LED Fixture replaces pre-existing standard lighting Wattage. Measure includes Code case. | DEER2017 | Staff Disposition | 2020-11-24 16:30 | Res-Iltg-dWatt-CFL | NonDEER | Scaled | BaseRatio | 0 | 0 | None |  | 0 |  | 1 | Res | Any | Lighting | InGen-CFL | Ltg_Fixture | LED_fixt |  | ILtg-Res-LED-50000hr+12yr | LED A19 Basecase, Total Watts = 2.96 x Msr Watts | LED Fixture Basecase, Total Watts = 2.42 x Msr Watts | LED fixture: Any type of housing Fixture Type; Total Watts = 29 | LEDratio0296 | LEDratio0242 | LEDFixt(29w) | Available | From LED WRR Disposition July 2016 | 0 | 0 | LED-WRR-WorkpaperDisposition_22Jul2016-Final.docx | ErRobNc |  | LtgFixture-Default |  | None | 2017-01-01 | 2019-12-31 | InEA_modVal | LT-55125 |  |  |  | Standard | Expires 12/31/2019 due to DEER2020 revised impacts and peak demand definition | 1 | 1 | 0 | Deemed Ex Ante Team |  | Expires 12/31/2019 due to DEER2020 revised impacts and peak demand definition |  | Updated to indicate claim/filing status
317 | R-In-LEDFixt(30w)-dWP58-dWC42 | Residential Indoor General Lighting: LED Fixture replaces pre-existing standard lighting Wattage. Measure includes Code case. | DEER2017 | Staff Disposition | 2020-11-24 16:30 | Res-Iltg-dWatt-CFL | NonDEER | Scaled | BaseRatio | 0 | 0 | None |  | 0 |  | 1 | Res | Any | Lighting | InGen-CFL | Ltg_Fixture | LED_fixt |  | ILtg-Res-LED-50000hr+12yr | LED A19 Basecase, Total Watts = 2.96 x Msr Watts | LED Fixture Basecase, Total Watts = 2.42 x Msr Watts | LED fixture: Any type of housing Fixture Type; Total Watts = 30 | LEDratio0296 | LEDratio0242 | LEDFixt(30w) | Available | From LED WRR Disposition July 2016 | 0 | 0 | LED-WRR-WorkpaperDisposition_22Jul2016-Final.docx | ErRobNc |  | LtgFixture-Default |  | None | 2017-01-01 | 2019-12-31 | InEA_modVal | LT-63872 |  |  |  | Standard | Expires 12/31/2019 due to DEER2020 revised impacts and peak demand definition | 1 | 1 | 0 | Deemed Ex Ante Team |  | Expires 12/31/2019 due to DEER2020 revised impacts and peak demand definition |  | Updated to indicate claim/filing status
318 | R-In-LEDFixt(31w)-dWP60-dWC44 | Residential Indoor General Lighting: LED Fixture replaces pre-existing standard lighting Wattage. Measure includes Code case. | DEER2017 | Staff Disposition | 2020-11-24 16:30 | Res-Iltg-dWatt-CFL | NonDEER | Scaled | BaseRatio | 0 | 0 | None |  | 0 |  | 1 | Res | Any | Lighting | InGen-CFL | Ltg_Fixture | LED_fixt |  | ILtg-Res-LED-50000hr+12yr | LED A19 Basecase, Total Watts = 2.96 x Msr Watts | LED Fixture Basecase, Total Watts = 2.42 x Msr Watts | LED fixture: Any type of housing Fixture Type; Total Watts = 31 | LEDratio0296 | LEDratio0242 | LEDFixt(31w) | Available | From LED WRR Disposition July 2016 | 0 | 0 | LED-WRR-WorkpaperDisposition_22Jul2016-Final.docx | ErRobNc |  | LtgFixture-Default |  | None | 2017-01-01 | 2019-12-31 | InEA_modVal | LT-54591 |  |  |  | Standard | Expires 12/31/2019 due to DEER2020 revised impacts and peak demand definition | 1 | 1 | 0 | Deemed Ex Ante Team |  | Expires 12/31/2019 due to DEER2020 revised impacts and peak demand definition |  | Updated to indicate claim/filing status
319 | R-In-LEDFixt(32w)-dWP62-dWC45 | Residential Indoor General Lighting: LED Fixture replaces pre-existing standard lighting Wattage. Measure includes Code case. | DEER2017 | Staff Disposition | 2020-11-24 16:30 | Res-Iltg-dWatt-CFL | NonDEER | Scaled | BaseRatio | 0 | 0 | None |  | 0 |  | 1 | Res | Any | Lighting | InGen-CFL | Ltg_Fixture | LED_fixt |  | ILtg-Res-LED-50000hr+12yr | LED A19 Basecase, Total Watts = 2.96 x Msr Watts | LED Fixture Basecase, Total Watts = 2.42 x Msr Watts | LED fixture: Any type of housing Fixture Type; Total Watts = 32 | LEDratio0296 | LEDratio0242 | LEDFixt(32w) | Available | From LED WRR Disposition July 2016 | 0 | 0 | LED-WRR-WorkpaperDisposition_22Jul2016-Final.docx | ErRobNc |  | LtgFixture-Default |  | None | 2017-01-01 | 2019-12-31 | InEA_modVal | LT-56395 |  |  |  | Standard | Expires 12/31/2019 due to DEER2020 revised impacts and peak demand definition | 1 | 1 | 0 | Deemed Ex Ante Team |  | Expires 12/31/2019 due to DEER2020 revised impacts and peak demand definition |  | Updated to indicate claim/filing status
320 | R-In-LEDFixt(33w)-dWP64-dWC46 | Residential Indoor General Lighting: LED Fixture replaces pre-existing standard lighting Wattage. Measure includes Code case. | DEER2017 | Staff Disposition | 2020-11-24 16:30 | Res-Iltg-dWatt-CFL | NonDEER | Scaled | BaseRatio | 0 | 0 | None |  | 0 |  | 1 | Res | Any | Lighting | InGen-CFL | Ltg_Fixture | LED_fixt |  | ILtg-Res-LED-50000hr+12yr | LED A19 Basecase, Total Watts = 2.96 x Msr Watts | LED Fixture Basecase, Total Watts = 2.42 x Msr Watts | LED fixture: Any type of housing Fixture Type; Total Watts = 33 | LEDratio0296 | LEDratio0242 | LEDFixt(33w) | Available | From LED WRR Disposition July 2016 | 0 | 0 | LED-WRR-WorkpaperDisposition_22Jul2016-Final.docx | ErRobNc |  | LtgFixture-Default |  | None | 2017-01-01 | 2019-12-31 | InEA_modVal | LT-59066 |  |  |  | Standard | Expires 12/31/2019 due to DEER2020 revised impacts and peak demand definition | 1 | 1 | 0 | Deemed Ex Ante Team |  | Expires 12/31/2019 due to DEER2020 revised impacts and peak demand definition |  | Updated to indicate claim/filing status
321 | R-In-LEDFixt(34w)-dWP66-dWC48 | Residential Indoor General Lighting: LED Fixture replaces pre-existing standard lighting Wattage. Measure includes Code case. | DEER2017 | Staff Disposition | 2020-11-24 16:30 | Res-Iltg-dWatt-CFL | NonDEER | Scaled | BaseRatio | 0 | 0 | None |  | 0 |  | 1 | Res | Any | Lighting | InGen-CFL | Ltg_Fixture | LED_fixt |  | ILtg-Res-LED-50000hr+12yr | LED A19 Basecase, Total Watts = 2.96 x Msr Watts | LED Fixture Basecase, Total Watts = 2.42 x Msr Watts | LED fixture: Any type of housing Fixture Type; Total Watts = 34 | LEDratio0296 | LEDratio0242 | LEDFixt(34w) | Available | From LED WRR Disposition July 2016 | 0 | 0 | LED-WRR-WorkpaperDisposition_22Jul2016-Final.docx | ErRobNc |  | LtgFixture-Default |  | None | 2017-01-01 | 2019-12-31 | InEA_modVal | LT-69011 |  |  |  | Standard | Expires 12/31/2019 due to DEER2020 revised impacts and peak demand definition | 1 | 1 | 0 | Deemed Ex Ante Team |  | Expires 12/31/2019 due to DEER2020 revised impacts and peak demand definition |  | Updated to indicate claim/filing status
322 | R-In-LEDFixt(36w)-dWP70-dWC51 | Residential Indoor General Lighting: LED Fixture replaces pre-existing standard lighting Wattage. Measure includes Code case. | DEER2017 | Staff Disposition | 2020-11-24 16:30 | Res-Iltg-dWatt-CFL | NonDEER | Scaled | BaseRatio | 0 | 0 | None |  | 0 |  | 1 | Res | Any | Lighting | InGen-CFL | Ltg_Fixture | LED_fixt |  | ILtg-Res-LED-50000hr+12yr | LED A19 Basecase, Total Watts = 2.96 x Msr Watts | LED Fixture Basecase, Total Watts = 2.42 x Msr Watts | LED fixture: Any type of housing Fixture Type, 2580 min lm; Total Watts = 36 | LEDratio0296 | LEDratio0242 | LEDFixt(36w) | Available | From LED WRR Disposition July 2016 | 0 | 0 | LED-WRR-WorkpaperDisposition_22Jul2016-Final.docx | ErRobNc |  | LtgFixture-Default |  | None | 2017-01-01 | 2019-12-31 | InEA_modVal | LT-52123 |  |  |  | Standard | Expires 12/31/2019 due to DEER2020 revised impacts and peak demand definition | 1 | 1 | 0 | Deemed Ex Ante Team |  | Expires 12/31/2019 due to DEER2020 revised impacts and peak demand definition |  | Updated to indicate claim/filing status
323 | R-In-LEDFixt(39w)-dWP76-dWC55 | Residential Indoor General Lighting: LED Fixture replaces pre-existing standard lighting Wattage. Measure includes Code case. | DEER2017 | Staff Disposition | 2020-11-24 16:30 | Res-Iltg-dWatt-CFL | NonDEER | Scaled | BaseRatio | 0 | 0 | None |  | 0 |  | 1 | Res | Any | Lighting | InGen-CFL | Ltg_Fixture | LED_fixt |  | ILtg-Res-LED-50000hr+12yr | LED A19 Basecase, Total Watts = 2.96 x Msr Watts | LED Fixture Basecase, Total Watts = 2.42 x Msr Watts | LED fixture: Any type of housing Fixture Type; Total Watts = 39 | LEDratio0296 | LEDratio0242 | LEDFixt(39w) | Available | From LED WRR Disposition July 2016 | 0 | 0 | LED-WRR-WorkpaperDisposition_22Jul2016-Final.docx | ErRobNc |  | LtgFixture-Default |  | None | 2017-01-01 | 2019-12-31 | InEA_modVal | LT-66138 |  |  |  | Standard | Expires 12/31/2019 due to DEER2020 revised impacts and peak demand definition | 1 | 1 | 0 | Deemed Ex Ante Team |  | Expires 12/31/2019 due to DEER2020 revised impacts and peak demand definition |  | Updated to indicate claim/filing status
324 | R-In-LEDFixt(40w)-dWP78-dWC56 | Residential Indoor General Lighting: LED Fixture replaces pre-existing standard lighting Wattage. Measure includes Code case. | DEER2017 | Staff Disposition | 2020-11-24 16:30 | Res-Iltg-dWatt-CFL | NonDEER | Scaled | BaseRatio | 0 | 0 | None |  | 0 |  | 1 | Res | Any | Lighting | InGen-CFL | Ltg_Fixture | LED_fixt |  | ILtg-Res-LED-50000hr+12yr | LED A19 Basecase, Total Watts = 2.96 x Msr Watts | LED Fixture Basecase, Total Watts = 2.42 x Msr Watts | LED fixture: Any type of housing Fixture Type, 1680 min lm; Total Watts = 40 | LEDratio0296 | LEDratio0242 | LEDFixt(40w) | Available | From LED WRR Disposition July 2016 | 0 | 0 | LED-WRR-WorkpaperDisposition_22Jul2016-Final.docx | ErRobNc |  | LtgFixture-Default |  | None | 2017-01-01 | 2019-12-31 | InEA_modVal | LT-72749 |  |  |  | Standard | Expires 12/31/2019 due to DEER2020 revised impacts and peak demand definition | 1 | 1 | 0 | Deemed Ex Ante Team |  | Expires 12/31/2019 due to DEER2020 revised impacts and peak demand definition |  | Updated to indicate claim/filing status
325 | C-In-LEDFixt-2(3w)-dWP5-dWC4 | Commercial Indoor General Lighting: LED Fixture replaces pre-existing standard lighting Wattage. Measure includes Code case. | DEER2017 | Staff Disposition | 2020-11-24 16:30 | Com-Iltg-dWatt-CFL_OSbldg | NonDEER | Scaled | BaseRatio | 0 | 0 | None |  | 0 |  | 1 | Com | Any | Lighting | InGen-CFL | Ltg_Fixture | LED_fixt |  | ILtg-Com-LED-50000hr+16yr | LED A19 Basecase, Total Watts = 2.96 x Msr Watts | LED Fixture Basecase, Total Watts = 2.42 x Msr Watts | LED fixture: Any type of housing Fixture Type; Total Watts = 3 | LEDratio0296 | LEDratio0242 | LEDFixt-2(3w) | Available | From LED WRR Disposition July 2016 | 0 | 0 | LED-WRR-WorkpaperDisposition_22Jul2016-Final.docx | ErRobNc |  | LtgFixture-Default |  | DEER2017-Ltg-Com-CFL | 2017-01-01 | 2019-12-31 | InEA_modVal |  |  |  |  | Standard | Expires 12/31/2019 due to DEER2020 revised impacts and peak demand definition | 1 | 1 | 0 | Deemed Ex Ante Team |  | Expires 12/31/2019 due to DEER2020 revised impacts and peak demand definition |  | Updated to indicate claim/filing status
325 | R-In-LEDFixt-1(38w)-dWP74-dWC53 | Residential Indoor General Lighting: LED Fixture replaces pre-existing standard lighting Wattage. Measure includes Code case. | DEER2017 | Staff Disposition | 2020-11-24 16:30 | Res-Iltg-dWatt-CFL | NonDEER | Scaled | BaseRatio | 0 | 0 | None |  | 0 |  | 1 | Res | Any | Lighting | InGen-CFL | Ltg_Fixture | LED_fixt |  | ILtg-Res-LED-50000hr+12yr | LED A19 Basecase, Total Watts = 2.96 x Msr Watts | LED Fixture Basecase, Total Watts = 2.42 x Msr Watts | LED fixture: Any type of housing Fixture Type, 1660 min lm; Total Watts = 38 | LEDratio0296 | LEDratio0242 | LEDFixt-1(38w) | Available | From LED WRR Disposition July 2016 | 0 | 0 | LED-WRR-WorkpaperDisposition_22Jul2016-Final.docx | ErRobNc |  | LtgFixture-Default |  | None | 2017-01-01 | 2019-12-31 | InEA_modVal | LT-70281 |  |  |  | Standard | Expires 12/31/2019 due to DEER2020 revised impacts and peak demand definition | 1 | 1 | 0 | Deemed Ex Ante Team |  | Expires 12/31/2019 due to DEER2020 revised impacts and peak demand definition |  | Updated to indicate claim/filing status
326 | C-In-LEDFixt-3(15w)-dWP29-dWC21 | Commercial Indoor General Lighting: LED Fixture replaces pre-existing standard lighting Wattage. Measure includes Code case. | DEER2017 | Staff Disposition | 2020-11-24 16:30 | Com-Iltg-dWatt-CFL_OSbldg | NonDEER | Scaled | BaseRatio | 0 | 0 | None |  | 0 |  | 1 | Com | Any | Lighting | InGen-CFL | Ltg_Fixture | LED_fixt |  | ILtg-Com-LED-50000hr+16yr | LED A19 Basecase, Total Watts = 2.96 x Msr Watts | LED Fixture Basecase, Total Watts = 2.42 x Msr Watts | LED fixture: Any type of housing Fixture Type; Total Watts = 15 | LEDratio0296 | LEDratio0242 | LEDFixt-3(15w) | Available | From LED WRR Disposition July 2016 | 0 | 0 | LED-WRR-WorkpaperDisposition_22Jul2016-Final.docx | ErRobNc |  | LtgFixture-Default |  | DEER2017-Ltg-Com-CFL | 2017-01-01 | 2019-12-31 | InEA_modVal |  | LD136Com |  |  | Standard | Expires 12/31/2019 due to DEER2020 revised impacts and peak demand definition | 1 | 1 | 0 | Deemed Ex Ante Team |  | Expires 12/31/2019 due to DEER2020 revised impacts and peak demand definition |  | Updated to indicate claim/filing status
340 | NE-WtrHt-SmlInst-Elec-lte12kW-lt2G | Small Electric Instantaneous Water Heater EF = 0.98, Recov Eff = 0.98 | DEER2014 | D13 v1.0 | 2020-11-24 16:30 | NE-WtrHt-SmlInst-Elec-lte12kW-lt2G | DEER | Standard | None | 0 | 0 | None |  | 0 |  | 0 | Com | Any | SHW | Heating | WaterHtg_eq | Instant_EF |  | WtrHt-Instant-Com | Small Electric Storage Water Heater 40 Gal, EF and based on vintage, Recov Eff = 0.98 | Small Electric Storage Water Heater 40 Gal, EF = 0.93, Recov Eff = 0.98 | Small Electric Instantaneous Water Heater EF = 0.98, Recov Eff = 0.98 |  |  | NE-WtrHt-SmlInst-Elec-lte12kW-lt2G | Available |  | 0 | 0 |  | RobNc |  | WtrHt-Instant-Com |  | DEER1314-WtrHt | 2013-01-01 | 2015-04-15 | DEER |  |  |  |  | Standard |  | 1 | 1 | 0 | Deemed Ex Ante Team |  |  |  | Updated to indicate claim/filing status
341 | NG-WtrHt-SmlInst-Gas-lte75kBtuh-lt2G-0p82EF | Small Gas Instantaneous Water Heater EF = 0.82, Recov Eff = 0.82 | DEER2014 | D13 v1.0 | 2020-11-24 16:30 | NG-WtrHt-SmlInst-Gas-lte75kBtuh-lt2G-0p82EF | DEER | Standard | None | 0 | 0 | None |  | 0 |  | 0 | Com | Any | SHW | Heating | WaterHtg_eq | Instant_EF |  | WtrHt-Instant-Com | Small Gas Storage Water Heater 40 Gal, EF and Recov Eff based on vintage | Small Gas Storage Water Heater 40 Gal, EF = 0.60, Recov Eff = 0.76 | Small Gas Instantaneous Water Heater EF = 0.82, Recov Eff = 0.82 |  |  | NG-WtrHt-SmlInst-Gas-lte75kBtuh-lt2G-0p82EF | Available |  | 0 | 0 |  | ErRobNc |  | WtrHt-Instant-Com |  | DEER1314-WtrHt | 2013-01-01 | 2015-04-15 | DEER |  |  |  |  | Standard |  | 1 | 1 | 0 | Deemed Ex Ante Team |  |  |  | Updated to indicate claim/filing status
342 | RE-WtrHt-SmlInst-Elec-lte12kW-lt2G | High Efficiency Small Electric Instantaneous Water Heater | DEER2014 | D11 v4.00 | 2020-11-24 16:30 | RE-WtrHt-SmlInst-Elec-lte12kW-lt2G | DEER | Standard | None | 0 | 0 | None |  | 0 |  | 0 | Res | Any | SHW | Heating | WaterHtg_eq | Instant_EF |  | WtrHt-Instant-Res | Small Electric Storage Water Heater 30 Gal; EF = 0.93; Recov Eff = 0.98 | Small Electric Storage Water Heater 30 Gal; EF = 0.93; Recov Eff = 0.98 | High Efficiency Small Electric Instantaneous Water Heater |  |  | RE-WtrHt-SmlInst-Elec-lte12kW-lt2G | Available |  | 0 | 0 |  | RobNc |  | WtrHt-Instant-Res | D08-RE-WtrHt-SmlInst-Elec-lte12kW-lt2G | DEER1314-WtrHt | 2013-01-01 | 2015-04-15 | DEER |  |  |  |  | Standard |  | 1 | 1 | 0 | Deemed Ex Ante Team |  |  |  | Updated to indicate claim/filing status
343 | NE-WtrHt-LrgInst-Elec-gt12kW | Large Electric Instantaneous Water Heater, Recov Eff = 0.98, Stdby Loss = 0.27%/hr | DEER2014 | D13 v1.0 | 2020-11-24 16:30 | NE-WtrHt-LrgInst-Elec-gt12kW | DEER | Standard | None | 0 | 0 | None |  | 0 |  | 0 | Com | Any | SHW | Heating | WaterHtg_eq | Instant_Et |  | WtrHt-Instant-Com | Large Electric Storage Water Heater, Recov Eff = 0.98, Stdby Loss based on vintage | Large Electric Storage Water Heater, Recov Eff = 0.98, Stdby Loss = 0.54%/hr | Large Electric Instantaneous Water Heater, Recov Eff = 0.98, Stdby Loss = 0.27%/hr |  |  | NE-WtrHt-LrgInst-Elec-gt12kW | Available |  | 0 | 0 |  | RobNc |  | WtrHt-Instant-Com |  | DEER1314-WtrHt | 2013-01-01 | 2015-04-15 | DEER |  |  |  |  | Standard |  | 1 | 1 | 0 | Deemed Ex Ante Team |  |  |  | Updated to indicate claim/filing status
344 | NE-WtrHt-LrgStrg-Elec-gt12kW | Large Electric Storage Water Heater, Recov Eff = 0.98, Stdby Loss = 0.27%/hr | DEER2014 | D13 v1.0 | 2020-11-24 16:30 | NE-WtrHt-LrgStrg-Elec-gt12kW | DEER | Standard | None | 0 | 0 | None |  | 0 |  | 0 | Com | Any | SHW | Heating | WaterHtg_eq | Instant_Et |  | WtrHt-Com | Large Electric Storage Water Heater, Recov Eff = 0.98, Stdby Loss based on vintage | Large Electric Storage Water Heater, Recov Eff = 0.98, Stdby Loss = 0.54%/hr | Large Electric Storage Water Heater, Recov Eff = 0.98, Stdby Loss = 0.27%/hr |  |  | NE-WtrHt-LrgStrg-Elec-gt12kW | Available |  | 0 | 0 |  | RobNc |  | WtrHt-Com | D08-NE-WtrHt-LrgStrg-Elec-gt12kW | DEER1314-WtrHt | 2013-01-01 | 2015-04-15 | DEER |  |  |  |  | Standard |  | 1 | 1 | 0 | Deemed Ex Ante Team |  |  |  | Updated to indicate claim/filing status
345 | NG-WtrHt-LrgInst-Gas-gt200kBtuh-0p80Et | Large Gas Instantaneous Water Heater, Et = 0.80, Stdby Loss = 0.23%/hr | DEER2014 | D13 v1.0 | 2021-03-25 12:39 | NG-WtrHt-LrgInst-Gas-gt200kBtuh-0p80Et | DEER | Standard | None | 0 | 0 | None |  | 0 |  | 0 | Com | Any | SHW | Heating | WaterHtg_eq | Instant_Et |  | WtrHt-Com | Large Gas Storage Water Heater, Et and Stdby Loss based on vintage | Large Gas Storage Water Heater, Et = 0.80, Stdby Loss = 0.56%/hr | Large Gas Instantaneous Water Heater, Et = 0.80, Stdby Loss = 0.23%/hr |  |  | NG-WtrHt-LrgInst-Gas-gt200kBtuh-0p80Et | Available |  | 0 | 0 |  | ErRobNc |  | WtrHt-Com |  | DEER1314 | 2013-01-01 |  | DEER |  |  |  |  | Standard |  | 1 | 1 | 0 | Deemed Ex Ante Team |  |  |  | Updated to indicate claim/filing status
346 | NG-WtrHt-LrgInst-Gas-gt200kBtuh-0p85Et | Large Gas Instantaneous Water Heater, Et = 0.85, Stdby Loss = 0.23%/hr | DEER2014 | D13 v1.0 | 2021-03-25 12:39 | NG-WtrHt-LrgInst-Gas-gt200kBtuh-0p85Et | DEER | Standard | None | 0 | 0 | None |  | 0 |  | 0 | Com | Any | SHW | Heating | WaterHtg_eq | Instant_Et |  | WtrHt-Com | Large Gas Storage Water Heater, Et and Stdby Loss based on vintage | Large Gas Storage Water Heater, Et = 0.80, Stdby Loss = 0.56%/hr | Large Gas Instantaneous Water Heater, Et = 0.85, Stdby Loss = 0.23%/hr |  |  | NG-WtrHt-LrgInst-Gas-gt200kBtuh-0p85Et | Available |  | 0 | 0 |  | ErRobNc |  | WtrHt-Com |  | DEER1314 | 2013-01-01 |  | DEER |  |  |  |  | Standard |  | 1 | 1 | 0 | Deemed Ex Ante Team |  |  |  | Updated to indicate claim/filing status
347 | NG-WtrHt-LrgInst-Gas-gt200kBtuh-0p90Et | Large Gas Instantaneous Water Heater, Et = 0.90, Stdby Loss = 0.23%/hr | DEER2014 | D13 v1.0 | 2021-03-25 12:39 | NG-WtrHt-LrgInst-Gas-gt200kBtuh-0p90Et | DEER | Standard | None | 0 | 0 | None |  | 0 |  | 0 | Com | Any | SHW | Heating | WaterHtg_eq | Instant_Et |  | WtrHt-Com | Large Gas Storage Water Heater, Et and Stdby Loss based on vintage | Large Gas Storage Water Heater, Et = 0.80, Stdby Loss = 0.56%/hr | Large Gas Instantaneous Water Heater, Et = 0.90, Stdby Loss = 0.23%/hr |  |  | NG-WtrHt-LrgInst-Gas-gt200kBtuh-0p90Et | Available |  | 0 | 0 |  | ErRobNc |  | WtrHt-Com |  | DEER1314 | 2013-01-01 |  | DEER |  |  |  |  | Standard |  | 1 | 1 | 0 | Deemed Ex Ante Team |  |  |  | Updated to indicate claim/filing status
348 | NG-WtrHt-MedInst-Gas-76to200kBtuh-0p80Et | Medium Gas Instantaneous Water Heater, Et = 0.80, Stdby Loss = 0.05%/hr | DEER2014 | D13 v1.0 | 2020-11-24 16:30 | NG-WtrHt-MedInst-Gas-76to200kBtuh-0p80Et | DEER | Standard | None | 0 | 0 | None |  | 0 |  | 0 | Com | Any | SHW | Heating | WaterHtg_eq | Instant_Et |  | WtrHt-Instant-Com | Large Gas Storage Water Heater, Et and Stdby Loss based on vintage | Large Gas Storage Water Heater, Et = 0.80, Stdby Loss = 0.56%/hr | Medium Gas Instantaneous Water Heater, Et = 0.80, Stdby Loss = 0.05%/hr |  |  | NG-WtrHt-MedInst-Gas-76to200kBtuh-0p80Et | Available |  | 0 | 0 |  | ErRobNc |  | WtrHt-Instant-Com |  | DEER1314 | 2013-01-01 | 2019-12-31 | DEER |  |  |  |  | Standard |  | 1 | 1 | 0 | Deemed Ex Ante Team |  |  |  | Updated to indicate claim/filing status
349 | NG-WtrHt-MedInst-Gas-76to200kBtuh-0p85Et | Medium Gas Instantaneous Water Heater, Et = 0.85, Stdby Loss = 0.05%/hr | DEER2014 | D13 v1.0 | 2020-11-24 16:30 | NG-WtrHt-MedInst-Gas-76to200kBtuh-0p85Et | DEER | Standard | None | 0 | 0 | None |  | 0 |  | 0 | Com | Any | SHW | Heating | WaterHtg_eq | Instant_Et |  | WtrHt-Instant-Com | Large Gas Storage Water Heater, Et and Stdby Loss based on vintage | Large Gas Storage Water Heater, Et = 0.80, Stdby Loss = 0.56%/hr | Medium Gas Instantaneous Water Heater, Et = 0.85, Stdby Loss = 0.05%/hr |  |  | NG-WtrHt-MedInst-Gas-76to200kBtuh-0p85Et | Available |  | 0 | 0 |  | ErRobNc |  | WtrHt-Instant-Com |  | DEER1314 | 2013-01-01 | 2019-12-31 | DEER |  |  |  |  | Standard |  | 1 | 1 | 0 | Deemed Ex Ante Team |  |  |  | Updated to indicate claim/filing status
350 | NG-WtrHt-MedInst-Gas-76to200kBtuh-0p90Et | Medium Gas Instantaneous Water Heater, Et = 0.90, Stdby Loss = 0.05%/hr | DEER2014 | D13 v1.0 | 2020-11-24 16:30 | NG-WtrHt-MedInst-Gas-76to200kBtuh-0p90Et | DEER | Standard | None | 0 | 0 | None |  | 0 |  | 0 | Com | Any | SHW | Heating | WaterHtg_eq | Instant_Et |  | WtrHt-Instant-Com | Large Gas Storage Water Heater, Et and Stdby Loss based on vintage | Large Gas Storage Water Heater, Et = 0.80, Stdby Loss = 0.56%/hr | Medium Gas Instantaneous Water Heater, Et = 0.90, Stdby Loss = 0.05%/hr |  |  | NG-WtrHt-MedInst-Gas-76to200kBtuh-0p90Et | Available |  | 0 | 0 |  | ErRobNc |  | WtrHt-Instant-Com |  | DEER1314 | 2013-01-01 | 2020-12-31 | DEER |  |  |  |  | Standard |  | 1 | 1 | 0 | Deemed Ex Ante Team |  |  |  | Updated to indicate claim/filing status
351 | NE-WtrHt-SmlStrg-Elec-lte12kW-30G-0p95EF | Small Electric Storage Water Heater 30 Gal, EF = 0.95, Recov Eff = 0.98 | DEER2014 | D13 v1.0 | 2020-11-24 16:30 | NE-WtrHt-SmlStrg-Elec-lte12kW-30G-0p95EF | DEER | Standard | None | 0 | 0 | None |  | 0 |  | 0 | Com | Any | SHW | Heating | WaterHtg_eq | Stor_EF |  | WtrHt-Com | Small Electric Storage Water Heater 30 Gal, EF and based on vintage, Recov Eff = 0.98 | Small Electric Storage Water Heater 30 Gal, EF = 0.93, Recov Eff = 0.98 | Small Electric Storage Water Heater 30 Gal, EF = 0.95, Recov Eff = 0.98 |  |  | NE-WtrHt-SmlStrg-Elec-lte12kW-30G-0p95EF | Available |  | 0 | 0 |  | RobNc |  | WtrHt-Com | D08-NE-WtrHt-SmlStrg-Elec-lte12kW-30G-0p95EF | DEER1314-WtrHt | 2013-01-01 | 2015-04-15 | DEER |  |  |  |  | Standard |  | 1 | 1 | 0 | Deemed Ex Ante Team |  |  |  | Updated to indicate claim/filing status
352 | NE-WtrHt-SmlStrg-Elec-lte12kW-40G-0p94EF | Small Electric Storage Water Heater 40 Gal, EF = 0.94, Recov Eff = 0.98 | DEER2014 | D13 v1.0 | 2020-11-24 16:30 | NE-WtrHt-SmlStrg-Elec-lte12kW-40G-0p94EF | DEER | Standard | None | 0 | 0 | None |  | 0 |  | 0 | Com | Any | SHW | Heating | WaterHtg_eq | Stor_EF |  | WtrHt-Com | Small Electric Storage Water Heater 40 Gal, EF and based on vintage, Recov Eff = 0.98 | Small Electric Storage Water Heater 40 Gal, EF = 0.92, Recov Eff = 0.98 | Small Electric Storage Water Heater 40 Gal, EF = 0.94, Recov Eff = 0.98 |  |  | NE-WtrHt-SmlStrg-Elec-lte12kW-40G-0p94EF | Available |  | 0 | 0 |  | RobNc |  | WtrHt-Com | D08-NE-WtrHt-SmlStrg-Elec-lte12kW-40G-0p94EF | DEER1314-WtrHt | 2013-01-01 | 2015-04-15 | DEER |  |  |  |  | Standard |  | 1 | 1 | 0 | Deemed Ex Ante Team |  |  |  | Updated to indicate claim/filing status
353 | NE-WtrHt-SmlStrg-Elec-lte12kW-50G-0p93EF | Small Electric Storage Water Heater 50 Gal, EF = 0.93, Recov Eff = 0.98 | DEER2014 | D13 v1.0 | 2020-11-24 16:30 | NE-WtrHt-SmlStrg-Elec-lte12kW-50G-0p93EF | DEER | Standard | None | 0 | 0 | None |  | 0 |  | 0 | Com | Any | SHW | Heating | WaterHtg_eq | Stor_EF |  | WtrHt-Com | Small Electric Storage Water Heater 50 Gal, EF and based on vintage, Recov Eff = 0.98 | Small Electric Storage Water Heater 50 Gal, EF = 0.90, Recov Eff = 0.98 | Small Electric Storage Water Heater 50 Gal, EF = 0.93, Recov Eff = 0.98 |  |  | NE-WtrHt-SmlStrg-Elec-lte12kW-50G-0p93EF | Available |  | 0 | 0 |  | RobNc |  | WtrHt-Com | D08-NE-WtrHt-SmlStrg-Elec-lte12kW-50G-0p93EF | DEER1314-WtrHt | 2013-01-01 | 2015-04-15 | DEER |  |  |  |  | Standard |  | 1 | 1 | 0 | Deemed Ex Ante Team |  |  |  | Updated to indicate claim/filing status
354 | NE-WtrHt-SmlStrg-Elec-lte12kW-60G-0p92EF | Small Electric Storage Water Heater 60 Gal, EF = 0.92, Recov Eff = 0.98 | DEER2014 | D13 v1.0 | 2020-11-24 16:30 | NE-WtrHt-SmlStrg-Elec-lte12kW-60G-0p92EF | DEER | Standard | None | 0 | 0 | None |  | 0 |  | 0 | Com | Any | SHW | Heating | WaterHtg_eq | Stor_EF |  | WtrHt-Com | Small Electric Storage Water Heater 60 Gal, EF and based on vintage, Recov Eff = 0.98 | Small Electric Storage Water Heater 60 Gal, EF = 0.89, Recov Eff = 0.98 | Small Electric Storage Water Heater 60 Gal, EF = 0.92, Recov Eff = 0.98 |  |  | NE-WtrHt-SmlStrg-Elec-lte12kW-60G-0p92EF | Available |  | 0 | 0 |  | RobNc |  | WtrHt-Com | D08-NE-WtrHt-SmlStrg-Elec-lte12kW-60G-0p92EF | DEER1314-WtrHt | 2013-01-01 | 2015-04-15 | DEER |  |  |  |  | Standard |  | 1 | 1 | 0 | Deemed Ex Ante Team |  |  |  | Updated to indicate claim/filing status
355 | NE-WtrHt-SmlStrg-Elec-lte12kW-75G-0p91EF | Small Electric Storage Water Heater 75 Gal, EF = 0.91, Recov Eff = 0.98 | DEER2014 | D13 v1.0 | 2020-11-24 16:30 | NE-WtrHt-SmlStrg-Elec-lte12kW-75G-0p91EF | DEER | Standard | None | 0 | 0 | None |  | 0 |  | 0 | Com | Any | SHW | Heating | WaterHtg_eq | Stor_EF |  | WtrHt-Com | Small Electric Storage Water Heater 75 Gal, EF and based on vintage, Recov Eff = 0.98 | Small Electric Storage Water Heater 75 Gal, EF = 0.87, Recov Eff = 0.98 | Small Electric Storage Water Heater 75 Gal, EF = 0.91, Recov Eff = 0.98 |  |  | NE-WtrHt-SmlStrg-Elec-lte12kW-75G-0p91EF | Available |  | 0 | 0 |  | RobNc |  | WtrHt-Com | D08-NE-WtrHt-SmlStrg-Elec-lte12kW-75G-0p91EF | DEER1314-WtrHt | 2013-01-01 | 2015-04-15 | DEER |  |  |  |  | Standard |  | 1 | 1 | 0 | Deemed Ex Ante Team |  |  |  | Updated to indicate claim/filing status
356 | NG-WtrHt-SmlStrg-Gas-lte75kBtuh-30G-0p62EF | Small Gas Storage Water Heater 30 Gal, EF = 0.62, Recov Eff = 0.77 | DEER2014 | D13 v1.0 | 2020-11-24 16:30 | NG-WtrHt-SmlStrg-Gas-lte75kBtuh-30G-0p62EF | DEER | Standard | None | 0 | 0 | None |  | 0 |  | 0 | Com | Any | SHW | Heating | WaterHtg_eq | Stor_EF |  | WtrHt-Com | Small Gas Storage Water Heater 30 Gal, EF and Recov Eff based on vintage | Small Gas Storage Water Heater 30 Gal, EF = 0.61, Recov Eff = 0.76 | Small Gas Storage Water Heater 30 Gal, EF = 0.62, Recov Eff = 0.77 |  |  | NG-WtrHt-SmlStrg-Gas-lte75kBtuh-30G-0p62EF | Available |  | 0 | 0 |  | ErRobNc |  | WtrHt-Com | D08-NG-WtrHt-SmlStrg-Gas-lte75kBtuh-30G-0p62EF | DEER1314-WtrHt | 2013-01-01 | 2015-04-15 | DEER |  |  |  |  | Standard |  | 1 | 1 | 0 | Deemed Ex Ante Team |  |  |  | Updated to indicate claim/filing status
357 | NG-WtrHt-SmlStrg-Gas-lte75kBtuh-30G-0p65EF | Small Gas Storage Water Heater 30 Gal, EF = 0.65, Recov Eff = 0.81 | DEER2014 | D13 v1.0 | 2020-11-24 16:30 | NG-WtrHt-SmlStrg-Gas-lte75kBtuh-30G-0p65EF | DEER | Standard | None | 0 | 0 | None |  | 0 |  | 0 | Com | Any | SHW | Heating | WaterHtg_eq | Stor_EF |  | WtrHt-Com | Small Gas Storage Water Heater 30 Gal, EF and Recov Eff based on vintage | Small Gas Storage Water Heater 30 Gal, EF = 0.61, Recov Eff = 0.76 | Small Gas Storage Water Heater 30 Gal, EF = 0.65, Recov Eff = 0.81 |  |  | NG-WtrHt-SmlStrg-Gas-lte75kBtuh-30G-0p65EF | Available |  | 0 | 0 |  | ErRobNc |  | WtrHt-Com | D08-NG-WtrHt-SmlStrg-Gas-lte75kBtuh-30G-0p65EF | DEER1315-WtrHt | 2013-01-01 | 2018-12-31 | DEER |  |  |  |  | Standard |  | 1 | 1 | 0 | Deemed Ex Ante Team |  |  |  | Updated to indicate claim/filing status
358 | NG-WtrHt-SmlStrg-Gas-lte75kBtuh-30G-0p70EF | Small Gas Storage Water Heater 30 Gal, EF = 0.70, Recov Eff = 0.81 | DEER2014 | D13 v1.0 | 2020-11-24 16:30 | NG-WtrHt-SmlStrg-Gas-lte75kBtuh-30G-0p70EF | DEER | Standard | None | 0 | 0 | None |  | 0 |  | 0 | Com | Any | SHW | Heating | WaterHtg_eq | Stor_EF |  | WtrHt-Com | Small Gas Storage Water Heater 30 Gal, EF and Recov Eff based on vintage | Small Gas Storage Water Heater 30 Gal, EF = 0.61, Recov Eff = 0.76 | Small Gas Storage Water Heater 30 Gal, EF = 0.70, Recov Eff = 0.81 |  |  | NG-WtrHt-SmlStrg-Gas-lte75kBtuh-30G-0p70EF | Available |  | 0 | 0 |  | ErRobNc |  | WtrHt-Com | D08-NG-WtrHt-SmlStrg-Gas-lte75kBtuh-30G-0p70EF | DEER1315-WtrHt | 2013-01-01 | 2018-12-31 | DEER |  |  |  |  | Standard |  | 1 | 1 | 0 | Deemed Ex Ante Team |  |  |  | Updated to indicate claim/filing status
359 | NG-WtrHt-SmlStrg-Gas-lte75kBtuh-40G-0p62EF | Small Gas Storage Water Heater 40 Gal, EF = 0.62, Recov Eff = 0.77 | DEER2014 | D13 v1.0 | 2020-11-24 16:30 | NG-WtrHt-SmlStrg-Gas-lte75kBtuh-40G-0p62EF | DEER | Standard | None | 0 | 0 | None |  | 0 |  | 0 | Com | Any | SHW | Heating | WaterHtg_eq | Stor_EF |  | WtrHt-Com | Small Gas Storage Water Heater 40 Gal, EF and Recov Eff based on vintage | Small Gas Storage Water Heater 40 Gal, EF = 0.60, Recov Eff = 0.76 | Small Gas Storage Water Heater 40 Gal, EF = 0.62, Recov Eff = 0.77 |  |  | NG-WtrHt-SmlStrg-Gas-lte75kBtuh-40G-0p62EF | Available |  | 0 | 0 |  | ErRobNc |  | WtrHt-Com | D08-NG-WtrHt-SmlStrg-Gas-lte75kBtuh-40G-0p62EF | DEER1314-WtrHt | 2013-01-01 | 2015-04-15 | DEER |  |  |  |  | Standard |  | 1 | 1 | 0 | Deemed Ex Ante Team |  |  |  | Updated to indicate claim/filing status
360 | NG-WtrHt-SmlStrg-Gas-lte75kBtuh-40G-0p67EF | Small Gas Storage Water Heater 40 Gal, EF = 0.67, Recov Eff = 0.81 | DEER2014 | D13 v1.0 | 2020-11-24 16:30 | NG-WtrHt-SmlStrg-Gas-lte75kBtuh-40G-0p67EF | DEER | Standard | None | 0 | 0 | None |  | 0 |  | 0 | Com | Any | SHW | Heating | WaterHtg_eq | Stor_EF |  | WtrHt-Com | Small Gas Storage Water Heater 40 Gal, EF and Recov Eff based on vintage | Small Gas Storage Water Heater 40 Gal, EF = 0.60, Recov Eff = 0.76 | Small Gas Storage Water Heater 40 Gal, EF = 0.67, Recov Eff = 0.81 |  |  | NG-WtrHt-SmlStrg-Gas-lte75kBtuh-40G-0p67EF | Available |  | 0 | 0 |  | ErRobNc |  | WtrHt-Com | D08-NG-WtrHt-SmlStrg-Gas-lte75kBtuh-40G-0p67EF | DEER1315-WtrHt | 2013-01-01 | 2018-12-31 | DEER |  |  |  |  | Standard |  | 1 | 1 | 0 | Deemed Ex Ante Team |  |  |  | Updated to indicate claim/filing status
361 | NG-WtrHt-SmlStrg-Gas-lte75kBtuh-40G-0p70EF | Small Gas Storage Water Heater 40 Gal, EF = 0.70, Recov Eff = 0.81 | DEER2014 | D13 v1.0 | 2020-11-24 16:30 | NG-WtrHt-SmlStrg-Gas-lte75kBtuh-40G-0p70EF | DEER | Standard | None | 0 | 0 | None |  | 0 |  | 0 | Com | Any | SHW | Heating | WaterHtg_eq | Stor_EF |  | WtrHt-Com | Small Gas Storage Water Heater 40 Gal, EF and Recov Eff based on vintage | Small Gas Storage Water Heater 40 Gal, EF = 0.60, Recov Eff = 0.76 | Small Gas Storage Water Heater 40 Gal, EF = 0.70, Recov Eff = 0.81 |  |  | NG-WtrHt-SmlStrg-Gas-lte75kBtuh-40G-0p70EF | Available |  | 0 | 0 |  | ErRobNc |  | WtrHt-Com | D08-NG-WtrHt-SmlStrg-Gas-lte75kBtuh-40G-0p70EF | DEER1315-WtrHt | 2013-01-01 | 2018-12-31 | DEER |  |  |  |  | Standard |  | 1 | 1 | 0 | Deemed Ex Ante Team |  |  |  | Updated to indicate claim/filing status
362 | NG-WtrHt-SmlStrg-Gas-lte75kBtuh-50G-0p62EF | Small Gas Storage Water Heater 50 Gal, EF = 0.62, Recov Eff = 0.77 | DEER2014 | D13 v1.0 | 2020-11-24 16:30 | NG-WtrHt-SmlStrg-Gas-lte75kBtuh-50G-0p62EF | DEER | Standard | None | 0 | 0 | None |  | 0 |  | 0 | Com | Any | SHW | Heating | WaterHtg_eq | Stor_EF |  | WtrHt-Com | Small Gas Storage Water Heater 50 Gal, EF and Recov Eff based on vintage | Small Gas Storage Water Heater 50 Gal, EF = 0.58, Recov Eff = 0.76 | Small Gas Storage Water Heater 50 Gal, EF = 0.62, Recov Eff = 0.77 |  |  | NG-WtrHt-SmlStrg-Gas-lte75kBtuh-50G-0p62EF | Available |  | 0 | 0 |  | RobNc |  | WtrHt-Com | D08-NG-WtrHt-SmlStrg-Gas-lte75kBtuh-50G-0p62EF | DEER1314-WtrHt | 2013-01-01 | 2015-04-15 | DEER |  |  |  |  | Standard |  | 1 | 1 | 0 | Deemed Ex Ante Team |  |  |  | Updated to indicate claim/filing status
363 | NG-WtrHt-SmlStrg-Gas-lte75kBtuh-50G-0p67EF | Small Gas Storage Water Heater 50 Gal, EF = 0.67, Recov Eff = 0.81 | DEER2014 | D13 v1.0 | 2020-11-24 16:30 | NG-WtrHt-SmlStrg-Gas-lte75kBtuh-50G-0p67EF | DEER | Standard | None | 0 | 0 | None |  | 0 |  | 0 | Com | Any | SHW | Heating | WaterHtg_eq | Stor_EF |  | WtrHt-Com | Small Gas Storage Water Heater 50 Gal, EF and Recov Eff based on vintage | Small Gas Storage Water Heater 50 Gal, EF = 0.58, Recov Eff = 0.76 | Small Gas Storage Water Heater 50 Gal, EF = 0.67, Recov Eff = 0.81 |  |  | NG-WtrHt-SmlStrg-Gas-lte75kBtuh-50G-0p67EF | Available |  | 0 | 0 |  | RobNc |  | WtrHt-Com | D08-NG-WtrHt-SmlStrg-Gas-lte75kBtuh-50G-0p67EF | DEER1315-WtrHt | 2013-01-01 | 2018-12-31 | DEER |  |  |  |  | Standard |  | 1 | 1 | 0 | Deemed Ex Ante Team |  |  |  | Updated to indicate claim/filing status
364 | NG-WtrHt-SmlStrg-Gas-lte75kBtuh-50G-0p70EF | Small Gas Storage Water Heater 50 Gal, EF = 0.70, Recov Eff = 0.81 | DEER2014 | D13 v1.0 | 2020-11-24 16:30 | NG-WtrHt-SmlStrg-Gas-lte75kBtuh-50G-0p70EF | DEER | Standard | None | 0 | 0 | None |  | 0 |  | 0 | Com | Any | SHW | Heating | WaterHtg_eq | Stor_EF |  | WtrHt-Com | Small Gas Storage Water Heater 50 Gal, EF and Recov Eff based on vintage | Small Gas Storage Water Heater 50 Gal, EF = 0.58, Recov Eff = 0.76 | Small Gas Storage Water Heater 50 Gal, EF = 0.70, Recov Eff = 0.81 |  |  | NG-WtrHt-SmlStrg-Gas-lte75kBtuh-50G-0p70EF | Available |  | 0 | 0 |  | RobNc |  | WtrHt-Com | D08-NG-WtrHt-SmlStrg-Gas-lte75kBtuh-50G-0p70EF | DEER1315-WtrHt | 2013-01-01 | 2018-12-31 | DEER |  |  |  |  | Standard |  | 1 | 1 | 0 | Deemed Ex Ante Team |  |  |  | Updated to indicate claim/filing status
365 | NG-WtrHt-SmlStrg-Gas-lte75kBtuh-60G-0p62EF | Small Gas Storage Water Heater 60 Gal, EF = 0.62, Recov Eff = 0.76 | DEER2014 | D13 v1.0 | 2020-11-24 16:30 | NG-WtrHt-SmlStrg-Gas-lte75kBtuh-60G-0p62EF | DEER | Standard | None | 0 | 0 | None |  | 0 |  | 0 | Com | Any | SHW | Heating | WaterHtg_eq | Stor_EF |  | WtrHt-Com | Small Gas Storage Water Heater 60 Gal, EF and Recov Eff based on vintage | Small Gas Storage Water Heater 60 Gal, EF = 0.56, Recov Eff = 0.76 | Small Gas Storage Water Heater 60 Gal, EF = 0.62, Recov Eff = 0.76 |  |  | NG-WtrHt-SmlStrg-Gas-lte75kBtuh-60G-0p62EF | Available |  | 0 | 0 |  | RobNc |  | WtrHt-Com | D08-NG-WtrHt-SmlStrg-Gas-lte75kBtuh-60G-0p62EF | DEER1314-WtrHt | 2013-01-01 | 2015-04-15 | DEER |  |  |  |  | Standard |  | 1 | 1 | 0 | Deemed Ex Ante Team |  |  |  | Updated to indicate claim/filing status
366 | NG-WtrHt-SmlStrg-Gas-lte75kBtuh-60G-0p66EF | Small Gas Storage Water Heater 60 Gal, EF = 0.66, Recov Eff = 0.81 | DEER2014 | D13 v1.0 | 2020-11-24 16:30 | NG-WtrHt-SmlStrg-Gas-lte75kBtuh-60G-0p66EF | DEER | Standard | None | 0 | 0 | None |  | 0 |  | 0 | Com | Any | SHW | Heating | WaterHtg_eq | Stor_EF |  | WtrHt-Com | Small Gas Storage Water Heater 60 Gal, EF and Recov Eff based on vintage | Small Gas Storage Water Heater 60 Gal, EF = 0.56, Recov Eff = 0.76 | Small Gas Storage Water Heater 60 Gal, EF = 0.66, Recov Eff = 0.81 |  |  | NG-WtrHt-SmlStrg-Gas-lte75kBtuh-60G-0p66EF | Available |  | 0 | 0 |  | RobNc |  | WtrHt-Com | D08-NG-WtrHt-SmlStrg-Gas-lte75kBtuh-60G-0p66EF | DEER1314-WtrHt | 2013-01-01 | 2015-04-15 | DEER |  |  |  |  | Standard |  | 1 | 1 | 0 | Deemed Ex Ante Team |  |  |  | Updated to indicate claim/filing status
367 | NG-WtrHt-SmlStrg-Gas-lte75kBtuh-60G-0p70EF | Small Gas Storage Water Heater 60 Gal, EF = 0.70, Recov Eff = 0.81 | DEER2014 | D13 v1.0 | 2020-11-24 16:30 | NG-WtrHt-SmlStrg-Gas-lte75kBtuh-60G-0p70EF | DEER | Standard | None | 0 | 0 | None |  | 0 |  | 0 | Com | Any | SHW | Heating | WaterHtg_eq | Stor_EF |  | WtrHt-Com | Small Gas Storage Water Heater 60 Gal, EF and Recov Eff based on vintage | Small Gas Storage Water Heater 60 Gal, EF = 0.56, Recov Eff = 0.76 | Small Gas Storage Water Heater 60 Gal, EF = 0.70, Recov Eff = 0.81 |  |  | NG-WtrHt-SmlStrg-Gas-lte75kBtuh-60G-0p70EF | Available |  | 0 | 0 |  | RobNc |  | WtrHt-Com | D08-NG-WtrHt-SmlStrg-Gas-lte75kBtuh-60G-0p70EF | DEER1314-WtrHt | 2013-01-01 | 2015-04-15 | DEER |  |  |  |  | Standard |  | 1 | 1 | 0 | Deemed Ex Ante Team |  |  |  | Updated to indicate claim/filing status
368 | NG-WtrHt-SmlStrg-Gas-lte75kBtuh-75G-0p62EF | Small Gas Storage Water Heater 75 Gal, EF = 0.62, Recov Eff = 0.80 | DEER2014 | D13 v1.0 | 2020-11-24 16:30 | NG-WtrHt-SmlStrg-Gas-lte75kBtuh-75G-0p62EF | DEER | Standard | None | 0 | 0 | None |  | 0 |  | 0 | Com | Any | SHW | Heating | WaterHtg_eq | Stor_EF |  | WtrHt-Com | Small Gas Storage Water Heater 75 Gal, EF and Recov Eff based on vintage | Small Gas Storage Water Heater 75 Gal, EF = 0.53, Recov Eff = 0.76 | Small Gas Storage Water Heater 75 Gal, EF = 0.62, Recov Eff = 0.80 |  |  | NG-WtrHt-SmlStrg-Gas-lte75kBtuh-75G-0p62EF | Available |  | 0 | 0 |  | ErRobNc |  | WtrHt-Com | D08-NG-WtrHt-SmlStrg-Gas-lte75kBtuh-75G-0p62EF | DEER1314-WtrHt | 2013-01-01 | 2015-04-15 | DEER |  |  |  |  | Standard |  | 1 | 1 | 0 | Deemed Ex Ante Team |  |  |  | Updated to indicate claim/filing status
369 | NG-WtrHt-SmlStrg-Gas-lte75kBtuh-75G-0p66EF | Small Gas Storage Water Heater 75 Gal, EF = 0.66, Recov Eff = 0.81 | DEER2014 | D13 v1.0 | 2020-11-24 16:30 | NG-WtrHt-SmlStrg-Gas-lte75kBtuh-75G-0p66EF | DEER | Standard | None | 0 | 0 | None |  | 0 |  | 0 | Com | Any | SHW | Heating | WaterHtg_eq | Stor_EF |  | WtrHt-Com | Small Gas Storage Water Heater 75 Gal, EF and Recov Eff based on vintage | Small Gas Storage Water Heater 75 Gal, EF = 0.53, Recov Eff = 0.76 | Small Gas Storage Water Heater 75 Gal, EF = 0.66, Recov Eff = 0.81 |  |  | NG-WtrHt-SmlStrg-Gas-lte75kBtuh-75G-0p66EF | Available |  | 0 | 0 |  | ErRobNc |  | WtrHt-Com | D08-NG-WtrHt-SmlStrg-Gas-lte75kBtuh-75G-0p66EF | DEER1314-WtrHt | 2013-01-01 | 2015-04-15 | DEER |  |  |  |  | Standard |  | 1 | 1 | 0 | Deemed Ex Ante Team |  |  |  | Updated to indicate claim/filing status
370 | NG-WtrHt-SmlStrg-Gas-lte75kBtuh-75G-0p70EF | Small Gas Storage Water Heater 75 Gal, EF = 0.70, Recov Eff = 0.81 | DEER2014 | D13 v1.0 | 2020-11-24 16:30 | NG-WtrHt-SmlStrg-Gas-lte75kBtuh-75G-0p70EF | DEER | Standard | None | 0 | 0 | None |  | 0 |  | 0 | Com | Any | SHW | Heating | WaterHtg_eq | Stor_EF |  | WtrHt-Com | Small Gas Storage Water Heater 75 Gal, EF and Recov Eff based on vintage | Small Gas Storage Water Heater 75 Gal, EF = 0.53, Recov Eff = 0.76 | Small Gas Storage Water Heater 75 Gal, EF = 0.70, Recov Eff = 0.81 |  |  | NG-WtrHt-SmlStrg-Gas-lte75kBtuh-75G-0p70EF | Available |  | 0 | 0 |  | ErRobNc |  | WtrHt-Com | D08-NG-WtrHt-SmlStrg-Gas-lte75kBtuh-75G-0p70EF | DEER1314-WtrHt | 2013-01-01 | 2015-04-15 | DEER |  |  |  |  | Standard |  | 1 | 1 | 0 | Deemed Ex Ante Team |  |  |  | Updated to indicate claim/filing status
371 | RE-WtrHt-SmlStrg-Elec-lte12kW-30G-0p95EF | High Efficiency Small Electric Storage Water Heater - 30 Gal , 0.95 EF | DEER2014 | D11 v4.00 | 2020-11-24 16:30 | RE-WtrHt-SmlStrg-Elec-lte12kW-30G-0p95EF | DEER | Standard | None | 0 | 0 | None |  | 0 |  | 0 | Res | Any | SHW | Heating | WaterHtg_eq | Stor_EF |  | WtrHt-Res-Elec | Small Electric Storage Water Heater 30 Gal; EF = 0.93; Recov Eff = 0.98 | Small Electric Storage Water Heater 30 Gal; EF = 0.93; Recov Eff = 0.98 | High Efficiency Small Electric Storage Water Heater - 30 Gal , 0.95 EF |  |  | RE-WtrHt-SmlStrg-Elec-lte12kW-30G-0p95EF | Available |  | 0 | 0 |  | RobNc |  | WtrHt-Res-Elec | D08-RE-WtrHt-SmlStrg-Elec-lte12kW-30G-0p95EF | DEER1314-WtrHt | 2013-01-01 | 2015-04-15 | DEER |  |  |  |  | Standard |  | 1 | 1 | 0 | Deemed Ex Ante Team |  |  |  | Updated to indicate claim/filing status
372 | RE-WtrHt-SmlStrg-Elec-lte12kW-40G-0p94EF | High Efficiency Small Electric Storage Water Heater - 40 Gal , 0.94 EF | DEER2014 | D11 v4.00 | 2020-11-24 16:30 | RE-WtrHt-SmlStrg-Elec-lte12kW-40G-0p94EF | DEER | Standard | None | 0 | 0 | None |  | 0 |  | 0 | Res | Any | SHW | Heating | WaterHtg_eq | Stor_EF |  | WtrHt-Res-Elec | Small Electric Storage Water Heater 40 Gal; EF = 0.92; Recov Eff = 0.98 | Small Electric Storage Water Heater 40 Gal; EF = 0.92; Recov Eff = 0.98 | High Efficiency Small Electric Storage Water Heater - 40 Gal , 0.94 EF |  |  | RE-WtrHt-SmlStrg-Elec-lte12kW-40G-0p94EF | Available |  | 0 | 0 |  | RobNc |  | WtrHt-Res-Elec | D08-RE-WtrHt-SmlStrg-Elec-lte12kW-40G-0p94EF | DEER1314-WtrHt | 2013-01-01 | 2015-04-15 | DEER |  |  |  |  | Standard |  | 1 | 1 | 0 | Deemed Ex Ante Team |  |  |  | Updated to indicate claim/filing status
373 | RE-WtrHt-SmlStrg-Elec-lte12kW-50G-0p93EF | High Efficiency Small Electric Storage Water Heater - 50 Gal , 0.93 EF | DEER2014 | D11 v4.00 | 2020-11-24 16:30 | RE-WtrHt-SmlStrg-Elec-lte12kW-50G-0p93EF | DEER | Standard | None | 0 | 0 | None |  | 0 |  | 0 | Res | Any | SHW | Heating | WaterHtg_eq | Stor_EF |  | WtrHt-Res-Elec | Small Electric Storage Water Heater 50 Gal; EF = 0.90; Recov Eff = 0.98 | Small Electric Storage Water Heater 50 Gal; EF = 0.90; Recov Eff = 0.98 | High Efficiency Small Electric Storage Water Heater - 50 Gal , 0.93 EF |  |  | RE-WtrHt-SmlStrg-Elec-lte12kW-50G-0p93EF | Available |  | 0 | 0 |  | RobNc |  | WtrHt-Res-Elec | D08-RE-WtrHt-SmlStrg-Elec-lte12kW-50G-0p93EF | DEER1314-WtrHt | 2013-01-01 | 2015-04-15 | DEER |  |  |  |  | Standard |  | 1 | 1 | 0 | Deemed Ex Ante Team |  |  |  | Updated to indicate claim/filing status
374 | RE-WtrHt-SmlStrg-Elec-lte12kW-60G-0p92EF | High Efficiency Small Electric Storage Water Heater - 60 Gal , 0.92 EF | DEER2014 | D11 v4.00 | 2020-11-24 16:30 | RE-WtrHt-SmlStrg-Elec-lte12kW-60G-0p92EF | DEER | Standard | None | 0 | 0 | None |  | 0 |  | 0 | Res | Any | SHW | Heating | WaterHtg_eq | Stor_EF |  | WtrHt-Res-Elec | Small Electric Storage Water Heater 60 Gal; EF = 0.89; Recov Eff = 0.98 | Small Electric Storage Water Heater 60 Gal; EF = 0.89; Recov Eff = 0.98 | High Efficiency Small Electric Storage Water Heater - 60 Gal , 0.92 EF |  |  | RE-WtrHt-SmlStrg-Elec-lte12kW-60G-0p92EF | Available |  | 0 | 0 |  | RobNc |  | WtrHt-Res-Elec | D08-RE-WtrHt-SmlStrg-Elec-lte12kW-60G-0p92EF | DEER1314-WtrHt | 2013-01-01 | 2015-04-15 | DEER |  |  |  |  | Standard |  | 1 | 1 | 0 | Deemed Ex Ante Team |  |  |  | Updated to indicate claim/filing status
375 | RE-WtrHt-SmlStrg-Elec-lte12kW-75G-0p91EF | High Efficiency Small Electric Storage Water Heater - 75 Gal , 0.91 EF | DEER2014 | D11 v4.00 | 2020-11-24 16:30 | RE-WtrHt-SmlStrg-Elec-lte12kW-75G-0p91EF | DEER | Standard | None | 0 | 0 | None |  | 0 |  | 0 | Res | Any | SHW | Heating | WaterHtg_eq | Stor_EF |  | WtrHt-Res-Elec | Small Electric Storage Water Heater 75 Gal; EF = 0.87; Recov Eff = 0.98 | Small Electric Storage Water Heater 75 Gal; EF = 0.87; Recov Eff = 0.98 | High Efficiency Small Electric Storage Water Heater - 75 Gal , 0.91 EF |  |  | RE-WtrHt-SmlStrg-Elec-lte12kW-75G-0p91EF | Available |  | 0 | 0 |  | RobNc |  | WtrHt-Res-Elec | D08-RE-WtrHt-SmlStrg-Elec-lte12kW-75G-0p91EF | DEER1314-WtrHt | 2013-01-01 | 2015-04-15 | DEER |  |  |  |  | Standard |  | 1 | 1 | 0 | Deemed Ex Ante Team |  |  |  | Updated to indicate claim/filing status
376 | RG-WtrHt-SmlInst-Gas-lte75kBtuh-lt2G-0p82EF | High Efficiency Small Gas Instantaneous Water Heater | DEER2014 | D11 v4.00 | 2020-11-24 16:30 | RG-WtrHt-SmlInst-Gas-lte75kBtuh-lt2G-0p82EF | DEER | Standard | None | 0 | 0 | None |  | 0 |  | 0 | Res | Any | SHW | Heating | WaterHtg_eq | Stor_EF |  | WtrHt-Res-Gas | Small Gas Storage Water Heater 40 Gal; EF = 0.57; Recov Eff = 0.76 | Small Gas Storage Water Heater 40 Gal; EF = 0.59; Recov Eff = 0.76 | High Efficiency Small Gas Instantaneous Water Heater |  |  | RG-WtrHt-SmlInst-Gas-lte75kBtuh-lt2G-0p82EF | Available |  | 0 | 0 |  | ErRobNc |  | WtrHt-Res-Gas | D08-RG-WtrHt-SmlInst-Gas-lte75kBtuh-lt2G-0p82EF | DEER1314-WtrHt | 2013-01-01 | 2015-04-15 | DEER |  |  |  |  | Standard |  | 1 | 1 | 0 | Deemed Ex Ante Team |  |  |  | Updated to indicate claim/filing status
377 | RG-WtrHt-SmlStrg-Gas-lte75kBtuh-30G-0p62EF | High Efficiency Small Gas Storage Water Heater - 30 Gal , 0.62 EF | DEER2014 | D11 v4.00 | 2020-11-24 16:30 | RG-WtrHt-SmlStrg-Gas-lte75kBtuh-30G-0p62EF | DEER | Standard | None | 0 | 0 | None |  | 0 |  | 0 | Res | Any | SHW | Heating | WaterHtg_eq | Stor_EF |  | WtrHt-Res-Gas | Small Gas Storage Water Heater 30 Gal; EF = 0.57; Recov Eff = 0.76 | Small Gas Storage Water Heater 30 Gal; EF = 0.61; Recov Eff = 0.76 | High Efficiency Small Gas Storage Water Heater - 30 Gal , 0.62 EF |  |  | RG-WtrHt-SmlStrg-Gas-lte75kBtuh-30G-0p62EF | Available |  | 0 | 0 |  | ErRobNc |  | WtrHt-Res-Gas | D08-RG-WtrHt-SmlStrg-Gas-lte75kBtuh-30G-0p62EF | DEER1314-WtrHt | 2013-01-01 | 2015-04-15 | DEER |  |  |  |  | Standard |  | 1 | 1 | 0 | Deemed Ex Ante Team |  |  |  | Updated to indicate claim/filing status
378 | RG-WtrHt-SmlStrg-Gas-lte75kBtuh-30G-0p65EF | High Efficiency Small Gas Storage Water Heater - 30 Gal , 0.65 EF | DEER2014 | D11 v4.00 | 2020-11-24 16:30 | RG-WtrHt-SmlStrg-Gas-lte75kBtuh-30G-0p65EF | DEER | Standard | None | 0 | 0 | None |  | 0 |  | 0 | Res | Any | SHW | Heating | WaterHtg_eq | Stor_EF |  | WtrHt-Res-Gas | Small Gas Storage Water Heater 30 Gal; EF = 0.57; Recov Eff = 0.76 | Small Gas Storage Water Heater 30 Gal; EF = 0.61; Recov Eff = 0.76 | High Efficiency Small Gas Storage Water Heater - 30 Gal , 0.65 EF |  |  | RG-WtrHt-SmlStrg-Gas-lte75kBtuh-30G-0p65EF | Available |  | 0 | 0 |  | ErRobNc |  | WtrHt-Res-Gas | D08-RG-WtrHt-SmlStrg-Gas-lte75kBtuh-30G-0p65EF | DEER1315-WtrHt | 2013-01-01 | 2016-12-31 | DEER |  |  |  |  | Standard |  | 1 | 1 | 0 | Deemed Ex Ante Team |  |  |  | Updated to indicate claim/filing status
379 | RG-WtrHt-SmlStrg-Gas-lte75kBtuh-30G-0p70EF | High Efficiency Small Gas Storage Water Heater - 30 Gal , 0.70 EF | DEER2014 | D11 v4.00 | 2020-11-24 16:30 | RG-WtrHt-SmlStrg-Gas-lte75kBtuh-30G-0p70EF | DEER | Standard | None | 0 | 0 | None |  | 0 |  | 0 | Res | Any | SHW | Heating | WaterHtg_eq | Stor_EF |  | WtrHt-Res-Gas | Small Gas Storage Water Heater 30 Gal; EF = 0.57; Recov Eff = 0.76 | Small Gas Storage Water Heater 30 Gal; EF = 0.61; Recov Eff = 0.76 | High Efficiency Small Gas Storage Water Heater - 30 Gal , 0.70 EF |  |  | RG-WtrHt-SmlStrg-Gas-lte75kBtuh-30G-0p70EF | Available |  | 0 | 0 |  | ErRobNc |  | WtrHt-Res-Gas | D08-RG-WtrHt-SmlStrg-Gas-lte75kBtuh-30G-0p70EF | DEER1315-WtrHt | 2013-01-01 | 2016-12-31 | DEER |  |  |  |  | Standard |  | 1 | 1 | 0 | Deemed Ex Ante Team |  |  |  | Updated to indicate claim/filing status
380 | RG-WtrHt-SmlStrg-Gas-lte75kBtuh-40G-0p62EF | High Efficiency Small Gas Storage Water Heater - 40 Gal , 0.62 EF | DEER2014 | D11 v4.00 | 2020-11-24 16:30 | RG-WtrHt-SmlStrg-Gas-lte75kBtuh-40G-0p62EF | DEER | Standard | None | 0 | 0 | None |  | 0 |  | 0 | Res | Any | SHW | Heating | WaterHtg_eq | Stor_EF |  | WtrHt-Res-Gas | Small Gas Storage Water Heater 40 Gal; EF = 0.57; Recov Eff = 0.76 | Small Gas Storage Water Heater 40 Gal; EF = 0.59; Recov Eff = 0.76 | High Efficiency Small Gas Storage Water Heater - 40 Gal , 0.62 EF |  |  | RG-WtrHt-SmlStrg-Gas-lte75kBtuh-40G-0p62EF | Available |  | 0 | 0 |  | ErRobNc |  | WtrHt-Res-Gas | D08-RG-WtrHt-SmlStrg-Gas-lte75kBtuh-40G-0p62EF | DEER1314-WtrHt | 2013-01-01 | 2015-04-15 | DEER |  |  |  |  | Standard |  | 1 | 1 | 0 | Deemed Ex Ante Team |  |  |  | Updated to indicate claim/filing status
381 | RG-WtrHt-SmlStrg-Gas-lte75kBtuh-40G-0p67EF | High Efficiency Small Gas Storage Water Heater - 40 Gal , 0.67 EF | DEER2014 | D11 v4.00 | 2020-11-24 16:30 | RG-WtrHt-SmlStrg-Gas-lte75kBtuh-40G-0p67EF | DEER | Standard | None | 0 | 0 | None |  | 0 |  | 0 | Res | Any | SHW | Heating | WaterHtg_eq | Stor_EF |  | WtrHt-Res-Gas | Small Gas Storage Water Heater 40 Gal; EF = 0.57; Recov Eff = 0.76 | Small Gas Storage Water Heater 40 Gal; EF = 0.59; Recov Eff = 0.76 | High Efficiency Small Gas Storage Water Heater - 40 Gal , 0.67 EF |  |  | RG-WtrHt-SmlStrg-Gas-lte75kBtuh-40G-0p67EF | Available |  | 0 | 0 |  | ErRobNc |  | WtrHt-Res-Gas | D08-RG-WtrHt-SmlStrg-Gas-lte75kBtuh-40G-0p67EF | DEER1315-WtrHt | 2013-01-01 | 2018-12-31 | DEER |  |  |  |  | Standard |  | 1 | 1 | 0 | Deemed Ex Ante Team |  |  |  | Updated to indicate claim/filing status
382 | RG-WtrHt-SmlStrg-Gas-lte75kBtuh-40G-0p70EF | High Efficiency Small Gas Storage Water Heater - 40 Gal , 0.70 EF | DEER2014 | D11 v4.00 | 2020-11-24 16:30 | RG-WtrHt-SmlStrg-Gas-lte75kBtuh-40G-0p70EF | DEER | Standard | None | 0 | 0 | None |  | 0 |  | 0 | Res | Any | SHW | Heating | WaterHtg_eq | Stor_EF |  | WtrHt-Res-Gas | Small Gas Storage Water Heater 40 Gal; EF = 0.57; Recov Eff = 0.76 | Small Gas Storage Water Heater 40 Gal; EF = 0.59; Recov Eff = 0.76 | High Efficiency Small Gas Storage Water Heater - 40 Gal , 0.70 EF |  |  | RG-WtrHt-SmlStrg-Gas-lte75kBtuh-40G-0p70EF | Available |  | 0 | 0 |  | ErRobNc |  | WtrHt-Res-Gas | D08-RG-WtrHt-SmlStrg-Gas-lte75kBtuh-40G-0p70EF | DEER1315-WtrHt | 2013-01-01 | 2016-12-31 | DEER |  |  |  |  | Standard |  | 1 | 1 | 0 | Deemed Ex Ante Team |  |  |  | Updated to indicate claim/filing status
383 | RG-WtrHt-SmlStrg-Gas-lte75kBtuh-50G-0p62EF | High Efficiency Small Gas Storage Water Heater - 50 Gal , 0.62 EF | DEER2014 | D11 v4.00 | 2020-11-24 16:30 | RG-WtrHt-SmlStrg-Gas-lte75kBtuh-50G-0p62EF | DEER | Standard | None | 0 | 0 | None |  | 0 |  | 0 | Res | Any | SHW | Heating | WaterHtg_eq | Stor_EF |  | WtrHt-Res-Gas | Small Gas Storage Water Heater 50 Gal; EF = 0.57; Recov Eff = 0.76 | Small Gas Storage Water Heater 50 Gal; EF = 0.57; Recov Eff = 0.76 | High Efficiency Small Gas Storage Water Heater - 50 Gal , 0.62 EF |  |  | RG-WtrHt-SmlStrg-Gas-lte75kBtuh-50G-0p62EF | Available |  | 0 | 0 |  | RobNc |  | WtrHt-Res-Gas | D08-RG-WtrHt-SmlStrg-Gas-lte75kBtuh-50G-0p62EF | DEER1314-WtrHt | 2013-01-01 | 2015-04-15 | DEER |  |  |  |  | Standard |  | 1 | 1 | 0 | Deemed Ex Ante Team |  |  |  | Updated to indicate claim/filing status
384 | RG-WtrHt-SmlStrg-Gas-lte75kBtuh-50G-0p67EF | High Efficiency Small Gas Storage Water Heater - 50 Gal , 0.67 EF | DEER2014 | D11 v4.00 | 2020-11-24 16:30 | RG-WtrHt-SmlStrg-Gas-lte75kBtuh-50G-0p67EF | DEER | Standard | None | 0 | 0 | None |  | 0 |  | 0 | Res | Any | SHW | Heating | WaterHtg_eq | Stor_EF |  | WtrHt-Res-Gas | Small Gas Storage Water Heater 50 Gal; EF = 0.57; Recov Eff = 0.76 | Small Gas Storage Water Heater 50 Gal; EF = 0.57; Recov Eff = 0.76 | High Efficiency Small Gas Storage Water Heater - 50 Gal , 0.67 EF |  |  | RG-WtrHt-SmlStrg-Gas-lte75kBtuh-50G-0p67EF | Available |  | 0 | 0 |  | RobNc |  | WtrHt-Res-Gas | D08-RG-WtrHt-SmlStrg-Gas-lte75kBtuh-50G-0p67EF | DEER1315-WtrHt | 2013-01-01 | 2016-12-31 | DEER |  |  |  |  | Standard |  | 1 | 1 | 0 | Deemed Ex Ante Team |  |  |  | Updated to indicate claim/filing status
385 | RG-WtrHt-SmlStrg-Gas-lte75kBtuh-50G-0p70EF | High Efficiency Small Gas Storage Water Heater - 50 Gal , 0.70 EF | DEER2014 | D11 v4.00 | 2020-11-24 16:30 | RG-WtrHt-SmlStrg-Gas-lte75kBtuh-50G-0p70EF | DEER | Standard | None | 0 | 0 | None |  | 0 |  | 0 | Res | Any | SHW | Heating | WaterHtg_eq | Stor_EF |  | WtrHt-Res-Gas | Small Gas Storage Water Heater 50 Gal; EF = 0.57; Recov Eff = 0.76 | Small Gas Storage Water Heater 50 Gal; EF = 0.57; Recov Eff = 0.76 | High Efficiency Small Gas Storage Water Heater - 50 Gal , 0.70 EF |  |  | RG-WtrHt-SmlStrg-Gas-lte75kBtuh-50G-0p70EF | Available |  | 0 | 0 |  | RobNc |  | WtrHt-Res-Gas | D08-RG-WtrHt-SmlStrg-Gas-lte75kBtuh-50G-0p70EF | DEER1314-WtrHt | 2013-01-01 | 2016-12-31 | DEER |  |  |  |  | Standard |  | 1 | 1 | 0 | Deemed Ex Ante Team |  |  |  | Updated to indicate claim/filing status
386 | RG-WtrHt-SmlStrg-Gas-lte75kBtuh-60G-0p62EF | High Efficiency Small Gas Storage Water Heater - 60 Gal , 0.62 EF | DEER2014 | D11 v4.00 | 2020-11-24 16:30 | RG-WtrHt-SmlStrg-Gas-lte75kBtuh-60G-0p62EF | DEER | Standard | None | 0 | 0 | None |  | 0 |  | 0 | Res | Any | SHW | Heating | WaterHtg_eq | Stor_EF |  | WtrHt-Res-Gas | Small Gas Storage Water Heater 60 Gal; EF = 0.56; Recov Eff = 0.76 | Small Gas Storage Water Heater 60 Gal; EF = 0.56; Recov Eff = 0.76 | High Efficiency Small Gas Storage Water Heater - 60 Gal , 0.62 EF |  |  | RG-WtrHt-SmlStrg-Gas-lte75kBtuh-60G-0p62EF | Available |  | 0 | 0 |  | RobNc |  | WtrHt-Res-Gas | D08-RG-WtrHt-SmlStrg-Gas-lte75kBtuh-60G-0p62EF | DEER1314-WtrHt | 2013-01-01 | 2015-04-15 | DEER |  |  |  |  | Standard |  | 1 | 1 | 0 | Deemed Ex Ante Team |  |  |  | Updated to indicate claim/filing status
387 | RG-WtrHt-SmlStrg-Gas-lte75kBtuh-60G-0p66EF | High Efficiency Small Gas Storage Water Heater - 60 Gal , 0.66 EF | DEER2014 | D11 v4.00 | 2020-11-24 16:30 | RG-WtrHt-SmlStrg-Gas-lte75kBtuh-60G-0p66EF | DEER | Standard | None | 0 | 0 | None |  | 0 |  | 0 | Res | Any | SHW | Heating | WaterHtg_eq | Stor_EF |  | WtrHt-Res-Gas | Small Gas Storage Water Heater 60 Gal; EF = 0.56; Recov Eff = 0.76 | Small Gas Storage Water Heater 60 Gal; EF = 0.56; Recov Eff = 0.76 | High Efficiency Small Gas Storage Water Heater - 60 Gal , 0.66 EF |  |  | RG-WtrHt-SmlStrg-Gas-lte75kBtuh-60G-0p66EF | Available |  | 0 | 0 |  | RobNc |  | WtrHt-Res-Gas | D08-RG-WtrHt-SmlStrg-Gas-lte75kBtuh-60G-0p66EF | DEER1314-WtrHt | 2013-01-01 | 2015-04-15 | DEER |  |  |  |  | Standard |  | 1 | 1 | 0 | Deemed Ex Ante Team |  |  |  | Updated to indicate claim/filing status
388 | RG-WtrHt-SmlStrg-Gas-lte75kBtuh-60G-0p70EF | High Efficiency Small Gas Storage Water Heater - 60 Gal , 0.70 EF | DEER2014 | D11 v4.00 | 2020-11-24 16:30 | RG-WtrHt-SmlStrg-Gas-lte75kBtuh-60G-0p70EF | DEER | Standard | None | 0 | 0 | None |  | 0 |  | 0 | Res | Any | SHW | Heating | WaterHtg_eq | Stor_EF |  | WtrHt-Res-Gas | Small Gas Storage Water Heater 60 Gal; EF = 0.56; Recov Eff = 0.76 | Small Gas Storage Water Heater 60 Gal; EF = 0.56; Recov Eff = 0.76 | High Efficiency Small Gas Storage Water Heater - 60 Gal , 0.70 EF |  |  | RG-WtrHt-SmlStrg-Gas-lte75kBtuh-60G-0p70EF | Available |  | 0 | 0 |  | ErRobNc |  | WtrHt-Res-Gas | D08-RG-WtrHt-SmlStrg-Gas-lte75kBtuh-60G-0p70EF | DEER1314-WtrHt | 2013-01-01 | 2015-04-15 | DEER |  |  |  |  | Standard |  | 1 | 1 | 0 | Deemed Ex Ante Team |  |  |  | Updated to indicate claim/filing status
389 | RG-WtrHt-SmlStrg-Gas-lte75kBtuh-75G-0p62EF | High Efficiency Small Gas Storage Water Heater - 75 Gal , 0.62 EF | DEER2014 | D11 v4.00 | 2020-11-24 16:30 | RG-WtrHt-SmlStrg-Gas-lte75kBtuh-75G-0p62EF | DEER | Standard | None | 0 | 0 | None |  | 0 |  | 0 | Res | Any | SHW | Heating | WaterHtg_eq | Stor_EF |  | WtrHt-Res-Gas | Small Gas Storage Water Heater 75 Gal; EF = 0.48; Recov Eff = 0.76 | Small Gas Storage Water Heater 75 Gal; EF = 0.53; Recov Eff = 0.76 | High Efficiency Small Gas Storage Water Heater - 75 Gal , 0.62 EF |  |  | RG-WtrHt-SmlStrg-Gas-lte75kBtuh-75G-0p62EF | Available |  | 0 | 0 |  | ErRobNc |  | WtrHt-Res-Gas | D08-RG-WtrHt-SmlStrg-Gas-lte75kBtuh-75G-0p62EF | DEER1314-WtrHt | 2013-01-01 | 2015-04-15 | DEER |  |  |  |  | Standard |  | 1 | 1 | 0 | Deemed Ex Ante Team |  |  |  | Updated to indicate claim/filing status
390 | RG-WtrHt-SmlStrg-Gas-lte75kBtuh-75G-0p66EF | High Efficiency Small Gas Storage Water Heater - 75 Gal , 0.66 EF | DEER2014 | D11 v4.00 | 2020-11-24 16:30 | RG-WtrHt-SmlStrg-Gas-lte75kBtuh-75G-0p66EF | DEER | Standard | None | 0 | 0 | None |  | 0 |  | 0 | Res | Any | SHW | Heating | WaterHtg_eq | Stor_EF |  | WtrHt-Res-Gas | Small Gas Storage Water Heater 75 Gal; EF = 0.48; Recov Eff = 0.76 | Small Gas Storage Water Heater 75 Gal; EF = 0.53; Recov Eff = 0.76 | High Efficiency Small Gas Storage Water Heater - 75 Gal , 0.66 EF |  |  | RG-WtrHt-SmlStrg-Gas-lte75kBtuh-75G-0p66EF | Available |  | 0 | 0 |  | ErRobNc |  | WtrHt-Res-Gas | D08-RG-WtrHt-SmlStrg-Gas-lte75kBtuh-75G-0p66EF | DEER1314-WtrHt | 2013-01-01 | 2015-04-15 | DEER |  |  |  |  | Standard |  | 1 | 1 | 0 | Deemed Ex Ante Team |  |  |  | Updated to indicate claim/filing status
391 | RG-WtrHt-SmlStrg-Gas-lte75kBtuh-75G-0p70EF | High Efficiency Small Gas Storage Water Heater - 75 Gal , 0.70 EF | DEER2014 | D11 v4.00 | 2020-11-24 16:30 | RG-WtrHt-SmlStrg-Gas-lte75kBtuh-75G-0p70EF | DEER | Standard | None | 0 | 0 | None |  | 0 |  | 0 | Res | Any | SHW | Heating | WaterHtg_eq | Stor_EF |  | WtrHt-Res-Gas | Small Gas Storage Water Heater 75 Gal; EF = 0.48; Recov Eff = 0.76 | Small Gas Storage Water Heater 75 Gal; EF = 0.53; Recov Eff = 0.76 | High Efficiency Small Gas Storage Water Heater - 75 Gal , 0.70 EF |  |  | RG-WtrHt-SmlStrg-Gas-lte75kBtuh-75G-0p70EF | Available |  | 0 | 0 |  | ErRobNc |  | WtrHt-Res-Gas | D08-RG-WtrHt-SmlStrg-Gas-lte75kBtuh-75G-0p70EF | DEER1314-WtrHt | 2013-01-01 | 2015-04-15 | DEER |  |  |  |  | Standard |  | 1 | 1 | 0 | Deemed Ex Ante Team |  |  |  | Updated to indicate claim/filing status
392 | NG-WtrHt-LrgStrg-Gas-gte75kBtuh-0p83Et | Large Gas Storage Water Heater, Et = 0.83, Stdby Loss = 0.56%/hr | DEER2014 | D13 v1.0 | 2020-11-24 16:30 | NG-WtrHt-LrgStrg-Gas-gte75kBtuh-0p83Et | DEER | Standard | None | 0 | 0 | None |  | 0 |  | 0 | Com | Any | SHW | Heating | WaterHtg_eq | Stor_Et |  | WtrHt-Com | Large Gas Storage Water Heater, Et and Stdby Loss based on vintage | Large Gas Storage Water Heater, Et = 0.80, Stdby Loss = 0.56%/hr | Large Gas Storage Water Heater, Et = 0.83, Stdby Loss = 0.56%/hr |  |  | NG-WtrHt-LrgStrg-Gas-gte75kBtuh-0p83Et | Available |  | 0 | 0 |  | ErRobNc |  | WtrHt-Com | D08-NG-WtrHt-LrgStrg-Gas-gte75kBtuh-0p83Et | DEER1314 | 2013-01-01 | 2020-12-31 | DEER |  |  |  |  | Standard |  | 1 | 1 | 0 | Deemed Ex Ante Team |  |  |  | Updated to indicate claim/filing status
393 | NG-WtrHt-LrgStrg-Gas-gte75kBtuh-0p90Et | Large Gas Storage Water Heater, Et = 0.90, Stdby Loss = 0.56%/hr | DEER2014 | D13 v1.0 | 2020-11-24 16:30 | NG-WtrHt-LrgStrg-Gas-gte75kBtuh-0p90Et | DEER | Standard | None | 0 | 0 | None |  | 0 |  | 0 | Com | Any | SHW | Heating | WaterHtg_eq | Stor_Et |  | WtrHt-Com | Large Gas Storage Water Heater, Et and Stdby Loss based on vintage | Large Gas Storage Water Heater, Et = 0.80, Stdby Loss = 0.56%/hr | Large Gas Storage Water Heater, Et = 0.90, Stdby Loss = 0.56%/hr |  |  | NG-WtrHt-LrgStrg-Gas-gte75kBtuh-0p90Et | Available |  | 0 | 0 |  | ErRobNc |  | WtrHt-Com | D08-NG-WtrHt-LrgStrg-Gas-gte75kBtuh-0p90Et | DEER1314 | 2013-01-01 | 2020-12-31 | DEER |  |  |  |  | Standard |  | 1 | 1 | 0 | Deemed Ex Ante Team |  |  |  | Updated to indicate claim/filing status
401 | NE-WtrHt-SmlStrg-HP-lte12kW-30G-2p00EF | Efficient water heater: HP_EF Elec (EF=2.00) replaces Elec water heater | DEER2015 | DEER-WaterHeater-Calculator | 2020-11-24 16:30 | NE-WtrHt-SmlStrg-HP-lte12kW-30G-2p00EF | DEER | Standard | None | 0 | 0 | None |  | 0 |  | 1 | Com | Any | SHW | Heating | WaterHtg_eq | HP_EF |  | WtrHt-Com | Small Storage 30 gallon Elec water heater, EF varies by vintage |  |  |  | Stor_EF-Elec-030gal-0.951EF | Stor_EF-ElecHP-030gal-2.00EF | Available |  | 0 | 0 |  | ErRobNc |  | WtrHt-Com |  | None | 2015-04-16 | 2018-12-31 | DEER |  |  |  |  | Standard |  | 1 | 1 | 0 | Deemed Ex Ante Team |  |  |  | Updated to indicate claim/filing status
402 | NE-WtrHt-SmlStrg-HP-lte12kW-30G-2p20EF | Efficient water heater: HP_EF Elec (EF=2.20) replaces Elec water heater | DEER2015 | DEER-WaterHeater-Calculator | 2020-11-24 16:30 | NE-WtrHt-SmlStrg-HP-lte12kW-30G-2p20EF | DEER | Standard | None | 0 | 0 | None |  | 0 |  | 1 | Com | Any | SHW | Heating | WaterHtg_eq | HP_EF |  | WtrHt-Com | Small Storage 30 gallon Elec water heater, EF varies by vintage |  |  |  | Stor_EF-Elec-030gal-0.951EF | Stor_EF-ElecHP-030gal-2.20EF | Available |  | 0 | 0 |  | ErRobNc |  | WtrHt-Com |  | None | 2015-04-16 | 2018-12-31 | DEER |  |  |  |  | Standard |  | 1 | 1 | 0 | Deemed Ex Ante Team |  |  |  | Updated to indicate claim/filing status
403 | NE-WtrHt-SmlStrg-HP-lte12kW-30G-2p40EF | Efficient water heater: HP_EF Elec (EF=2.40) replaces Elec water heater | DEER2015 | DEER-WaterHeater-Calculator | 2020-11-24 16:30 | NE-WtrHt-SmlStrg-HP-lte12kW-30G-2p40EF | DEER | Standard | None | 0 | 0 | None |  | 0 |  | 1 | Com | Any | SHW | Heating | WaterHtg_eq | HP_EF |  | WtrHt-Com | Small Storage 30 gallon Elec water heater, EF varies by vintage |  |  |  | Stor_EF-Elec-030gal-0.951EF | Stor_EF-ElecHP-030gal-2.40EF | Available |  | 0 | 0 |  | ErRobNc |  | WtrHt-Com |  | None | 2015-04-16 | 2018-12-31 | DEER |  |  |  |  | Standard |  | 1 | 1 | 0 | Deemed Ex Ante Team |  |  |  | Updated to indicate claim/filing status
404 | NE-WtrHt-SmlStrg-HP-lte12kW-40G-2p00EF | Efficient water heater: HP_EF Elec (EF=2.00) replaces Elec water heater | DEER2015 | DEER-WaterHeater-Calculator | 2020-11-24 16:30 | NE-WtrHt-SmlStrg-HP-lte12kW-40G-2p00EF | DEER | Standard | None | 0 | 0 | None |  | 0 |  | 1 | Com | Any | SHW | Heating | WaterHtg_eq | HP_EF |  | WtrHt-Com | Small Storage 40 gallon Elec water heater, EF varies by vintage |  |  |  | Stor_EF-Elec-040gal-0.948EF | Stor_EF-ElecHP-040gal-2.00EF | Available |  | 0 | 0 |  | ErRobNc |  | WtrHt-Com |  | None | 2015-04-16 | 2018-12-31 | DEER |  |  |  |  | Standard |  | 1 | 1 | 0 | Deemed Ex Ante Team |  |  |  | Updated to indicate claim/filing status
405 | NE-WtrHt-SmlStrg-HP-lte12kW-40G-2p20EF | Efficient water heater: HP_EF Elec (EF=2.20) replaces Elec water heater | DEER2015 | DEER-WaterHeater-Calculator | 2020-11-24 16:30 | NE-WtrHt-SmlStrg-HP-lte12kW-40G-2p20EF | DEER | Standard | None | 0 | 0 | None |  | 0 |  | 1 | Com | Any | SHW | Heating | WaterHtg_eq | HP_EF |  | WtrHt-Com | Small Storage 40 gallon Elec water heater, EF varies by vintage |  |  |  | Stor_EF-Elec-040gal-0.948EF | Stor_EF-ElecHP-040gal-2.20EF | Available |  | 0 | 0 |  | ErRobNc |  | WtrHt-Com |  | None | 2015-04-16 | 2018-12-31 | DEER |  |  |  |  | Standard |  | 1 | 1 | 0 | Deemed Ex Ante Team |  |  |  | Updated to indicate claim/filing status
406 | NE-WtrHt-SmlStrg-HP-lte12kW-40G-2p40EF | Efficient water heater: HP_EF Elec (EF=2.40) replaces Elec water heater | DEER2015 | DEER-WaterHeater-Calculator | 2020-11-24 16:30 | NE-WtrHt-SmlStrg-HP-lte12kW-40G-2p40EF | DEER | Standard | None | 0 | 0 | None |  | 0 |  | 1 | Com | Any | SHW | Heating | WaterHtg_eq | HP_EF |  | WtrHt-Com | Small Storage 40 gallon Elec water heater, EF varies by vintage |  |  |  | Stor_EF-Elec-040gal-0.948EF | Stor_EF-ElecHP-040gal-2.40EF | Available |  | 0 | 0 |  | ErRobNc |  | WtrHt-Com |  | None | 2015-04-16 | 2018-12-31 | DEER |  |  |  |  | Standard |  | 1 | 1 | 0 | Deemed Ex Ante Team |  |  |  | Updated to indicate claim/filing status
407 | NE-WtrHt-SmlStrg-HP-lte12kW-50G-2p00EF | Efficient water heater: HP_EF Elec (EF=2.00) replaces Elec water heater | DEER2015 | DEER-WaterHeater-Calculator | 2020-11-24 16:30 | NE-WtrHt-SmlStrg-HP-lte12kW-50G-2p00EF | DEER | Standard | None | 0 | 0 | None |  | 0 |  | 1 | Com | Any | SHW | Heating | WaterHtg_eq | HP_EF |  | WtrHt-Com | Small Storage 50 gallon Elec water heater, EF varies by vintage |  |  |  | Stor_EF-Elec-050gal-0.945EF | Stor_EF-ElecHP-050gal-2.00EF | Available |  | 0 | 0 |  | ErRobNc |  | WtrHt-Com |  | None | 2015-04-16 | 2018-12-31 | DEER |  |  |  |  | Standard |  | 1 | 1 | 0 | Deemed Ex Ante Team |  |  |  | Updated to indicate claim/filing status
408 | NE-WtrHt-SmlStrg-HP-lte12kW-50G-2p20EF | Efficient water heater: HP_EF Elec (EF=2.20) replaces Elec water heater | DEER2015 | DEER-WaterHeater-Calculator | 2020-11-24 16:30 | NE-WtrHt-SmlStrg-HP-lte12kW-50G-2p20EF | DEER | Standard | None | 0 | 0 | None |  | 0 |  | 1 | Com | Any | SHW | Heating | WaterHtg_eq | HP_EF |  | WtrHt-Com | Small Storage 50 gallon Elec water heater, EF varies by vintage |  |  |  | Stor_EF-Elec-050gal-0.945EF | Stor_EF-ElecHP-050gal-2.20EF | Available |  | 0 | 0 |  | ErRobNc |  | WtrHt-Com |  | None | 2015-04-16 | 2018-12-31 | DEER |  |  |  |  | Standard |  | 1 | 1 | 0 | Deemed Ex Ante Team |  |  |  | Updated to indicate claim/filing status
409 | NE-WtrHt-SmlStrg-HP-lte12kW-50G-2p40EF | Efficient water heater: HP_EF Elec (EF=2.40) replaces Elec water heater | DEER2015 | DEER-WaterHeater-Calculator | 2020-11-24 16:30 | NE-WtrHt-SmlStrg-HP-lte12kW-50G-2p40EF | DEER | Standard | None | 0 | 0 | None |  | 0 |  | 1 | Com | Any | SHW | Heating | WaterHtg_eq | HP_EF |  | WtrHt-Com | Small Storage 50 gallon Elec water heater, EF varies by vintage |  |  |  | Stor_EF-Elec-050gal-0.945EF | Stor_EF-ElecHP-050gal-2.40EF | Available |  | 0 | 0 |  | ErRobNc |  | WtrHt-Com |  | None | 2015-04-16 | 2018-12-31 | DEER |  |  |  |  | Standard |  | 1 | 1 | 0 | Deemed Ex Ante Team |  |  |  | Updated to indicate claim/filing status
410 | NE-WtrHt-SmlStrg-HP-lte12kW-60G-2p20EF | Efficient water heater: HP_EF Elec (EF=2.20) replaces Elec water heater | DEER2015 | DEER-WaterHeater-Calculator | 2020-11-24 16:30 | NE-WtrHt-SmlStrg-HP-lte12kW-60G-2p20EF | DEER | Standard | None | 0 | 0 | None |  | 0 |  | 1 | Com | Any | SHW | Heating | WaterHtg_eq | HP_EF |  | WtrHt-Com | Small Storage 60 gallon Elec water heater, EF varies by vintage |  |  |  | Stor_EF-ElecHP-060gal-1.98EF | Stor_EF-ElecHP-060gal-2.20EF | Available |  | 0 | 0 |  | ErRobNc |  | WtrHt-Com |  | None | 2015-04-16 | 2018-12-31 | DEER |  |  |  |  | Standard |  | 1 | 1 | 0 | Deemed Ex Ante Team |  |  |  | Updated to indicate claim/filing status
411 | NE-WtrHt-SmlStrg-HP-lte12kW-60G-2p40EF | Efficient water heater: HP_EF Elec (EF=2.40) replaces Elec water heater | DEER2015 | DEER-WaterHeater-Calculator | 2020-11-24 16:30 | NE-WtrHt-SmlStrg-HP-lte12kW-60G-2p40EF | DEER | Standard | None | 0 | 0 | None |  | 0 |  | 1 | Com | Any | SHW | Heating | WaterHtg_eq | HP_EF |  | WtrHt-Com | Small Storage 60 gallon Elec water heater, EF varies by vintage |  |  |  | Stor_EF-ElecHP-060gal-1.98EF | Stor_EF-ElecHP-060gal-2.40EF | Available |  | 0 | 0 |  | ErRobNc |  | WtrHt-Com |  | None | 2015-04-16 | 2018-12-31 | DEER |  |  |  |  | Standard |  | 1 | 1 | 0 | Deemed Ex Ante Team |  |  |  | Updated to indicate claim/filing status
412 | NE-WtrHt-SmlStrg-HP-lte12kW-75G-2p20EF | Efficient water heater: HP_EF Elec (EF=2.20) replaces Elec water heater | DEER2015 | DEER-WaterHeater-Calculator | 2020-11-24 16:30 | NE-WtrHt-SmlStrg-HP-lte12kW-75G-2p20EF | DEER | Standard | None | 0 | 0 | None |  | 0 |  | 1 | Com | Any | SHW | Heating | WaterHtg_eq | HP_EF |  | WtrHt-Com | Small Storage 75 gallon Elec water heater, EF varies by vintage |  |  |  | Stor_EF-ElecHP-075gal-1.96EF | Stor_EF-ElecHP-075gal-2.20EF | Available |  | 0 | 0 |  | ErRobNc |  | WtrHt-Com |  | None | 2015-04-16 | 2018-12-31 | DEER |  |  |  |  | Standard |  | 1 | 1 | 0 | Deemed Ex Ante Team |  |  |  | Updated to indicate claim/filing status
413 | NE-WtrHt-SmlStrg-HP-lte12kW-75G-2p40EF | Efficient water heater: HP_EF Elec (EF=2.40) replaces Elec water heater | DEER2015 | DEER-WaterHeater-Calculator | 2020-11-24 16:30 | NE-WtrHt-SmlStrg-HP-lte12kW-75G-2p40EF | DEER | Standard | None | 0 | 0 | None |  | 0 |  | 1 | Com | Any | SHW | Heating | WaterHtg_eq | HP_EF |  | WtrHt-Com | Small Storage 75 gallon Elec water heater, EF varies by vintage |  |  |  | Stor_EF-ElecHP-075gal-1.96EF | Stor_EF-ElecHP-075gal-2.40EF | Available |  | 0 | 0 |  | ErRobNc |  | WtrHt-Com |  | None | 2015-04-16 | 2018-12-31 | DEER |  |  |  |  | Standard |  | 1 | 1 | 0 | Deemed Ex Ante Team |  |  |  | Updated to indicate claim/filing status
416 | NG-WtrHt-SmlStrg-Gas-lte75kBtuh-30G-0p72EF | Efficient water heater: Stor_EF Gas (EF=0.72) replaces Gas water heater | DEER2015 | DEER-WaterHeater-Calculator | 2020-11-24 16:30 | NG-WtrHt-SmlStrg-Gas-lte75kBtuh-30G-0p72EF | DEER | Standard | None | 0 | 0 | None |  | 0 |  | 1 | Com | Any | SHW | Heating | WaterHtg_eq | Stor_EF |  | WtrHt-Com | Small Storage 30 gallon Gas water heater, EF varies by vintage |  |  |  | Stor_EF-Gas-030gal-0.630EF | Stor_EF-Gas-030gal-0.72EF | Available |  | 0 | 0 |  | ErRobNc |  | WtrHt-Com |  | None | 2015-04-16 | 2018-12-31 | DEER |  |  |  |  | Standard |  | 1 | 1 | 0 | Deemed Ex Ante Team |  |  |  | Updated to indicate claim/filing status
417 | NG-WtrHt-SmlStrg-Gas-lte75kBtuh-40G-0p65EF | Efficient water heater: Stor_EF Gas (EF=0.65) replaces Gas water heater | DEER2015 | DEER-WaterHeater-Calculator | 2020-11-24 16:30 | NG-WtrHt-SmlStrg-Gas-lte75kBtuh-40G-0p65EF | DEER | Standard | None | 0 | 0 | None |  | 0 |  | 1 | Com | Any | SHW | Heating | WaterHtg_eq | Stor_EF |  | WtrHt-Com | Small Storage 40 gallon Gas water heater, EF varies by vintage |  |  |  | Stor_EF-Gas-040gal-0.615EF | Stor_EF-Gas-040gal-0.65EF | Available |  | 0 | 0 |  | ErRobNc |  | WtrHt-Com |  | None | 2015-04-16 | 2018-12-31 | DEER |  |  |  |  | Standard |  | 1 | 1 | 0 | Deemed Ex Ante Team |  |  |  | Updated to indicate claim/filing status
419 | NG-WtrHt-SmlStrg-Gas-lte75kBtuh-40G-0p82EF | Efficient water heater: Stor_EF Gas (EF=0.82) replaces Gas water heater | DEER2015 | DEER-WaterHeater-Calculator | 2020-11-24 16:30 | NG-WtrHt-SmlStrg-Gas-lte75kBtuh-40G-0p82EF | DEER | Standard | None | 0 | 0 | None |  | 0 |  | 1 | Com | Any | SHW | Heating | WaterHtg_eq | Stor_EF |  | WtrHt-Com | Small Storage 40 gallon Gas water heater, EF varies by vintage |  |  |  | Stor_EF-Gas-040gal-0.615EF | Stor_EF-Gas-040gal-0.82EF | Available |  | 0 | 0 |  | ErRobNc |  | WtrHt-Com |  | None | 2015-04-16 | 2018-12-31 | DEER |  |  |  |  | Standard |  | 1 | 1 | 0 | Deemed Ex Ante Team |  |  |  | Updated to indicate claim/filing status
422 | NG-WtrHt-SmlStrg-Gas-lte75kBtuh-50G-0p82EF | Efficient water heater: Stor_EF Gas (EF=0.82) replaces Gas water heater | DEER2015 | DEER-WaterHeater-Calculator | 2020-11-24 16:30 | NG-WtrHt-SmlStrg-Gas-lte75kBtuh-50G-0p82EF | DEER | Standard | None | 0 | 0 | None |  | 0 |  | 1 | Com | Any | SHW | Heating | WaterHtg_eq | Stor_EF |  | WtrHt-Com | Small Storage 50 gallon Gas water heater, EF varies by vintage |  |  |  | Stor_EF-Gas-050gal-0.600EF | Stor_EF-Gas-050gal-0.82EF | Available |  | 0 | 0 |  | ErRobNc |  | WtrHt-Com |  | None | 2015-04-16 | 2018-12-31 | DEER |  |  |  |  | Standard |  | 1 | 1 | 0 | Deemed Ex Ante Team |  |  |  | Updated to indicate claim/filing status
423 | NG-WtrHt-SmlStrg-Gas-lte75kBtuh-60G-0p78EF | Efficient water heater: Stor_EF Gas (EF=0.78) replaces Gas water heater | DEER2015 | DEER-WaterHeater-Calculator | 2020-11-24 16:30 | NG-WtrHt-SmlStrg-Gas-lte75kBtuh-60G-0p78EF | DEER | Standard | None | 0 | 0 | None |  | 0 |  | 1 | Com | Any | SHW | Heating | WaterHtg_eq | Stor_EF |  | WtrHt-Com | Small Storage 60 gallon Gas water heater, EF varies by vintage |  |  |  | Stor_EF-Gas-060gal-0.754EF | Stor_EF-Gas-060gal-0.78EF | Available |  | 0 | 0 |  | ErRobNc |  | WtrHt-Com |  | None | 2015-04-16 | 2018-12-31 | DEER |  |  |  |  | Standard |  | 1 | 1 | 0 | Deemed Ex Ante Team |  |  |  | Updated to indicate claim/filing status
424 | NG-WtrHt-SmlStrg-Gas-lte75kBtuh-60G-0p80EF | Efficient water heater: Stor_EF Gas (EF=0.80) replaces Gas water heater | DEER2015 | DEER-WaterHeater-Calculator | 2020-11-24 16:30 | NG-WtrHt-SmlStrg-Gas-lte75kBtuh-60G-0p80EF | DEER | Standard | None | 0 | 0 | None |  | 0 |  | 1 | Com | Any | SHW | Heating | WaterHtg_eq | Stor_EF |  | WtrHt-Com | Small Storage 60 gallon Gas water heater, EF varies by vintage |  |  |  | Stor_EF-Gas-060gal-0.754EF | Stor_EF-Gas-060gal-0.80EF | Available |  | 0 | 0 |  | ErRobNc |  | WtrHt-Com |  | None | 2015-04-16 | 2018-12-31 | DEER |  |  |  |  | Standard |  | 1 | 1 | 0 | Deemed Ex Ante Team |  |  |  | Updated to indicate claim/filing status
425 | NG-WtrHt-SmlStrg-Gas-lte75kBtuh-60G-0p82EF | Efficient water heater: Stor_EF Gas (EF=0.82) replaces Gas water heater | DEER2015 | DEER-WaterHeater-Calculator | 2020-11-24 16:30 | NG-WtrHt-SmlStrg-Gas-lte75kBtuh-60G-0p82EF | DEER | Standard | None | 0 | 0 | None |  | 0 |  | 1 | Com | Any | SHW | Heating | WaterHtg_eq | Stor_EF |  | WtrHt-Com | Small Storage 60 gallon Gas water heater, EF varies by vintage |  |  |  | Stor_EF-Gas-060gal-0.754EF | Stor_EF-Gas-060gal-0.82EF | Available |  | 0 | 0 |  | ErRobNc |  | WtrHt-Com |  | None | 2015-04-16 | 2018-12-31 | DEER |  |  |  |  | Standard |  | 1 | 1 | 0 | Deemed Ex Ante Team |  |  |  | Updated to indicate claim/filing status
426 | NG-WtrHt-SmlStrg-Gas-lte75kBtuh-75G-0p78EF | Efficient water heater: Stor_EF Gas (EF=0.78) replaces Gas water heater | DEER2015 | DEER-WaterHeater-Calculator | 2020-11-24 16:30 | NG-WtrHt-SmlStrg-Gas-lte75kBtuh-75G-0p78EF | DEER | Standard | None | 0 | 0 | None |  | 0 |  | 1 | Com | Any | SHW | Heating | WaterHtg_eq | Stor_EF |  | WtrHt-Com | Small Storage 75 gallon Gas water heater, EF varies by vintage |  |  |  | Stor_EF-Gas-075gal-0.743EF | Stor_EF-Gas-075gal-0.78EF | Available |  | 0 | 0 |  | ErRobNc |  | WtrHt-Com |  | None | 2015-04-16 | 2018-12-31 | DEER |  |  |  |  | Standard |  | 1 | 1 | 0 | Deemed Ex Ante Team |  |  |  | Updated to indicate claim/filing status
427 | NG-WtrHt-SmlStrg-Gas-lte75kBtuh-75G-0p80EF | Efficient water heater: Stor_EF Gas (EF=0.80) replaces Gas water heater | DEER2015 | DEER-WaterHeater-Calculator | 2020-11-24 16:30 | NG-WtrHt-SmlStrg-Gas-lte75kBtuh-75G-0p80EF | DEER | Standard | None | 0 | 0 | None |  | 0 |  | 1 | Com | Any | SHW | Heating | WaterHtg_eq | Stor_EF |  | WtrHt-Com | Small Storage 75 gallon Gas water heater, EF varies by vintage |  |  |  | Stor_EF-Gas-075gal-0.743EF | Stor_EF-Gas-075gal-0.80EF | Available |  | 0 | 0 |  | ErRobNc |  | WtrHt-Com |  | None | 2015-04-16 | 2018-12-31 | DEER |  |  |  |  | Standard |  | 1 | 1 | 0 | Deemed Ex Ante Team |  |  |  | Updated to indicate claim/filing status
428 | NG-WtrHt-SmlStrg-Gas-lte75kBtuh-75G-0p82EF | Efficient water heater: Stor_EF Gas (EF=0.82) replaces Gas water heater | DEER2015 | DEER-WaterHeater-Calculator | 2020-11-24 16:30 | NG-WtrHt-SmlStrg-Gas-lte75kBtuh-75G-0p82EF | DEER | Standard | None | 0 | 0 | None |  | 0 |  | 1 | Com | Any | SHW | Heating | WaterHtg_eq | Stor_EF |  | WtrHt-Com | Small Storage 75 gallon Gas water heater, EF varies by vintage |  |  |  | Stor_EF-Gas-075gal-0.743EF | Stor_EF-Gas-075gal-0.82EF | Available |  | 0 | 0 |  | ErRobNc |  | WtrHt-Com |  | None | 2015-04-16 | 2018-12-31 | DEER |  |  |  |  | Standard |  | 1 | 1 | 0 | Deemed Ex Ante Team |  |  |  | Updated to indicate claim/filing status
429 | NG-WtrHt-SmlInst-Gas-150kBtuh-lt2G-0p82EF | Efficient water heater: Instant_EF Gas (EF=0.82) replaces Gas water heater | DEER2015 | DEER-WaterHeater-Calculator | 2020-11-24 16:30 | NG-WtrHt-SmlInst-Gas-150kBtuh-lt2G-0p82EF | DEER | Standard | None | 0 | 0 | None |  | 0 |  | 1 | Com | Any | SHW | Heating | WaterHtg_eq | Instant_EF |  | WtrHt-Instant-Com | Small Storage 75 gallon Gas water heater, EF varies by vintage |  |  |  | Stor_EF-Gas-075gal-0.743EF | Inst_EF-Gas-150kBtuh-0p82EF | Available |  | 0 | 0 |  | ErRobNc |  | WtrHt-Instant-Com |  | None | 2015-04-16 | 2018-12-31 | DEER |  |  |  |  | Standard |  | 1 | 1 | 0 | Deemed Ex Ante Team |  |  |  | Updated to indicate claim/filing status
430 | NG-WtrHt-SmlInst-Gas-150kBtuh-lt2G-0p92EF | Efficient water heater: Instant_EF Gas (EF=0.92) replaces Gas water heater | DEER2015 | DEER-WaterHeater-Calculator | 2020-11-24 16:30 | NG-WtrHt-SmlInst-Gas-150kBtuh-lt2G-0p92EF | DEER | Standard | None | 0 | 0 | None |  | 0 |  | 1 | Com | Any | SHW | Heating | WaterHtg_eq | Instant_EF |  | WtrHt-Instant-Com | Small Storage 75 gallon Gas water heater, EF varies by vintage |  |  |  | Stor_EF-Gas-075gal-0.743EF | Inst_EF-Gas-150kBtuh-0p92EF | Available |  | 0 | 0 |  | ErRobNc |  | WtrHt-Instant-Com |  | None | 2015-04-16 | 2018-12-31 | DEER |  |  |  |  | Standard |  | 1 | 1 | 0 | Deemed Ex Ante Team |  |  |  | Updated to indicate claim/filing status
431 | RE-WtrHt-SmlStrg-HP-lte12kW-30G-2p00EF | Efficient water heater: HP_EF Elec (EF=2.00) replaces Elec water heater | DEER2015 | DEER-WaterHeater-Calculator | 2020-11-24 16:30 | RE-WtrHt-SmlStrg-HP-lte12kW-30G-2p00EF | DEER | Standard | None | 0 | 0 | None |  | 0 |  | 1 | Res | Any | SHW | Heating | WaterHtg_eq | HP_EF |  | WtrHt-Res-Elec | Small Storage 30 gallon Elec water heater, EF varies by vintage |  |  |  | Stor_EF-Elec-030gal-0.951EF | Stor_EF-ElecHP-030gal-2.00EF | Available |  | 0 | 0 |  | ErRobNc |  | WtrHt-Res-Elec |  | None | 2015-04-16 | 2016-12-31 | DEER |  |  |  |  | Standard |  | 1 | 1 | 0 | Deemed Ex Ante Team |  |  |  | Updated to indicate claim/filing status
431 | RE-WtrHt-SmlStrg-HP-lte12kW-rep30G-3p24EF | Efficient water heater: 50 gallon HP Elec (EF=3.24) replaces 30 gallon Electric water heater | DEER2017 | DEER-WaterHeater-Calculator | 2020-11-24 16:30 | RE-WtrHt-SmlStrg-HP-lte12kW-rep30G-3p24EF | DEER | Standard | None | 0 | 0 | None |  | 0 |  | 0 | Res | Any | SHW | Heating | WaterHtg_eq | HP_EF |  | WtrHt-Res-Elec | Small storage Elec water heater: 30 gallon, EF = 0.91, RE = 0.98, Cap = 4.5, UA = 2.51 BTU/hr-F | Small storage Elec water heater: 30 gallon, EF = 0.95, RE = 0.98, Cap = 4.5, UA = 1.31 BTU/hr-F | Small storage HP water heater: 30 gallon replacement, 50 gallon, EF = 3.24, RE = 0.98, Cap = 4.5, UA = 4.20 BTU/hr-F |  |  |  | Available |  | 0 | 0 | June 2017 DEER Update | ErRobNc |  | WtrHt-Res-Elec |  | None | 2017-01-01 | 2018-12-31 | NotInEA |  |  |  |  | Standard | DEER2017 update for pre-existing technology; no vintage dependency; Measure efficiency level updated | 1 | 1 | 0 | Deemed Ex Ante Team |  | DEER2017 update for pre-existing technology; no vintage dependency; Measure efficiency level updated |  | Updated to indicate claim/filing status
432 | RE-WtrHt-SmlStrg-HP-lte12kW-30G-2p20EF | Efficient water heater: HP_EF Elec (EF=2.20) replaces Elec water heater | DEER2015 | DEER-WaterHeater-Calculator | 2020-11-24 16:30 | RE-WtrHt-SmlStrg-HP-lte12kW-30G-2p20EF | DEER | Standard | None | 0 | 0 | None |  | 0 |  | 1 | Res | Any | SHW | Heating | WaterHtg_eq | HP_EF |  | WtrHt-Res-Elec | Small Storage 30 gallon Elec water heater, EF varies by vintage |  |  |  | Stor_EF-Elec-030gal-0.951EF | Stor_EF-ElecHP-030gal-2.20EF | Available |  | 0 | 0 |  | ErRobNc |  | WtrHt-Res-Elec |  | None | 2015-04-16 | 2016-12-31 | DEER |  |  |  |  | Standard |  | 1 | 1 | 0 | Deemed Ex Ante Team |  |  |  | Updated to indicate claim/filing status
432 | RE-WtrHt-SmlStrg-HP-lte12kW-rep30G-3p50EF | Efficient water heater: 50 gallon HP Elec (EF=3.50) replaces 30 gallon Electric water heater | DEER2017 | DEER-WaterHeater-Calculator | 2020-11-24 16:30 | RE-WtrHt-SmlStrg-HP-lte12kW-rep30G-3p50EF | DEER | Standard | None | 0 | 0 | None |  | 0 |  | 0 | Res | Any | SHW | Heating | WaterHtg_eq | HP_EF |  | WtrHt-Res-Elec | Small storage Elec water heater: 30 gallon, EF = 0.91, RE = 0.98, Cap = 4.5, UA = 2.51 BTU/hr-F | Small storage Elec water heater: 30 gallon, EF = 0.95, RE = 0.98, Cap = 4.5, UA = 1.31 BTU/hr-F | Small storage HP water heater: 30 gallon replacement, 50 gallon, EF = 3.50, RE = 0.98, Cap = 4.5, UA = 4.20 BTU/hr-F |  |  |  | Available |  | 0 | 0 | June 2017 DEER Update | ErRobNc |  | WtrHt-Res-Elec |  | None | 2017-01-01 | 2018-12-31 | NotInEA |  |  |  |  | Standard | DEER2017 update for pre-existing technology; no vintage dependency; Measure efficiency level updated | 1 | 1 | 0 | Deemed Ex Ante Team |  | DEER2017 update for pre-existing technology; no vintage dependency; Measure efficiency level updated |  | Updated to indicate claim/filing status
433 | RE-WtrHt-SmlStrg-HP-lte12kW-30G-2p40EF | Efficient water heater: HP_EF Elec (EF=2.40) replaces Elec water heater | DEER2015 | DEER-WaterHeater-Calculator | 2020-11-24 16:30 | RE-WtrHt-SmlStrg-HP-lte12kW-30G-2p40EF | DEER | Standard | None | 0 | 0 | None |  | 0 |  | 1 | Res | Any | SHW | Heating | WaterHtg_eq | HP_EF |  | WtrHt-Res-Elec | Small Storage 30 gallon Elec water heater, EF varies by vintage |  |  |  | Stor_EF-Elec-030gal-0.951EF | Stor_EF-ElecHP-030gal-2.40EF | Available |  | 0 | 0 |  | ErRobNc |  | WtrHt-Res-Elec |  | None | 2015-04-16 | 2016-12-31 | DEER |  |  |  |  | Standard |  | 1 | 1 | 0 | Deemed Ex Ante Team |  |  |  | Updated to indicate claim/filing status
434 | RE-WtrHt-SmlStrg-HP-lte12kW-40G-2p00EF | Efficient water heater: HP_EF Elec (EF=2.00) replaces Elec water heater | DEER2015 | DEER-WaterHeater-Calculator | 2020-11-24 16:30 | RE-WtrHt-SmlStrg-HP-lte12kW-40G-2p00EF | DEER | Standard | None | 0 | 0 | None |  | 0 |  | 1 | Res | Any | SHW | Heating | WaterHtg_eq | HP_EF |  | WtrHt-Res-Elec | Small Storage 40 gallon Elec water heater, EF varies by vintage |  |  |  | Stor_EF-Elec-040gal-0.948EF | Stor_EF-ElecHP-040gal-2.00EF | Available |  | 0 | 0 |  | ErRobNc |  | WtrHt-Res-Elec |  | None | 2015-04-16 | 2016-12-31 | DEER |  |  |  |  | Standard |  | 1 | 1 | 0 | Deemed Ex Ante Team |  |  |  | Updated to indicate claim/filing status
434 | RE-WtrHt-SmlStrg-HP-lte12kW-rep40G-3p24EF | Efficient water heater: 50 gallon HP Elec (EF=3.24) replaces 40 gallon Electric water heater | DEER2017 | DEER-WaterHeater-Calculator | 2020-11-24 16:30 | RE-WtrHt-SmlStrg-HP-lte12kW-rep40G-3p24EF | DEER | Standard | None | 0 | 0 | None |  | 0 |  | 0 | Res | Any | SHW | Heating | WaterHtg_eq | HP_EF |  | WtrHt-Res-Elec | Small storage Elec water heater: 40 gallon, EF = 0.92, RE = 0.98, Cap = 4.5, UA = 2.21 BTU/hr-F | Small storage Elec water heater: 40 gallon, EF = 0.95, RE = 0.98, Cap = 4.5, UA = 1.39 BTU/hr-F | Small storage HP water heater: 40 gallon replacement, 50 gallon, EF = 3.24, RE = 0.98, Cap = 4.5, UA = 4.20 BTU/hr-F |  |  |  | Available |  | 0 | 0 | June 2017 DEER Update | ErRobNc |  | WtrHt-Res-Elec |  | None | 2017-01-01 | 2018-12-31 | NotInEA |  |  |  |  | Standard | DEER2017 update for pre-existing technology; no vintage dependency; Measure efficiency level updated | 1 | 1 | 0 | Deemed Ex Ante Team |  | DEER2017 update for pre-existing technology; no vintage dependency; Measure efficiency level updated |  | Updated to indicate claim/filing status
435 | RE-WtrHt-SmlStrg-HP-lte12kW-40G-2p20EF | Efficient water heater: HP_EF Elec (EF=2.20) replaces Elec water heater | DEER2015 | DEER-WaterHeater-Calculator | 2020-11-24 16:30 | RE-WtrHt-SmlStrg-HP-lte12kW-40G-2p20EF | DEER | Standard | None | 0 | 0 | None |  | 0 |  | 1 | Res | Any | SHW | Heating | WaterHtg_eq | HP_EF |  | WtrHt-Res-Elec | Small Storage 40 gallon Elec water heater, EF varies by vintage |  |  |  | Stor_EF-Elec-040gal-0.948EF | Stor_EF-ElecHP-040gal-2.20EF | Available |  | 0 | 0 |  | ErRobNc |  | WtrHt-Res-Elec |  | None | 2015-04-16 | 2016-12-31 | DEER |  |  |  |  | Standard |  | 1 | 1 | 0 | Deemed Ex Ante Team |  |  |  | Updated to indicate claim/filing status
435 | RE-WtrHt-SmlStrg-HP-lte12kW-rep40G-3p50EF | Efficient water heater: 50 gallon HP Elec (EF=3.50) replaces 40 gallon Electric water heater | DEER2017 | DEER-WaterHeater-Calculator | 2020-11-24 16:30 | RE-WtrHt-SmlStrg-HP-lte12kW-rep40G-3p50EF | DEER | Standard | None | 0 | 0 | None |  | 0 |  | 0 | Res | Any | SHW | Heating | WaterHtg_eq | HP_EF |  | WtrHt-Res-Elec | Small storage Elec water heater: 40 gallon, EF = 0.92, RE = 0.98, Cap = 4.5, UA = 2.21 BTU/hr-F | Small storage Elec water heater: 40 gallon, EF = 0.95, RE = 0.98, Cap = 4.5, UA = 1.39 BTU/hr-F | Small storage HP water heater: 40 gallon replacement, 50 gallon, EF = 3.50, RE = 0.98, Cap = 4.5, UA = 4.20 BTU/hr-F |  |  |  | Available |  | 0 | 0 | June 2017 DEER Update | ErRobNc |  | WtrHt-Res-Elec |  | None | 2017-01-01 | 2018-12-31 | NotInEA |  |  |  |  | Standard | DEER2017 update for pre-existing technology; no vintage dependency; Measure efficiency level updated | 1 | 1 | 0 | Deemed Ex Ante Team |  | DEER2017 update for pre-existing technology; no vintage dependency; Measure efficiency level updated |  | Updated to indicate claim/filing status
436 | RE-WtrHt-SmlStrg-HP-lte12kW-40G-2p40EF | Efficient water heater: HP_EF Elec (EF=2.40) replaces Elec water heater | DEER2015 | DEER-WaterHeater-Calculator | 2020-11-24 16:30 | RE-WtrHt-SmlStrg-HP-lte12kW-40G-2p40EF | DEER | Standard | None | 0 | 0 | None |  | 0 |  | 1 | Res | Any | SHW | Heating | WaterHtg_eq | HP_EF |  | WtrHt-Res-Elec | Small Storage 40 gallon Elec water heater, EF varies by vintage |  |  |  | Stor_EF-Elec-040gal-0.948EF | Stor_EF-ElecHP-040gal-2.40EF | Available |  | 0 | 0 |  | ErRobNc |  | WtrHt-Res-Elec |  | None | 2015-04-16 | 2016-12-31 | DEER |  |  |  |  | Standard |  | 1 | 1 | 0 | Deemed Ex Ante Team |  |  |  | Updated to indicate claim/filing status
437 | RE-WtrHt-SmlStrg-HP-lte12kW-50G-2p00EF | Efficient water heater: HP_EF Elec (EF=2.00) replaces Elec water heater | DEER2015 | DEER-WaterHeater-Calculator | 2020-11-24 16:30 | RE-WtrHt-SmlStrg-HP-lte12kW-50G-2p00EF | DEER | Standard | None | 0 | 0 | None |  | 0 |  | 1 | Res | Any | SHW | Heating | WaterHtg_eq | HP_EF |  | WtrHt-Res-Elec | Small Storage 50 gallon Elec water heater, EF varies by vintage |  |  |  | Stor_EF-Elec-050gal-0.945EF | Stor_EF-ElecHP-050gal-2.00EF | Available |  | 0 | 0 |  | ErRobNc |  | WtrHt-Res-Elec |  | None | 2015-04-16 | 2016-12-31 | DEER |  |  |  |  | Standard |  | 1 | 1 | 0 | Deemed Ex Ante Team |  |  |  | Updated to indicate claim/filing status
437 | RE-WtrHt-SmlStrg-HP-lte12kW-rep50G-3p24EF | Efficient water heater: 50 gallon HP Elec (EF=3.24) replaces 50 gallon Electric water heater | DEER2017 | DEER-WaterHeater-Calculator | 2020-11-24 16:30 | RE-WtrHt-SmlStrg-HP-lte12kW-rep50G-3p24EF | DEER | Standard | None | 0 | 0 | None |  | 0 |  | 0 | Res | Any | SHW | Heating | WaterHtg_eq | HP_EF |  | WtrHt-Res-Elec | Small storage Elec water heater: 50 gallon, EF = 0.92, RE = 0.98, Cap = 5, UA = 2.21 BTU/hr-F | Small storage Elec water heater: 50 gallon, EF = 0.95, RE = 0.98, Cap = 4.5, UA = 1.48 BTU/hr-F | Small storage HP water heater: 50 gallon replacement, 50 gallon, EF = 3.24, RE = 0.98, Cap = 4.5, UA = 4.20 BTU/hr-F |  |  |  | Available |  | 0 | 0 | June 2017 DEER Update | ErRobNc |  | WtrHt-Res-Elec |  | None | 2017-01-01 | 2018-12-31 | NotInEA |  |  |  |  | Standard | DEER2017 update for pre-existing technology; no vintage dependency; Measure efficiency level updated | 1 | 1 | 0 | Deemed Ex Ante Team |  | DEER2017 update for pre-existing technology; no vintage dependency; Measure efficiency level updated |  | Updated to indicate claim/filing status
438 | RE-WtrHt-SmlStrg-HP-lte12kW-50G-2p20EF | Efficient water heater: HP_EF Elec (EF=2.20) replaces Elec water heater | DEER2015 | DEER-WaterHeater-Calculator | 2020-11-24 16:30 | RE-WtrHt-SmlStrg-HP-lte12kW-50G-2p20EF | DEER | Standard | None | 0 | 0 | None |  | 0 |  | 1 | Res | Any | SHW | Heating | WaterHtg_eq | HP_EF |  | WtrHt-Res-Elec | Small Storage 50 gallon Elec water heater, EF varies by vintage |  |  |  | Stor_EF-Elec-050gal-0.945EF | Stor_EF-ElecHP-050gal-2.20EF | Available |  | 0 | 0 |  | ErRobNc |  | WtrHt-Res-Elec |  | None | 2015-04-16 | 2016-12-31 | DEER |  |  |  |  | Standard |  | 1 | 1 | 0 | Deemed Ex Ante Team |  |  |  | Updated to indicate claim/filing status
438 | RE-WtrHt-SmlStrg-HP-lte12kW-rep50G-3p50EF | Efficient water heater: 50 gallon HP Elec (EF=3.50) replaces 50 gallon Electric water heater | DEER2017 | DEER-WaterHeater-Calculator | 2020-11-24 16:30 | RE-WtrHt-SmlStrg-HP-lte12kW-rep50G-3p50EF | DEER | Standard | None | 0 | 0 | None |  | 0 |  | 0 | Res | Any | SHW | Heating | WaterHtg_eq | HP_EF |  | WtrHt-Res-Elec | Small storage Elec water heater: 50 gallon, EF = 0.92, RE = 0.98, Cap = 5, UA = 2.21 BTU/hr-F | Small storage Elec water heater: 50 gallon, EF = 0.95, RE = 0.98, Cap = 4.5, UA = 1.48 BTU/hr-F | Small storage HP water heater: 50 gallon replacement, 50 gallon, EF = 3.50, RE = 0.98, Cap = 4.5, UA = 4.20 BTU/hr-F |  |  |  | Available |  | 0 | 0 | June 2017 DEER Update | ErRobNc |  | WtrHt-Res-Elec |  | None | 2017-01-01 | 2018-12-31 | NotInEA |  |  |  |  | Standard | DEER2017 update for pre-existing technology; no vintage dependency; Measure efficiency level updated | 1 | 1 | 0 | Deemed Ex Ante Team |  | DEER2017 update for pre-existing technology; no vintage dependency; Measure efficiency level updated |  | Updated to indicate claim/filing status
439 | RE-WtrHt-SmlStrg-HP-lte12kW-50G-2p40EF | Efficient water heater: HP_EF Elec (EF=2.20) replaces Elec water heater | DEER2015 | DEER-WaterHeater-Calculator | 2020-11-24 16:30 | RE-WtrHt-SmlStrg-HP-lte12kW-50G-2p40EF | DEER | Standard | None | 0 | 0 | None |  | 0 |  | 1 | Res | Any | SHW | Heating | WaterHtg_eq | HP_EF |  | WtrHt-Res-Elec | Small Storage 50 gallon Elec water heater, EF varies by vintage |  |  |  | Stor_EF-Elec-050gal-0.945EF | Stor_EF-ElecHP-050gal-2.20EF | Available |  | 0 | 0 |  | ErRobNc |  | WtrHt-Res-Elec |  | None | 2015-04-16 | 2016-12-31 | DEER |  |  |  |  | Standard |  | 1 | 1 | 0 | Deemed Ex Ante Team |  |  |  | Updated to indicate claim/filing status
440 | RE-WtrHt-SmlStrg-HP-lte12kW-60G-2p20EF | Efficient water heater: HP_EF Elec (EF=2.20) replaces Elec water heater | DEER2015 | DEER-WaterHeater-Calculator | 2020-11-24 16:30 | RE-WtrHt-SmlStrg-HP-lte12kW-60G-2p20EF | DEER | Standard | None | 0 | 0 | None |  | 0 |  | 1 | Res | Any | SHW | Heating | WaterHtg_eq | HP_EF |  | WtrHt-Res-Elec | Small Storage 60 gallon Elec water heater, EF varies by vintage |  |  |  | Stor_EF-ElecHP-060gal-1.98EF | Stor_EF-ElecHP-060gal-2.20EF | Available |  | 0 | 0 |  | ErRobNc |  | WtrHt-Res-Elec |  | None | 2015-04-16 | 2016-12-31 | DEER |  |  |  |  | Standard |  | 1 | 1 | 0 | Deemed Ex Ante Team |  |  |  | Updated to indicate claim/filing status
440 | RE-WtrHt-SmlStrg-HP-lte12kW-rep60G-3p17EF | Efficient water heater: 65 gallon HP Elec (EF=3.17) replaces 60 gallon Electric water heater | DEER2017 | DEER-WaterHeater-Calculator | 2020-11-24 16:30 | RE-WtrHt-SmlStrg-HP-lte12kW-rep60G-3p17EF | DEER | Standard | None | 0 | 0 | None |  | 0 |  | 0 | Res | Any | SHW | Heating | WaterHtg_eq | HP_EF |  | WtrHt-Res-Elec | Small storage Elec water heater: 60 gallon, EF = 0.89, RE = 0.98, Cap = 5.5, UA = 3.11 BTU/hr-F | Small storage HP water heater: 60 gallon replacement, 65 gallon, EF = 3.00, RE = 0.98, Cap = 4.5, UA = 4.20 BTU/hr-F | Small storage HP water heater: 60 gallon replacement, 65 gallon, EF = 3.17, RE = 0.98, Cap = 4.5, UA = 4.20 BTU/hr-F |  |  |  | Available |  | 0 | 0 | June 2017 DEER Update | ErRobNc |  | WtrHt-Res-Elec |  | None | 2017-01-01 | 2018-12-31 | NotInEA |  |  |  |  | Standard | DEER2017 update for pre-existing technology; no vintage dependency; Code/Std and Measure efficiency levels updated | 1 | 1 | 0 | Deemed Ex Ante Team |  | DEER2017 update for pre-existing technology; no vintage dependency; Code/Std and Measure efficiency levels updated |  | Updated to indicate claim/filing status
441 | RE-WtrHt-SmlStrg-HP-lte12kW-60G-2p40EF | Efficient water heater: HP_EF Elec (EF=2.40) replaces Elec water heater | DEER2015 | DEER-WaterHeater-Calculator | 2020-11-24 16:30 | RE-WtrHt-SmlStrg-HP-lte12kW-60G-2p40EF | DEER | Standard | None | 0 | 0 | None |  | 0 |  | 1 | Res | Any | SHW | Heating | WaterHtg_eq | HP_EF |  | WtrHt-Res-Elec | Small Storage 60 gallon Elec water heater, EF varies by vintage |  |  |  | Stor_EF-ElecHP-060gal-1.98EF | Stor_EF-ElecHP-060gal-2.40EF | Available |  | 0 | 0 |  | ErRobNc |  | WtrHt-Res-Elec |  | None | 2015-04-16 | 2016-12-31 | DEER |  |  |  |  | Standard |  | 1 | 1 | 0 | Deemed Ex Ante Team |  |  |  | Updated to indicate claim/filing status
441 | RE-WtrHt-SmlStrg-HP-lte12kW-rep60G-3p50EF | Efficient water heater: 65 gallon HP Elec (EF=3.50) replaces 60 gallon Electric water heater | DEER2017 | DEER-WaterHeater-Calculator | 2020-11-24 16:30 | RE-WtrHt-SmlStrg-HP-lte12kW-rep60G-3p50EF | DEER | Standard | None | 0 | 0 | None |  | 0 |  | 0 | Res | Any | SHW | Heating | WaterHtg_eq | HP_EF |  | WtrHt-Res-Elec | Small storage Elec water heater: 60 gallon, EF = 0.89, RE = 0.98, Cap = 5.5, UA = 3.11 BTU/hr-F | Small storage HP water heater: 60 gallon replacement, 65 gallon, EF = 3.00, RE = 0.98, Cap = 4.5, UA = 4.20 BTU/hr-F | Small storage HP water heater: 60 gallon replacement, 65 gallon, EF = 3.50, RE = 0.98, Cap = 4.5, UA = 4.20 BTU/hr-F |  |  |  | Available |  | 0 | 0 | June 2017 DEER Update | ErRobNc |  | WtrHt-Res-Elec |  | None | 2017-01-01 | 2018-12-31 | NotInEA |  |  |  |  | Standard | DEER2017 update for pre-existing technology; no vintage dependency; Code/Std and Measure efficiency levels updated | 1 | 1 | 0 | Deemed Ex Ante Team |  | DEER2017 update for pre-existing technology; no vintage dependency; Code/Std and Measure efficiency levels updated |  | Updated to indicate claim/filing status
442 | RE-WtrHt-SmlStrg-HP-lte12kW-75G-2p20EF | Efficient water heater: HP_EF Elec (EF=2.20) replaces Elec water heater | DEER2015 | DEER-WaterHeater-Calculator | 2020-11-24 16:30 | RE-WtrHt-SmlStrg-HP-lte12kW-75G-2p20EF | DEER | Standard | None | 0 | 0 | None |  | 0 |  | 1 | Res | Any | SHW | Heating | WaterHtg_eq | HP_EF |  | WtrHt-Res-Elec | Small Storage 75 gallon Elec water heater, EF varies by vintage |  |  |  | Stor_EF-ElecHP-075gal-1.96EF | Stor_EF-ElecHP-075gal-2.20EF | Available |  | 0 | 0 |  | ErRobNc |  | WtrHt-Res-Elec |  | None | 2015-04-16 | 2016-12-31 | DEER |  |  |  |  | Standard |  | 1 | 1 | 0 | Deemed Ex Ante Team |  |  |  | Updated to indicate claim/filing status
442 | RE-WtrHt-SmlStrg-HP-lte12kW-rep75G-3p06EF | Efficient water heater: 80 gallon HP Elec (EF=3.06) replaces 75 gallon Electric water heater | DEER2017 | DEER-WaterHeater-Calculator | 2020-11-24 16:30 | RE-WtrHt-SmlStrg-HP-lte12kW-rep75G-3p06EF | DEER | Standard | None | 0 | 0 | None |  | 0 |  | 0 | Res | Any | SHW | Heating | WaterHtg_eq | HP_EF |  | WtrHt-Res-Elec | Small storage Elec water heater: 75 gallon, EF = 0.87, RE = 0.98, Cap = 5.5, UA = 3.76 BTU/hr-F | Small storage HP water heater: 75 gallon replacement, 80 gallon, EF = 3.00, RE = 0.98, Cap = 4.5, UA = 4.20 BTU/hr-F | Small storage HP water heater: 75 gallon replacement, 80 gallon, EF = 3.06, RE = 0.98, Cap = 4.5, UA = 4.20 BTU/hr-F |  |  |  | Available |  | 0 | 0 | June 2017 DEER Update | ErRobNc |  | WtrHt-Res-Elec |  | None | 2017-01-01 | 2018-12-31 | NotInEA |  |  |  |  | Standard | DEER2017 update for pre-existing technology; no vintage dependency; Code/Std and Measure efficiency levels updated | 1 | 1 | 0 | Deemed Ex Ante Team |  | DEER2017 update for pre-existing technology; no vintage dependency; Code/Std and Measure efficiency levels updated |  | Updated to indicate claim/filing status
443 | RE-WtrHt-SmlStrg-HP-lte12kW-75G-2p40EF | Efficient water heater: HP_EF Elec (EF=2.40) replaces Elec water heater | DEER2015 | DEER-WaterHeater-Calculator | 2020-11-24 16:30 | RE-WtrHt-SmlStrg-HP-lte12kW-75G-2p40EF | DEER | Standard | None | 0 | 0 | None |  | 0 |  | 1 | Res | Any | SHW | Heating | WaterHtg_eq | Stor_EF |  | WtrHt-Res-Elec | Small Storage 75 gallon Elec water heater, EF varies by vintage |  |  |  | Stor_EF-ElecHP-075gal-1.96EF | Stor_EF-ElecHP-075gal-2.40EF | Available |  | 0 | 0 |  | ErRobNc |  | WtrHt-Res-Elec |  | None | 2015-04-16 | 2016-12-31 | DEER |  |  |  |  | Standard |  | 1 | 1 | 0 | Deemed Ex Ante Team |  |  |  | Updated to indicate claim/filing status
443 | RE-WtrHt-SmlStrg-HP-lte12kW-rep75G-3p50EF | Efficient water heater: 80 gallon HP Elec (EF=3.50) replaces 75 gallon Electric water heater | DEER2017 | DEER-WaterHeater-Calculator | 2020-11-24 16:30 | RE-WtrHt-SmlStrg-HP-lte12kW-rep75G-3p50EF | DEER | Standard | None | 0 | 0 | None |  | 0 |  | 0 | Res | Any | SHW | Heating | WaterHtg_eq | HP_EF |  | WtrHt-Res-Elec | Small storage Elec water heater: 75 gallon, EF = 0.87, RE = 0.98, Cap = 5.5, UA = 3.76 BTU/hr-F | Small storage HP water heater: 75 gallon replacement, 80 gallon, EF = 3.00, RE = 0.98, Cap = 4.5, UA = 4.20 BTU/hr-F | Small storage HP water heater: 75 gallon replacement, 80 gallon, EF = 3.50, RE = 0.98, Cap = 4.5, UA = 4.20 BTU/hr-F |  |  |  | Available |  | 0 | 0 | June 2017 DEER Update | ErRobNc |  | WtrHt-Res-Elec |  | None | 2017-01-01 | 2018-12-31 | NotInEA |  |  |  |  | Standard | DEER2017 update for pre-existing technology; no vintage dependency; Code/Std and Measure efficiency levels updated | 1 | 1 | 0 | Deemed Ex Ante Team |  | DEER2017 update for pre-existing technology; no vintage dependency; Code/Std and Measure efficiency levels updated |  | Updated to indicate claim/filing status
444 | RG-WtrHt-SmlStrg-Gas-lte75kBtuh-30G-0p72EF | Efficient water heater: Std Gas (EF=0.72) replaces Gas water heater | DEER2017 | DEER-WaterHeater-Calculator | 2020-11-24 16:30 | RG-WtrHt-SmlStrg-Gas-lte75kBtuh-30G-0p72EF | DEER | Standard | None | 0 | 0 | None |  | 0 |  | 0 | Res | Any | SHW | Heating | WaterHtg_eq | Stor_EF |  | WtrHt-Res-Gas | Small storage Gas water heater: 30 gallon, EF = 0.59, RE = 0.758, Cap = 30, UA = 8.00 BTU/hr-F, AuxBTUh: 350 | Small storage Gas water heater: 30 gallon, EF = 0.63, RE = 0.81, Cap = 30, UA = 7.97 BTU/hr-F, AuxBTUh: 350 | Small storage Gas water heater: 30 gallon, EF = 0.72, RE = 0.83, Cap = 30, UA = 4.21 BTU/hr-F, AuxBTUh: 350 | Stor_EF-Gas-030gal-0.59EF | Stor_EF-Gas-030gal-0.630EF | Stor_EF-Gas-030gal-0.72EF | Available |  | 0 | 0 | June 2017 DEER Update | ErRobNc |  | WtrHt-Res-Gas |  | None | 2017-01-01 | 2018-12-31 | InEA_modValue |  |  |  |  | Standard | DEER2017 update for pre-existing technology; no vintage dependency | 1 | 1 | 0 | Deemed Ex Ante Team |  | DEER2017 update for pre-existing technology; no vintage dependency |  | Updated to indicate claim/filing status
445 | RG-WtrHt-SmlStrg-Gas-lte75kBtuh-40G-0p65EF | Efficient water heater: Std Gas (EF=0.65) replaces Gas water heater | DEER2017 | DEER-WaterHeater-Calculator | 2020-11-24 16:30 | RG-WtrHt-SmlStrg-Gas-lte75kBtuh-40G-0p65EF | DEER | Standard | None | 0 | 0 | None |  | 0 |  | 0 | Res | Any | SHW | Heating | WaterHtg_eq | Stor_EF |  | WtrHt-Res-Gas | Small storage Gas water heater: 40 gallon, EF = 0.60, RE = 0.758, Cap = 40, UA = 7.19 BTU/hr-F, AuxBTUh: 350 | Small storage Gas water heater: 40 gallon, EF = 0.62, RE = 0.76, Cap = 40, UA = 6.43 BTU/hr-F, AuxBTUh: 350 | Small storage Gas water heater: 40 gallon, EF = 0.65, RE = 0.76, Cap = 40, UA = 4.60 BTU/hr-F, AuxBTUh: 350 | Stor_EF-Gas-040gal-0.60EF | Stor_EF-Gas-040gal-0.615EF | Stor_EF-Gas-040gal-0.65EF | Available |  | 0 | 0 | June 2017 DEER Update | ErRobNc |  | WtrHt-Res-Gas |  | None | 2017-01-01 | 2018-12-31 | InEA_modValue |  |  |  |  | Standard | DEER2017 update for pre-existing technology; no vintage dependency | 1 | 1 | 0 | Deemed Ex Ante Team |  | DEER2017 update for pre-existing technology; no vintage dependency |  | Updated to indicate claim/filing status
446 | RG-WtrHt-SmlStrg-Gas-lte75kBtuh-30G-0p72EF | Efficient water heater: Stor_EF Gas (EF=0.72) replaces Gas water heater | DEER2015 | DEER-WaterHeater-Calculator | 2020-11-24 16:30 | RG-WtrHt-SmlStrg-Gas-lte75kBtuh-30G-0p72EF | DEER | Standard | None | 0 | 0 | None |  | 0 |  | 1 | Res | Any | SHW | Heating | WaterHtg_eq | Stor_EF |  | WtrHt-Res-Gas | Small Storage 30 gallon Gas water heater, EF varies by vintage |  |  |  | Stor_EF-Gas-030gal-0.630EF | Stor_EF-Gas-030gal-0.72EF | Available |  | 0 | 0 |  | ErRobNc | Stor_EF-Gas-030gal-0.630EF | WtrHt-Res-Gas |  | None | 2015-04-16 | 2016-12-31 | DEER |  |  |  |  | Standard |  | 1 | 1 | 0 | Deemed Ex Ante Team |  |  |  | Updated to indicate claim/filing status
447 | RG-WtrHt-SmlStrg-Gas-lte75kBtuh-40G-0p65EF | Efficient water heater: Stor_EF Gas (EF=0.65) replaces Gas water heater | DEER2015 | DEER-WaterHeater-Calculator | 2020-11-24 16:30 | RG-WtrHt-SmlStrg-Gas-lte75kBtuh-40G-0p65EF | DEER | Standard | None | 0 | 0 | None |  | 0 |  | 1 | Res | Any | SHW | Heating | WaterHtg_eq | Stor_EF | Stor_EF-Gas-040gal-0.65EF | WtrHt-Res-Gas | Small Storage 40 gallon Gas water heater, EF varies by vintage |  |  |  | Stor_EF-Gas-040gal-0.615EF | Stor_EF-Gas-040gal-0.65EF | Available |  | 0 | 0 |  | ErRobNc | Stor_EF-Gas-040gal-0.615EF | WtrHt-Res-Gas |  | None | 2015-04-16 | 2016-12-31 | DEER |  |  |  |  | Standard |  | 1 | 1 | 0 | Deemed Ex Ante Team |  |  |  | Updated to indicate claim/filing status
448 | RG-WtrHt-SmlStrg-Gas-lte75kBtuh-60G-0p78EF | Efficient water heater: Std Gas (EF=0.78) replaces Gas water heater | DEER2017 | DEER-WaterHeater-Calculator | 2020-11-24 16:30 | RG-WtrHt-SmlStrg-Gas-lte75kBtuh-60G-0p78EF | DEER | Standard | None | 0 | 0 | None |  | 0 |  | 0 | Res | Any | SHW | Heating | WaterHtg_eq | Stor_EF |  | WtrHt-Res-Gas | Small storage Gas water heater: 60 gallon, EF = 0.57, RE = 0.76, Cap = 55, UA = 8.94 BTU/hr-F, AuxBTUh: 350 | Small storage Gas water heater: 60 gallon, EF = 0.75, RE = 0.85, Cap = 40, UA = 3.42 BTU/hr-F, VentW: 50, AuxBTUh: 350 | Small storage Gas water heater: 60 gallon, EF = 0.78, RE = 0.9, Cap = 40, UA = 4.13 BTU/hr-F, VentW: 50, AuxBTUh: 350 | Stor_EF-Gas-060gal-0.57EF | Stor_EF-Gas-060gal-0.754EF | Stor_EF-Gas-060gal-0.78EF | Available |  | 0 | 0 | June 2017 DEER Update | ErRobNc |  | WtrHt-Res-Gas |  | None | 2017-01-01 | 2018-12-31 | InEA_modValue |  |  |  |  | Standard | DEER2017 update for pre-existing technology; no vintage dependency | 1 | 1 | 0 | Deemed Ex Ante Team |  | DEER2017 update for pre-existing technology; no vintage dependency |  | Updated to indicate claim/filing status
449 | RG-WtrHt-SmlStrg-Gas-lte75kBtuh-40G-0p82EF | Efficient water heater: Stor_EF Gas (EF=0.82) replaces Gas water heater | DEER2015 | DEER-WaterHeater-Calculator | 2020-11-24 16:30 | RG-WtrHt-SmlStrg-Gas-lte75kBtuh-40G-0p82EF | DEER | Standard | None | 0 | 0 | None |  | 0 |  | 1 | Res | Any | SHW | Heating | WaterHtg_eq | Stor_EF | Stor_EF-Gas-040gal-0.82EF | WtrHt-Res-Gas | Small Storage 40 gallon Gas water heater, EF varies by vintage |  |  |  | Stor_EF-Gas-040gal-0.615EF | Stor_EF-Gas-040gal-0.82EF | Available |  | 0 | 0 |  | ErRobNc | Stor_EF-Gas-040gal-0.615EF | WtrHt-Res-Gas |  | None | 2015-04-16 | 2016-12-31 | DEER |  |  |  |  | Standard |  | 1 | 1 | 0 | Deemed Ex Ante Team |  |  |  | Updated to indicate claim/filing status
449 | RG-WtrHt-SmlStrg-Gas-lte75kBtuh-60G-0p80EF | Efficient water heater: Std Gas (EF=0.80) replaces Gas water heater | DEER2017 | DEER-WaterHeater-Calculator | 2020-11-24 16:30 | RG-WtrHt-SmlStrg-Gas-lte75kBtuh-60G-0p80EF | DEER | Standard | None | 0 | 0 | None |  | 0 |  | 0 | Res | Any | SHW | Heating | WaterHtg_eq | Stor_EF |  | WtrHt-Res-Gas | Small storage Gas water heater: 60 gallon, EF = 0.57, RE = 0.76, Cap = 55, UA = 8.94 BTU/hr-F, AuxBTUh: 350 | Small storage Gas water heater: 60 gallon, EF = 0.75, RE = 0.85, Cap = 40, UA = 3.42 BTU/hr-F, VentW: 50, AuxBTUh: 350 | Small storage Gas water heater: 60 gallon, EF = 0.80, RE = 0.92, Cap = 40, UA = 4.02 BTU/hr-F, VentW: 50, AuxBTUh: 350 | Stor_EF-Gas-060gal-0.57EF | Stor_EF-Gas-060gal-0.754EF | Stor_EF-Gas-060gal-0.80EF | Available |  | 0 | 0 | June 2017 DEER Update | ErRobNc |  | WtrHt-Res-Gas |  | None | 2017-01-01 | 2018-12-31 | InEA_modValue |  |  |  |  | Standard | DEER2017 update for pre-existing technology; no vintage dependency | 1 | 1 | 0 | Deemed Ex Ante Team |  | DEER2017 update for pre-existing technology; no vintage dependency |  | Updated to indicate claim/filing status
450 | RG-WtrHt-SmlStrg-Gas-lte75kBtuh-60G-0p82EF | Efficient water heater: Std Gas (EF=0.82) replaces Gas water heater | DEER2017 | DEER-WaterHeater-Calculator | 2020-11-24 16:30 | RG-WtrHt-SmlStrg-Gas-lte75kBtuh-60G-0p82EF | DEER | Standard | None | 0 | 0 | None |  | 0 |  | 0 | Res | Any | SHW | Heating | WaterHtg_eq | Stor_EF |  | WtrHt-Res-Gas | Small storage Gas water heater: 60 gallon, EF = 0.57, RE = 0.76, Cap = 55, UA = 8.94 BTU/hr-F, AuxBTUh: 350 | Small storage Gas water heater: 60 gallon, EF = 0.75, RE = 0.85, Cap = 40, UA = 3.42 BTU/hr-F, VentW: 50, AuxBTUh: 350 | Small storage Gas water heater: 60 gallon, EF = 0.82, RE = 0.92, Cap = 40, UA = 3.26 BTU/hr-F, VentW: 50, AuxBTUh: 350 | Stor_EF-Gas-060gal-0.57EF | Stor_EF-Gas-060gal-0.754EF | Stor_EF-Gas-060gal-0.82EF | Available |  | 0 | 0 | June 2017 DEER Update | ErRobNc |  | WtrHt-Res-Gas |  | None | 2017-01-01 | 2018-12-31 | InEA_modValue |  |  |  |  | Standard | DEER2017 update for pre-existing technology; no vintage dependency | 1 | 1 | 0 | Deemed Ex Ante Team |  | DEER2017 update for pre-existing technology; no vintage dependency |  | Updated to indicate claim/filing status
451 | RG-WtrHt-SmlStrg-Gas-lte75kBtuh-75G-0p78EF | Efficient water heater: Std Gas (EF=0.78) replaces Gas water heater | DEER2017 | DEER-WaterHeater-Calculator | 2020-11-24 16:30 | RG-WtrHt-SmlStrg-Gas-lte75kBtuh-75G-0p78EF | DEER | Standard | None | 0 | 0 | None |  | 0 |  | 0 | Res | Any | SHW | Heating | WaterHtg_eq | Stor_EF |  | WtrHt-Res-Gas | Small storage Gas water heater: 75 gallon, EF = 0.52, RE = 0.76, Cap = 70, UA = 12.28 BTU/hr-F, AuxBTUh: 350 | Small storage Gas water heater: 75 gallon, EF = 0.74, RE = 0.88, Cap = 70, UA = 4.84 BTU/hr-F, VentW: 50, AuxBTUh: 350 | Small storage Gas water heater: 75 gallon, EF = 0.78, RE = 0.9, Cap = 70, UA = 4.03 BTU/hr-F, VentW: 50, AuxBTUh: 350 | Stor_EF-Gas-075gal-0.52EF | Stor_EF-Gas-075gal-0.743EF | Stor_EF-Gas-075gal-0.78EF | Available |  | 0 | 0 | June 2017 DEER Update | ErRobNc |  | WtrHt-Res-Gas |  | None | 2017-01-01 | 2018-12-31 | InEA_modValue |  |  |  |  | Standard | DEER2017 update for pre-existing technology; no vintage dependency | 1 | 1 | 0 | Deemed Ex Ante Team |  | DEER2017 update for pre-existing technology; no vintage dependency |  | Updated to indicate claim/filing status
452 | RG-WtrHt-SmlStrg-Gas-lte75kBtuh-50G-0p82EF | Efficient water heater: Stor_EF Gas (EF=0.82) replaces Gas water heater | DEER2015 | DEER-WaterHeater-Calculator | 2020-11-24 16:30 | RG-WtrHt-SmlStrg-Gas-lte75kBtuh-50G-0p82EF | DEER | Standard | None | 0 | 0 | None |  | 0 |  | 1 | Res | Any | SHW | Heating | WaterHtg_eq | Stor_EF |  | WtrHt-Res-Gas | Small Storage 50 gallon Gas water heater, EF varies by vintage |  |  |  | Stor_EF-Gas-050gal-0.600EF | Stor_EF-Gas-050gal-0.82EF | Available |  | 0 | 0 |  | ErRobNc | Stor_EF-Gas-050gal-0.600EF | WtrHt-Res-Gas |  | None | 2015-04-16 | 2016-12-31 | DEER |  |  |  |  | Standard |  | 1 | 1 | 0 | Deemed Ex Ante Team |  |  |  | Updated to indicate claim/filing status
452 | RG-WtrHt-SmlStrg-Gas-lte75kBtuh-75G-0p80EF | Efficient water heater: Std Gas (EF=0.80) replaces Gas water heater | DEER2017 | DEER-WaterHeater-Calculator | 2020-11-24 16:30 | RG-WtrHt-SmlStrg-Gas-lte75kBtuh-75G-0p80EF | DEER | Standard | None | 0 | 0 | None |  | 0 |  | 0 | Res | Any | SHW | Heating | WaterHtg_eq | Stor_EF |  | WtrHt-Res-Gas | Small storage Gas water heater: 75 gallon, EF = 0.52, RE = 0.76, Cap = 70, UA = 12.28 BTU/hr-F, AuxBTUh: 350 | Small storage Gas water heater: 75 gallon, EF = 0.74, RE = 0.88, Cap = 70, UA = 4.84 BTU/hr-F, VentW: 50, AuxBTUh: 350 | Small storage Gas water heater: 75 gallon, EF = 0.80, RE = 0.92, Cap = 70, UA = 3.92 BTU/hr-F, VentW: 50, AuxBTUh: 350 | Stor_EF-Gas-075gal-0.52EF | Stor_EF-Gas-075gal-0.743EF | Stor_EF-Gas-075gal-0.80EF | Available |  | 0 | 0 | June 2017 DEER Update | ErRobNc |  | WtrHt-Res-Gas |  | None | 2017-01-01 | 2018-12-31 | InEA_modValue |  |  |  |  | Standard | DEER2017 update for pre-existing technology; no vintage dependency | 1 | 1 | 0 | Deemed Ex Ante Team |  | DEER2017 update for pre-existing technology; no vintage dependency |  | Updated to indicate claim/filing status
453 | RG-WtrHt-SmlStrg-Gas-lte75kBtuh-60G-0p78EF | Efficient water heater: Stor_EF Gas (EF=0.78) replaces Gas water heater | DEER2015 | DEER-WaterHeater-Calculator | 2020-11-24 16:30 | RG-WtrHt-SmlStrg-Gas-lte75kBtuh-60G-0p78EF | DEER | Standard | None | 0 | 0 | None |  | 0 |  | 1 | Res | Any | SHW | Heating | WaterHtg_eq | Stor_EF |  | WtrHt-Res-Gas | Small Storage 60 gallon Gas water heater, EF varies by vintage |  |  |  | Stor_EF-Gas-060gal-0.754EF | Stor_EF-Gas-060gal-0.78EF | Available |  | 0 | 0 |  | ErRobNc |  | WtrHt-Res-Gas |  | None | 2015-04-16 | 2016-12-31 | DEER |  |  |  |  | Standard |  | 1 | 1 | 0 | Deemed Ex Ante Team |  |  |  | Updated to indicate claim/filing status
453 | RG-WtrHt-SmlStrg-Gas-lte75kBtuh-75G-0p82EF | Efficient water heater: Std Gas (EF=0.82) replaces Gas water heater | DEER2017 | DEER-WaterHeater-Calculator | 2020-11-24 16:30 | RG-WtrHt-SmlStrg-Gas-lte75kBtuh-75G-0p82EF | DEER | Standard | None | 0 | 0 | None |  | 0 |  | 0 | Res | Any | SHW | Heating | WaterHtg_eq | Stor_EF |  | WtrHt-Res-Gas | Small storage Gas water heater: 75 gallon, EF = 0.52, RE = 0.76, Cap = 70, UA = 12.28 BTU/hr-F, AuxBTUh: 350 | Small storage Gas water heater: 75 gallon, EF = 0.74, RE = 0.88, Cap = 70, UA = 4.84 BTU/hr-F, VentW: 50, AuxBTUh: 350 | Small storage Gas water heater: 75 gallon, EF = 0.82, RE = 0.94, Cap = 70, UA = 3.83 BTU/hr-F, VentW: 50, AuxBTUh: 350 | Stor_EF-Gas-075gal-0.52EF | Stor_EF-Gas-075gal-0.743EF | Stor_EF-Gas-075gal-0.82EF | Available |  | 0 | 0 | June 2017 DEER Update | ErRobNc |  | WtrHt-Res-Gas |  | None | 2017-01-01 | 2018-12-31 | InEA_modValue |  |  |  |  | Standard | DEER2017 update for pre-existing technology; no vintage dependency | 1 | 1 | 0 | Deemed Ex Ante Team |  | DEER2017 update for pre-existing technology; no vintage dependency |  | Updated to indicate claim/filing status
454 | RG-WtrHt-SmlInst-Gas-150kBtuh-lt2G-0p82EF | Efficient water heater: Inst Gas (EF=0.82) replaces Gas water heater | DEER2017 | DEER-WaterHeater-Calculator | 2020-11-24 16:30 | RG-WtrHt-SmlInst-Gas-150kBtuh-lt2G-0p82EF | DEER | Standard | None | 0 | 0 | None |  | 0 |  | 0 | Res | Any | SHW | Heating | WaterHtg_eq | Instant_EF |  | WtrHt-Instant-Res | Small storage Gas water heater: 75 gallon, EF = 0.52, RE = 0.76, Cap = 70, UA = 12.28 BTU/hr-F, AuxBTUh: 350 | Small storage Gas water heater: 75 gallon, EF = 0.74, RE = 0.88, Cap = 70, UA = 4.84 BTU/hr-F, VentW: 50, AuxBTUh: 350 | Small storage Inst water heater: 75 gallon, EF = 0.82, RE = 0.82, Cap = 150, UA = 0.00 BTU/hr-F, AuxBTUh: 350 | Stor_EF-Gas-075gal-0.52EF | Stor_EF-Gas-075gal-0.743EF | Inst_EF-Gas-150kBtuh-0p82EF | Available |  | 0 | 0 | June 2017 DEER Update | ErRobNc |  | WtrHt-Instant-Res |  | None | 2017-01-01 | 2018-12-31 | InEA_modValue |  |  |  |  | Standard | DEER2017 update for pre-existing technology; no vintage dependency | 1 | 1 | 0 | Deemed Ex Ante Team |  | DEER2017 update for pre-existing technology; no vintage dependency |  | Updated to indicate claim/filing status
454 | RG-WtrHt-SmlStrg-Gas-lte75kBtuh-60G-0p80EF | Efficient water heater: Stor_EF Gas (EF=0.80) replaces Gas water heater | DEER2015 | DEER-WaterHeater-Calculator | 2020-11-24 16:30 | RG-WtrHt-SmlStrg-Gas-lte75kBtuh-60G-0p80EF | DEER | Standard | None | 0 | 0 | None |  | 0 |  | 1 | Res | Any | SHW | Heating | WaterHtg_eq | Stor_EF |  | WtrHt-Res-Gas | Small Storage 60 gallon Gas water heater, EF varies by vintage |  |  |  | Stor_EF-Gas-060gal-0.754EF | Stor_EF-Gas-060gal-0.80EF | Available |  | 0 | 0 |  | ErRobNc |  | WtrHt-Res-Gas |  | None | 2015-04-16 | 2016-12-31 | DEER |  |  |  |  | Standard |  | 1 | 1 | 0 | Deemed Ex Ante Team |  |  |  | Updated to indicate claim/filing status
455 | RG-WtrHt-SmlInst-Gas-150kBtuh-lt2G-0p92EF | Efficient water heater: Inst Gas (EF=0.92) replaces Gas water heater | DEER2017 | DEER-WaterHeater-Calculator | 2020-11-24 16:30 | RG-WtrHt-SmlInst-Gas-150kBtuh-lt2G-0p92EF | DEER | Standard | None | 0 | 0 | None |  | 0 |  | 0 | Res | Any | SHW | Heating | WaterHtg_eq | Instant_EF |  | WtrHt-Instant-Res | Small storage Gas water heater: 75 gallon, EF = 0.52, RE = 0.76, Cap = 70, UA = 12.28 BTU/hr-F, AuxBTUh: 350 | Small storage Gas water heater: 75 gallon, EF = 0.74, RE = 0.88, Cap = 70, UA = 4.84 BTU/hr-F, VentW: 50, AuxBTUh: 350 | Small storage Inst water heater: 75 gallon, EF = 0.92, RE = 0.92, Cap = 150, UA = 0.00 BTU/hr-F, VentW: 50, AuxBTUh: 350 | Stor_EF-Gas-075gal-0.52EF | Stor_EF-Gas-075gal-0.743EF | Inst_EF-Gas-150kBtuh-0p92EF | Available |  | 0 | 0 | June 2017 DEER Update | ErRobNc |  | WtrHt-Instant-Res |  | None | 2017-01-01 | 2018-12-31 | InEA_modValue |  |  |  |  | Standard | DEER2017 update for pre-existing technology; no vintage dependency | 1 | 1 | 0 | Deemed Ex Ante Team |  | DEER2017 update for pre-existing technology; no vintage dependency |  | Updated to indicate claim/filing status
455 | RG-WtrHt-SmlStrg-Gas-lte75kBtuh-60G-0p82EF | Efficient water heater: Stor_EF Gas (EF=0.82) replaces Gas water heater | DEER2015 | DEER-WaterHeater-Calculator | 2020-11-24 16:30 | RG-WtrHt-SmlStrg-Gas-lte75kBtuh-60G-0p82EF | DEER | Standard | None | 0 | 0 | None |  | 0 |  | 1 | Res | Any | SHW | Heating | WaterHtg_eq | Stor_EF |  | WtrHt-Res-Gas | Small Storage 60 gallon Gas water heater, EF varies by vintage |  |  |  | Stor_EF-Gas-060gal-0.754EF | Stor_EF-Gas-060gal-0.82EF | Available |  | 0 | 0 |  | ErRobNc |  | WtrHt-Res-Gas |  | None | 2015-04-16 | 2016-12-31 | DEER |  |  |  |  | Standard |  | 1 | 1 | 0 | Deemed Ex Ante Team |  |  |  | Updated to indicate claim/filing status
456 | RG-WtrHt-SmlStrg-Gas-lte75kBtuh-75G-0p78EF | Efficient water heater: Stor_EF Gas (EF=0.78) replaces Gas water heater | DEER2015 | DEER-WaterHeater-Calculator | 2020-11-24 16:30 | RG-WtrHt-SmlStrg-Gas-lte75kBtuh-75G-0p78EF | DEER | Standard | None | 0 | 0 | None |  | 0 |  | 1 | Res | Any | SHW | Heating | WaterHtg_eq | Stor_EF |  | WtrHt-Res-Gas | Small Storage 75 gallon Gas water heater, EF varies by vintage |  |  |  | Stor_EF-Gas-075gal-0.743EF | Stor_EF-Gas-075gal-0.78EF | Available |  | 0 | 0 |  | ErRobNc |  | WtrHt-Res-Gas |  | None | 2015-04-16 | 2016-12-31 | DEER |  |  |  |  | Standard |  | 1 | 1 | 0 | Deemed Ex Ante Team |  |  |  | Updated to indicate claim/filing status
457 | RG-WtrHt-SmlStrg-Gas-lte75kBtuh-75G-0p80EF | Efficient water heater: Stor_EF Gas (EF=0.80) replaces Gas water heater | DEER2015 | DEER-WaterHeater-Calculator | 2020-11-24 16:30 | RG-WtrHt-SmlStrg-Gas-lte75kBtuh-75G-0p80EF | DEER | Standard | None | 0 | 0 | None |  | 0 |  | 1 | Res | Any | SHW | Heating | WaterHtg_eq | Stor_EF |  | WtrHt-Res-Gas | Small Storage 75 gallon Gas water heater, EF varies by vintage |  |  |  | Stor_EF-Gas-075gal-0.743EF | Stor_EF-Gas-075gal-0.80EF | Available |  | 0 | 0 |  | ErRobNc |  | WtrHt-Res-Gas |  | None | 2015-04-16 | 2016-12-31 | DEER |  |  |  |  | Standard |  | 1 | 1 | 0 | Deemed Ex Ante Team |  |  |  | Updated to indicate claim/filing status
458 | RG-WtrHt-SmlStrg-Gas-lte75kBtuh-75G-0p82EF | Efficient water heater: Stor_EF Gas (EF=0.82) replaces Gas water heater | DEER2015 | DEER-WaterHeater-Calculator | 2020-11-24 16:30 | RG-WtrHt-SmlStrg-Gas-lte75kBtuh-75G-0p82EF | DEER | Standard | None | 0 | 0 | None |  | 0 |  | 1 | Res | Any | SHW | Heating | WaterHtg_eq | Stor_EF |  | WtrHt-Res-Gas | Small Storage 75 gallon Gas water heater, EF varies by vintage |  |  |  | Stor_EF-Gas-075gal-0.743EF | Stor_EF-Gas-075gal-0.82EF | Available |  | 0 | 0 |  | ErRobNc |  | WtrHt-Res-Gas |  | None | 2015-04-16 | 2016-12-31 | DEER |  |  |  |  | Standard |  | 1 | 1 | 0 | Deemed Ex Ante Team |  |  |  | Updated to indicate claim/filing status
459 | RG-WtrHt-SmlInst-Gas-150kBtuh-lt2G-0p82EF | Efficient water heater: Instant_EF Gas (EF=0.82) replaces Gas water heater | DEER2015 | DEER-WaterHeater-Calculator | 2020-11-24 16:30 | RG-WtrHt-SmlInst-Gas-150kBtuh-lt2G-0p82EF | DEER | Standard | None | 0 | 0 | None |  | 0 |  | 1 | Res | Any | SHW | Heating | WaterHtg_eq | Instant_EF | Inst_EF-Gas-150kBtuh-0p82EF | WtrHt-Instant-Res | Small Storage 75 gallon Gas water heater, EF varies by vintage |  |  |  | Stor_EF-Gas-075gal-0.743EF | Inst_EF-Gas-150kBtuh-0p82EF | Available |  | 0 | 0 |  | ErRobNc |  | WtrHt-Instan-Res |  | None | 2015-04-16 | 2016-12-31 | DEER |  |  |  |  | Standard |  | 1 | 1 | 0 | Deemed Ex Ante Team |  |  |  | Updated to indicate claim/filing status
460 | RG-WtrHt-SmlInst-Gas-150kBtuh-lt2G-0p92EF | Efficient water heater: Instant_EF Gas (EF=0.92) replaces Gas water heater | DEER2015 | DEER-WaterHeater-Calculator | 2020-11-24 16:30 | RG-WtrHt-SmlInst-Gas-150kBtuh-lt2G-0p92EF | DEER | Standard | None | 0 | 0 | None |  | 0 |  | 1 | Res | Any | SHW | Heating | WaterHtg_eq | Instant_EF | Inst_EF-Gas-150kBtuh-0p92EF | WtrHt-Instant-Res | Small Storage 75 gallon Gas water heater, EF varies by vintage |  |  |  | Stor_EF-Gas-075gal-0.743EF | Inst_EF-Gas-150kBtuh-0p92EF | Available |  | 0 | 0 |  | ErRobNc |  | WtrHt-Instan-Res |  | None | 2015-04-16 | 2016-12-31 | DEER |  |  |  |  | Standard |  | 1 | 1 | 0 | Deemed Ex Ante Team |  |  |  | Updated to indicate claim/filing status
461 | RG-WtrHt-SmlInst-Gas-150kBtuh-lt2G-0p82EF-40g | Efficient water heater: Inst Gas (EF=0.82) replaces Gas water heater | DEER2015 | DEER-WaterHeater-Calculator | 2020-11-24 16:30 | RG-WtrHt-SmlInst-Gas-150kBtuh-lt2G-0p82EF-40g | DEER | Standard | None | 0 | 0 | None |  | 0 |  | 1 | Res | Any | SHW | Heating | WaterHtg_eq | Instant_EF | Inst_EF-Gas-150kBtuh-0p82EF | WtrHt-Instant-Res | Small Storage 40 gallon Gas water heater, EF varies by vintage |  |  |  | Stor_EF-Gas-040gal-0.615EF | Inst_EF-Gas-150kBtuh-0p82EF | Available |  | 0 | 0 |  | ErRobNc | Stor_EF-Gas-040gal-0.615EF | WtrHt-Com |  | None | 2015-04-16 | 2018-12-31 | DEER |  |  |  |  | Standard |  | 1 | 1 | 0 | Deemed Ex Ante Team |  |  |  | Updated to indicate claim/filing status
462 | RG-WtrHt-SmlInst-Gas-150kBtuh-lt2G-0p92EF-40g | Efficient water heater: Inst Gas (EF=0.92) replaces Gas water heater | DEER2015 | DEER-WaterHeater-Calculator | 2020-11-24 16:30 | RG-WtrHt-SmlInst-Gas-150kBtuh-lt2G-0p92EF-40g | DEER | Standard | None | 0 | 0 | None |  | 0 |  | 1 | Res | Any | SHW | Heating | WaterHtg_eq | Instant_EF | Inst_EF-Gas-150kBtuh-0p92EF | WtrHt-Instant-Res | Small Storage 40 gallon Gas water heater, EF varies by vintage |  |  |  | Stor_EF-Gas-040gal-0.615EF | Inst_EF-Gas-150kBtuh-0p92EF | Available |  | 0 | 0 |  | ErRobNc | Stor_EF-Gas-040gal-0.615EF | WtrHt-Com |  | None | 2015-04-16 | 2018-12-31 | DEER |  |  |  |  | Standard |  | 1 | 1 | 0 | Deemed Ex Ante Team |  |  |  | Updated to indicate claim/filing status
464 | NG-WtrHt-SmlInst-Gas-150kBtuh-lt2G-0p82EF-40g | Efficient water heater: Inst Gas (EF=0.82) replaces Gas water heater | DEER2015 | DEER-WaterHeater-Calculator | 2020-11-24 16:30 | NG-WtrHt-SmlInst-Gas-150kBtuh-lt2G-0p82EF-40g | DEER | Standard | None | 0 | 0 | None |  | 0 |  | 1 | Com | Any | SHW | Heating | WaterHtg_eq | Instant_EF |  | WtrHt-Instant-Com | Small Storage 40 gallon Gas water heater, EF varies by vintage |  |  |  | Stor_EF-Gas-040gal-0.615EF | Inst_EF-Gas-150kBtuh-0p82EF | Available | added per DEER Measure Addition Request from SCG | 0 | 0 |  | ErRobNc |  | WtrHt-Com |  | None | 2015-04-16 | 2020-12-31 | DEER |  |  |  |  | Standard | Previously expired 2018-12-31; extended by CPUC 2020-04-14. | 1 | 1 | 0 | Deemed Ex Ante Team |  | Previously expired 2018-12-31; extended by CPUC 2020-04-14. |  | Updated to indicate claim/filing status
465 | NG-WtrHt-SmlInst-Gas-150kBtuh-lt2G-0p92EF-40g | Efficient water heater: Inst Gas (EF=0.92) replaces Gas water heater | DEER2015 | DEER-WaterHeater-Calculator | 2020-11-24 16:30 | NG-WtrHt-SmlInst-Gas-150kBtuh-lt2G-0p92EF-40g | DEER | Standard | None | 0 | 0 | None |  | 0 |  | 1 | Com | Any | SHW | Heating | WaterHtg_eq | Instant_EF |  | WtrHt-Instant-Com | Small Storage 40 gallon Gas water heater, EF varies by vintage |  |  |  | Stor_EF-Gas-040gal-0.615EF | Inst_EF-Gas-150kBtuh-0p92EF | Available | added per DEER Measure Addition Request from SCG | 0 | 0 |  | ErRobNc |  | WtrHt-Com |  | None | 2015-04-16 | 2020-12-31 | DEER |  |  |  |  | Standard | Previously expired 2018-12-31; extended by CPUC 2020-04-14. | 1 | 1 | 0 | Deemed Ex Ante Team |  | Previously expired 2018-12-31; extended by CPUC 2020-04-14. |  | Updated to indicate claim/filing status
467 | NG-WtrHt-SmlInst-Gas-150kBtuh-lt2G-0p84EF-82EF | Efficient water heater: Inst Gas (EF=0.84) replaces Gas water heater | DEER2015 | DEER-WaterHeater-Calculator | 2020-11-24 16:30 | NG-WtrHt-SmlInst-Gas-150kBtuh-lt2G-0p84EF-82EF | DEER | Standard | None | 0 | 0 | None |  | 0 |  | 1 | Com | Any | SHW | Heating | WaterHtg_eq | Instant_EF |  | WtrHt-Instant-Com |  |  |  | Inst_EF-Gas-150kBtuh-0p82EF | Inst_EF-Gas-150kBtuh-0p82EF | Inst_EF-Gas-150kBtuh-0p84EF | Available | added per DEER Measure Addition Request from SCG. Measure technology replaces a lower-EF instantaneous water heater. Both the Pre-Exisitng and Code/Standard technologies are set to the lower EF technology. | 0 | 0 |  | ErRobNc |  | WtrHt-Instant-Com |  | None | 2015-04-16 | 2018-12-31 | DEER |  |  |  |  | Standard |  | 1 | 1 | 0 | Deemed Ex Ante Team |  |  |  | Updated to indicate claim/filing status
468 | NG-WtrHt-SmlInst-Gas-150kBtuh-lt2G-0p92EF-82EF | Efficient water heater: Inst Gas (EF=0.92) replaces Gas water heater | DEER2015 | DEER-WaterHeater-Calculator | 2020-11-24 16:30 | NG-WtrHt-SmlInst-Gas-150kBtuh-lt2G-0p92EF-82EF | DEER | Standard | None | 0 | 0 | None |  | 0 |  | 1 | Com | Any | SHW | Heating | WaterHtg_eq | Instant_EF |  | WtrHt-Instant-Com |  |  |  | Inst_EF-Gas-150kBtuh-0p82EF | Inst_EF-Gas-150kBtuh-0p82EF | Inst_EF-Gas-150kBtuh-0p92EF | Available | added per DEER Measure Addition Request from SCG. Measure technology replaces a lower-EF instantaneous water heater. Both the Pre-Exisitng and Code/Standard technologies are set to the lower EF technology. | 0 | 0 |  | ErRobNc |  | WtrHt-Instant-Com |  | None | 2015-04-16 | 2018-12-31 | DEER |  |  |  |  | Standard |  | 1 | 1 | 0 | Deemed Ex Ante Team |  |  |  | Updated to indicate claim/filing status
501 | Furnace-Pkg-AFUE90 | Efficient Packaged Gas Furnace (Weatherized) - AFUE 90 | DEER2015 | D15 v1 | 2020-11-24 16:30 | Com-Furnace-dHIR | DEER | Scaled | Delta | 0.065168 | 0.08856 | None |  | 0 |  | 0 | Com | Any | HVAC | SpaceHeat | SpaceHtg_eq | GasFurnace |  | HVAC-Frnc | Packaged Furnace (Weatherized) 78 AFUE, HIR = 1.24067 | Packaged Furnace (Weatherized) 81 AFUE; HIR = 1.21728 | Packaged Furnace (Weatherized) 90 AFUE, HIR = 1.15211 |  |  |  | Available | based on D03-065 | 0 | 0 |  | ErRobNc |  | HVAC-Frnc |  | DEER2014 | 2015-01-01 | 2019-12-31 | DEER |  |  |  |  | Standard | Measure expired due to DEER2020 update | 1 | 1 | 0 | Deemed Ex Ante Team |  | Measure expired due to DEER2020 update |  | Updated to indicate claim/filing status
502 | Furnace-Pkg-AFUE91 | Efficient Packaged Gas Furnace (Weatherized) - AFUE 91 | DEER2015 | D15 v1 | 2020-11-24 16:30 | Com-Furnace-dHIR | DEER | Scaled | Delta | 0.07198 | 0.095372 | None |  | 0 |  | 0 | Com | Any | HVAC | SpaceHeat | SpaceHtg_eq | GasFurnace |  | HVAC-Frnc | Packaged Furnace (Weatherized) 78 AFUE, HIR = 1.24067 | Packaged Furnace (Weatherized) 81 AFUE; HIR = 1.21728 | Packaged Furnace (Weatherized) 91 AFUE, HIR = 1.14530 |  |  |  | Available | based on D03-065 | 0 | 0 |  | ErRobNc |  | HVAC-Frnc |  | DEER2014 | 2015-01-01 | 2019-12-31 | DEER |  |  |  |  | Standard | Measure expired due to DEER2020 update | 1 | 1 | 0 | Deemed Ex Ante Team |  | Measure expired due to DEER2020 update |  | Updated to indicate claim/filing status
503 | Furnace-Pkg-AFUE92 | Efficient Packaged Gas Furnace (Weatherized) - AFUE 92 | DEER2015 | D15 v1 | 2020-11-24 16:30 | Com-Furnace-dHIR | DEER | Scaled | Delta | 0.078713 | 0.1021 | None |  | 0 |  | 0 | Com | Any | HVAC | SpaceHeat | SpaceHtg_eq | GasFurnace |  | HVAC-Frnc | Packaged Furnace (Weatherized) 78 AFUE, HIR = 1.24067 | Packaged Furnace (Weatherized) 81 AFUE; HIR = 1.21728 | Packaged Furnace (Weatherized) 92 AFUE, HIR = 1.13857 |  |  |  | Available | based on D03-065 | 0 | 0 |  | ErRobNc |  | HVAC-Frnc |  | DEER2014 | 2015-01-01 | 2019-12-31 | DEER |  |  |  |  | Standard | Measure expired due to DEER2020 update | 1 | 1 | 0 | Deemed Ex Ante Team |  | Measure expired due to DEER2020 update |  | Updated to indicate claim/filing status
504 | Furnace-Pkg-AFUE93 | Efficient Packaged Gas Furnace (Weatherized) - AFUE 93 | DEER2015 | D15 v1 | 2020-11-24 16:30 | Com-Furnace-dHIR | DEER | Scaled | Delta | 0.085367 | 0.10876 | None |  | 0 |  | 0 | Com | Any | HVAC | SpaceHeat | SpaceHtg_eq | GasFurnace |  | HVAC-Frnc | Packaged Furnace (Weatherized) 78 AFUE, HIR = 1.24067 | Packaged Furnace (Weatherized) 81 AFUE; HIR = 1.21728 | Packaged Furnace (Weatherized) 93 AFUE, HIR = 1.13191 |  |  |  | Available | based on D03-065 | 0 | 0 |  | ErRobNc |  | HVAC-Frnc |  | DEER2014 | 2015-01-01 | 2019-12-31 | DEER |  |  |  |  | Standard | Measure expired due to DEER2020 update | 1 | 1 | 0 | Deemed Ex Ante Team |  | Measure expired due to DEER2020 update |  | Updated to indicate claim/filing status
505 | Furnace-Pkg-AFUE94 | Efficient Packaged Gas Furnace (Weatherized) - AFUE 94 | DEER2015 | D15 v1 | 2020-11-24 16:30 | Com-Furnace-dHIR | DEER | Scaled | Delta | 0.091943 | 0.11534 | None |  | 0 |  | 0 | Com | Any | HVAC | SpaceHeat | SpaceHtg_eq | GasFurnace |  | HVAC-Frnc | Packaged Furnace (Weatherized) 78 AFUE, HIR = 1.24067 | Packaged Furnace (Weatherized) 81 AFUE; HIR = 1.21728 | Packaged Furnace (Weatherized) 94 AFUE, HIR = 1.12534 |  |  |  | Available | based on D03-065 | 0 | 0 |  | ErRobNc |  | HVAC-Frnc |  | DEER2014 | 2015-01-01 | 2019-12-31 | DEER |  |  |  |  | Standard | Measure expired due to DEER2020 update | 1 | 1 | 0 | Deemed Ex Ante Team |  | Measure expired due to DEER2020 update |  | Updated to indicate claim/filing status
506 | Furnace-Pkg-AFUE95 | Efficient Packaged Gas Furnace (Weatherized) - AFUE 95 | DEER2015 | D15 v1 | 2020-11-24 16:30 | Com-Furnace-dHIR | DEER | Scaled | Delta | 0.098444 | 0.12184 | None |  | 0 |  | 0 | Com | Any | HVAC | SpaceHeat | SpaceHtg_eq | GasFurnace |  | HVAC-Frnc | Packaged Furnace (Weatherized) 78 AFUE, HIR = 1.24067 | Packaged Furnace (Weatherized) 81 AFUE; HIR = 1.21728 | Packaged Furnace (Weatherized) 95 AFUE, HIR = 1.11884 |  |  |  | Available | based on D03-065 | 0 | 0 |  | ErRobNc |  | HVAC-Frnc |  | DEER2014 | 2015-01-01 | 2019-12-31 | DEER |  |  |  |  | Standard | Measure expired due to DEER2020 update | 1 | 1 | 0 | Deemed Ex Ante Team |  | Measure expired due to DEER2020 update |  | Updated to indicate claim/filing status
507 | Furnace-Pkg-AFUE96 | Efficient Packaged Gas Furnace (Weatherized) - AFUE 96 | DEER2015 | D15 v1 | 2020-11-24 16:30 | Com-Furnace-dHIR | DEER | Scaled | Delta | 0.10487 | 0.12826 | None |  | 0 |  | 0 | Com | Any | HVAC | SpaceHeat | SpaceHtg_eq | GasFurnace |  | HVAC-Frnc | Packaged Furnace (Weatherized) 78 AFUE, HIR = 1.24067 | Packaged Furnace (Weatherized) 81 AFUE; HIR = 1.21728 | Packaged Furnace (Weatherized) 96 AFUE, HIR = 1.11241 |  |  |  | Available | based on D03-065 | 0 | 0 |  | ErRobNc |  | HVAC-Frnc |  | DEER2014 | 2015-01-01 | 2019-12-31 | DEER |  |  |  |  | Standard | Measure expired due to DEER2020 update | 1 | 1 | 0 | Deemed Ex Ante Team |  | Measure expired due to DEER2020 update |  | Updated to indicate claim/filing status
508 | Furnace-Pkg-AFUE97 | Efficient Packaged Gas Furnace (Weatherized) - AFUE 97 | DEER2015 | D15 v1 | 2020-11-24 16:30 | Com-Furnace-dHIR | DEER | Scaled | Delta | 0.11122 | 0.13461 | None |  | 0 |  | 0 | Com | Any | HVAC | SpaceHeat | SpaceHtg_eq | GasFurnace |  | HVAC-Frnc | Packaged Furnace (Weatherized) 78 AFUE, HIR = 1.24067 | Packaged Furnace (Weatherized) 81 AFUE; HIR = 1.21728 | Packaged Furnace (Weatherized) 97 AFUE, HIR = 1.10606 |  |  |  | Available | based on D03-065 | 0 | 0 |  | ErRobNc |  | HVAC-Frnc |  | DEER2014 | 2015-01-01 | 2019-12-31 | DEER |  |  |  |  | Standard | Measure expired due to DEER2020 update | 1 | 1 | 0 | Deemed Ex Ante Team |  | Measure expired due to DEER2020 update |  | Updated to indicate claim/filing status
509 | Furnace-Pkg-AFUE98 | Efficient Packaged Gas Furnace (Weatherized) - AFUE 98 | DEER2015 | D15 v1 | 2020-11-24 16:30 | Com-Furnace-dHIR | DEER | Scaled | Delta | 0.1175 | 0.14089 | None |  | 0 |  | 0 | Com | Any | HVAC | SpaceHeat | SpaceHtg_eq | GasFurnace |  | HVAC-Frnc | Packaged Furnace (Weatherized) 78 AFUE, HIR = 1.24067 | Packaged Furnace (Weatherized) 81 AFUE; HIR = 1.21728 | Packaged Furnace (Weatherized) 98 AFUE, HIR = 1.09978 |  |  |  | Available | based on D03-065 | 0 | 0 |  | ErRobNc |  | HVAC-Frnc |  | DEER2014 | 2015-01-01 | 2019-12-31 | DEER |  |  |  |  | Standard | Measure expired due to DEER2020 update | 1 | 1 | 0 | Deemed Ex Ante Team |  | Measure expired due to DEER2020 update |  | Updated to indicate claim/filing status
601 | RE-RefgFrz-TM_Mini-Tier1 | Refrigerator-freezers - automatic defrost with top-mounted freezer without an automatic icemaker, Size Range: Very Small (<13 cu. ft.), Energy Star (10% less than Code Maximum) | DEER2017 | D17 v2 | 2020-11-24 16:30 | Res-Refg-dKWH-Cond | DEER | Scaled | Delta | 34 | 40.1 | None |  | 0 |  | 1 | Res | Any | AppPlug | Refrig | Ref_Storage | RefrigFrz | RefgFrz-TM_Mini-Tier1 | Appl-ESRefg |  |  |  |  | RefgFrz-TM_Mini-Code | RefgFrz-TM_Mini-Tier1 | Available |  | 0 | 0 | June 2017 Update | RobNc | RefgFrz-TM_Mini-Code | Appl-ESRefg |  | DEER1517 | 2015-01-01 | 2019-12-31 | InEA_same |  |  |  |  | Standard |  | 1 | 1 | 0 | Deemed Ex Ante Team |  |  |  | Updated to indicate claim/filing status
602 | RE-RefgFrz-TM_Mini-Tier2 | Refrigerator-freezers - automatic defrost with top-mounted freezer without an automatic icemaker, Size Range: Very Small (<13 cu. ft.), 30% less than Code Maximum | DEER2017 | D17 v2 | 2020-11-24 16:30 | Res-Refg-dKWH-Cond | DEER | Scaled | Delta | 102 | 120 | None |  | 0 |  | 1 | Res | Any | AppPlug | Refrig | Ref_Storage | RefrigFrz | RefgFrz-TM_Mini-Tier2 | Appl-ESRefg |  |  |  |  | RefgFrz-TM_Mini-Code | RefgFrz-TM_Mini-Tier2 | Available |  | 0 | 0 | June 2017 Update | RobNc | RefgFrz-TM_Mini-Code | Appl-ESRefg |  | DEER1517 | 2015-01-01 | 2019-12-31 | InEA_same |  |  |  |  | Standard |  | 1 | 1 | 0 | Deemed Ex Ante Team |  |  |  | Updated to indicate claim/filing status
603 | RE-RefgFrz-TM_Small-Tier1 | Refrigerator-freezers - automatic defrost with top-mounted freezer without an automatic icemaker, Size Range: Small (13 to 16 cu. ft.), Energy Star (10% less than Code Maximum) | DEER2017 | D17 v2 | 2020-11-24 16:30 | Res-Refg-dKWH-Cond | DEER | Scaled | Delta | 38 | 44.8 | None |  | 0 |  | 1 | Res | Any | AppPlug | Refrig | Ref_Storage | RefrigFrz | RefgFrz-TM_Small-Tier1 | Appl-ESRefg |  |  |  |  | RefgFrz-TM_Small-Code | RefgFrz-TM_Small-Tier1 | Available |  | 0 | 0 | June 2017 Update | RobNc | RefgFrz-TM_Small-Code | Appl-ESRefg |  | DEER1517 | 2015-01-01 | 2019-12-31 | InEA_same |  |  |  |  | Standard |  | 1 | 1 | 0 | Deemed Ex Ante Team |  |  |  | Updated to indicate claim/filing status
604 | RE-RefgFrz-TM_Small-Tier2 | Refrigerator-freezers - automatic defrost with top-mounted freezer without an automatic icemaker, Size Range: Small (13 to 16 cu. ft.), 30% less than Code Maximum | DEER2017 | D17 v2 | 2020-11-24 16:30 | Res-Refg-dKWH-Cond | DEER | Scaled | Delta | 113 | 133 | None |  | 0 |  | 1 | Res | Any | AppPlug | Refrig | Ref_Storage | RefrigFrz | RefgFrz-TM_Small-Tier2 | Appl-ESRefg |  |  |  |  | RefgFrz-TM_Small-Code | RefgFrz-TM_Small-Tier2 | Available |  | 0 | 0 | June 2017 Update | RobNc | RefgFrz-TM_Small-Code | Appl-ESRefg |  | DEER1517 | 2015-01-01 | 2019-12-31 | InEA_same |  |  |  |  | Standard |  | 1 | 1 | 0 | Deemed Ex Ante Team |  |  |  | Updated to indicate claim/filing status
605 | RE-RefgFrz-TM_Med-Tier1 | Refrigerator-freezers - automatic defrost with top-mounted freezer without an automatic icemaker, Size Range: Medium (17 to 20 cu. ft.), Energy Star (10% less than Code Maximum) | DEER2017 | D17 v2 | 2020-11-24 16:30 | Res-Refg-dKWH-Cond | DEER | Scaled | Delta | 42 | 49.6 | None |  | 0 |  | 1 | Res | Any | AppPlug | Refrig | Ref_Storage | RefrigFrz | RefgFrz-TM_Med-Tier1 | Appl-ESRefg |  |  |  |  | RefgFrz-TM_Med-Code | RefgFrz-TM_Med-Tier1 | Available |  | 0 | 0 | June 2017 Update | RobNc | RefgFrz-TM_Med-Code | Appl-ESRefg |  | DEER1517 | 2015-01-01 | 2019-12-31 | InEA_same |  |  |  |  | Standard |  | 1 | 1 | 0 | Deemed Ex Ante Team |  |  |  | Updated to indicate claim/filing status
606 | RE-RefgFrz-TM_Med-Tier2 | Refrigerator-freezers - automatic defrost with top-mounted freezer without an automatic icemaker, Size Range: Medium (17 to 20 cu. ft.), 30% less than Code Maximum | DEER2017 | D17 v2 | 2020-11-24 16:30 | Res-Refg-dKWH-Cond | DEER | Scaled | Delta | 125 | 148 | None |  | 0 |  | 1 | Res | Any | AppPlug | Refrig | Ref_Storage | RefrigFrz | RefgFrz-TM_Med-Tier2 | Appl-ESRefg |  |  |  |  | RefgFrz-TM_Med-Code | RefgFrz-TM_Med-Tier2 | Available |  | 0 | 0 | June 2017 Update | RobNc | RefgFrz-TM_Med-Code | Appl-ESRefg |  | DEER1517 | 2015-01-01 | 2019-12-31 | InEA_same |  |  |  |  | Standard |  | 1 | 1 | 0 | Deemed Ex Ante Team |  |  |  | Updated to indicate claim/filing status
607 | RE-RefgFrz-TM_Large-Tier1 | Refrigerator-freezers - automatic defrost with top-mounted freezer without an automatic icemaker, Size Range: Large (21 to 23 cu. ft.), Energy Star (10% less than Code Maximum) | DEER2017 | D17 v2 | 2020-11-24 16:30 | Res-Refg-dKWH-Cond | DEER | Scaled | Delta | 44 | 51.9 | None |  | 0 |  | 1 | Res | Any | AppPlug | Refrig | Ref_Storage | RefrigFrz | RefgFrz-TM_Large-Tier1 | Appl-ESRefg |  |  |  |  | RefgFrz-TM_Large-Code | RefgFrz-TM_Large-Tier1 | Available |  | 0 | 0 | June 2017 Update | RobNc | RefgFrz-TM_Large-Code | Appl-ESRefg |  | DEER1517 | 2015-01-01 | 2019-12-31 | InEA_same |  |  |  |  | Standard |  | 1 | 1 | 0 | Deemed Ex Ante Team |  |  |  | Updated to indicate claim/filing status
608 | RE-RefgFrz-TM_Large-Tier2 | Refrigerator-freezers - automatic defrost with top-mounted freezer without an automatic icemaker, Size Range: Large (21 to 23 cu. ft.), 30% less than Code Maximum | DEER2017 | D17 v2 | 2020-11-24 16:30 | Res-Refg-dKWH-Cond | DEER | Scaled | Delta | 133 | 157 | None |  | 0 |  | 1 | Res | Any | AppPlug | Refrig | Ref_Storage | RefrigFrz | RefgFrz-TM_Large-Tier2 | Appl-ESRefg |  |  |  |  | RefgFrz-TM_Large-Code | RefgFrz-TM_Large-Tier2 | Available |  | 0 | 0 | June 2017 Update | RobNc | RefgFrz-TM_Large-Code | Appl-ESRefg |  | DEER1517 | 2015-01-01 | 2019-12-31 | InEA_same |  |  |  |  | Standard |  | 1 | 1 | 0 | Deemed Ex Ante Team |  |  |  | Updated to indicate claim/filing status
609 | RE-RefgFrz-TM_VLarge-Tier1 | Refrigerator-freezers - automatic defrost with top-mounted freezer without an automatic icemaker, Size Range: Very large (over 23 cu. ft.), Energy Star (10% less than Code Maximum) | DEER2017 | D17 v2 | 2020-11-24 16:30 | Res-Refg-dKWH-Cond | DEER | Scaled | Delta | 48 | 56.6 | None |  | 0 |  | 1 | Res | Any | AppPlug | Refrig | Ref_Storage | RefrigFrz | RefgFrz-TM_VLarge-Tier1 | Appl-ESRefg |  |  |  |  | RefgFrz-TM_VLarge-Code | RefgFrz-TM_VLarge-Tier1 | Available |  | 0 | 0 | June 2017 Update | RobNc | RefgFrz-TM_VLarge-Code | Appl-ESRefg |  | DEER1517 | 2015-01-01 | 2019-12-31 | InEA_same |  |  |  |  | Standard |  | 1 | 1 | 0 | Deemed Ex Ante Team |  |  |  | Updated to indicate claim/filing status
610 | RE-RefgFrz-TM_VLarge-Tier2 | Refrigerator-freezers - automatic defrost with top-mounted freezer without an automatic icemaker, Size Range: Very large (over 23 cu. ft.), 30% less than Code Maximum | DEER2017 | D17 v2 | 2020-11-24 16:30 | Res-Refg-dKWH-Cond | DEER | Scaled | Delta | 145 | 171 | None |  | 0 |  | 1 | Res | Any | AppPlug | Refrig | Ref_Storage | RefrigFrz | RefgFrz-TM_VLarge-Tier2 | Appl-ESRefg |  |  |  |  | RefgFrz-TM_VLarge-Code | RefgFrz-TM_VLarge-Tier2 | Available |  | 0 | 0 | June 2017 Update | RobNc | RefgFrz-TM_VLarge-Code | Appl-ESRefg |  | DEER1517 | 2015-01-01 | 2019-12-31 | InEA_same |  |  |  |  | Standard |  | 1 | 1 | 0 | Deemed Ex Ante Team |  |  |  | Updated to indicate claim/filing status
611 | RE-RefgFrz-TM_WtdSize-Tier1 | Refrigerator-freezers - automatic defrost with top-mounted freezer without an automatic icemaker, Size Range: Weighted Size, Energy Star (10% less than Code Maximum) | DEER2017 | D17 v2 | 2020-11-24 16:30 | Res-Refg-dKWH-Cond | DEER | Scaled | Delta | 42 | 49.6 | None |  | 0 |  | 1 | Res | Any | AppPlug | Refrig | Ref_Storage | RefrigFrz | RefgFrz-TM_WtdSize-Tier1 | Appl-ESRefg |  |  |  |  | RefgFrz-TM_WtdSize-Code | RefgFrz-TM_WtdSize-Tier1 | Available |  | 0 | 0 | June 2017 Update | RobNc | RefgFrz-TM_WtdSize-Code | Appl-ESRefg |  | DEER1517 | 2015-01-01 | 2019-12-31 | InEA_same |  |  |  |  | Standard |  | 1 | 1 | 0 | Deemed Ex Ante Team |  |  |  | Updated to indicate claim/filing status
612 | RE-RefgFrz-TM_WtdSize-Tier2 | Refrigerator-freezers - automatic defrost with top-mounted freezer without an automatic icemaker, Size Range: Weighted Size, 30% less than Code Maximum | DEER2017 | D17 v2 | 2020-11-24 16:30 | Res-Refg-dKWH-Cond | DEER | Scaled | Delta | 126 | 149 | None |  | 0 |  | 1 | Res | Any | AppPlug | Refrig | Ref_Storage | RefrigFrz | RefgFrz-TM_WtdSize-Tier2 | Appl-ESRefg |  |  |  |  | RefgFrz-TM_WtdSize-Code | RefgFrz-TM_WtdSize-Tier2 | Available |  | 0 | 0 | June 2017 Update | RobNc | RefgFrz-TM_WtdSize-Code | Appl-ESRefg |  | DEER1517 | 2015-01-01 | 2019-12-31 | InEA_same |  |  |  |  | Standard |  | 1 | 1 | 0 | Deemed Ex Ante Team |  |  |  | Updated to indicate claim/filing status
613 | RE-Refg-All_Mini-Tier1 | All-refrigerators - automatic defrost (Refrigerator with no separate freezer storage), Size Range: Very Small (<13 cu. ft.), Energy Star (10% less than Code Maximum) | DEER2017 | D17 v2 | 2020-11-24 16:30 | Res-Refg-dKWH-Cond | DEER | Scaled | Delta | 28 | 33 | None |  | 0 |  | 1 | Res | Any | AppPlug | Refrig | Ref_Storage | RefrigFrz |  | Appl-ESRefg |  |  |  |  | Refg-All_Mini-Code | Refg-All_Mini-Tier1 | Available |  | 0 | 0 | June 2017 Update | RobNc |  | Appl-ESRefg |  | DEER1517 | 2015-01-01 | 2019-12-31 | InEA_same |  |  |  |  | Standard |  | 1 | 1 | 0 | Deemed Ex Ante Team |  |  |  | Updated to indicate claim/filing status
614 | RE-Refg-All_Mini-Tier2 | All-refrigerators - automatic defrost (Refrigerator with no separate freezer storage), Size Range: Very Small (<13 cu. ft.), 30% less than Code Maximum | DEER2017 | D17 v2 | 2020-11-24 16:30 | Res-Refg-dKWH-Cond | DEER | Scaled | Delta | 84 | 99.1 | None |  | 0 |  | 1 | Res | Any | AppPlug | Refrig | Ref_Storage | RefrigFrz |  | Appl-ESRefg |  |  |  |  | Refg-All_Mini-Code | Refg-All_Mini-Tier2 | Available |  | 0 | 0 | June 2017 Update | RobNc |  | Appl-ESRefg |  | DEER1517 | 2015-01-01 | 2019-12-31 | InEA_same |  |  |  |  | Standard |  | 1 | 1 | 0 | Deemed Ex Ante Team |  |  |  | Updated to indicate claim/filing status
615 | RE-Refg-All_Small-Tier1 | All-refrigerators - automatic defrost (Refrigerator with no separate freezer storage), Size Range: Small (13 to 16 cu. ft.), Energy Star (10% less than Code Maximum) | DEER2017 | D17 v2 | 2020-11-24 16:30 | Res-Refg-dKWH-Cond | DEER | Scaled | Delta | 31 | 36.6 | None |  | 0 |  | 1 | Res | Any | AppPlug | Refrig | Ref_Storage | RefrigFrz |  | Appl-ESRefg |  |  |  |  | Refg-All_Small-Code | Refg-All_Small-Tier1 | Available |  | 0 | 0 | June 2017 Update | RobNc |  | Appl-ESRefg |  | DEER1517 | 2015-01-01 | 2019-12-31 | InEA_same |  |  |  |  | Standard |  | 1 | 1 | 0 | Deemed Ex Ante Team |  |  |  | Updated to indicate claim/filing status
616 | RE-Refg-All_Small-Tier2 | All-refrigerators - automatic defrost (Refrigerator with no separate freezer storage), Size Range: Small (13 to 16 cu. ft.), 30% less than Code Maximum | DEER2017 | D17 v2 | 2020-11-24 16:30 | Res-Refg-dKWH-Cond | DEER | Scaled | Delta | 92 | 109 | None |  | 0 |  | 1 | Res | Any | AppPlug | Refrig | Ref_Storage | RefrigFrz |  | Appl-ESRefg |  |  |  |  | Refg-All_Small-Code | Refg-All_Small-Tier2 | Available |  | 0 | 0 | June 2017 Update | RobNc |  | Appl-ESRefg |  | DEER1517 | 2015-01-01 | 2019-12-31 | InEA_same |  |  |  |  | Standard |  | 1 | 1 | 0 | Deemed Ex Ante Team |  |  |  | Updated to indicate claim/filing status
617 | RE-Refg-All_Med-Tier1 | All-refrigerators - automatic defrost (Refrigerator with no separate freezer storage), Size Range: Medium (17 to 20 cu. ft.), Energy Star (10% less than Code Maximum) | DEER2017 | D17 v2 | 2020-11-24 16:30 | Res-Refg-dKWH-Cond | DEER | Scaled | Delta | 34 | 40.1 | None |  | 0 |  | 1 | Res | Any | AppPlug | Refrig | Ref_Storage | RefrigFrz |  | Appl-ESRefg |  |  |  |  | Refg-All_Med-Code | Refg-All_Med-Tier1 | Available |  | 0 | 0 | June 2017 Update | RobNc |  | Appl-ESRefg |  | DEER1517 | 2015-01-01 | 2019-12-31 | InEA_same |  |  |  |  | Standard |  | 1 | 1 | 0 | Deemed Ex Ante Team |  |  |  | Updated to indicate claim/filing status
618 | RE-Refg-All_Med-Tier2 | All-refrigerators - automatic defrost (Refrigerator with no separate freezer storage), Size Range: Medium (17 to 20 cu. ft.), 30% less than Code Maximum | DEER2017 | D17 v2 | 2020-11-24 16:30 | Res-Refg-dKWH-Cond | DEER | Scaled | Delta | 101 | 119 | None |  | 0 |  | 1 | Res | Any | AppPlug | Refrig | Ref_Storage | RefrigFrz |  | Appl-ESRefg |  |  |  |  | Refg-All_Med-Code | Refg-All_Med-Tier2 | Available |  | 0 | 0 | June 2017 Update | RobNc |  | Appl-ESRefg |  | DEER1517 | 2015-01-01 | 2019-12-31 | InEA_same |  |  |  |  | Standard |  | 1 | 1 | 0 | Deemed Ex Ante Team |  |  |  | Updated to indicate claim/filing status
619 | RE-Refg-All_Large-Tier1 | All-refrigerators - automatic defrost (Refrigerator with no separate freezer storage), Size Range: Large (21 to 23 cu. ft.), Energy Star (10% less than Code Maximum) | DEER2017 | D17 v2 | 2020-11-24 16:30 | Res-Refg-dKWH-Cond | DEER | Scaled | Delta | 36 | 42.5 | None |  | 0 |  | 1 | Res | Any | AppPlug | Refrig | Ref_Storage | RefrigFrz |  | Appl-ESRefg |  |  |  |  | Refg-All_Large-Code | Refg-All_Large-Tier1 | Available |  | 0 | 0 | June 2017 Update | RobNc |  | Appl-ESRefg |  | DEER1517 | 2015-01-01 | 2019-12-31 | InEA_same |  |  |  |  | Standard |  | 1 | 1 | 0 | Deemed Ex Ante Team |  |  |  | Updated to indicate claim/filing status
620 | RE-Refg-All_Large-Tier2 | All-refrigerators - automatic defrost (Refrigerator with no separate freezer storage), Size Range: Large (21 to 23 cu. ft.), 30% less than Code Maximum | DEER2017 | D17 v2 | 2020-11-24 16:30 | Res-Refg-dKWH-Cond | DEER | Scaled | Delta | 107 | 126 | None |  | 0 |  | 1 | Res | Any | AppPlug | Refrig | Ref_Storage | RefrigFrz |  | Appl-ESRefg |  |  |  |  | Refg-All_Large-Code | Refg-All_Large-Tier2 | Available |  | 0 | 0 | June 2017 Update | RobNc |  | Appl-ESRefg |  | DEER1517 | 2015-01-01 | 2019-12-31 | InEA_same |  |  |  |  | Standard |  | 1 | 1 | 0 | Deemed Ex Ante Team |  |  |  | Updated to indicate claim/filing status
621 | RE-Refg-All_VLarge-Tier1 | All-refrigerators - automatic defrost (Refrigerator with no separate freezer storage), Size Range: Very large (over 23 cu. ft.), Energy Star (10% less than Code Maximum) | DEER2017 | D17 v2 | 2020-11-24 16:30 | Res-Refg-dKWH-Cond | DEER | Scaled | Delta | 38 | 44.8 | None |  | 0 |  | 1 | Res | Any | AppPlug | Refrig | Ref_Storage | RefrigFrz |  | Appl-ESRefg |  |  |  |  | Refg-All_VLarge-Code | Refg-All_VLarge-Tier1 | Available |  | 0 | 0 | June 2017 Update | RobNc |  | Appl-ESRefg |  | DEER1517 | 2015-01-01 | 2019-12-31 | InEA_same |  |  |  |  | Standard |  | 1 | 1 | 0 | Deemed Ex Ante Team |  |  |  | Updated to indicate claim/filing status
622 | RE-Refg-All_VLarge-Tier2 | All-refrigerators - automatic defrost (Refrigerator with no separate freezer storage), Size Range: Very large (over 23 cu. ft.), 30% less than Code Maximum | DEER2017 | D17 v2 | 2020-11-24 16:30 | Res-Refg-dKWH-Cond | DEER | Scaled | Delta | 115 | 136 | None |  | 0 |  | 1 | Res | Any | AppPlug | Refrig | Ref_Storage | RefrigFrz |  | Appl-ESRefg |  |  |  |  | Refg-All_VLarge-Code | Refg-All_VLarge-Tier2 | Available |  | 0 | 0 | June 2017 Update | RobNc |  | Appl-ESRefg |  | DEER1517 | 2015-01-01 | 2019-12-31 | InEA_same |  |  |  |  | Standard |  | 1 | 1 | 0 | Deemed Ex Ante Team |  |  |  | Updated to indicate claim/filing status
623 | RE-Refg-All_WtdSize-Tier1 | All-refrigerators - automatic defrost (Refrigerator with no separate freezer storage), Size Range: Weighted Size, Energy Star (10% less than Code Maximum) | DEER2017 | D17 v2 | 2020-11-24 16:30 | Res-Refg-dKWH-Cond | DEER | Scaled | Delta | 30 | 35.4 | None |  | 0 |  | 1 | Res | Any | AppPlug | Refrig | Ref_Storage | RefrigFrz |  | Appl-ESRefg |  |  |  |  | Refg-All_WtdSize-Code | Refg-All_WtdSize-Tier1 | Available |  | 0 | 0 | June 2017 Update | RobNc |  | Appl-ESRefg |  | DEER1517 | 2015-01-01 | 2019-12-31 | InEA_same |  |  |  |  | Standard |  | 1 | 1 | 0 | Deemed Ex Ante Team |  |  |  | Updated to indicate claim/filing status
624 | RE-Refg-All_WtdSize-Tier2 | All-refrigerators - automatic defrost (Refrigerator with no separate freezer storage), Size Range: Weighted Size, 30% less than Code Maximum | DEER2017 | D17 v2 | 2020-11-24 16:30 | Res-Refg-dKWH-Cond | DEER | Scaled | Delta | 91 | 107 | None |  | 0 |  | 1 | Res | Any | AppPlug | Refrig | Ref_Storage | RefrigFrz |  | Appl-ESRefg |  |  |  |  | Refg-All_WtdSize-Code | Refg-All_WtdSize-Tier2 | Available |  | 0 | 0 | June 2017 Update | RobNc |  | Appl-ESRefg |  | DEER1517 | 2015-01-01 | 2019-12-31 | InEA_same |  |  |  |  | Standard |  | 1 | 1 | 0 | Deemed Ex Ante Team |  |  |  | Updated to indicate claim/filing status
625 | RE-RefgFrz-TM-Ice_Mini-Tier1 | Refrigerator-freezers - automatic defrost with top-mounted freezer with an automatic icemaker without through-the-door ice service, Size Range: Very Small (<13 cu. ft.), Energy Star (10% less than Code Maximum) | DEER2017 | D17 v2 | 2020-11-24 16:30 | Res-Refg-dKWH-Cond | DEER | Scaled | Delta | 42 | 49.6 | None |  | 0 |  | 1 | Res | Any | AppPlug | Refrig | Ref_Storage | RefrigFrz | RefgFrz-TM-Ice_Mini-Tier1 | Appl-ESRefg |  |  |  |  | RefgFrz-TM-Ice_Mini-Code | RefgFrz-TM-Ice_Mini-Tier1 | Available |  | 0 | 0 | June 2017 Update | RobNc | RefgFrz-TM-Ice_Mini-Code | Appl-ESRefg |  | DEER1517 | 2015-01-01 | 2019-12-31 | InEA_same |  |  |  |  | Standard |  | 1 | 1 | 0 | Deemed Ex Ante Team |  |  |  | Updated to indicate claim/filing status
626 | RE-RefgFrz-TM-Ice_Mini-Tier2 | Refrigerator-freezers - automatic defrost with top-mounted freezer with an automatic icemaker without through-the-door ice service, Size Range: Very Small (<13 cu. ft.), 30% less than Code Maximum | DEER2017 | D17 v2 | 2020-11-24 16:30 | Res-Refg-dKWH-Cond | DEER | Scaled | Delta | 127 | 150 | None |  | 0 |  | 1 | Res | Any | AppPlug | Refrig | Ref_Storage | RefrigFrz | RefgFrz-TM-Ice_Mini-Tier2 | Appl-ESRefg |  |  |  |  | RefgFrz-TM-Ice_Mini-Code | RefgFrz-TM-Ice_Mini-Tier2 | Available |  | 0 | 0 | June 2017 Update | RobNc | RefgFrz-TM-Ice_Mini-Code | Appl-ESRefg |  | DEER1517 | 2015-01-01 | 2019-12-31 | InEA_same |  |  |  |  | Standard |  | 1 | 1 | 0 | Deemed Ex Ante Team |  |  |  | Updated to indicate claim/filing status
627 | RE-RefgFrz-TM-Ice_Small-Tier1 | Refrigerator-freezers - automatic defrost with top-mounted freezer with an automatic icemaker without through-the-door ice service, Size Range: Small (13 to 16 cu. ft.), Energy Star (10% less than Code Maximum) | DEER2017 | D17 v2 | 2020-11-24 16:30 | Res-Refg-dKWH-Cond | DEER | Scaled | Delta | 46 | 54.3 | None |  | 0 |  | 1 | Res | Any | AppPlug | Refrig | Ref_Storage | RefrigFrz | RefgFrz-TM-Ice_Small-Tier1 | Appl-ESRefg |  |  |  |  | RefgFrz-TM-Ice_Small-Code | RefgFrz-TM-Ice_Small-Tier1 | Available |  | 0 | 0 | June 2017 Update | RobNc | RefgFrz-TM-Ice_Small-Code | Appl-ESRefg |  | DEER1517 | 2015-01-01 | 2019-12-31 | InEA_same |  |  |  |  | Standard |  | 1 | 1 | 0 | Deemed Ex Ante Team |  |  |  | Updated to indicate claim/filing status
628 | RE-RefgFrz-TM-Ice_Small-Tier2 | Refrigerator-freezers - automatic defrost with top-mounted freezer with an automatic icemaker without through-the-door ice service, Size Range: Small (13 to 16 cu. ft.), 30% less than Code Maximum | DEER2017 | D17 v2 | 2020-11-24 16:30 | Res-Refg-dKWH-Cond | DEER | Scaled | Delta | 139 | 164 | None |  | 0 |  | 1 | Res | Any | AppPlug | Refrig | Ref_Storage | RefrigFrz | RefgFrz-TM-Ice_Small-Tier2 | Appl-ESRefg |  |  |  |  | RefgFrz-TM-Ice_Small-Code | RefgFrz-TM-Ice_Small-Tier2 | Available |  | 0 | 0 | June 2017 Update | RobNc | RefgFrz-TM-Ice_Small-Code | Appl-ESRefg |  | DEER1517 | 2015-01-01 | 2019-12-31 | InEA_same |  |  |  |  | Standard |  | 1 | 1 | 0 | Deemed Ex Ante Team |  |  |  | Updated to indicate claim/filing status
629 | RE-RefgFrz-TM-Ice_Med-Tier1 | Refrigerator-freezers - automatic defrost with top-mounted freezer with an automatic icemaker without through-the-door ice service, Size Range: Medium (17 to 20 cu. ft.), Energy Star (10% less than Code Maximum) | DEER2017 | D17 v2 | 2020-11-24 16:30 | Res-Refg-dKWH-Cond | DEER | Scaled | Delta | 50 | 59 | None |  | 0 |  | 1 | Res | Any | AppPlug | Refrig | Ref_Storage | RefrigFrz | RefgFrz-TM-Ice_Med-Tier1 | Appl-ESRefg |  |  |  |  | RefgFrz-TM-Ice_Med-Code | RefgFrz-TM-Ice_Med-Tier1 | Available |  | 0 | 0 | June 2017 Update | RobNc | RefgFrz-TM-Ice_Med-Code | Appl-ESRefg |  | DEER1517 | 2015-01-01 | 2019-12-31 | InEA_same |  |  |  |  | Standard |  | 1 | 1 | 0 | Deemed Ex Ante Team |  |  |  | Updated to indicate claim/filing status
630 | RE-RefgFrz-TM-Ice_Med-Tier2 | Refrigerator-freezers - automatic defrost with top-mounted freezer with an automatic icemaker without through-the-door ice service, Size Range: Medium (17 to 20 cu. ft.), 30% less than Code Maximum | DEER2017 | D17 v2 | 2020-11-24 16:30 | Res-Refg-dKWH-Cond | DEER | Scaled | Delta | 150 | 177 | None |  | 0 |  | 1 | Res | Any | AppPlug | Refrig | Ref_Storage | RefrigFrz | RefgFrz-TM-Ice_Med-Tier2 | Appl-ESRefg |  |  |  |  | RefgFrz-TM-Ice_Med-Code | RefgFrz-TM-Ice_Med-Tier2 | Available |  | 0 | 0 | June 2017 Update | RobNc | RefgFrz-TM-Ice_Med-Code | Appl-ESRefg |  | DEER1517 | 2015-01-01 | 2019-12-31 | InEA_same |  |  |  |  | Standard |  | 1 | 1 | 0 | Deemed Ex Ante Team |  |  |  | Updated to indicate claim/filing status
631 | RE-RefgFrz-TM-Ice_Large-Tier1 | Refrigerator-freezers - automatic defrost with top-mounted freezer with an automatic icemaker without through-the-door ice service, Size Range: Large (21 to 23 cu. ft.), Energy Star (10% less than Code Maximum) | DEER2017 | D17 v2 | 2020-11-24 16:30 | Res-Refg-dKWH-Cond | DEER | Scaled | Delta | 53 | 62.5 | None |  | 0 |  | 1 | Res | Any | AppPlug | Refrig | Ref_Storage | RefrigFrz | RefgFrz-TM-Ice_Large-Tier1 | Appl-ESRefg |  |  |  |  | RefgFrz-TM-Ice_Large-Code | RefgFrz-TM-Ice_Large-Tier1 | Available |  | 0 | 0 | June 2017 Update | RobNc | RefgFrz-TM-Ice_Large-Code | Appl-ESRefg |  | DEER1517 | 2015-01-01 | 2019-12-31 | InEA_same |  |  |  |  | Standard |  | 1 | 1 | 0 | Deemed Ex Ante Team |  |  |  | Updated to indicate claim/filing status
632 | RE-RefgFrz-TM-Ice_Large-Tier2 | Refrigerator-freezers - automatic defrost with top-mounted freezer with an automatic icemaker without through-the-door ice service, Size Range: Large (21 to 23 cu. ft.), 30% less than Code Maximum | DEER2017 | D17 v2 | 2020-11-24 16:30 | Res-Refg-dKWH-Cond | DEER | Scaled | Delta | 159 | 188 | None |  | 0 |  | 1 | Res | Any | AppPlug | Refrig | Ref_Storage | RefrigFrz | RefgFrz-TM-Ice_Large-Tier2 | Appl-ESRefg |  |  |  |  | RefgFrz-TM-Ice_Large-Code | RefgFrz-TM-Ice_Large-Tier2 | Available |  | 0 | 0 | June 2017 Update | RobNc | RefgFrz-TM-Ice_Large-Code | Appl-ESRefg |  | DEER1517 | 2015-01-01 | 2019-12-31 | InEA_same |  |  |  |  | Standard |  | 1 | 1 | 0 | Deemed Ex Ante Team |  |  |  | Updated to indicate claim/filing status
633 | RE-RefgFrz-TM-Ice_VLarge-Tier1 | Refrigerator-freezers - automatic defrost with top-mounted freezer with an automatic icemaker without through-the-door ice service, Size Range: Very large (over 23 cu. ft.), Energy Star (10% less than Code Maximum) | DEER2017 | D17 v2 | 2020-11-24 16:30 | Res-Refg-dKWH-Cond | DEER | Scaled | Delta | 57 | 67.3 | None |  | 0 |  | 1 | Res | Any | AppPlug | Refrig | Ref_Storage | RefrigFrz | RefgFrz-TM-Ice_VLarge-Tier1 | Appl-ESRefg |  |  |  |  | RefgFrz-TM-Ice_VLarge-Code | RefgFrz-TM-Ice_VLarge-Tier1 | Available |  | 0 | 0 | June 2017 Update | RobNc | RefgFrz-TM-Ice_VLarge-Code | Appl-ESRefg |  | DEER1517 | 2015-01-01 | 2019-12-31 | InEA_same |  |  |  |  | Standard |  | 1 | 1 | 0 | Deemed Ex Ante Team |  |  |  | Updated to indicate claim/filing status
634 | RE-RefgFrz-TM-Ice_VLarge-Tier2 | Refrigerator-freezers - automatic defrost with top-mounted freezer with an automatic icemaker without through-the-door ice service, Size Range: Very large (over 23 cu. ft.), 30% less than Code Maximum | DEER2017 | D17 v2 | 2020-11-24 16:30 | Res-Refg-dKWH-Cond | DEER | Scaled | Delta | 170 | 201 | None |  | 0 |  | 1 | Res | Any | AppPlug | Refrig | Ref_Storage | RefrigFrz | RefgFrz-TM-Ice_VLarge-Tier2 | Appl-ESRefg |  |  |  |  | RefgFrz-TM-Ice_VLarge-Code | RefgFrz-TM-Ice_VLarge-Tier2 | Available |  | 0 | 0 | June 2017 Update | RobNc | RefgFrz-TM-Ice_VLarge-Code | Appl-ESRefg |  | DEER1517 | 2015-01-01 | 2019-12-31 | InEA_same |  |  |  |  | Standard |  | 1 | 1 | 0 | Deemed Ex Ante Team |  |  |  | Updated to indicate claim/filing status
635 | RE-RefgFrz-TM-Ice_WtdSize-Tier1 | Refrigerator-freezers - automatic defrost with top-mounted freezer with an automatic icemaker without through-the-door ice service, Size Range: Weighted Size, Energy Star (10% less than Code Maximum) | DEER2017 | D17 v2 | 2020-11-24 16:30 | Res-Refg-dKWH-Cond | DEER | Scaled | Delta | 52 | 61.4 | None |  | 0 |  | 1 | Res | Any | AppPlug | Refrig | Ref_Storage | RefrigFrz | RefgFrz-TM-Ice_WtdSize-Tier1 | Appl-ESRefg |  |  |  |  | RefgFrz-TM-Ice_WtdSize-Code | RefgFrz-TM-Ice_WtdSize-Tier1 | Available |  | 0 | 0 | June 2017 Update | RobNc | RefgFrz-TM-Ice_WtdSize-Code | Appl-ESRefg |  | DEER1517 | 2015-01-01 | 2019-12-31 | InEA_same |  |  |  |  | Standard |  | 1 | 1 | 0 | Deemed Ex Ante Team |  |  |  | Updated to indicate claim/filing status
636 | RE-RefgFrz-TM-Ice_WtdSize-Tier2 | Refrigerator-freezers - automatic defrost with top-mounted freezer with an automatic icemaker without through-the-door ice service, Size Range: Weighted Size, 30% less than Code Maximum | DEER2017 | D17 v2 | 2020-11-24 16:30 | Res-Refg-dKWH-Cond | DEER | Scaled | Delta | 155 | 183 | None |  | 0 |  | 1 | Res | Any | AppPlug | Refrig | Ref_Storage | RefrigFrz | RefgFrz-TM-Ice_WtdSize-Tier2 | Appl-ESRefg |  |  |  |  | RefgFrz-TM-Ice_WtdSize-Code | RefgFrz-TM-Ice_WtdSize-Tier2 | Available |  | 0 | 0 | June 2017 Update | RobNc | RefgFrz-TM-Ice_WtdSize-Code | Appl-ESRefg |  | DEER1517 | 2015-01-01 | 2019-12-31 | InEA_same |  |  |  |  | Standard |  | 1 | 1 | 0 | Deemed Ex Ante Team |  |  |  | Updated to indicate claim/filing status
637 | RE-RefgFrz-SM_Mini-Tier1 | Refrigerator-freezers - automatic defrost with side-mounted freezer without an automatic icemaker, Size Range: Very Small (<13 cu. ft.), Energy Star (10% less than Code Maximum) | DEER2017 | D17 v2 | 2020-11-24 16:30 | Res-Refg-dKWH-Cond | DEER | Scaled | Delta | 42 | 49.6 | None |  | 0 |  | 1 | Res | Any | AppPlug | Refrig | Ref_Storage | RefrigFrz | RefgFrz-SM_Mini-Tier1 | Appl-ESRefg |  |  |  |  | RefgFrz-SM_Mini-Code | RefgFrz-SM_Mini-Tier1 | Available |  | 0 | 0 | June 2017 Update | RobNc | RefgFrz-SM_Mini-Code | Appl-ESRefg |  | DEER1517 | 2015-01-01 | 2019-12-31 | InEA_same |  |  |  |  | Standard |  | 1 | 1 | 0 | Deemed Ex Ante Team |  |  |  | Updated to indicate claim/filing status
638 | RE-RefgFrz-SM_Mini-Tier2 | Refrigerator-freezers - automatic defrost with side-mounted freezer without an automatic icemaker, Size Range: Very Small (<13 cu. ft.), 30% less than Code Maximum | DEER2017 | D17 v2 | 2020-11-24 16:30 | Res-Refg-dKWH-Cond | DEER | Scaled | Delta | 125 | 148 | None |  | 0 |  | 1 | Res | Any | AppPlug | Refrig | Ref_Storage | RefrigFrz | RefgFrz-SM_Mini-Tier2 | Appl-ESRefg |  |  |  |  | RefgFrz-SM_Mini-Code | RefgFrz-SM_Mini-Tier2 | Available |  | 0 | 0 | June 2017 Update | RobNc | RefgFrz-SM_Mini-Code | Appl-ESRefg |  | DEER1517 | 2015-01-01 | 2019-12-31 | InEA_same |  |  |  |  | Standard |  | 1 | 1 | 0 | Deemed Ex Ante Team |  |  |  | Updated to indicate claim/filing status
639 | RE-RefgFrz-SM_Small-Tier1 | Refrigerator-freezers - automatic defrost with side-mounted freezer without an automatic icemaker, Size Range: Small (13 to 16 cu. ft.), Energy Star (10% less than Code Maximum) | DEER2017 | D17 v2 | 2020-11-24 16:30 | Res-Refg-dKWH-Cond | DEER | Scaled | Delta | 46 | 54.3 | None |  | 0 |  | 1 | Res | Any | AppPlug | Refrig | Ref_Storage | RefrigFrz | RefgFrz-SM_Small-Tier1 | Appl-ESRefg |  |  |  |  | RefgFrz-SM_Small-Code | RefgFrz-SM_Small-Tier1 | Available |  | 0 | 0 | June 2017 Update | RobNc | RefgFrz-SM_Small-Code | Appl-ESRefg |  | DEER1517 | 2015-01-01 | 2019-12-31 | InEA_same |  |  |  |  | Standard |  | 1 | 1 | 0 | Deemed Ex Ante Team |  |  |  | Updated to indicate claim/filing status
640 | RE-RefgFrz-SM_Small-Tier2 | Refrigerator-freezers - automatic defrost with side-mounted freezer without an automatic icemaker, Size Range: Small (13 to 16 cu. ft.), 30% less than Code Maximum | DEER2017 | D17 v2 | 2020-11-24 16:30 | Res-Refg-dKWH-Cond | DEER | Scaled | Delta | 138 | 163 | None |  | 0 |  | 1 | Res | Any | AppPlug | Refrig | Ref_Storage | RefrigFrz | RefgFrz-SM_Small-Tier2 | Appl-ESRefg |  |  |  |  | RefgFrz-SM_Small-Code | RefgFrz-SM_Small-Tier2 | Available |  | 0 | 0 | June 2017 Update | RobNc | RefgFrz-SM_Small-Code | Appl-ESRefg |  | DEER1517 | 2015-01-01 | 2019-12-31 | InEA_same |  |  |  |  | Standard |  | 1 | 1 | 0 | Deemed Ex Ante Team |  |  |  | Updated to indicate claim/filing status
641 | RE-RefgFrz-SM_Med-Tier1 | Refrigerator-freezers - automatic defrost with side-mounted freezer without an automatic icemaker, Size Range: Medium (17 to 20 cu. ft.), Energy Star (10% less than Code Maximum) | DEER2017 | D17 v2 | 2020-11-24 16:30 | Res-Refg-dKWH-Cond | DEER | Scaled | Delta | 50 | 59 | None |  | 0 |  | 1 | Res | Any | AppPlug | Refrig | Ref_Storage | RefrigFrz | RefgFrz-SM_Med-Tier1 | Appl-ESRefg |  |  |  |  | RefgFrz-SM_Med-Code | RefgFrz-SM_Med-Tier1 | Available |  | 0 | 0 | June 2017 Update | RobNc | RefgFrz-SM_Med-Code | Appl-ESRefg |  | DEER1517 | 2015-01-01 | 2019-12-31 | InEA_same |  |  |  |  | Standard |  | 1 | 1 | 0 | Deemed Ex Ante Team |  |  |  | Updated to indicate claim/filing status
642 | RE-RefgFrz-SM_Med-Tier2 | Refrigerator-freezers - automatic defrost with side-mounted freezer without an automatic icemaker, Size Range: Medium (17 to 20 cu. ft.), 30% less than Code Maximum | DEER2017 | D17 v2 | 2020-11-24 16:30 | Res-Refg-dKWH-Cond | DEER | Scaled | Delta | 151 | 178 | None |  | 0 |  | 1 | Res | Any | AppPlug | Refrig | Ref_Storage | RefrigFrz | RefgFrz-SM_Med-Tier2 | Appl-ESRefg |  |  |  |  | RefgFrz-SM_Med-Code | RefgFrz-SM_Med-Tier2 | Available |  | 0 | 0 | June 2017 Update | RobNc | RefgFrz-SM_Med-Code | Appl-ESRefg |  | DEER1517 | 2015-01-01 | 2019-12-31 | InEA_same |  |  |  |  | Standard |  | 1 | 1 | 0 | Deemed Ex Ante Team |  |  |  | Updated to indicate claim/filing status
643 | RE-RefgFrz-SM_Large-Tier1 | Refrigerator-freezers - automatic defrost with side-mounted freezer without an automatic icemaker, Size Range: Large (21 to 23 cu. ft.), Energy Star (10% less than Code Maximum) | DEER2017 | D17 v2 | 2020-11-24 16:30 | Res-Refg-dKWH-Cond | DEER | Scaled | Delta | 54 | 63.7 | None |  | 0 |  | 1 | Res | Any | AppPlug | Refrig | Ref_Storage | RefrigFrz | RefgFrz-SM_Large-Tier1 | Appl-ESRefg |  |  |  |  | RefgFrz-SM_Large-Code | RefgFrz-SM_Large-Tier1 | Available |  | 0 | 0 | June 2017 Update | RobNc | RefgFrz-SM_Large-Code | Appl-ESRefg |  | DEER1517 | 2015-01-01 | 2019-12-31 | InEA_same |  |  |  |  | Standard |  | 1 | 1 | 0 | Deemed Ex Ante Team |  |  |  | Updated to indicate claim/filing status
644 | RE-RefgFrz-SM_Large-Tier2 | Refrigerator-freezers - automatic defrost with side-mounted freezer without an automatic icemaker, Size Range: Large (21 to 23 cu. ft.), 30% less than Code Maximum | DEER2017 | D17 v2 | 2020-11-24 16:30 | Res-Refg-dKWH-Cond | DEER | Scaled | Delta | 161 | 190 | None |  | 0 |  | 1 | Res | Any | AppPlug | Refrig | Ref_Storage | RefrigFrz | RefgFrz-SM_Large-Tier2 | Appl-ESRefg |  |  |  |  | RefgFrz-SM_Large-Code | RefgFrz-SM_Large-Tier2 | Available |  | 0 | 0 | June 2017 Update | RobNc | RefgFrz-SM_Large-Code | Appl-ESRefg |  | DEER1517 | 2015-01-01 | 2019-12-31 | InEA_same |  |  |  |  | Standard |  | 1 | 1 | 0 | Deemed Ex Ante Team |  |  |  | Updated to indicate claim/filing status
645 | RE-RefgFrz-SM_VLarge-Tier1 | Refrigerator-freezers - automatic defrost with side-mounted freezer without an automatic icemaker, Size Range: Very large (over 23 cu. Ft.), Energy Star (10% less than Code Maximum) | DEER2017 | D17 v2 | 2020-11-24 16:30 | Res-Refg-dKWH-Cond | DEER | Scaled | Delta | 58 | 68.4 | None |  | 0 |  | 1 | Res | Any | AppPlug | Refrig | Ref_Storage | RefrigFrz | RefgFrz-SM_VLarge-Tier1 | Appl-ESRefg |  |  |  |  | RefgFrz-SM_VLarge-Code | RefgFrz-SM_VLarge-Tier1 | Available |  | 0 | 0 | June 2017 Update | RobNc | RefgFrz-SM_VLarge-Code | Appl-ESRefg |  | DEER1517 | 2015-01-01 | 2019-12-31 | InEA_same |  |  |  |  | Standard |  | 1 | 1 | 0 | Deemed Ex Ante Team |  |  |  | Updated to indicate claim/filing status
646 | RE-RefgFrz-SM_VLarge-Tier2 | Refrigerator-freezers - automatic defrost with side-mounted freezer without an automatic icemaker, Size Range: Very large (over 23 cu. Ft.), 30% less than Code Maximum | DEER2017 | D17 v2 | 2020-11-24 16:30 | Res-Refg-dKWH-Cond | DEER | Scaled | Delta | 174 | 205 | None |  | 0 |  | 1 | Res | Any | AppPlug | Refrig | Ref_Storage | RefrigFrz | RefgFrz-SM_VLarge-Tier2 | Appl-ESRefg |  |  |  |  | RefgFrz-SM_VLarge-Code | RefgFrz-SM_VLarge-Tier2 | Available |  | 0 | 0 | June 2017 Update | RobNc | RefgFrz-SM_VLarge-Code | Appl-ESRefg |  | DEER1517 | 2015-01-01 | 2019-12-31 | InEA_same |  |  |  |  | Standard |  | 1 | 1 | 0 | Deemed Ex Ante Team |  |  |  | Updated to indicate claim/filing status
647 | RE-RefgFrz-SM_WtdSize-Tier1 | Refrigerator-freezers - automatic defrost with side-mounted freezer without an automatic icemaker, Size Range: Weighted Size, Energy Star (10% less than Code Maximum) | DEER2017 | D17 v2 | 2020-11-24 16:30 | Res-Refg-dKWH-Cond | DEER | Scaled | Delta | 54 | 63.7 | None |  | 0 |  | 1 | Res | Any | AppPlug | Refrig | Ref_Storage | RefrigFrz | RefgFrz-SM_WtdSize-Tier1 | Appl-ESRefg |  |  |  |  | RefgFrz-SM_WtdSize-Code | RefgFrz-SM_WtdSize-Tier1 | Available |  | 0 | 0 | June 2017 Update | RobNc | RefgFrz-SM_WtdSize-Code | Appl-ESRefg |  | DEER1517 | 2015-01-01 | 2019-12-31 | InEA_same |  |  |  |  | Standard |  | 1 | 1 | 0 | Deemed Ex Ante Team |  |  |  | Updated to indicate claim/filing status
648 | RE-RefgFrz-SM_WtdSize-Tier2 | Refrigerator-freezers - automatic defrost with side-mounted freezer without an automatic icemaker, Size Range: Weighted Size, 30% less than Code Maximum | DEER2017 | D17 v2 | 2020-11-24 16:30 | Res-Refg-dKWH-Cond | DEER | Scaled | Delta | 161 | 190 | None |  | 0 |  | 1 | Res | Any | AppPlug | Refrig | Ref_Storage | RefrigFrz | RefgFrz-SM_WtdSize-Tier2 | Appl-ESRefg |  |  |  |  | RefgFrz-SM_WtdSize-Code | RefgFrz-SM_WtdSize-Tier2 | Available |  | 0 | 0 | June 2017 Update | RobNc | RefgFrz-SM_WtdSize-Code | Appl-ESRefg |  | DEER1517 | 2015-01-01 | 2019-12-31 | InEA_same |  |  |  |  | Standard |  | 1 | 1 | 0 | Deemed Ex Ante Team |  |  |  | Updated to indicate claim/filing status
649 | RE-RefgFrz-SM-Ice_Mini-Tier1 | Refrigerator-freezers - automatic defrost with side-mounted freezer with an automatic icemaker without through-the-door ice service, Size Range: Very Small (<13 cu. ft.), Energy Star (10% less than Code Maximum) | DEER2017 | D17 v2 | 2020-11-24 16:30 | Res-Refg-dKWH-Cond | DEER | Scaled | Delta | 50 | 59 | None |  | 0 |  | 1 | Res | Any | AppPlug | Refrig | Ref_Storage | RefrigFrz | RefgFrz-SM-Ice_Mini-Tier1 | Appl-ESRefg |  |  |  |  | RefgFrz-SM-Ice_Mini-Code | RefgFrz-SM-Ice_Mini-Tier1 | Available |  | 0 | 0 | June 2017 Update | RobNc | RefgFrz-SM-Ice_Mini-Code | Appl-ESRefg |  | DEER1517 | 2015-01-01 | 2019-12-31 | InEA_same |  |  |  |  | Standard |  | 1 | 1 | 0 | Deemed Ex Ante Team |  |  |  | Updated to indicate claim/filing status
650 | RE-RefgFrz-SM-Ice_Mini-Tier2 | Refrigerator-freezers - automatic defrost with side-mounted freezer with an automatic icemaker without through-the-door ice service, Size Range: Very Small (<13 cu. ft.), 30% less than Code Maximum | DEER2017 | D17 v2 | 2020-11-24 16:30 | Res-Refg-dKWH-Cond | DEER | Scaled | Delta | 151 | 178 | None |  | 0 |  | 1 | Res | Any | AppPlug | Refrig | Ref_Storage | RefrigFrz | RefgFrz-SM-Ice_Mini-Tier2 | Appl-ESRefg |  |  |  |  | RefgFrz-SM-Ice_Mini-Code | RefgFrz-SM-Ice_Mini-Tier2 | Available |  | 0 | 0 | June 2017 Update | RobNc | RefgFrz-SM-Ice_Mini-Code | Appl-ESRefg |  | DEER1517 | 2015-01-01 | 2019-12-31 | InEA_same |  |  |  |  | Standard |  | 1 | 1 | 0 | Deemed Ex Ante Team |  |  |  | Updated to indicate claim/filing status
651 | RE-RefgFrz-SM-Ice_Small-Tier1 | Refrigerator-freezers - automatic defrost with side-mounted freezer with an automatic icemaker without through-the-door ice service, Size Range: Small (13 to 16 cu. ft.), Energy Star (10% less than Code Maximum) | DEER2017 | D17 v2 | 2020-11-24 16:30 | Res-Refg-dKWH-Cond | DEER | Scaled | Delta | 54 | 63.7 | None |  | 0 |  | 1 | Res | Any | AppPlug | Refrig | Ref_Storage | RefrigFrz | RefgFrz-SM-Ice_Small-Tier1 | Appl-ESRefg |  |  |  |  | RefgFrz-SM-Ice_Small-Code | RefgFrz-SM-Ice_Small-Tier1 | Available |  | 0 | 0 | June 2017 Update | RobNc | RefgFrz-SM-Ice_Small-Code | Appl-ESRefg |  | DEER1517 | 2015-01-01 | 2019-12-31 | InEA_same |  |  |  |  | Standard |  | 1 | 1 | 0 | Deemed Ex Ante Team |  |  |  | Updated to indicate claim/filing status
652 | RE-RefgFrz-SM-Ice_Small-Tier2 | Refrigerator-freezers - automatic defrost with side-mounted freezer with an automatic icemaker without through-the-door ice service, Size Range: Small (13 to 16 cu. ft.), 30% less than Code Maximum | DEER2017 | D17 v2 | 2020-11-24 16:30 | Res-Refg-dKWH-Cond | DEER | Scaled | Delta | 163 | 192 | None |  | 0 |  | 1 | Res | Any | AppPlug | Refrig | Ref_Storage | RefrigFrz | RefgFrz-SM-Ice_Small-Tier2 | Appl-ESRefg |  |  |  |  | RefgFrz-SM-Ice_Small-Code | RefgFrz-SM-Ice_Small-Tier2 | Available |  | 0 | 0 | June 2017 Update | RobNc | RefgFrz-SM-Ice_Small-Code | Appl-ESRefg |  | DEER1517 | 2015-01-01 | 2019-12-31 | InEA_same |  |  |  |  | Standard |  | 1 | 1 | 0 | Deemed Ex Ante Team |  |  |  | Updated to indicate claim/filing status
653 | RE-RefgFrz-SM-Ice_Med-Tier1 | Refrigerator-freezers - automatic defrost with side-mounted freezer with an automatic icemaker without through-the-door ice service, Size Range: Medium (17 to 20 cu. ft.), Energy Star (10% less than Code Maximum) | DEER2017 | D17 v2 | 2020-11-24 16:30 | Res-Refg-dKWH-Cond | DEER | Scaled | Delta | 59 | 69.6 | None |  | 0 |  | 1 | Res | Any | AppPlug | Refrig | Ref_Storage | RefrigFrz | RefgFrz-SM-Ice_Med-Tier1 | Appl-ESRefg |  |  |  |  | RefgFrz-SM-Ice_Med-Code | RefgFrz-SM-Ice_Med-Tier1 | Available |  | 0 | 0 | June 2017 Update | RobNc | RefgFrz-SM-Ice_Med-Code | Appl-ESRefg |  | DEER1517 | 2015-01-01 | 2019-12-31 | InEA_same |  |  |  |  | Standard |  | 1 | 1 | 0 | Deemed Ex Ante Team |  |  |  | Updated to indicate claim/filing status
654 | RE-RefgFrz-SM-Ice_Med-Tier2 | Refrigerator-freezers - automatic defrost with side-mounted freezer with an automatic icemaker without through-the-door ice service, Size Range: Medium (17 to 20 cu. ft.), 30% less than Code Maximum | DEER2017 | D17 v2 | 2020-11-24 16:30 | Res-Refg-dKWH-Cond | DEER | Scaled | Delta | 177 | 209 | None |  | 0 |  | 1 | Res | Any | AppPlug | Refrig | Ref_Storage | RefrigFrz | RefgFrz-SM-Ice_Med-Tier2 | Appl-ESRefg |  |  |  |  | RefgFrz-SM-Ice_Med-Code | RefgFrz-SM-Ice_Med-Tier2 | Available |  | 0 | 0 | June 2017 Update | RobNc | RefgFrz-SM-Ice_Med-Code | Appl-ESRefg |  | DEER1517 | 2015-01-01 | 2019-12-31 | InEA_same |  |  |  |  | Standard |  | 1 | 1 | 0 | Deemed Ex Ante Team |  |  |  | Updated to indicate claim/filing status
655 | RE-RefgFrz-SM-Ice_Large-Tier1 | Refrigerator-freezers - automatic defrost with side-mounted freezer with an automatic icemaker without through-the-door ice service, Size Range: Large (21 to 23 cu. ft.), Energy Star (10% less than Code Maximum) | DEER2017 | D17 v2 | 2020-11-24 16:30 | Res-Refg-dKWH-Cond | DEER | Scaled | Delta | 62 | 73.2 | None |  | 0 |  | 1 | Res | Any | AppPlug | Refrig | Ref_Storage | RefrigFrz | RefgFrz-SM-Ice_Large-Tier1 | Appl-ESRefg |  |  |  |  | RefgFrz-SM-Ice_Large-Code | RefgFrz-SM-Ice_Large-Tier1 | Available |  | 0 | 0 | June 2017 Update | RobNc | RefgFrz-SM-Ice_Large-Code | Appl-ESRefg |  | DEER1517 | 2015-01-01 | 2019-12-31 | InEA_same |  |  |  |  | Standard |  | 1 | 1 | 0 | Deemed Ex Ante Team |  |  |  | Updated to indicate claim/filing status
656 | RE-RefgFrz-SM-Ice_Large-Tier2 | Refrigerator-freezers - automatic defrost with side-mounted freezer with an automatic icemaker without through-the-door ice service, Size Range: Large (21 to 23 cu. ft.), 30% less than Code Maximum | DEER2017 | D17 v2 | 2020-11-24 16:30 | Res-Refg-dKWH-Cond | DEER | Scaled | Delta | 187 | 221 | None |  | 0 |  | 1 | Res | Any | AppPlug | Refrig | Ref_Storage | RefrigFrz | RefgFrz-SM-Ice_Large-Tier2 | Appl-ESRefg |  |  |  |  | RefgFrz-SM-Ice_Large-Code | RefgFrz-SM-Ice_Large-Tier2 | Available |  | 0 | 0 | June 2017 Update | RobNc | RefgFrz-SM-Ice_Large-Code | Appl-ESRefg |  | DEER1517 | 2015-01-01 | 2019-12-31 | InEA_same |  |  |  |  | Standard |  | 1 | 1 | 0 | Deemed Ex Ante Team |  |  |  | Updated to indicate claim/filing status
657 | RE-RefgFrz-SM-Ice_VLarge-Tier1 | Refrigerator-freezers - automatic defrost with side-mounted freezer with an automatic icemaker without through-the-door ice service, Size Range: Very large (over 23 cu. Ft.), Energy Star (10% less than Code Maximum) | DEER2017 | D17 v2 | 2020-11-24 16:30 | Res-Refg-dKWH-Cond | DEER | Scaled | Delta | 66 | 77.9 | None |  | 0 |  | 1 | Res | Any | AppPlug | Refrig | Ref_Storage | RefrigFrz | RefgFrz-SM-Ice_VLarge-Tier1 | Appl-ESRefg |  |  |  |  | RefgFrz-SM-Ice_VLarge-Code | RefgFrz-SM-Ice_VLarge-Tier1 | Available |  | 0 | 0 | June 2017 Update | RobNc | RefgFrz-SM-Ice_VLarge-Code | Appl-ESRefg |  | DEER1517 | 2015-01-01 | 2019-12-31 | InEA_same |  |  |  |  | Standard |  | 1 | 1 | 0 | Deemed Ex Ante Team |  |  |  | Updated to indicate claim/filing status
658 | RE-RefgFrz-SM-Ice_VLarge-Tier2 | Refrigerator-freezers - automatic defrost with side-mounted freezer with an automatic icemaker without through-the-door ice service, Size Range: Very large (over 23 cu. Ft.), 30% less than Code Maximum | DEER2017 | D17 v2 | 2020-11-24 16:30 | Res-Refg-dKWH-Cond | DEER | Scaled | Delta | 199 | 235 | None |  | 0 |  | 1 | Res | Any | AppPlug | Refrig | Ref_Storage | RefrigFrz | RefgFrz-SM-Ice_VLarge-Tier2 | Appl-ESRefg |  |  |  |  | RefgFrz-SM-Ice_VLarge-Code | RefgFrz-SM-Ice_VLarge-Tier2 | Available |  | 0 | 0 | June 2017 Update | RobNc | RefgFrz-SM-Ice_VLarge-Code | Appl-ESRefg |  | DEER1517 | 2015-01-01 | 2019-12-31 | InEA_same |  |  |  |  | Standard |  | 1 | 1 | 0 | Deemed Ex Ante Team |  |  |  | Updated to indicate claim/filing status
659 | RE-RefgFrz-SM-Ice_WtdSize-Tier1 | Refrigerator-freezers - automatic defrost with side-mounted freezer with an automatic icemaker without through-the-door ice service, Size Range: Weighted Size, Energy Star (10% less than Code Maximum) | DEER2017 | D17 v2 | 2020-11-24 16:30 | Res-Refg-dKWH-Cond | DEER | Scaled | Delta | 64 | 75.5 | None |  | 0 |  | 1 | Res | Any | AppPlug | Refrig | Ref_Storage | RefrigFrz | RefgFrz-SM-Ice_WtdSize-Tier1 | Appl-ESRefg |  |  |  |  | RefgFrz-SM-Ice_WtdSize-Code | RefgFrz-SM-Ice_WtdSize-Tier1 | Available |  | 0 | 0 | DEER2020 Proposed update | RobNc | RefgFrz-SM-Ice_WtdSize-Code | Appl-ESRefg |  | DEER1517 | 2015-01-01 | 2019-12-31 | InEA_modValue |  |  |  |  | Standard | EnergyImpactID corrected from Res-Frzr-dKWH-Cond to Res-Refg-dKWH-Cond | 1 | 1 | 0 | Deemed Ex Ante Team |  | EnergyImpactID corrected from Res-Frzr-dKWH-Cond to Res-Refg-dKWH-Cond |  | Updated to indicate claim/filing status
660 | RE-RefgFrz-SM-Ice_WtdSize-Tier2 | Refrigerator-freezers - automatic defrost with side-mounted freezer with an automatic icemaker without through-the-door ice service, Size Range: Weighted Size, 30% less than Code Maximum | DEER2017 | D17 v2 | 2020-11-24 16:30 | Res-Refg-dKWH-Cond | DEER | Scaled | Delta | 191 | 225 | None |  | 0 |  | 1 | Res | Any | AppPlug | Refrig | Ref_Storage | RefrigFrz | RefgFrz-SM-Ice_WtdSize-Tier2 | Appl-ESRefg |  |  |  |  | RefgFrz-SM-Ice_WtdSize-Code | RefgFrz-SM-Ice_WtdSize-Tier2 | Available |  | 0 | 0 | DEER2020 Proposed update | RobNc | RefgFrz-SM-Ice_WtdSize-Code | Appl-ESRefg |  | DEER1517 | 2015-01-01 | 2019-12-31 | InEA_modValue |  |  |  |  | Standard | EnergyImpactID corrected from Res-Frzr-dKWH-Cond to Res-Refg-dKWH-Cond | 1 | 1 | 0 | Deemed Ex Ante Team |  | EnergyImpactID corrected from Res-Frzr-dKWH-Cond to Res-Refg-dKWH-Cond |  | Updated to indicate claim/filing status
661 | RE-RefgFrz-SM-TTD_Mini-Tier1 | Refrigerator-freezers - automatic defrost with side-mounted freezer with through-the-door ice service, Size Range: Very Small (<13 cu. ft.), Energy Star (10% less than Code Maximum) | DEER2017 | D17 v2 | 2020-11-24 16:30 | Res-Refg-dKWH-Cond | DEER | Scaled | Delta | 55 | 64.9 | None |  | 0 |  | 1 | Res | Any | AppPlug | Refrig | Ref_Storage | RefrigFrz | RefgFrz-SM-TTD_Mini-Tier1 | Appl-ESRefg |  |  |  |  | RefgFrz-SM-TTD_Mini-Code | RefgFrz-SM-TTD_Mini-Tier1 | Available |  | 0 | 0 | DEER2020 Proposed update | RobNc | RefgFrz-SM-TTD_Mini-Code | Appl-ESRefg |  | DEER1517 | 2015-01-01 | 2019-12-31 | InEA_modValue |  |  |  |  | Standard | EnergyImpactID corrected from Res-Frzr-dKWH-Cond to Res-Refg-dKWH-Cond | 1 | 1 | 0 | Deemed Ex Ante Team |  | EnergyImpactID corrected from Res-Frzr-dKWH-Cond to Res-Refg-dKWH-Cond |  | Updated to indicate claim/filing status
662 | RE-RefgFrz-SM-TTD_Mini-Tier2 | Refrigerator-freezers - automatic defrost with side-mounted freezer with through-the-door ice service, Size Range: Very Small (<13 cu. ft.), 30% less than Code Maximum | DEER2017 | D17 v2 | 2020-11-24 16:30 | Res-Refg-dKWH-Cond | DEER | Scaled | Delta | 166 | 196 | None |  | 0 |  | 1 | Res | Any | AppPlug | Refrig | Ref_Storage | RefrigFrz | RefgFrz-SM-TTD_Mini-Tier2 | Appl-ESRefg |  |  |  |  | RefgFrz-SM-TTD_Mini-Code | RefgFrz-SM-TTD_Mini-Tier2 | Available |  | 0 | 0 | DEER2020 Proposed update | RobNc | RefgFrz-SM-TTD_Mini-Code | Appl-ESRefg |  | DEER1517 | 2015-01-01 | 2019-12-31 | InEA_modValue |  |  |  |  | Standard | EnergyImpactID corrected from Res-Frzr-dKWH-Cond to Res-Refg-dKWH-Cond | 1 | 1 | 0 | Deemed Ex Ante Team |  | EnergyImpactID corrected from Res-Frzr-dKWH-Cond to Res-Refg-dKWH-Cond |  | Updated to indicate claim/filing status
663 | RE-RefgFrz-SM-TTD_Small-Tier1 | Refrigerator-freezers - automatic defrost with side-mounted freezer with through-the-door ice service, Size Range: Small (13 to 16 cu. ft.), Energy Star (10% less than Code Maximum) | DEER2017 | D17 v2 | 2020-11-24 16:30 | Res-Refg-dKWH-Cond | DEER | Scaled | Delta | 60 | 70.8 | None |  | 0 |  | 1 | Res | Any | AppPlug | Refrig | Ref_Storage | RefrigFrz | RefgFrz-SM-TTD_Small-Tier1 | Appl-ESRefg |  |  |  |  | RefgFrz-SM-TTD_Small-Code | RefgFrz-SM-TTD_Small-Tier1 | Available |  | 0 | 0 | DEER2020 Proposed update | RobNc | RefgFrz-SM-TTD_Small-Code | Appl-ESRefg |  | DEER1517 | 2015-01-01 | 2019-12-31 | InEA_modValue |  |  |  |  | Standard | EnergyImpactID corrected from Res-Frzr-dKWH-Cond to Res-Refg-dKWH-Cond | 1 | 1 | 0 | Deemed Ex Ante Team |  | EnergyImpactID corrected from Res-Frzr-dKWH-Cond to Res-Refg-dKWH-Cond |  | Updated to indicate claim/filing status
664 | RE-RefgFrz-SM-TTD_Small-Tier2 | Refrigerator-freezers - automatic defrost with side-mounted freezer with through-the-door ice service, Size Range: Small (13 to 16 cu. ft.), 30% less than Code Maximum | DEER2017 | D17 v2 | 2020-11-24 16:30 | Res-Refg-dKWH-Cond | DEER | Scaled | Delta | 179 | 211 | None |  | 0 |  | 1 | Res | Any | AppPlug | Refrig | Ref_Storage | RefrigFrz | RefgFrz-SM-TTD_Small-Tier2 | Appl-ESRefg |  |  |  |  | RefgFrz-SM-TTD_Small-Code | RefgFrz-SM-TTD_Small-Tier2 | Available |  | 0 | 0 | DEER2020 Proposed update | RobNc | RefgFrz-SM-TTD_Small-Code | Appl-ESRefg |  | DEER1517 | 2015-01-01 | 2019-12-31 | InEA_modValue |  |  |  |  | Standard | EnergyImpactID corrected from Res-Frzr-dKWH-Cond to Res-Refg-dKWH-Cond | 1 | 1 | 0 | Deemed Ex Ante Team |  | EnergyImpactID corrected from Res-Frzr-dKWH-Cond to Res-Refg-dKWH-Cond |  | Updated to indicate claim/filing status
665 | RE-RefgFrz-SM-TTD_Med-Tier1 | Refrigerator-freezers - automatic defrost with side-mounted freezer with through-the-door ice service, Size Range: Medium (17 to 20 cu. ft.), Energy Star (10% less than Code Maximum) | DEER2017 | D17 v2 | 2020-11-24 16:30 | Res-Refg-dKWH-Cond | DEER | Scaled | Delta | 64 | 75.5 | None |  | 0 |  | 1 | Res | Any | AppPlug | Refrig | Ref_Storage | RefrigFrz | RefgFrz-SM-TTD_Med-Tier1 | Appl-ESRefg |  |  |  |  | RefgFrz-SM-TTD_Med-Code | RefgFrz-SM-TTD_Med-Tier1 | Available |  | 0 | 0 | DEER2020 Proposed update | RobNc | RefgFrz-SM-TTD_Med-Code | Appl-ESRefg |  | DEER1517 | 2015-01-01 | 2019-12-31 | InEA_modValue |  |  |  |  | Standard | EnergyImpactID corrected from Res-Frzr-dKWH-Cond to Res-Refg-dKWH-Cond | 1 | 1 | 0 | Deemed Ex Ante Team |  | EnergyImpactID corrected from Res-Frzr-dKWH-Cond to Res-Refg-dKWH-Cond |  | Updated to indicate claim/filing status
666 | RE-RefgFrz-SM-TTD_Med-Tier2 | Refrigerator-freezers - automatic defrost with side-mounted freezer with through-the-door ice service, Size Range: Medium (17 to 20 cu. ft.), 30% less than Code Maximum | DEER2017 | D17 v2 | 2020-11-24 16:30 | Res-Refg-dKWH-Cond | DEER | Scaled | Delta | 192 | 227 | None |  | 0 |  | 1 | Res | Any | AppPlug | Refrig | Ref_Storage | RefrigFrz | RefgFrz-SM-TTD_Med-Tier2 | Appl-ESRefg |  |  |  |  | RefgFrz-SM-TTD_Med-Code | RefgFrz-SM-TTD_Med-Tier2 | Available |  | 0 | 0 | DEER2020 Proposed update | RobNc | RefgFrz-SM-TTD_Med-Code | Appl-ESRefg |  | DEER1517 | 2015-01-01 | 2019-12-31 | InEA_modValue |  |  |  |  | Standard | EnergyImpactID corrected from Res-Frzr-dKWH-Cond to Res-Refg-dKWH-Cond | 1 | 1 | 0 | Deemed Ex Ante Team |  | EnergyImpactID corrected from Res-Frzr-dKWH-Cond to Res-Refg-dKWH-Cond |  | Updated to indicate claim/filing status
667 | RE-RefgFrz-SM-TTD_Large-Tier1 | Refrigerator-freezers - automatic defrost with side-mounted freezer with through-the-door ice service, Size Range: Large (21 to 23 cu. ft.), Energy Star (10% less than Code Maximum) | DEER2017 | D17 v2 | 2020-11-24 16:30 | Res-Refg-dKWH-Cond | DEER | Scaled | Delta | 67 | 79.1 | None |  | 0 |  | 1 | Res | Any | AppPlug | Refrig | Ref_Storage | RefrigFrz | RefgFrz-SM-TTD_Large-Tier1 | Appl-ESRefg |  |  |  |  | RefgFrz-SM-TTD_Large-Code | RefgFrz-SM-TTD_Large-Tier1 | Available |  | 0 | 0 | DEER2020 Proposed update | RobNc | RefgFrz-SM-TTD_Large-Code | Appl-ESRefg |  | DEER1517 | 2015-01-01 | 2019-12-31 | InEA_modValue |  |  |  |  | Standard | EnergyImpactID corrected from Res-Frzr-dKWH-Cond to Res-Refg-dKWH-Cond | 1 | 1 | 0 | Deemed Ex Ante Team |  | EnergyImpactID corrected from Res-Frzr-dKWH-Cond to Res-Refg-dKWH-Cond |  | Updated to indicate claim/filing status
668 | RE-RefgFrz-SM-TTD_Large-Tier2 | Refrigerator-freezers - automatic defrost with side-mounted freezer with through-the-door ice service, Size Range: Large (21 to 23 cu. ft.), 30% less than Code Maximum | DEER2017 | D17 v2 | 2020-11-24 16:30 | Res-Refg-dKWH-Cond | DEER | Scaled | Delta | 202 | 238 | None |  | 0 |  | 1 | Res | Any | AppPlug | Refrig | Ref_Storage | RefrigFrz | RefgFrz-SM-TTD_Large-Tier2 | Appl-ESRefg |  |  |  |  | RefgFrz-SM-TTD_Large-Code | RefgFrz-SM-TTD_Large-Tier2 | Available |  | 0 | 0 | DEER2020 Proposed update | RobNc | RefgFrz-SM-TTD_Large-Code | Appl-ESRefg |  | DEER1517 | 2015-01-01 | 2019-12-31 | InEA_modValue |  |  |  |  | Standard | EnergyImpactID corrected from Res-Frzr-dKWH-Cond to Res-Refg-dKWH-Cond | 1 | 1 | 0 | Deemed Ex Ante Team |  | EnergyImpactID corrected from Res-Frzr-dKWH-Cond to Res-Refg-dKWH-Cond |  | Updated to indicate claim/filing status
669 | RE-RefgFrz-SM-TTD_VLarge-Tier1 | Refrigerator-freezers - automatic defrost with side-mounted freezer with through-the-door ice service, Size Range: Very large (over 23 cu. Ft.), Energy Star (10% less than Code Maximum) | DEER2017 | D17 v2 | 2020-11-24 16:30 | Res-Refg-dKWH-Cond | DEER | Scaled | Delta | 72 | 85 | None |  | 0 |  | 1 | Res | Any | AppPlug | Refrig | Ref_Storage | RefrigFrz | RefgFrz-SM-TTD_VLarge-Tier1 | Appl-ESRefg |  |  |  |  | RefgFrz-SM-TTD_VLarge-Code | RefgFrz-SM-TTD_VLarge-Tier1 | Available |  | 0 | 0 | DEER2020 Proposed update | RobNc | RefgFrz-SM-TTD_VLarge-Code | Appl-ESRefg |  | DEER1517 | 2015-01-01 | 2019-12-31 | InEA_modValue |  |  |  |  | Standard | EnergyImpactID corrected from Res-Frzr-dKWH-Cond to Res-Refg-dKWH-Cond | 1 | 1 | 0 | Deemed Ex Ante Team |  | EnergyImpactID corrected from Res-Frzr-dKWH-Cond to Res-Refg-dKWH-Cond |  | Updated to indicate claim/filing status
670 | RE-RefgFrz-SM-TTD_VLarge-Tier2 | Refrigerator-freezers - automatic defrost with side-mounted freezer with through-the-door ice service, Size Range: Very large (over 23 cu. Ft.), 30% less than Code Maximum | DEER2017 | D17 v2 | 2020-11-24 16:30 | Res-Refg-dKWH-Cond | DEER | Scaled | Delta | 215 | 254 | None |  | 0 |  | 1 | Res | Any | AppPlug | Refrig | Ref_Storage | RefrigFrz | RefgFrz-SM-TTD_VLarge-Tier2 | Appl-ESRefg |  |  |  |  | RefgFrz-SM-TTD_VLarge-Code | RefgFrz-SM-TTD_VLarge-Tier2 | Available |  | 0 | 0 | DEER2020 Proposed update | RobNc | RefgFrz-SM-TTD_VLarge-Code | Appl-ESRefg |  | DEER1517 | 2015-01-01 | 2019-12-31 | InEA_modValue |  |  |  |  | Standard | EnergyImpactID corrected from Res-Frzr-dKWH-Cond to Res-Refg-dKWH-Cond | 1 | 1 | 0 | Deemed Ex Ante Team |  | EnergyImpactID corrected from Res-Frzr-dKWH-Cond to Res-Refg-dKWH-Cond |  | Updated to indicate claim/filing status
671 | RE-RefgFrz-SM-TTD_WtdSize-Tier1 | Refrigerator-freezers - automatic defrost with side-mounted freezer with through-the-door ice service, Size Range: Weighted Size, Energy Star (10% less than Code Maximum) | DEER2017 | D17 v2 | 2020-11-24 16:30 | Res-Refg-dKWH-Cond | DEER | Scaled | Delta | 70 | 82.6 | None |  | 0 |  | 1 | Res | Any | AppPlug | Refrig | Ref_Storage | RefrigFrz | RefgFrz-SM-TTD_WtdSize-Tier1 | Appl-ESRefg |  |  |  |  | RefgFrz-SM-TTD_WtdSize-Code | RefgFrz-SM-TTD_WtdSize-Tier1 | Available |  | 0 | 0 | DEER2020 Proposed update | RobNc | RefgFrz-SM-TTD_WtdSize-Code | Appl-ESRefg |  | DEER1517 | 2015-01-01 | 2019-12-31 | InEA_modValue |  |  |  |  | Standard | EnergyImpactID corrected from Res-Frzr-dKWH-Cond to Res-Refg-dKWH-Cond | 1 | 1 | 0 | Deemed Ex Ante Team |  | EnergyImpactID corrected from Res-Frzr-dKWH-Cond to Res-Refg-dKWH-Cond |  | Updated to indicate claim/filing status
672 | RE-RefgFrz-SM-TTD_WtdSize-Tier2 | Refrigerator-freezers - automatic defrost with side-mounted freezer with through-the-door ice service, Size Range: Weighted Size, 30% less than Code Maximum | DEER2017 | D17 v2 | 2020-11-24 16:30 | Res-Refg-dKWH-Cond | DEER | Scaled | Delta | 210 | 248 | None |  | 0 |  | 1 | Res | Any | AppPlug | Refrig | Ref_Storage | RefrigFrz | RefgFrz-SM-TTD_WtdSize-Tier2 | Appl-ESRefg |  |  |  |  | RefgFrz-SM-TTD_WtdSize-Code | RefgFrz-SM-TTD_WtdSize-Tier2 | Available |  | 0 | 0 | DEER2020 Proposed update | RobNc | RefgFrz-SM-TTD_WtdSize-Code | Appl-ESRefg |  | DEER1517 | 2015-01-01 | 2019-12-31 | InEA_modValue |  |  |  |  | Standard | EnergyImpactID corrected from Res-Frzr-dKWH-Cond to Res-Refg-dKWH-Cond | 1 | 1 | 0 | Deemed Ex Ante Team |  | EnergyImpactID corrected from Res-Frzr-dKWH-Cond to Res-Refg-dKWH-Cond |  | Updated to indicate claim/filing status
673 | RE-RefgFrz-BM_Mini-Tier1 | Refrigerator-freezers - automatic defrost with bottom-mounted freezer without an automatic icemaker, Size Range: Very Small (<13 cu. ft.), Energy Star (10% less than Code Maximum) | DEER2017 | D17 v2 | 2020-11-24 16:30 | Res-Refg-dKWH-Cond | DEER | Scaled | Delta | 44 | 51.9 | None |  | 0 |  | 1 | Res | Any | AppPlug | Refrig | Ref_Storage | RefrigFrz | RefgFrz-BM_Mini-Tier1 | Appl-ESRefg |  |  |  |  | RefgFrz-BM_Mini-Code | RefgFrz-BM_Mini-Tier1 | Available |  | 0 | 0 | DEER2020 Proposed update | RobNc | RefgFrz-BM_Mini-Code | Appl-ESRefg |  | DEER1517 | 2015-01-01 | 2019-12-31 | InEA_modValue |  |  |  |  | Standard | EnergyImpactID corrected from Res-Frzr-dKWH-Cond to Res-Refg-dKWH-Cond | 1 | 1 | 0 | Deemed Ex Ante Team |  | EnergyImpactID corrected from Res-Frzr-dKWH-Cond to Res-Refg-dKWH-Cond |  | Updated to indicate claim/filing status
674 | RE-RefgFrz-BM_Mini-Tier2 | Refrigerator-freezers - automatic defrost with bottom-mounted freezer without an automatic icemaker, Size Range: Very Small (<13 cu. ft.), 30% less than Code Maximum | DEER2017 | D17 v2 | 2020-11-24 16:30 | Res-Refg-dKWH-Cond | DEER | Scaled | Delta | 132 | 156 | None |  | 0 |  | 1 | Res | Any | AppPlug | Refrig | Ref_Storage | RefrigFrz | RefgFrz-BM_Mini-Tier2 | Appl-ESRefg |  |  |  |  | RefgFrz-BM_Mini-Code | RefgFrz-BM_Mini-Tier2 | Available |  | 0 | 0 | DEER2020 Proposed update | RobNc | RefgFrz-BM_Mini-Code | Appl-ESRefg |  | DEER1517 | 2015-01-01 | 2019-12-31 | InEA_modValue |  |  |  |  | Standard | EnergyImpactID corrected from Res-Frzr-dKWH-Cond to Res-Refg-dKWH-Cond | 1 | 1 | 0 | Deemed Ex Ante Team |  | EnergyImpactID corrected from Res-Frzr-dKWH-Cond to Res-Refg-dKWH-Cond |  | Updated to indicate claim/filing status
675 | RE-RefgFrz-BM_Small-Tier1 | Refrigerator-freezers - automatic defrost with bottom-mounted freezer without an automatic icemaker, Size Range: Small (13 to 16 cu. ft.), Energy Star (10% less than Code Maximum) | DEER2017 | D17 v2 | 2020-11-24 16:30 | Res-Refg-dKWH-Cond | DEER | Scaled | Delta | 48 | 56.6 | None |  | 0 |  | 1 | Res | Any | AppPlug | Refrig | Ref_Storage | RefrigFrz | RefgFrz-BM_Small-Tier1 | Appl-ESRefg |  |  |  |  | RefgFrz-BM_Small-Code | RefgFrz-BM_Small-Tier1 | Available |  | 0 | 0 | DEER2020 Proposed update | RobNc | RefgFrz-BM_Small-Code | Appl-ESRefg |  | DEER1517 | 2015-01-01 | 2019-12-31 | InEA_modValue |  |  |  |  | Standard | EnergyImpactID corrected from Res-Frzr-dKWH-Cond to Res-Refg-dKWH-Cond | 1 | 1 | 0 | Deemed Ex Ante Team |  | EnergyImpactID corrected from Res-Frzr-dKWH-Cond to Res-Refg-dKWH-Cond |  | Updated to indicate claim/filing status
676 | RE-RefgFrz-BM_Small-Tier2 | Refrigerator-freezers - automatic defrost with bottom-mounted freezer without an automatic icemaker, Size Range: Small (13 to 16 cu. ft.), 30% less than Code Maximum | DEER2017 | D17 v2 | 2020-11-24 16:30 | Res-Refg-dKWH-Cond | DEER | Scaled | Delta | 145 | 171 | None |  | 0 |  | 1 | Res | Any | AppPlug | Refrig | Ref_Storage | RefrigFrz | RefgFrz-BM_Small-Tier2 | Appl-ESRefg |  |  |  |  | RefgFrz-BM_Small-Code | RefgFrz-BM_Small-Tier2 | Available |  | 0 | 0 | DEER2020 Proposed update | RobNc | RefgFrz-BM_Small-Code | Appl-ESRefg |  | DEER1517 | 2015-01-01 | 2019-12-31 | InEA_modValue |  |  |  |  | Standard | EnergyImpactID corrected from Res-Frzr-dKWH-Cond to Res-Refg-dKWH-Cond | 1 | 1 | 0 | Deemed Ex Ante Team |  | EnergyImpactID corrected from Res-Frzr-dKWH-Cond to Res-Refg-dKWH-Cond |  | Updated to indicate claim/filing status
677 | RE-RefgFrz-BM_Med-Tier1 | Refrigerator-freezers - automatic defrost with bottom-mounted freezer without an automatic icemaker, Size Range: Medium (17 to 20 cu. ft.), Energy Star (10% less than Code Maximum) | DEER2017 | D17 v2 | 2020-11-24 16:30 | Res-Refg-dKWH-Cond | DEER | Scaled | Delta | 53 | 62.5 | None |  | 0 |  | 1 | Res | Any | AppPlug | Refrig | Ref_Storage | RefrigFrz | RefgFrz-BM_Med-Tier1 | Appl-ESRefg |  |  |  |  | RefgFrz-BM_Med-Code | RefgFrz-BM_Med-Tier1 | Available |  | 0 | 0 | DEER2020 Proposed update | RobNc | RefgFrz-BM_Med-Code | Appl-ESRefg |  | DEER1517 | 2015-01-01 | 2019-12-31 | InEA_modValue |  |  |  |  | Standard | EnergyImpactID corrected from Res-Frzr-dKWH-Cond to Res-Refg-dKWH-Cond | 1 | 1 | 0 | Deemed Ex Ante Team |  | EnergyImpactID corrected from Res-Frzr-dKWH-Cond to Res-Refg-dKWH-Cond |  | Updated to indicate claim/filing status
678 | RE-RefgFrz-BM_Med-Tier2 | Refrigerator-freezers - automatic defrost with bottom-mounted freezer without an automatic icemaker, Size Range: Medium (17 to 20 cu. ft.), 30% less than Code Maximum | DEER2017 | D17 v2 | 2020-11-24 16:30 | Res-Refg-dKWH-Cond | DEER | Scaled | Delta | 159 | 188 | None |  | 0 |  | 1 | Res | Any | AppPlug | Refrig | Ref_Storage | RefrigFrz | RefgFrz-BM_Med-Tier2 | Appl-ESRefg |  |  |  |  | RefgFrz-BM_Med-Code | RefgFrz-BM_Med-Tier2 | Available |  | 0 | 0 | DEER2020 Proposed update | RobNc | RefgFrz-BM_Med-Code | Appl-ESRefg |  | DEER1517 | 2015-01-01 | 2019-12-31 | InEA_modValue |  |  |  |  | Standard | EnergyImpactID corrected from Res-Frzr-dKWH-Cond to Res-Refg-dKWH-Cond | 1 | 1 | 0 | Deemed Ex Ante Team |  | EnergyImpactID corrected from Res-Frzr-dKWH-Cond to Res-Refg-dKWH-Cond |  | Updated to indicate claim/filing status
679 | RE-RefgFrz-BM_Large-Tier1 | Refrigerator-freezers - automatic defrost with bottom-mounted freezer without an automatic icemaker, Size Range: Large (21 to 23 cu. ft.), Energy Star (10% less than Code Maximum) | DEER2017 | D17 v2 | 2020-11-24 16:30 | Res-Refg-dKWH-Cond | DEER | Scaled | Delta | 56 | 66.1 | None |  | 0 |  | 1 | Res | Any | AppPlug | Refrig | Ref_Storage | RefrigFrz | RefgFrz-BM_Large-Tier1 | Appl-ESRefg |  |  |  |  | RefgFrz-BM_Large-Code | RefgFrz-BM_Large-Tier1 | Available |  | 0 | 0 | DEER2020 Proposed update | RobNc | RefgFrz-BM_Large-Code | Appl-ESRefg |  | DEER1517 | 2015-01-01 | 2019-12-31 | InEA_modValue |  |  |  |  | Standard | EnergyImpactID corrected from Res-Frzr-dKWH-Cond to Res-Refg-dKWH-Cond | 1 | 1 | 0 | Deemed Ex Ante Team |  | EnergyImpactID corrected from Res-Frzr-dKWH-Cond to Res-Refg-dKWH-Cond |  | Updated to indicate claim/filing status
680 | RE-RefgFrz-BM_Large-Tier2 | Refrigerator-freezers - automatic defrost with bottom-mounted freezer without an automatic icemaker, Size Range: Large (21 to 23 cu. ft.), 30% less than Code Maximum | DEER2017 | D17 v2 | 2020-11-24 16:30 | Res-Refg-dKWH-Cond | DEER | Scaled | Delta | 169 | 199 | None |  | 0 |  | 1 | Res | Any | AppPlug | Refrig | Ref_Storage | RefrigFrz | RefgFrz-BM_Large-Tier2 | Appl-ESRefg |  |  |  |  | RefgFrz-BM_Large-Code | RefgFrz-BM_Large-Tier2 | Available |  | 0 | 0 | DEER2020 Proposed update | RobNc | RefgFrz-BM_Large-Code | Appl-ESRefg |  | DEER1517 | 2015-01-01 | 2019-12-31 | InEA_modValue |  |  |  |  | Standard | EnergyImpactID corrected from Res-Frzr-dKWH-Cond to Res-Refg-dKWH-Cond | 1 | 1 | 0 | Deemed Ex Ante Team |  | EnergyImpactID corrected from Res-Frzr-dKWH-Cond to Res-Refg-dKWH-Cond |  | Updated to indicate claim/filing status
681 | RE-RefgFrz-BM_VLarge-Tier1 | Refrigerator-freezers - automatic defrost with bottom-mounted freezer without an automatic icemaker, Size Range: Very large (over 23 cu. Ft.), Energy Star (10% less than Code Maximum) | DEER2017 | D17 v2 | 2020-11-24 16:30 | Res-Refg-dKWH-Cond | DEER | Scaled | Delta | 61 | 72 | None |  | 0 |  | 1 | Res | Any | AppPlug | Refrig | Ref_Storage | RefrigFrz | RefgFrz-BM_VLarge-Tier1 | Appl-ESRefg |  |  |  |  | RefgFrz-BM_VLarge-Code | RefgFrz-BM_VLarge-Tier1 | Available |  | 0 | 0 | DEER2020 Proposed update | RobNc | RefgFrz-BM_VLarge-Code | Appl-ESRefg |  | DEER1517 | 2015-01-01 | 2019-12-31 | InEA_modValue |  |  |  |  | Standard | EnergyImpactID corrected from Res-Frzr-dKWH-Cond to Res-Refg-dKWH-Cond | 1 | 1 | 0 | Deemed Ex Ante Team |  | EnergyImpactID corrected from Res-Frzr-dKWH-Cond to Res-Refg-dKWH-Cond |  | Updated to indicate claim/filing status
682 | RE-RefgFrz-BM_VLarge-Tier2 | Refrigerator-freezers - automatic defrost with bottom-mounted freezer without an automatic icemaker, Size Range: Very large (over 23 cu. Ft.), 30% less than Code Maximum | DEER2017 | D17 v2 | 2020-11-24 16:30 | Res-Refg-dKWH-Cond | DEER | Scaled | Delta | 182 | 215 | None |  | 0 |  | 1 | Res | Any | AppPlug | Refrig | Ref_Storage | RefrigFrz | RefgFrz-BM_VLarge-Tier2 | Appl-ESRefg |  |  |  |  | RefgFrz-BM_VLarge-Code | RefgFrz-BM_VLarge-Tier2 | Available |  | 0 | 0 | DEER2020 Proposed update | RobNc | RefgFrz-BM_VLarge-Code | Appl-ESRefg |  | DEER1517 | 2015-01-01 | 2019-12-31 | InEA_modValue |  |  |  |  | Standard | EnergyImpactID corrected from Res-Frzr-dKWH-Cond to Res-Refg-dKWH-Cond | 1 | 1 | 0 | Deemed Ex Ante Team |  | EnergyImpactID corrected from Res-Frzr-dKWH-Cond to Res-Refg-dKWH-Cond |  | Updated to indicate claim/filing status
683 | RE-RefgFrz-BM_WtdSize-Tier1 | Refrigerator-freezers - automatic defrost with bottom-mounted freezer without an automatic icemaker, Size Range: Weighted Size, Energy Star (10% less than Code Maximum) | DEER2017 | D17 v2 | 2020-11-24 16:30 | Res-Refg-dKWH-Cond | DEER | Scaled | Delta | 55 | 64.9 | None |  | 0 |  | 1 | Res | Any | AppPlug | Refrig | Ref_Storage | RefrigFrz | RefgFrz-BM_WtdSize-Tier1 | Appl-ESRefg |  |  |  |  | RefgFrz-BM_WtdSize-Code | RefgFrz-BM_WtdSize-Tier1 | Available |  | 0 | 0 | DEER2020 Proposed update | RobNc | RefgFrz-BM_WtdSize-Code | Appl-ESRefg |  | DEER1517 | 2015-01-01 | 2019-12-31 | InEA_modValue |  |  |  |  | Standard | EnergyImpactID corrected from Res-Frzr-dKWH-Cond to Res-Refg-dKWH-Cond | 1 | 1 | 0 | Deemed Ex Ante Team |  | EnergyImpactID corrected from Res-Frzr-dKWH-Cond to Res-Refg-dKWH-Cond |  | Updated to indicate claim/filing status
684 | RE-RefgFrz-BM_WtdSize-Tier2 | Refrigerator-freezers - automatic defrost with bottom-mounted freezer without an automatic icemaker, Size Range: Weighted Size, 30% less than Code Maximum | DEER2017 | D17 v2 | 2020-11-24 16:30 | Res-Refg-dKWH-Cond | DEER | Scaled | Delta | 166 | 196 | None |  | 0 |  | 1 | Res | Any | AppPlug | Refrig | Ref_Storage | RefrigFrz | RefgFrz-BM_WtdSize-Tier2 | Appl-ESRefg |  |  |  |  | RefgFrz-BM_WtdSize-Code | RefgFrz-BM_WtdSize-Tier2 | Available |  | 0 | 0 | DEER2020 Proposed update | RobNc | RefgFrz-BM_WtdSize-Code | Appl-ESRefg |  | DEER1517 | 2015-01-01 | 2019-12-31 | InEA_modValue |  |  |  |  | Standard | EnergyImpactID corrected from Res-Frzr-dKWH-Cond to Res-Refg-dKWH-Cond | 1 | 1 | 0 | Deemed Ex Ante Team |  | EnergyImpactID corrected from Res-Frzr-dKWH-Cond to Res-Refg-dKWH-Cond |  | Updated to indicate claim/filing status
685 | RE-RefgFrz-BM-TTD_Mini-Tier1 | Refrigerator-freezer - automatic defrost with bottom-mounted freezer with through-the-door ice service, Size Range: Very Small (<13 cu. ft.), Energy Star (10% less than Code Maximum) | DEER2017 | D17 v2 | 2020-11-24 16:30 | Res-Refg-dKWH-Cond | DEER | Scaled | Delta | 60 | 70.8 | None |  | 0 |  | 1 | Res | Any | AppPlug | Refrig | Ref_Storage | RefrigFrz | RefgFrz-BM-TTD_Mini-Tier1 | Appl-ESRefg |  |  |  |  | RefgFrz-BM-TTD_Mini-Code | RefgFrz-BM-TTD_Mini-Tier1 | Available |  | 0 | 0 | DEER2020 Proposed update | RobNc | RefgFrz-BM-TTD_Mini-Code | Appl-ESRefg |  | DEER1517 | 2015-01-01 | 2019-12-31 | InEA_modValue |  |  |  |  | Standard | EnergyImpactID corrected from Res-Frzr-dKWH-Cond to Res-Refg-dKWH-Cond | 1 | 1 | 0 | Deemed Ex Ante Team |  | EnergyImpactID corrected from Res-Frzr-dKWH-Cond to Res-Refg-dKWH-Cond |  | Updated to indicate claim/filing status
686 | RE-RefgFrz-BM-TTD_Mini-Tier2 | Refrigerator-freezer - automatic defrost with bottom-mounted freezer with through-the-door ice service, Size Range: Very Small (<13 cu. ft.), 30% less than Code Maximum | DEER2017 | D17 v2 | 2020-11-24 16:30 | Res-Refg-dKWH-Cond | DEER | Scaled | Delta | 181 | 214 | None |  | 0 |  | 1 | Res | Any | AppPlug | Refrig | Ref_Storage | RefrigFrz | RefgFrz-BM-TTD_Mini-Tier2 | Appl-ESRefg |  |  |  |  | RefgFrz-BM-TTD_Mini-Code | RefgFrz-BM-TTD_Mini-Tier2 | Available |  | 0 | 0 | DEER2020 Proposed update | RobNc | RefgFrz-BM-TTD_Mini-Code | Appl-ESRefg |  | DEER1517 | 2015-01-01 | 2019-12-31 | InEA_modValue |  |  |  |  | Standard | EnergyImpactID corrected from Res-Frzr-dKWH-Cond to Res-Refg-dKWH-Cond | 1 | 1 | 0 | Deemed Ex Ante Team |  | EnergyImpactID corrected from Res-Frzr-dKWH-Cond to Res-Refg-dKWH-Cond |  | Updated to indicate claim/filing status
687 | RE-RefgFrz-BM-TTD_Small-Tier1 | Refrigerator-freezer - automatic defrost with bottom-mounted freezer with through-the-door ice service, Size Range: Small (13 to 16 cu. ft.), Energy Star (10% less than Code Maximum) | DEER2017 | D17 v2 | 2020-11-24 16:30 | Res-Refg-dKWH-Cond | DEER | Scaled | Delta | 65 | 76.7 | None |  | 0 |  | 1 | Res | Any | AppPlug | Refrig | Ref_Storage | RefrigFrz | RefgFrz-BM-TTD_Small-Tier1 | Appl-ESRefg |  |  |  |  | RefgFrz-BM-TTD_Small-Code | RefgFrz-BM-TTD_Small-Tier1 | Available |  | 0 | 0 | DEER2020 Proposed update | RobNc | RefgFrz-BM-TTD_Small-Code | Appl-ESRefg |  | DEER1517 | 2015-01-01 | 2019-12-31 | InEA_modValue |  |  |  |  | Standard | EnergyImpactID corrected from Res-Frzr-dKWH-Cond to Res-Refg-dKWH-Cond | 1 | 1 | 0 | Deemed Ex Ante Team |  | EnergyImpactID corrected from Res-Frzr-dKWH-Cond to Res-Refg-dKWH-Cond |  | Updated to indicate claim/filing status
688 | RE-RefgFrz-BM-TTD_Small-Tier2 | Refrigerator-freezer - automatic defrost with bottom-mounted freezer with through-the-door ice service, Size Range: Small (13 to 16 cu. ft.), 30% less than Code Maximum | DEER2017 | D17 v2 | 2020-11-24 16:30 | Res-Refg-dKWH-Cond | DEER | Scaled | Delta | 195 | 230 | None |  | 0 |  | 1 | Res | Any | AppPlug | Refrig | Ref_Storage | RefrigFrz | RefgFrz-BM-TTD_Small-Tier2 | Appl-ESRefg |  |  |  |  | RefgFrz-BM-TTD_Small-Code | RefgFrz-BM-TTD_Small-Tier2 | Available |  | 0 | 0 | DEER2020 Proposed update | RobNc | RefgFrz-BM-TTD_Small-Code | Appl-ESRefg |  | DEER1517 | 2015-01-01 | 2019-12-31 | InEA_modValue |  |  |  |  | Standard | EnergyImpactID corrected from Res-Frzr-dKWH-Cond to Res-Refg-dKWH-Cond | 1 | 1 | 0 | Deemed Ex Ante Team |  | EnergyImpactID corrected from Res-Frzr-dKWH-Cond to Res-Refg-dKWH-Cond |  | Updated to indicate claim/filing status
689 | RE-RefgFrz-BM-TTD_Med-Tier1 | Refrigerator-freezer - automatic defrost with bottom-mounted freezer with through-the-door ice service, Size Range: Medium (17 to 20 cu. ft.), Energy Star (10% less than Code Maximum) | DEER2017 | D17 v2 | 2020-11-24 16:30 | Res-Refg-dKWH-Cond | DEER | Scaled | Delta | 70 | 82.6 | None |  | 0 |  | 1 | Res | Any | AppPlug | Refrig | Ref_Storage | RefrigFrz | RefgFrz-BM-TTD_Med-Tier1 | Appl-ESRefg |  |  |  |  | RefgFrz-BM-TTD_Med-Code | RefgFrz-BM-TTD_Med-Tier1 | Available |  | 0 | 0 | DEER2020 Proposed update | RobNc | RefgFrz-BM-TTD_Med-Code | Appl-ESRefg |  | DEER1517 | 2015-01-01 | 2019-12-31 | InEA_modValue |  |  |  |  | Standard | EnergyImpactID corrected from Res-Frzr-dKWH-Cond to Res-Refg-dKWH-Cond | 1 | 1 | 0 | Deemed Ex Ante Team |  | EnergyImpactID corrected from Res-Frzr-dKWH-Cond to Res-Refg-dKWH-Cond |  | Updated to indicate claim/filing status
690 | RE-RefgFrz-BM-TTD_Med-Tier2 | Refrigerator-freezer - automatic defrost with bottom-mounted freezer with through-the-door ice service, Size Range: Medium (17 to 20 cu. ft.), 30% less than Code Maximum | DEER2017 | D17 v2 | 2020-11-24 16:30 | Res-Refg-dKWH-Cond | DEER | Scaled | Delta | 209 | 247 | None |  | 0 |  | 1 | Res | Any | AppPlug | Refrig | Ref_Storage | RefrigFrz | RefgFrz-BM-TTD_Med-Tier2 | Appl-ESRefg |  |  |  |  | RefgFrz-BM-TTD_Med-Code | RefgFrz-BM-TTD_Med-Tier2 | Available |  | 0 | 0 | DEER2020 Proposed update | RobNc | RefgFrz-BM-TTD_Med-Code | Appl-ESRefg |  | DEER1517 | 2015-01-01 | 2019-12-31 | InEA_modValue |  |  |  |  | Standard | EnergyImpactID corrected from Res-Frzr-dKWH-Cond to Res-Refg-dKWH-Cond | 1 | 1 | 0 | Deemed Ex Ante Team |  | EnergyImpactID corrected from Res-Frzr-dKWH-Cond to Res-Refg-dKWH-Cond |  | Updated to indicate claim/filing status
691 | RE-RefgFrz-BM-TTD_Large-Tier1 | Refrigerator-freezer - automatic defrost with bottom-mounted freezer with through-the-door ice service, Size Range: Large (21 to 23 cu. ft.), Energy Star (10% less than Code Maximum) | DEER2017 | D17 v2 | 2020-11-24 16:30 | Res-Refg-dKWH-Cond | DEER | Scaled | Delta | 73 | 86.1 | None |  | 0 |  | 1 | Res | Any | AppPlug | Refrig | Ref_Storage | RefrigFrz | RefgFrz-BM-TTD_Large-Tier1 | Appl-ESRefg |  |  |  |  | RefgFrz-BM-TTD_Large-Code | RefgFrz-BM-TTD_Large-Tier1 | Available |  | 0 | 0 | DEER2020 Proposed update | RobNc | RefgFrz-BM-TTD_Large-Code | Appl-ESRefg |  | DEER1517 | 2015-01-01 | 2019-12-31 | InEA_modValue |  |  |  |  | Standard | EnergyImpactID corrected from Res-Frzr-dKWH-Cond to Res-Refg-dKWH-Cond | 1 | 1 | 0 | Deemed Ex Ante Team |  | EnergyImpactID corrected from Res-Frzr-dKWH-Cond to Res-Refg-dKWH-Cond |  | Updated to indicate claim/filing status
692 | RE-RefgFrz-BM-TTD_Large-Tier2 | Refrigerator-freezer - automatic defrost with bottom-mounted freezer with through-the-door ice service, Size Range: Large (21 to 23 cu. ft.), 30% less than Code Maximum | DEER2017 | D17 v2 | 2020-11-24 16:30 | Res-Refg-dKWH-Cond | DEER | Scaled | Delta | 220 | 260 | None |  | 0 |  | 1 | Res | Any | AppPlug | Refrig | Ref_Storage | RefrigFrz | RefgFrz-BM-TTD_Large-Tier2 | Appl-ESRefg |  |  |  |  | RefgFrz-BM-TTD_Large-Code | RefgFrz-BM-TTD_Large-Tier2 | Available |  | 0 | 0 | DEER2020 Proposed update | RobNc | RefgFrz-BM-TTD_Large-Code | Appl-ESRefg |  | DEER1517 | 2015-01-01 | 2019-12-31 | InEA_modValue |  |  |  |  | Standard | EnergyImpactID corrected from Res-Frzr-dKWH-Cond to Res-Refg-dKWH-Cond | 1 | 1 | 0 | Deemed Ex Ante Team |  | EnergyImpactID corrected from Res-Frzr-dKWH-Cond to Res-Refg-dKWH-Cond |  | Updated to indicate claim/filing status
693 | RE-RefgFrz-BM-TTD_VLarge-Tier1 | Refrigerator-freezer - automatic defrost with bottom-mounted freezer with through-the-door ice service, Size Range: Very large (over 23 cu. Ft.), Energy Star (10% less than Code Maximum) | DEER2017 | D17 v2 | 2020-11-24 16:30 | Res-Refg-dKWH-Cond | DEER | Scaled | Delta | 78 | 92 | None |  | 0 |  | 1 | Res | Any | AppPlug | Refrig | Ref_Storage | RefrigFrz | RefgFrz-BM-TTD_VLarge-Tier1 | Appl-ESRefg |  |  |  |  | RefgFrz-BM-TTD_VLarge-Code | RefgFrz-BM-TTD_VLarge-Tier1 | Available |  | 0 | 0 | DEER2020 Proposed update | RobNc | RefgFrz-BM-TTD_VLarge-Code | Appl-ESRefg |  | DEER1517 | 2015-01-01 | 2019-12-31 | InEA_modValue |  |  |  |  | Standard | EnergyImpactID corrected from Res-Frzr-dKWH-Cond to Res-Refg-dKWH-Cond | 1 | 1 | 0 | Deemed Ex Ante Team |  | EnergyImpactID corrected from Res-Frzr-dKWH-Cond to Res-Refg-dKWH-Cond |  | Updated to indicate claim/filing status
694 | RE-RefgFrz-BM-TTD_VLarge-Tier2 | Refrigerator-freezer - automatic defrost with bottom-mounted freezer with through-the-door ice service, Size Range: Very large (over 23 cu. Ft.), 30% less than Code Maximum | DEER2017 | D17 v2 | 2020-11-24 16:30 | Res-Refg-dKWH-Cond | DEER | Scaled | Delta | 234 | 276 | None |  | 0 |  | 1 | Res | Any | AppPlug | Refrig | Ref_Storage | RefrigFrz | RefgFrz-BM-TTD_VLarge-Tier2 | Appl-ESRefg |  |  |  |  | RefgFrz-BM-TTD_VLarge-Code | RefgFrz-BM-TTD_VLarge-Tier2 | Available |  | 0 | 0 | DEER2020 Proposed update | RobNc | RefgFrz-BM-TTD_VLarge-Code | Appl-ESRefg |  | DEER1517 | 2015-01-01 | 2019-12-31 | InEA_modValue |  |  |  |  | Standard | EnergyImpactID corrected from Res-Frzr-dKWH-Cond to Res-Refg-dKWH-Cond | 1 | 1 | 0 | Deemed Ex Ante Team |  | EnergyImpactID corrected from Res-Frzr-dKWH-Cond to Res-Refg-dKWH-Cond |  | Updated to indicate claim/filing status
695 | RE-RefgFrz-BM-TTD_WtdSize-Tier1 | Refrigerator-freezer - automatic defrost with bottom-mounted freezer with through-the-door ice service, Size Range: Weighted Size, Energy Star (10% less than Code Maximum) | DEER2017 | D17 v2 | 2020-11-24 16:30 | Res-Refg-dKWH-Cond | DEER | Scaled | Delta | 76 | 89.7 | None |  | 0 |  | 1 | Res | Any | AppPlug | Refrig | Ref_Storage | RefrigFrz | RefgFrz-BM-TTD_WtdSize-Tier1 | Appl-ESRefg |  |  |  |  | RefgFrz-BM-TTD_WtdSize-Code | RefgFrz-BM-TTD_WtdSize-Tier1 | Available |  | 0 | 0 | DEER2020 Proposed update | RobNc | RefgFrz-BM-TTD_WtdSize-Code | Appl-ESRefg |  | DEER1517 | 2015-01-01 | 2019-12-31 | InEA_modValue |  |  |  |  | Standard | EnergyImpactID corrected from Res-Frzr-dKWH-Cond to Res-Refg-dKWH-Cond | 1 | 1 | 0 | Deemed Ex Ante Team |  | EnergyImpactID corrected from Res-Frzr-dKWH-Cond to Res-Refg-dKWH-Cond |  | Updated to indicate claim/filing status
696 | RE-RefgFrz-BM-TTD_WtdSize-Tier2 | Refrigerator-freezer - automatic defrost with bottom-mounted freezer with through-the-door ice service, Size Range: Weighted Size, 30% less than Code Maximum | DEER2017 | D17 v2 | 2020-11-24 16:30 | Res-Refg-dKWH-Cond | DEER | Scaled | Delta | 229 | 270 | None |  | 0 |  | 1 | Res | Any | AppPlug | Refrig | Ref_Storage | RefrigFrz | RefgFrz-BM-TTD_WtdSize-Tier2 | Appl-ESRefg |  |  |  |  | RefgFrz-BM-TTD_WtdSize-Code | RefgFrz-BM-TTD_WtdSize-Tier2 | Available |  | 0 | 0 | DEER2020 Proposed update | RobNc | RefgFrz-BM-TTD_WtdSize-Code | Appl-ESRefg |  | DEER1517 | 2015-01-01 | 2019-12-31 | InEA_modValue |  |  |  |  | Standard | EnergyImpactID corrected from Res-Frzr-dKWH-Cond to Res-Refg-dKWH-Cond | 1 | 1 | 0 | Deemed Ex Ante Team |  | EnergyImpactID corrected from Res-Frzr-dKWH-Cond to Res-Refg-dKWH-Cond |  | Updated to indicate claim/filing status
697 | RE-RefgFrz-BM-Ice_Mini-Tier1 | Refrigerator-freezers - automatic defrost with bottom-mounted freezer with an automatic icemaker without through-the-door ice service, Size Range: Very Small (<13 cu. ft.), Energy Star (10% less than Code Maximum) | DEER2017 | D17 v2 | 2020-11-24 16:30 | Res-Refg-dKWH-Cond | DEER | Scaled | Delta | 52 | 61.4 | None |  | 0 |  | 1 | Res | Any | AppPlug | Refrig | Ref_Storage | RefrigFrz | RefgFrz-BM-Ice_Mini-Tier1 | Appl-ESRefg |  |  |  |  | RefgFrz-BM-Ice_Mini-Code | RefgFrz-BM-Ice_Mini-Tier1 | Available |  | 0 | 0 | DEER2020 Proposed update | RobNc | RefgFrz-BM-Ice_Mini-Code | Appl-ESRefg |  | DEER1517 | 2015-01-01 | 2019-12-31 | InEA_modValue |  |  |  |  | Standard | EnergyImpactID corrected from Res-Frzr-dKWH-Cond to Res-Refg-dKWH-Cond | 1 | 1 | 0 | Deemed Ex Ante Team |  | EnergyImpactID corrected from Res-Frzr-dKWH-Cond to Res-Refg-dKWH-Cond |  | Updated to indicate claim/filing status
698 | RE-RefgFrz-BM-Ice_Mini-Tier2 | Refrigerator-freezers - automatic defrost with bottom-mounted freezer with an automatic icemaker without through-the-door ice service, Size Range: Very Small (<13 cu. ft.), 30% less than Code Maximum | DEER2017 | D17 v2 | 2020-11-24 16:30 | Res-Refg-dKWH-Cond | DEER | Scaled | Delta | 157 | 185 | None |  | 0 |  | 1 | Res | Any | AppPlug | Refrig | Ref_Storage | RefrigFrz | RefgFrz-BM-Ice_Mini-Tier2 | Appl-ESRefg |  |  |  |  | RefgFrz-BM-Ice_Mini-Code | RefgFrz-BM-Ice_Mini-Tier2 | Available |  | 0 | 0 | DEER2020 Proposed update | RobNc | RefgFrz-BM-Ice_Mini-Code | Appl-ESRefg |  | DEER1517 | 2015-01-01 | 2019-12-31 | InEA_modValue |  |  |  |  | Standard | EnergyImpactID corrected from Res-Frzr-dKWH-Cond to Res-Refg-dKWH-Cond | 1 | 1 | 0 | Deemed Ex Ante Team |  | EnergyImpactID corrected from Res-Frzr-dKWH-Cond to Res-Refg-dKWH-Cond |  | Updated to indicate claim/filing status
699 | RE-RefgFrz-BM-Ice_Small-Tier1 | Refrigerator-freezers - automatic defrost with bottom-mounted freezer with an automatic icemaker without through-the-door ice service, Size Range: Small (13 to 16 cu. ft.), Energy Star (10% less than Code Maximum) | DEER2017 | D17 v2 | 2020-11-24 16:30 | Res-Refg-dKWH-Cond | DEER | Scaled | Delta | 57 | 67.3 | None |  | 0 |  | 1 | Res | Any | AppPlug | Refrig | Ref_Storage | RefrigFrz | RefgFrz-BM-Ice_Small-Tier1 | Appl-ESRefg |  |  |  |  | RefgFrz-BM-Ice_Small-Code | RefgFrz-BM-Ice_Small-Tier1 | Available |  | 0 | 0 | DEER2020 Proposed update | RobNc | RefgFrz-BM-Ice_Small-Code | Appl-ESRefg |  | DEER1517 | 2015-01-01 | 2019-12-31 | InEA_modValue |  |  |  |  | Standard | EnergyImpactID corrected from Res-Frzr-dKWH-Cond to Res-Refg-dKWH-Cond | 1 | 1 | 0 | Deemed Ex Ante Team |  | EnergyImpactID corrected from Res-Frzr-dKWH-Cond to Res-Refg-dKWH-Cond |  | Updated to indicate claim/filing status
700 | RE-RefgFrz-BM-Ice_Small-Tier2 | Refrigerator-freezers - automatic defrost with bottom-mounted freezer with an automatic icemaker without through-the-door ice service, Size Range: Small (13 to 16 cu. ft.), 30% less than Code Maximum | DEER2017 | D17 v2 | 2020-11-24 16:30 | Res-Refg-dKWH-Cond | DEER | Scaled | Delta | 171 | 202 | None |  | 0 |  | 1 | Res | Any | AppPlug | Refrig | Ref_Storage | RefrigFrz | RefgFrz-BM-Ice_Small-Tier2 | Appl-ESRefg |  |  |  |  | RefgFrz-BM-Ice_Small-Code | RefgFrz-BM-Ice_Small-Tier2 | Available |  | 0 | 0 | DEER2020 Proposed update | RobNc | RefgFrz-BM-Ice_Small-Code | Appl-ESRefg |  | DEER1517 | 2015-01-01 | 2019-12-31 | InEA_modValue |  |  |  |  | Standard | EnergyImpactID corrected from Res-Frzr-dKWH-Cond to Res-Refg-dKWH-Cond | 1 | 1 | 0 | Deemed Ex Ante Team |  | EnergyImpactID corrected from Res-Frzr-dKWH-Cond to Res-Refg-dKWH-Cond |  | Updated to indicate claim/filing status
701 | RE-RefgFrz-BM-Ice_Med-Tier1 | Refrigerator-freezers - automatic defrost with bottom-mounted freezer with an automatic icemaker without through-the-door ice service, Size Range: Medium (17 to 20 cu. ft.), Energy Star (10% less than Code Maximum) | DEER2017 | D17 v2 | 2020-11-24 16:30 | Res-Refg-dKWH-Cond | DEER | Scaled | Delta | 61 | 72 | None |  | 0 |  | 1 | Res | Any | AppPlug | Refrig | Ref_Storage | RefrigFrz | RefgFrz-BM-Ice_Med-Tier1 | Appl-ESRefg |  |  |  |  | RefgFrz-BM-Ice_Med-Code | RefgFrz-BM-Ice_Med-Tier1 | Available |  | 0 | 0 | DEER2020 Proposed update | RobNc | RefgFrz-BM-Ice_Med-Code | Appl-ESRefg |  | DEER1517 | 2015-01-01 | 2019-12-31 | InEA_modValue |  |  |  |  | Standard | EnergyImpactID corrected from Res-Frzr-dKWH-Cond to Res-Refg-dKWH-Cond | 1 | 1 | 0 | Deemed Ex Ante Team |  | EnergyImpactID corrected from Res-Frzr-dKWH-Cond to Res-Refg-dKWH-Cond |  | Updated to indicate claim/filing status
702 | RE-RefgFrz-BM-Ice_Med-Tier2 | Refrigerator-freezers - automatic defrost with bottom-mounted freezer with an automatic icemaker without through-the-door ice service, Size Range: Medium (17 to 20 cu. ft.), 30% less than Code Maximum | DEER2017 | D17 v2 | 2020-11-24 16:30 | Res-Refg-dKWH-Cond | DEER | Scaled | Delta | 184 | 217 | None |  | 0 |  | 1 | Res | Any | AppPlug | Refrig | Ref_Storage | RefrigFrz | RefgFrz-BM-Ice_Med-Tier2 | Appl-ESRefg |  |  |  |  | RefgFrz-BM-Ice_Med-Code | RefgFrz-BM-Ice_Med-Tier2 | Available |  | 0 | 0 | DEER2020 Proposed update | RobNc | RefgFrz-BM-Ice_Med-Code | Appl-ESRefg |  | DEER1517 | 2015-01-01 | 2019-12-31 | InEA_modValue |  |  |  |  | Standard | EnergyImpactID corrected from Res-Frzr-dKWH-Cond to Res-Refg-dKWH-Cond | 1 | 1 | 0 | Deemed Ex Ante Team |  | EnergyImpactID corrected from Res-Frzr-dKWH-Cond to Res-Refg-dKWH-Cond |  | Updated to indicate claim/filing status
703 | RE-RefgFrz-BM-Ice_Large-Tier1 | Refrigerator-freezers - automatic defrost with bottom-mounted freezer with an automatic icemaker without through-the-door ice service, Size Range: Large (21 to 23 cu. ft.), Energy Star (10% less than Code Maximum) | DEER2017 | D17 v2 | 2020-11-24 16:30 | Res-Refg-dKWH-Cond | DEER | Scaled | Delta | 65 | 76.7 | None |  | 0 |  | 1 | Res | Any | AppPlug | Refrig | Ref_Storage | RefrigFrz | RefgFrz-BM-Ice_Large-Tier1 | Appl-ESRefg |  |  |  |  | RefgFrz-BM-Ice_Large-Code | RefgFrz-BM-Ice_Large-Tier1 | Available |  | 0 | 0 | DEER2020 Proposed update | RobNc | RefgFrz-BM-Ice_Large-Code | Appl-ESRefg |  | DEER1517 | 2015-01-01 | 2019-12-31 | InEA_modValue |  |  |  |  | Standard | EnergyImpactID corrected from Res-Frzr-dKWH-Cond to Res-Refg-dKWH-Cond | 1 | 1 | 0 | Deemed Ex Ante Team |  | EnergyImpactID corrected from Res-Frzr-dKWH-Cond to Res-Refg-dKWH-Cond |  | Updated to indicate claim/filing status
704 | RE-RefgFrz-BM-Ice_Large-Tier2 | Refrigerator-freezers - automatic defrost with bottom-mounted freezer with an automatic icemaker without through-the-door ice service, Size Range: Large (21 to 23 cu. ft.), 30% less than Code Maximum | DEER2017 | D17 v2 | 2020-11-24 16:30 | Res-Refg-dKWH-Cond | DEER | Scaled | Delta | 194 | 229 | None |  | 0 |  | 1 | Res | Any | AppPlug | Refrig | Ref_Storage | RefrigFrz | RefgFrz-BM-Ice_Large-Tier2 | Appl-ESRefg |  |  |  |  | RefgFrz-BM-Ice_Large-Code | RefgFrz-BM-Ice_Large-Tier2 | Available |  | 0 | 0 | DEER2020 Proposed update | RobNc | RefgFrz-BM-Ice_Large-Code | Appl-ESRefg |  | DEER1517 | 2015-01-01 | 2019-12-31 | InEA_modValue |  |  |  |  | Standard | EnergyImpactID corrected from Res-Frzr-dKWH-Cond to Res-Refg-dKWH-Cond | 1 | 1 | 0 | Deemed Ex Ante Team |  | EnergyImpactID corrected from Res-Frzr-dKWH-Cond to Res-Refg-dKWH-Cond |  | Updated to indicate claim/filing status
705 | RE-RefgFrz-BM-Ice_VLarge-Tier1 | Refrigerator-freezers - automatic defrost with bottom-mounted freezer with an automatic icemaker without through-the-door ice service, Size Range: Very large (over 23 cu. Ft.), Energy Star (10% less than Code Maximum) | DEER2017 | D17 v2 | 2020-11-24 16:30 | Res-Refg-dKWH-Cond | DEER | Scaled | Delta | 69 | 81.4 | None |  | 0 |  | 1 | Res | Any | AppPlug | Refrig | Ref_Storage | RefrigFrz | RefgFrz-BM-Ice_VLarge-Tier1 | Appl-ESRefg |  |  |  |  | RefgFrz-BM-Ice_VLarge-Code | RefgFrz-BM-Ice_VLarge-Tier1 | Available |  | 0 | 0 | DEER2020 Proposed update | RobNc | RefgFrz-BM-Ice_VLarge-Code | Appl-ESRefg |  | DEER1517 | 2015-01-01 | 2019-12-31 | InEA_modValue |  |  |  |  | Standard | EnergyImpactID corrected from Res-Frzr-dKWH-Cond to Res-Refg-dKWH-Cond | 1 | 1 | 0 | Deemed Ex Ante Team |  | EnergyImpactID corrected from Res-Frzr-dKWH-Cond to Res-Refg-dKWH-Cond |  | Updated to indicate claim/filing status
706 | RE-RefgFrz-BM-Ice_VLarge-Tier2 | Refrigerator-freezers - automatic defrost with bottom-mounted freezer with an automatic icemaker without through-the-door ice service, Size Range: Very large (over 23 cu. Ft.), 30% less than Code Maximum | DEER2017 | D17 v2 | 2020-11-24 16:30 | Res-Refg-dKWH-Cond | DEER | Scaled | Delta | 208 | 245 | None |  | 0 |  | 1 | Res | Any | AppPlug | Refrig | Ref_Storage | RefrigFrz | RefgFrz-BM-Ice_VLarge-Tier2 | Appl-ESRefg |  |  |  |  | RefgFrz-BM-Ice_VLarge-Code | RefgFrz-BM-Ice_VLarge-Tier2 | Available |  | 0 | 0 | DEER2020 Proposed update | RobNc | RefgFrz-BM-Ice_VLarge-Code | Appl-ESRefg |  | DEER1517 | 2015-01-01 | 2019-12-31 | InEA_modValue |  |  |  |  | Standard | EnergyImpactID corrected from Res-Frzr-dKWH-Cond to Res-Refg-dKWH-Cond | 1 | 1 | 0 | Deemed Ex Ante Team |  | EnergyImpactID corrected from Res-Frzr-dKWH-Cond to Res-Refg-dKWH-Cond |  | Updated to indicate claim/filing status
707 | RE-RefgFrz-BM-Ice_WtdSize-Tier1 | Refrigerator-freezers - automatic defrost with bottom-mounted freezer with an automatic icemaker without through-the-door ice service, Size Range: Weighted Size, Energy Star (10% less than Code Maximum) | DEER2017 | D17 v2 | 2020-11-24 16:30 | Res-Refg-dKWH-Cond | DEER | Scaled | Delta | 66 | 77.9 | None |  | 0 |  | 1 | Res | Any | AppPlug | Refrig | Ref_Storage | RefrigFrz | RefgFrz-BM-Ice_WtdSize-Tier1 | Appl-ESRefg |  |  |  |  | RefgFrz-BM-Ice_WtdSize-Code | RefgFrz-BM-Ice_WtdSize-Tier1 | Available |  | 0 | 0 | DEER2020 Proposed update | RobNc | RefgFrz-BM-Ice_WtdSize-Code | Appl-ESRefg |  | DEER1517 | 2015-01-01 | 2019-12-31 | InEA_modValue |  |  |  |  | Standard | EnergyImpactID corrected from Res-Frzr-dKWH-Cond to Res-Refg-dKWH-Cond | 1 | 1 | 0 | Deemed Ex Ante Team |  | EnergyImpactID corrected from Res-Frzr-dKWH-Cond to Res-Refg-dKWH-Cond |  | Updated to indicate claim/filing status
708 | RE-RefgFrz-BM-Ice_WtdSize-Tier2 | Refrigerator-freezers - automatic defrost with bottom-mounted freezer with an automatic icemaker without through-the-door ice service, Size Range: Weighted Size, 30% less than Code Maximum | DEER2017 | D17 v2 | 2020-11-24 16:30 | Res-Refg-dKWH-Cond | DEER | Scaled | Delta | 198 | 234 | None |  | 0 |  | 1 | Res | Any | AppPlug | Refrig | Ref_Storage | RefrigFrz | RefgFrz-BM-Ice_WtdSize-Tier2 | Appl-ESRefg |  |  |  |  | RefgFrz-BM-Ice_WtdSize-Code | RefgFrz-BM-Ice_WtdSize-Tier2 | Available |  | 0 | 0 | DEER2020 Proposed update | RobNc | RefgFrz-BM-Ice_WtdSize-Code | Appl-ESRefg |  | DEER1517 | 2015-01-01 | 2019-12-31 | InEA_modValue |  |  |  |  | Standard | EnergyImpactID corrected from Res-Frzr-dKWH-Cond to Res-Refg-dKWH-Cond | 1 | 1 | 0 | Deemed Ex Ante Team |  | EnergyImpactID corrected from Res-Frzr-dKWH-Cond to Res-Refg-dKWH-Cond |  | Updated to indicate claim/filing status
709 | RE-RefgFrz-Wtd-Tier1 | Weighted Refrigerator Type, Size Range: Weighted Size, Energy Star (10% less than Code Maximum) | DEER2017 | D17 v2 | 2020-11-24 16:30 | Res-Refg-dKWH-Cond | DEER | Scaled | Delta | 54 | 63.7 | None |  | 0 |  | 1 | Res | Any | AppPlug | Refrig | Ref_Storage | RefrigFrz | RefgFrz-Wtd-Tier1 | Appl-ESRefg |  |  |  |  | RefgFrz-Wtd-Code | RefgFrz-Wtd-Tier1 | Available |  | 0 | 0 | DEER2020 Proposed update | RobNc | RefgFrz-Wtd-Code | Appl-ESRefg |  | DEER1517 | 2015-01-01 | 2019-12-31 | InEA_modValue |  |  |  |  | Standard | EnergyImpactID corrected from Res-Frzr-dKWH-Cond to Res-Refg-dKWH-Cond | 1 | 1 | 0 | Deemed Ex Ante Team |  | EnergyImpactID corrected from Res-Frzr-dKWH-Cond to Res-Refg-dKWH-Cond |  | Updated to indicate claim/filing status
710 | RE-RefgFrz-Wtd-Tier2 | Weighted Refrigerator Type, Size Range: Weighted Size, 30% less than Code Maximum | DEER2017 | D17 v2 | 2020-11-24 16:30 | Res-Refg-dKWH-Cond | DEER | Scaled | Delta | 163 | 192 | None |  | 0 |  | 1 | Res | Any | AppPlug | Refrig | Ref_Storage | RefrigFrz | RefgFrz-Wtd-Tier2 | Appl-ESRefg |  |  |  |  | RefgFrz-Wtd-Code | RefgFrz-Wtd-Tier2 | Available |  | 0 | 0 | DEER2020 Proposed update | RobNc | RefgFrz-Wtd-Code | Appl-ESRefg |  | DEER1517 | 2015-01-01 | 2019-12-31 | InEA_modValue |  |  |  |  | Standard | EnergyImpactID corrected from Res-Frzr-dKWH-Cond to Res-Refg-dKWH-Cond | 1 | 1 | 0 | Deemed Ex Ante Team |  | EnergyImpactID corrected from Res-Frzr-dKWH-Cond to Res-Refg-dKWH-Cond |  | Updated to indicate claim/filing status
711 | RE-Frzr-Up-ManDef_Small-Tier1 | Upright freezers with manual defrost, Size Range: Small (<13 cu ft.), Energy Star (10% less than Code Maximum) | DEER2017 | D17 v2 | 2020-11-24 16:30 | Res-Frzr-dKWH-Cond | DEER | Scaled | Delta | 30 | 46.2 | None |  | 0 |  | 1 | Res | Any | AppPlug | Refrig | Ref_Storage | Freezer |  | Appl-ESFrzr |  |  |  |  | Frzr-Up-ManDef_Small-Code | Frzr-Up-ManDef_Small-Tier1 | Available |  | 0 | 0 | June 2017 Update | RobNc |  | Appl-ESFrzr |  | DEER1517 | 2015-01-01 | 2019-12-31 | InEA_same |  |  |  |  | Standard |  | 1 | 1 | 0 | Deemed Ex Ante Team |  |  |  | Updated to indicate claim/filing status
712 | RE-Frzr-Up-ManDef_Small-Tier2 | Upright freezers with manual defrost, Size Range: Small (<13 cu ft.), 30% less than Code Maximum | DEER2017 | D17 v2 | 2020-11-24 16:30 | Res-Frzr-dKWH-Cond | DEER | Scaled | Delta | 91 | 140 | None |  | 0 |  | 1 | Res | Any | AppPlug | Refrig | Ref_Storage | Freezer |  | Appl-ESFrzr |  |  |  |  | Frzr-Up-ManDef_Small-Code | Frzr-Up-ManDef_Small-Tier2 | Available |  | 0 | 0 | June 2017 Update | RobNc |  | Appl-ESFrzr |  | DEER1517 | 2015-01-01 | 2019-12-31 | InEA_same |  |  |  |  | Standard |  | 1 | 1 | 0 | Deemed Ex Ante Team |  |  |  | Updated to indicate claim/filing status
713 | RE-Frzr-Up-ManDef_Med-Tier1 | Upright freezers with manual defrost, Size Range: Medium (13-16 cu ft), Energy Star (10% less than Code Maximum) | DEER2017 | D17 v2 | 2020-11-24 16:30 | Res-Frzr-dKWH-Cond | DEER | Scaled | Delta | 34 | 52.4 | None |  | 0 |  | 1 | Res | Any | AppPlug | Refrig | Ref_Storage | Freezer |  | Appl-ESFrzr |  |  |  |  | Frzr-Up-ManDef_Med-Code | Frzr-Up-ManDef_Med-Tier1 | Available |  | 0 | 0 | June 2017 Update | RobNc |  | Appl-ESFrzr |  | DEER1517 | 2015-01-01 | 2019-12-31 | InEA_same |  |  |  |  | Standard |  | 1 | 1 | 0 | Deemed Ex Ante Team |  |  |  | Updated to indicate claim/filing status
714 | RE-Frzr-Up-ManDef_Med-Tier2 | Upright freezers with manual defrost, Size Range: Medium (13-16 cu ft), 30% less than Code Maximum | DEER2017 | D17 v2 | 2020-11-24 16:30 | Res-Frzr-dKWH-Cond | DEER | Scaled | Delta | 101 | 156 | None |  | 0 |  | 1 | Res | Any | AppPlug | Refrig | Ref_Storage | Freezer |  | Appl-ESFrzr |  |  |  |  | Frzr-Up-ManDef_Med-Code | Frzr-Up-ManDef_Med-Tier2 | Available |  | 0 | 0 | June 2017 Update | RobNc |  | Appl-ESFrzr |  | DEER1517 | 2015-01-01 | 2019-12-31 | InEA_same |  |  |  |  | Standard |  | 1 | 1 | 0 | Deemed Ex Ante Team |  |  |  | Updated to indicate claim/filing status
715 | RE-Frzr-Up-ManDef_Large-Tier1 | Upright freezers with manual defrost, Size Range: Large (>16 cu ft), Energy Star (10% less than Code Maximum) | DEER2017 | D17 v2 | 2020-11-24 16:30 | Res-Frzr-dKWH-Cond | DEER | Scaled | Delta | 37 | 57 | None |  | 0 |  | 1 | Res | Any | AppPlug | Refrig | Ref_Storage | Freezer |  | Appl-ESFrzr |  |  |  |  | Frzr-Up-ManDef_Large-Code | Frzr-Up-ManDef_Large-Tier1 | Available |  | 0 | 0 | June 2017 Update | RobNc |  | Appl-ESFrzr |  | DEER1517 | 2015-01-01 | 2019-12-31 | InEA_same |  |  |  |  | Standard |  | 1 | 1 | 0 | Deemed Ex Ante Team |  |  |  | Updated to indicate claim/filing status
716 | RE-Frzr-Up-ManDef_Large-Tier2 | Upright freezers with manual defrost, Size Range: Large (>16 cu ft), 30% less than Code Maximum | DEER2017 | D17 v2 | 2020-11-24 16:30 | Res-Frzr-dKWH-Cond | DEER | Scaled | Delta | 111 | 171 | None |  | 0 |  | 1 | Res | Any | AppPlug | Refrig | Ref_Storage | Freezer |  | Appl-ESFrzr |  |  |  |  | Frzr-Up-ManDef_Large-Code | Frzr-Up-ManDef_Large-Tier2 | Available |  | 0 | 0 | June 2017 Update | RobNc |  | Appl-ESFrzr |  | DEER1517 | 2015-01-01 | 2019-12-31 | InEA_same |  |  |  |  | Standard |  | 1 | 1 | 0 | Deemed Ex Ante Team |  |  |  | Updated to indicate claim/filing status
717 | RE-Frzr-Up-ManDef_WtdSize-Tier1 | Upright freezers with manual defrost, Size Range: Weighted Size, Energy Star (10% less than Code Maximum) | DEER2017 | D17 v2 | 2020-11-24 16:30 | Res-Frzr-dKWH-Cond | DEER | Scaled | Delta | 34 | 52.4 | None |  | 0 |  | 1 | Res | Any | AppPlug | Refrig | Ref_Storage | Freezer |  | Appl-ESFrzr |  |  |  |  | Frzr-Up-ManDef_WtdSize-Code | Frzr-Up-ManDef_WtdSize-Tier1 | Available |  | 0 | 0 | June 2017 Update | RobNc |  | Appl-ESFrzr |  | DEER1517 | 2015-01-01 | 2019-12-31 | InEA_same |  |  |  |  | Standard |  | 1 | 1 | 0 | Deemed Ex Ante Team |  |  |  | Updated to indicate claim/filing status
718 | RE-Frzr-Up-ManDef_WtdSize-Tier2 | Upright freezers with manual defrost, Size Range: Weighted Size, 30% less than Code Maximum | DEER2017 | D17 v2 | 2020-11-24 16:30 | Res-Frzr-dKWH-Cond | DEER | Scaled | Delta | 102 | 157 | None |  | 0 |  | 1 | Res | Any | AppPlug | Refrig | Ref_Storage | Freezer |  | Appl-ESFrzr |  |  |  |  | Frzr-Up-ManDef_WtdSize-Code | Frzr-Up-ManDef_WtdSize-Tier2 | Available |  | 0 | 0 | June 2017 Update | RobNc |  | Appl-ESFrzr |  | DEER1517 | 2015-01-01 | 2019-12-31 | InEA_same |  |  |  |  | Standard |  | 1 | 1 | 0 | Deemed Ex Ante Team |  |  |  | Updated to indicate claim/filing status
719 | RE-Frzr-Up-AutoDef_Small-Tier1 | Upright freezers with automatic defrost without an automatic icemaker, Size Range: Small (<13 cu ft.), Energy Star (10% less than Code Maximum) | DEER2017 | D17 v2 | 2020-11-24 16:30 | Res-Frzr-dKWH-Cond | DEER | Scaled | Delta | 40 | 61.6 | None |  | 0 |  | 1 | Res | Any | AppPlug | Refrig | Ref_Storage | Freezer |  | Appl-ESFrzr |  |  |  |  | Frzr-Up-AutoDef_Small-Code | Frzr-Up-AutoDef_Small-Tier1 | Available |  | 0 | 0 | June 2017 Update | RobNc |  | Appl-ESFrzr |  | DEER1517 | 2015-01-01 | 2019-12-31 | InEA_same |  |  |  |  | Standard |  | 1 | 1 | 0 | Deemed Ex Ante Team |  |  |  | Updated to indicate claim/filing status
720 | RE-Frzr-Up-AutoDef_Small-Tier2 | Upright freezers with automatic defrost without an automatic icemaker, Size Range: Small (<13 cu ft.), 30% less than Code Maximum | DEER2017 | D17 v2 | 2020-11-24 16:30 | Res-Frzr-dKWH-Cond | DEER | Scaled | Delta | 119 | 183 | None |  | 0 |  | 1 | Res | Any | AppPlug | Refrig | Ref_Storage | Freezer |  | Appl-ESFrzr |  |  |  |  | Frzr-Up-AutoDef_Small-Code | Frzr-Up-AutoDef_Small-Tier2 | Available |  | 0 | 0 | June 2017 Update | RobNc |  | Appl-ESFrzr |  | DEER1517 | 2015-01-01 | 2019-12-31 | InEA_same |  |  |  |  | Standard |  | 1 | 1 | 0 | Deemed Ex Ante Team |  |  |  | Updated to indicate claim/filing status
721 | RE-Frzr-Up-AutoDef_Med-Tier1 | Upright freezers with automatic defrost without an automatic icemaker, Size Range: Medium (13-16 cu ft), Energy Star (10% less than Code Maximum) | DEER2017 | D17 v2 | 2020-11-24 16:30 | Res-Frzr-dKWH-Cond | DEER | Scaled | Delta | 45 | 69.3 | None |  | 0 |  | 1 | Res | Any | AppPlug | Refrig | Ref_Storage | Freezer |  | Appl-ESFrzr |  |  |  |  | Frzr-Up-AutoDef_Med-Code | Frzr-Up-AutoDef_Med-Tier1 | Available |  | 0 | 0 | June 2017 Update | RobNc |  | Appl-ESFrzr |  | DEER1517 | 2015-01-01 | 2019-12-31 | InEA_same |  |  |  |  | Standard |  | 1 | 1 | 0 | Deemed Ex Ante Team |  |  |  | Updated to indicate claim/filing status
722 | RE-Frzr-Up-AutoDef_Med-Tier2 | Upright freezers with automatic defrost without an automatic icemaker, Size Range: Medium (13-16 cu ft), 30% less than Code Maximum | DEER2017 | D17 v2 | 2020-11-24 16:30 | Res-Frzr-dKWH-Cond | DEER | Scaled | Delta | 134 | 206 | None |  | 0 |  | 1 | Res | Any | AppPlug | Refrig | Ref_Storage | Freezer |  | Appl-ESFrzr |  |  |  |  | Frzr-Up-AutoDef_Med-Code | Frzr-Up-AutoDef_Med-Tier2 | Available |  | 0 | 0 | June 2017 Update | RobNc |  | Appl-ESFrzr |  | DEER1517 | 2015-01-01 | 2019-12-31 | InEA_same |  |  |  |  | Standard |  | 1 | 1 | 0 | Deemed Ex Ante Team |  |  |  | Updated to indicate claim/filing status
723 | RE-Frzr-Up-AutoDef_Large-Tier1 | Upright freezers with automatic defrost without an automatic icemaker, Size Range: Large (>16 cu ft), Energy Star (10% less than Code Maximum) | DEER2017 | D17 v2 | 2020-11-24 16:30 | Res-Frzr-dKWH-Cond | DEER | Scaled | Delta | 50 | 77 | None |  | 0 |  | 1 | Res | Any | AppPlug | Refrig | Ref_Storage | Freezer |  | Appl-ESFrzr |  |  |  |  | Frzr-Up-AutoDef_Large-Code | Frzr-Up-AutoDef_Large-Tier1 | Available |  | 0 | 0 | June 2017 Update | RobNc |  | Appl-ESFrzr |  | DEER1517 | 2015-01-01 | 2019-12-31 | InEA_same |  |  |  |  | Standard |  | 1 | 1 | 0 | Deemed Ex Ante Team |  |  |  | Updated to indicate claim/filing status
724 | RE-Frzr-Up-AutoDef_Large-Tier2 | Upright freezers with automatic defrost without an automatic icemaker, Size Range: Large (>16 cu ft), 30% less than Code Maximum | DEER2017 | D17 v2 | 2020-11-24 16:30 | Res-Frzr-dKWH-Cond | DEER | Scaled | Delta | 151 | 233 | None |  | 0 |  | 1 | Res | Any | AppPlug | Refrig | Ref_Storage | Freezer |  | Appl-ESFrzr |  |  |  |  | Frzr-Up-AutoDef_Large-Code | Frzr-Up-AutoDef_Large-Tier2 | Available |  | 0 | 0 | June 2017 Update | RobNc |  | Appl-ESFrzr |  | DEER1517 | 2015-01-01 | 2019-12-31 | InEA_same |  |  |  |  | Standard |  | 1 | 1 | 0 | Deemed Ex Ante Team |  |  |  | Updated to indicate claim/filing status
725 | RE-Frzr-Up-AutoDef_WtdSize-Tier1 | Upright freezers with automatic defrost without an automatic icemaker, Size Range: Weighted Size, Energy Star (10% less than Code Maximum) | DEER2017 | D17 v2 | 2020-11-24 16:30 | Res-Frzr-dKWH-Cond | DEER | Scaled | Delta | 47 | 72.4 | None |  | 0 |  | 1 | Res | Any | AppPlug | Refrig | Ref_Storage | Freezer |  | Appl-ESFrzr |  |  |  |  | Frzr-Up-AutoDef_WtdSize-Code | Frzr-Up-AutoDef_WtdSize-Tier1 | Available |  | 0 | 0 | June 2017 Update | RobNc |  | Appl-ESFrzr |  | DEER1517 | 2015-01-01 | 2019-12-31 | InEA_same |  |  |  |  | Standard |  | 1 | 1 | 0 | Deemed Ex Ante Team |  |  |  | Updated to indicate claim/filing status
726 | RE-Frzr-Up-AutoDef_WtdSize-Tier2 | Upright freezers with automatic defrost without an automatic icemaker, Size Range: Weighted Size, 30% less than Code Maximum | DEER2017 | D17 v2 | 2020-11-24 16:30 | Res-Frzr-dKWH-Cond | DEER | Scaled | Delta | 142 | 219 | None |  | 0 |  | 1 | Res | Any | AppPlug | Refrig | Ref_Storage | Freezer |  | Appl-ESFrzr |  |  |  |  | Frzr-Up-AutoDef_WtdSize-Code | Frzr-Up-AutoDef_WtdSize-Tier2 | Available |  | 0 | 0 | June 2017 Update | RobNc |  | Appl-ESFrzr |  | DEER1517 | 2015-01-01 | 2019-12-31 | InEA_same |  |  |  |  | Standard |  | 1 | 1 | 0 | Deemed Ex Ante Team |  |  |  | Updated to indicate claim/filing status
727 | RE-Frzr-Chest-ManDef_Small-Tier1 | Chest freezers and all other freezers except compact freezers, Size Range: Small (<13 cu ft.), Energy Star (10% less than Code Maximum) | DEER2017 | D17 v2 | 2020-11-24 16:30 | Res-Frzr-dKWH-Cond | DEER | Scaled | Delta | 25 | 27.5 | None |  | 0 |  | 1 | Res | Any | AppPlug | Refrig | Ref_Storage | Freezer |  | Appl-ESFrzr |  |  |  |  | Frzr-Chest-ManDef_Small-Code | Frzr-Chest-ManDef_Small-Tier1 | Available |  | 0 | 0 | June 2017 Update | RobNc |  | Appl-ESFrzr |  | DEER1517 | 2015-01-01 | 2019-12-31 | InEA_same |  |  |  |  | Standard |  | 1 | 1 | 0 | Deemed Ex Ante Team |  |  |  | Updated to indicate claim/filing status
728 | RE-Frzr-Chest-ManDef_Small-Tier2 | Chest freezers and all other freezers except compact freezers, Size Range: Small (<13 cu ft.), 30% less than Code Maximum | DEER2017 | D17 v2 | 2020-11-24 16:30 | Res-Frzr-dKWH-Cond | DEER | Scaled | Delta | 75 | 82.5 | None |  | 0 |  | 1 | Res | Any | AppPlug | Refrig | Ref_Storage | Freezer |  | Appl-ESFrzr |  |  |  |  | Frzr-Chest-ManDef_Small-Code | Frzr-Chest-ManDef_Small-Tier2 | Available |  | 0 | 0 | June 2017 Update | RobNc |  | Appl-ESFrzr |  | DEER1517 | 2015-01-01 | 2019-12-31 | InEA_same |  |  |  |  | Standard |  | 1 | 1 | 0 | Deemed Ex Ante Team |  |  |  | Updated to indicate claim/filing status
729 | RE-Frzr-Chest-ManDef_Med-Tier1 | Chest freezers and all other freezers except compact freezers, Size Range: Medium (13-16 cu ft), Energy Star (10% less than Code Maximum) | DEER2017 | D17 v2 | 2020-11-24 16:30 | Res-Frzr-dKWH-Cond | DEER | Scaled | Delta | 29 | 31.9 | None |  | 0 |  | 1 | Res | Any | AppPlug | Refrig | Ref_Storage | Freezer |  | Appl-ESFrzr |  |  |  |  | Frzr-Chest-ManDef_Med-Code | Frzr-Chest-ManDef_Med-Tier1 | Available |  | 0 | 0 | June 2017 Update | RobNc |  | Appl-ESFrzr |  | DEER1517 | 2015-01-01 | 2019-12-31 | InEA_same |  |  |  |  | Standard |  | 1 | 1 | 0 | Deemed Ex Ante Team |  |  |  | Updated to indicate claim/filing status
730 | RE-Frzr-Chest-ManDef_Med-Tier2 | Chest freezers and all other freezers except compact freezers, Size Range: Medium (13-16 cu ft), 30% less than Code Maximum | DEER2017 | D17 v2 | 2020-11-24 16:30 | Res-Frzr-dKWH-Cond | DEER | Scaled | Delta | 88 | 96.8 | None |  | 0 |  | 1 | Res | Any | AppPlug | Refrig | Ref_Storage | Freezer |  | Appl-ESFrzr |  |  |  |  | Frzr-Chest-ManDef_Med-Code | Frzr-Chest-ManDef_Med-Tier2 | Available |  | 0 | 0 | June 2017 Update | RobNc |  | Appl-ESFrzr |  | DEER1517 | 2015-01-01 | 2019-12-31 | InEA_same |  |  |  |  | Standard |  | 1 | 1 | 0 | Deemed Ex Ante Team |  |  |  | Updated to indicate claim/filing status
731 | RE-Frzr-Chest-ManDef_Large-Tier1 | Chest freezers and all other freezers except compact freezers, Size Range: Large (>16 cu ft), Energy Star (10% less than Code Maximum) | DEER2017 | D17 v2 | 2020-11-24 16:30 | Res-Frzr-dKWH-Cond | DEER | Scaled | Delta | 34 | 37.4 | None |  | 0 |  | 1 | Res | Any | AppPlug | Refrig | Ref_Storage | Freezer |  | Appl-ESFrzr |  |  |  |  | Frzr-Chest-ManDef_Large-Code | Frzr-Chest-ManDef_Large-Tier1 | Available |  | 0 | 0 | June 2017 Update | RobNc |  | Appl-ESFrzr |  | DEER1517 | 2015-01-01 | 2019-12-31 | InEA_same |  |  |  |  | Standard |  | 1 | 1 | 0 | Deemed Ex Ante Team |  |  |  | Updated to indicate claim/filing status
732 | RE-Frzr-Chest-ManDef_Large-Tier2 | Chest freezers and all other freezers except compact freezers, Size Range: Large (>16 cu ft), 30% less than Code Maximum | DEER2017 | D17 v2 | 2020-11-24 16:30 | Res-Frzr-dKWH-Cond | DEER | Scaled | Delta | 102 | 112 | None |  | 0 |  | 1 | Res | Any | AppPlug | Refrig | Ref_Storage | Freezer |  | Appl-ESFrzr |  |  |  |  | Frzr-Chest-ManDef_Large-Code | Frzr-Chest-ManDef_Large-Tier2 | Available |  | 0 | 0 | June 2017 Update | RobNc |  | Appl-ESFrzr |  | DEER1517 | 2015-01-01 | 2019-12-31 | InEA_same |  |  |  |  | Standard |  | 1 | 1 | 0 | Deemed Ex Ante Team |  |  |  | Updated to indicate claim/filing status
733 | RE-Frzr-Chest-ManDef_WtdSize-Tier1 | Chest freezers and all other freezers except compact freezers, Size Range: Weighted Size, Energy Star (10% less than Code Maximum) | DEER2017 | D17 v2 | 2020-11-24 16:30 | Res-Frzr-dKWH-Cond | DEER | Scaled | Delta | 27 | 29.7 | None |  | 0 |  | 1 | Res | Any | AppPlug | Refrig | Ref_Storage | Freezer |  | Appl-ESFrzr |  |  |  |  | Frzr-Chest-ManDef_WtdSize-Code | Frzr-Chest-ManDef_WtdSize-Tier1 | Available |  | 0 | 0 | June 2017 Update | RobNc |  | Appl-ESFrzr |  | DEER1517 | 2015-01-01 | 2019-12-31 | InEA_same |  |  |  |  | Standard |  | 1 | 1 | 0 | Deemed Ex Ante Team |  |  |  | Updated to indicate claim/filing status
734 | RE-Frzr-Chest-ManDef_WtdSize-Tier2 | Chest freezers and all other freezers except compact freezers, Size Range: Weighted Size, 30% less than Code Maximum | DEER2017 | D17 v2 | 2020-11-24 16:30 | Res-Frzr-dKWH-Cond | DEER | Scaled | Delta | 80 | 88 | None |  | 0 |  | 1 | Res | Any | AppPlug | Refrig | Ref_Storage | Freezer |  | Appl-ESFrzr |  |  |  |  | Frzr-Chest-ManDef_WtdSize-Code | Frzr-Chest-ManDef_WtdSize-Tier2 | Available |  | 0 | 0 | June 2017 Update | RobNc |  | Appl-ESFrzr |  | DEER1517 | 2015-01-01 | 2019-12-31 | InEA_same |  |  |  |  | Standard |  | 1 | 1 | 0 | Deemed Ex Ante Team |  |  |  | Updated to indicate claim/filing status
735 | RE-Frzr-Chest-AutoDef_Small-Tier1 | Chest freezers with automatic defrost, Size Range: Small (<13 cu ft.), Energy Star (10% less than Code Maximum) | DEER2017 | D17 v2 | 2020-11-24 16:30 | Res-Frzr-dKWH-Cond | DEER | Scaled | Delta | 35 | 38.5 | None |  | 0 |  | 1 | Res | Any | AppPlug | Refrig | Ref_Storage | Freezer |  | Appl-ESFrzr |  |  |  |  | Frzr-Chest-AutoDef_Small-Code | Frzr-Chest-AutoDef_Small-Tier1 | Available |  | 0 | 0 | June 2017 Update | RobNc |  | Appl-ESFrzr |  | DEER1517 | 2015-01-01 | 2019-12-31 | InEA_same |  |  |  |  | Standard |  | 1 | 1 | 0 | Deemed Ex Ante Team |  |  |  | Updated to indicate claim/filing status
736 | RE-Frzr-Chest-AutoDef_Small-Tier2 | Chest freezers with automatic defrost, Size Range: Small (<13 cu ft.), 30% less than Code Maximum | DEER2017 | D17 v2 | 2020-11-24 16:30 | Res-Frzr-dKWH-Cond | DEER | Scaled | Delta | 104 | 114 | None |  | 0 |  | 1 | Res | Any | AppPlug | Refrig | Ref_Storage | Freezer |  | Appl-ESFrzr |  |  |  |  | Frzr-Chest-AutoDef_Small-Code | Frzr-Chest-AutoDef_Small-Tier2 | Available |  | 0 | 0 | June 2017 Update | RobNc |  | Appl-ESFrzr |  | DEER1517 | 2015-01-01 | 2019-12-31 | InEA_same |  |  |  |  | Standard |  | 1 | 1 | 0 | Deemed Ex Ante Team |  |  |  | Updated to indicate claim/filing status
737 | RE-Frzr-Chest-AutoDef_Med-Tier1 | Chest freezers with automatic defrost, Size Range: Medium (13-16 cu ft), Energy Star (10% less than Code Maximum) | DEER2017 | D17 v2 | 2020-11-24 16:30 | Res-Frzr-dKWH-Cond | DEER | Scaled | Delta | 41 | 45.1 | None |  | 0 |  | 1 | Res | Any | AppPlug | Refrig | Ref_Storage | Freezer |  | Appl-ESFrzr |  |  |  |  | Frzr-Chest-AutoDef_Med-Code | Frzr-Chest-AutoDef_Med-Tier1 | Available |  | 0 | 0 | June 2017 Update | RobNc |  | Appl-ESFrzr |  | DEER1517 | 2015-01-01 | 2019-12-31 | InEA_same |  |  |  |  | Standard |  | 1 | 1 | 0 | Deemed Ex Ante Team |  |  |  | Updated to indicate claim/filing status
738 | RE-Frzr-Chest-AutoDef_Med-Tier2 | Chest freezers with automatic defrost, Size Range: Medium (13-16 cu ft), 30% less than Code Maximum | DEER2017 | D17 v2 | 2020-11-24 16:30 | Res-Frzr-dKWH-Cond | DEER | Scaled | Delta | 123 | 135 | None |  | 0 |  | 1 | Res | Any | AppPlug | Refrig | Ref_Storage | Freezer |  | Appl-ESFrzr |  |  |  |  | Frzr-Chest-AutoDef_Med-Code | Frzr-Chest-AutoDef_Med-Tier2 | Available |  | 0 | 0 | June 2017 Update | RobNc |  | Appl-ESFrzr |  | DEER1517 | 2015-01-01 | 2019-12-31 | InEA_same |  |  |  |  | Standard |  | 1 | 1 | 0 | Deemed Ex Ante Team |  |  |  | Updated to indicate claim/filing status
739 | RE-Frzr-Chest-AutoDef_Large-Tier1 | Chest freezers with automatic defrost, Size Range: Large (>16 cu ft), Energy Star (10% less than Code Maximum) | DEER2017 | D17 v2 | 2020-11-24 16:30 | Res-Frzr-dKWH-Cond | DEER | Scaled | Delta | 47 | 51.7 | None |  | 0 |  | 1 | Res | Any | AppPlug | Refrig | Ref_Storage | Freezer |  | Appl-ESFrzr |  |  |  |  | Frzr-Chest-AutoDef_Large-Code | Frzr-Chest-AutoDef_Large-Tier1 | Available |  | 0 | 0 | June 2017 Update | RobNc |  | Appl-ESFrzr |  | DEER1517 | 2015-01-01 | 2019-12-31 | InEA_same |  |  |  |  | Standard |  | 1 | 1 | 0 | Deemed Ex Ante Team |  |  |  | Updated to indicate claim/filing status
740 | RE-Frzr-Chest-AutoDef_Large-Tier2 | Chest freezers with automatic defrost, Size Range: Large (>16 cu ft), 30% less than Code Maximum | DEER2017 | D17 v2 | 2020-11-24 16:30 | Res-Frzr-dKWH-Cond | DEER | Scaled | Delta | 142 | 156 | None |  | 0 |  | 1 | Res | Any | AppPlug | Refrig | Ref_Storage | Freezer |  | Appl-ESFrzr |  |  |  |  | Frzr-Chest-AutoDef_Large-Code | Frzr-Chest-AutoDef_Large-Tier2 | Available |  | 0 | 0 | June 2017 Update | RobNc |  | Appl-ESFrzr |  | DEER1517 | 2015-01-01 | 2019-12-31 | InEA_same |  |  |  |  | Standard |  | 1 | 1 | 0 | Deemed Ex Ante Team |  |  |  | Updated to indicate claim/filing status
741 | RE-Frzr-Chest-AutoDef_WtdSize-Tier1 | Chest freezers with automatic defrost, Size Range: Weighted Size, Energy Star (10% less than Code Maximum) | DEER2017 | D17 v2 | 2020-11-24 16:30 | Res-Frzr-dKWH-Cond | DEER | Scaled | Delta | 38 | 41.8 | None |  | 0 |  | 1 | Res | Any | AppPlug | Refrig | Ref_Storage | Freezer |  | Appl-ESFrzr |  |  |  |  | Frzr-Chest-AutoDef_WtdSize-Code | Frzr-Chest-AutoDef_WtdSize-Tier1 | Available |  | 0 | 0 | June 2017 Update | RobNc |  | Appl-ESFrzr |  | DEER1517 | 2015-01-01 | 2019-12-31 | InEA_same |  |  |  |  | Standard |  | 1 | 1 | 0 | Deemed Ex Ante Team |  |  |  | Updated to indicate claim/filing status
742 | RE-Frzr-Chest-AutoDef_WtdSize-Tier2 | Chest freezers with automatic defrost, Size Range: Weighted Size, 30% less than Code Maximum | DEER2017 | D17 v2 | 2020-11-24 16:30 | Res-Frzr-dKWH-Cond | DEER | Scaled | Delta | 115 | 127 | None |  | 0 |  | 1 | Res | Any | AppPlug | Refrig | Ref_Storage | Freezer |  | Appl-ESFrzr |  |  |  |  | Frzr-Chest-AutoDef_WtdSize-Code | Frzr-Chest-AutoDef_WtdSize-Tier2 | Available |  | 0 | 0 | June 2017 Update | RobNc |  | Appl-ESFrzr |  | DEER1517 | 2015-01-01 | 2019-12-31 | InEA_same |  |  |  |  | Standard |  | 1 | 1 | 0 | Deemed Ex Ante Team |  |  |  | Updated to indicate claim/filing status
743 | RE-Frzr-Wtd-Tier1 | Weighted Freezer Type, Size Range: Weighted Size, Energy Star (10% less than Code Maximum) | DEER2017 | D17 v2 | 2020-11-24 16:30 | Res-Frzr-dKWH-Cond | DEER | Scaled | Delta | 37 | 49.7 | None |  | 0 |  | 1 | Res | Any | AppPlug | Refrig | Ref_Storage | Freezer |  | Appl-ESFrzr |  |  |  |  | Frzr-Wtd-Code | Frzr-Wtd-Tier1 | Available |  | 0 | 0 | June 2017 Update | RobNc |  | Appl-ESFrzr |  | DEER1517 | 2015-01-01 | 2019-12-31 | InEA_same |  |  |  |  | Standard |  | 1 | 1 | 0 | Deemed Ex Ante Team |  |  |  | Updated to indicate claim/filing status
744 | RE-Frzr-Wtd-Tier2 | Weighted Freezer Type, Size Range: Weighted Size, 30% less than Code Maximum | DEER2017 | D17 v2 | 2020-11-24 16:30 | Res-Frzr-dKWH-Cond | DEER | Scaled | Delta | 110 | 148 | None |  | 0 |  | 1 | Res | Any | AppPlug | Refrig | Ref_Storage | Freezer |  | Appl-ESFrzr |  |  |  |  | Frzr-Wtd-Code | Frzr-Wtd-Tier2 | Available |  | 0 | 0 | June 2017 Update | RobNc |  | Appl-ESFrzr |  | DEER1517 | 2015-01-01 | 2019-12-31 | InEA_same |  |  |  |  | Standard |  | 1 | 1 | 0 | Deemed Ex Ante Team |  |  |  | Updated to indicate claim/filing status
745 | RE-RefgFrz_CmpMini-Tier1 | Compact refrigerator-freezers and refrigerators other than all-refrigerators with manual defrost, Size Range: compact (5-7 cu. ft.), Energy Star (10% less than Code Maximum) | DEER2017 | D17 v2 | 2020-11-24 16:30 | Res-Refg-dKWH-Cond | DEER | Scaled | Delta | 31 | 36.6 | None |  | 0 |  | 1 | Res | Any | AppPlug | Refrig | Ref_Storage | RefrigFrz |  | Appl-ESRefg |  |  |  |  | RefgFrz_CmpMini-Code | RefgFrz_CmpMini-Tier1 | Available |  | 0 | 0 | DEER2020 Proposed update | RobNc |  | Appl-ESRefg |  | DEER1517 | 2015-01-01 | 2019-12-31 | InEA_modValue |  |  |  |  | Standard | EnergyImpactID corrected from Res-Frzr-dKWH-Cond to Res-Refg-dKWH-Cond | 1 | 1 | 0 | Deemed Ex Ante Team |  | EnergyImpactID corrected from Res-Frzr-dKWH-Cond to Res-Refg-dKWH-Cond |  | Updated to indicate claim/filing status
746 | RE-RefgFrz_CmpMini-Tier2 | Compact refrigerator-freezers and refrigerators other than all-refrigerators with manual defrost, Size Range: compact (5-7 cu. ft.), 30% less than Code Maximum | DEER2017 | D17 v2 | 2020-11-24 16:30 | Res-Refg-dKWH-Cond | DEER | Scaled | Delta | 93 | 110 | None |  | 0 |  | 1 | Res | Any | AppPlug | Refrig | Ref_Storage | RefrigFrz |  | Appl-ESRefg |  |  |  |  | RefgFrz_CmpMini-Code | RefgFrz_CmpMini-Tier2 | Available |  | 0 | 0 | DEER2020 Proposed update | RobNc |  | Appl-ESRefg |  | DEER1517 | 2015-01-01 | 2019-12-31 | InEA_modValue |  |  |  |  | Standard | EnergyImpactID corrected from Res-Frzr-dKWH-Cond to Res-Refg-dKWH-Cond | 1 | 1 | 0 | Deemed Ex Ante Team |  | EnergyImpactID corrected from Res-Frzr-dKWH-Cond to Res-Refg-dKWH-Cond |  | Updated to indicate claim/filing status
747 | RE-RefgFrz_CmpSml-Tier1 | Compact refrigerator-freezers and refrigerators other than all-refrigerators with manual defrost, Size Range: compact mini (<5 cu. ft.), Energy Star (10% less than Code Maximum) | DEER2017 | D17 v2 | 2020-11-24 16:30 | Res-Refg-dKWH-Cond | DEER | Scaled | Delta | 28 | 33 | None |  | 0 |  | 1 | Res | Any | AppPlug | Refrig | Ref_Storage | RefrigFrz |  | Appl-ESRefg |  |  |  |  | RefgFrz_CmpSml-Code | RefgFrz_CmpSml-Tier1 | Available |  | 0 | 0 | DEER2020 Proposed update | RobNc |  | Appl-ESRefg |  | DEER1517 | 2015-01-01 | 2019-12-31 | InEA_modValue |  |  |  |  | Standard | EnergyImpactID corrected from Res-Frzr-dKWH-Cond to Res-Refg-dKWH-Cond | 1 | 1 | 0 | Deemed Ex Ante Team |  | EnergyImpactID corrected from Res-Frzr-dKWH-Cond to Res-Refg-dKWH-Cond |  | Updated to indicate claim/filing status
748 | RE-RefgFrz_CmpSml-Tier2 | Compact refrigerator-freezers and refrigerators other than all-refrigerators with manual defrost, Size Range: compact mini (<5 cu. ft.), 30% less than Code Maximum | DEER2017 | D17 v2 | 2020-11-24 16:30 | Res-Refg-dKWH-Cond | DEER | Scaled | Delta | 84 | 99.1 | None |  | 0 |  | 1 | Res | Any | AppPlug | Refrig | Ref_Storage | RefrigFrz |  | Appl-ESRefg |  |  |  |  | RefgFrz_CmpSml-Code | RefgFrz_CmpSml-Tier2 | Available |  | 0 | 0 | DEER2020 Proposed update | RobNc |  | Appl-ESRefg |  | DEER1517 | 2015-01-01 | 2019-12-31 | InEA_modValue |  |  |  |  | Standard | EnergyImpactID corrected from Res-Frzr-dKWH-Cond to Res-Refg-dKWH-Cond | 1 | 1 | 0 | Deemed Ex Ante Team |  | EnergyImpactID corrected from Res-Frzr-dKWH-Cond to Res-Refg-dKWH-Cond |  | Updated to indicate claim/filing status
749 | RE-Refg-All_CmpMini-Tier1 | All-refrigerators - automatic defrost (Refrigerator with no separate freezer storage), Size Range: compact (5-7 cu. ft.), Energy Star (10% less than Code Maximum) | DEER2017 | D17 v2 | 2020-11-24 16:30 | Res-Refg-dKWH-Cond | DEER | Scaled | Delta | 27 | 31.9 | None |  | 0 |  | 1 | Res | Any | AppPlug | Refrig | Ref_Storage | RefrigFrz |  | Appl-ESRefg |  |  |  |  | Refg-All_CmpMini-Code | Refg-All_CmpMini-Tier1 | Available |  | 0 | 0 | DEER2020 Proposed update | RobNc |  | Appl-ESRefg |  | DEER1517 | 2015-01-01 | 2019-12-31 | InEA_modValue |  |  |  |  | Standard | EnergyImpactID corrected from Res-Frzr-dKWH-Cond to Res-Refg-dKWH-Cond | 1 | 1 | 0 | Deemed Ex Ante Team |  | EnergyImpactID corrected from Res-Frzr-dKWH-Cond to Res-Refg-dKWH-Cond |  | Updated to indicate claim/filing status
750 | RE-Refg-All_CmpMini-Tier2 | All-refrigerators - automatic defrost (Refrigerator with no separate freezer storage), Size Range: compact (5-7 cu. ft.), 30% less than Code Maximum | DEER2017 | D17 v2 | 2020-11-24 16:30 | Res-Refg-dKWH-Cond | DEER | Scaled | Delta | 80 | 94.4 | None |  | 0 |  | 1 | Res | Any | AppPlug | Refrig | Ref_Storage | RefrigFrz |  | Appl-ESRefg |  |  |  |  | Refg-All_CmpMini-Code | Refg-All_CmpMini-Tier2 | Available |  | 0 | 0 | DEER2020 Proposed update | RobNc |  | Appl-ESRefg |  | DEER1517 | 2015-01-01 | 2019-12-31 | InEA_modValue |  |  |  |  | Standard | EnergyImpactID corrected from Res-Frzr-dKWH-Cond to Res-Refg-dKWH-Cond | 1 | 1 | 0 | Deemed Ex Ante Team |  | EnergyImpactID corrected from Res-Frzr-dKWH-Cond to Res-Refg-dKWH-Cond |  | Updated to indicate claim/filing status
751 | RE-Refg-All_CmpSml-Tier1 | All-refrigerators - automatic defrost (Refrigerator with no separate freezer storage), Size Range: compact mini (<5 cu. ft.), Energy Star (10% less than Code Maximum) | DEER2017 | D17 v2 | 2020-11-24 16:30 | Res-Refg-dKWH-Cond | DEER | Scaled | Delta | 24 | 28.3 | None |  | 0 |  | 1 | Res | Any | AppPlug | Refrig | Ref_Storage | RefrigFrz |  | Appl-ESRefg |  |  |  |  | Refg-All_CmpSml-Code | Refg-All_CmpSml-Tier1 | Available |  | 0 | 0 | DEER2020 Proposed update | RobNc |  | Appl-ESRefg |  | DEER1517 | 2015-01-01 | 2019-12-31 | InEA_modValue |  |  |  |  | Standard | EnergyImpactID corrected from Res-Frzr-dKWH-Cond to Res-Refg-dKWH-Cond | 1 | 1 | 0 | Deemed Ex Ante Team |  | EnergyImpactID corrected from Res-Frzr-dKWH-Cond to Res-Refg-dKWH-Cond |  | Updated to indicate claim/filing status
752 | RE-Refg-All_CmpSml-Tier2 | All-refrigerators - automatic defrost (Refrigerator with no separate freezer storage), Size Range: compact mini (<5 cu. ft.), 30% less than Code Maximum | DEER2017 | D17 v2 | 2020-11-24 16:30 | Res-Refg-dKWH-Cond | DEER | Scaled | Delta | 73 | 86.1 | None |  | 0 |  | 1 | Res | Any | AppPlug | Refrig | Ref_Storage | RefrigFrz |  | Appl-ESRefg |  |  |  |  | Refg-All_CmpSml-Code | Refg-All_CmpSml-Tier2 | Available |  | 0 | 0 | DEER2020 Proposed update | RobNc |  | Appl-ESRefg |  | DEER1517 | 2015-01-01 | 2019-12-31 | InEA_modValue |  |  |  |  | Standard | EnergyImpactID corrected from Res-Frzr-dKWH-Cond to Res-Refg-dKWH-Cond | 1 | 1 | 0 | Deemed Ex Ante Team |  | EnergyImpactID corrected from Res-Frzr-dKWH-Cond to Res-Refg-dKWH-Cond |  | Updated to indicate claim/filing status
753 | RE-RefgFrz-TM_CmpMini-Tier1 | Refrigerator-freezers - automatic defrost with top-mounted freezer without an automatic icemaker, Size Range: compact (5-7 cu. ft.), Energy Star (10% less than Code Maximum) | DEER2017 | D17 v2 | 2020-11-24 16:30 | Res-Refg-dKWH-Cond | DEER | Scaled | Delta | 43 | 50.7 | None |  | 0 |  | 1 | Res | Any | AppPlug | Refrig | Ref_Storage | RefrigFrz |  | Appl-ESRefg |  |  |  |  | RefgFrz-TM_CmpMini-Code | RefgFrz-TM_CmpMini-Tier1 | Available |  | 0 | 0 | DEER2020 Proposed update | RobNc |  | Appl-ESRefg |  | DEER1517 | 2015-01-01 | 2019-12-31 | InEA_modValue |  |  |  |  | Standard | EnergyImpactID corrected from Res-Frzr-dKWH-Cond to Res-Refg-dKWH-Cond | 1 | 1 | 0 | Deemed Ex Ante Team |  | EnergyImpactID corrected from Res-Frzr-dKWH-Cond to Res-Refg-dKWH-Cond |  | Updated to indicate claim/filing status
754 | RE-RefgFrz-TM_CmpMini-Tier2 | Refrigerator-freezers - automatic defrost with top-mounted freezer without an automatic icemaker, Size Range: compact (5-7 cu. ft.), 30% less than Code Maximum | DEER2017 | D17 v2 | 2020-11-24 16:30 | Res-Refg-dKWH-Cond | DEER | Scaled | Delta | 128 | 151 | None |  | 0 |  | 1 | Res | Any | AppPlug | Refrig | Ref_Storage | RefrigFrz |  | Appl-ESRefg |  |  |  |  | RefgFrz-TM_CmpMini-Code | RefgFrz-TM_CmpMini-Tier2 | Available |  | 0 | 0 | DEER2020 Proposed update | RobNc |  | Appl-ESRefg |  | DEER1517 | 2015-01-01 | 2019-12-31 | InEA_modValue |  |  |  |  | Standard | EnergyImpactID corrected from Res-Frzr-dKWH-Cond to Res-Refg-dKWH-Cond | 1 | 1 | 0 | Deemed Ex Ante Team |  | EnergyImpactID corrected from Res-Frzr-dKWH-Cond to Res-Refg-dKWH-Cond |  | Updated to indicate claim/filing status
755 | RE-RefgFrz-TM_CmpSml-Tier1 | Refrigerator-freezers - automatic defrost with top-mounted freezer without an automatic icemaker, Size Range: compact mini (<5 cu. ft.), Energy Star (10% less than Code Maximum) | DEER2017 | D17 v2 | 2020-11-24 16:30 | Res-Refg-dKWH-Cond | DEER | Scaled | Delta | 38 | 44.8 | None |  | 0 |  | 1 | Res | Any | AppPlug | Refrig | Ref_Storage | RefrigFrz |  | Appl-ESRefg |  |  |  |  | RefgFrz-TM_CmpSml-Code | RefgFrz-TM_CmpSml-Tier1 | Available |  | 0 | 0 | DEER2020 Proposed update | RobNc |  | Appl-ESRefg |  | DEER1517 | 2015-01-01 | 2019-12-31 | InEA_modValue |  |  |  |  | Standard | EnergyImpactID corrected from Res-Frzr-dKWH-Cond to Res-Refg-dKWH-Cond | 1 | 1 | 0 | Deemed Ex Ante Team |  | EnergyImpactID corrected from Res-Frzr-dKWH-Cond to Res-Refg-dKWH-Cond |  | Updated to indicate claim/filing status
756 | RE-RefgFrz-TM_CmpSml-Tier2 | Refrigerator-freezers - automatic defrost with top-mounted freezer without an automatic icemaker, Size Range: compact mini (<5 cu. ft.), 30% less than Code Maximum | DEER2017 | D17 v2 | 2020-11-24 16:30 | Res-Refg-dKWH-Cond | DEER | Scaled | Delta | 115 | 136 | None |  | 0 |  | 1 | Res | Any | AppPlug | Refrig | Ref_Storage | RefrigFrz |  | Appl-ESRefg |  |  |  |  | RefgFrz-TM_CmpSml-Code | RefgFrz-TM_CmpSml-Tier2 | Available |  | 0 | 0 | DEER2020 Proposed update | RobNc |  | Appl-ESRefg |  | DEER1517 | 2015-01-01 | 2019-12-31 | InEA_modValue |  |  |  |  | Standard | EnergyImpactID corrected from Res-Frzr-dKWH-Cond to Res-Refg-dKWH-Cond | 1 | 1 | 0 | Deemed Ex Ante Team |  | EnergyImpactID corrected from Res-Frzr-dKWH-Cond to Res-Refg-dKWH-Cond |  | Updated to indicate claim/filing status
757 | RE-RefgFrz-BM_CmpMini-Tier1 | Refrigerator-freezers - automatic defrost with bottom-mounted freezer without an automatic icemaker, Size Range: compact (5-7 cu. ft.), Energy Star (10% less than Code Maximum) | DEER2017 | D17 v2 | 2020-11-24 16:30 | Res-Refg-dKWH-Cond | DEER | Scaled | Delta | 43 | 50.7 | None |  | 0 |  | 1 | Res | Any | AppPlug | Refrig | Ref_Storage | RefrigFrz |  | Appl-ESRefg |  |  |  |  | RefgFrz-BM_CmpMini-Code | RefgFrz-BM_CmpMini-Tier1 | Available |  | 0 | 0 | DEER2020 Proposed update | RobNc |  | Appl-ESRefg |  | DEER1517 | 2015-01-01 | 2019-12-31 | InEA_modValue |  |  |  |  | Standard | EnergyImpactID corrected from Res-Frzr-dKWH-Cond to Res-Refg-dKWH-Cond | 1 | 1 | 0 | Deemed Ex Ante Team |  | EnergyImpactID corrected from Res-Frzr-dKWH-Cond to Res-Refg-dKWH-Cond |  | Updated to indicate claim/filing status
758 | RE-RefgFrz-BM_CmpMini-Tier2 | Refrigerator-freezers - automatic defrost with bottom-mounted freezer without an automatic icemaker, Size Range: compact (5-7 cu. ft.), 30% less than Code Maximum | DEER2017 | D17 v2 | 2020-11-24 16:30 | Res-Refg-dKWH-Cond | DEER | Scaled | Delta | 128 | 151 | None |  | 0 |  | 1 | Res | Any | AppPlug | Refrig | Ref_Storage | RefrigFrz |  | Appl-ESRefg |  |  |  |  | RefgFrz-BM_CmpMini-Code | RefgFrz-BM_CmpMini-Tier2 | Available |  | 0 | 0 | DEER2020 Proposed update | RobNc |  | Appl-ESRefg |  | DEER1517 | 2015-01-01 | 2019-12-31 | InEA_modValue |  |  |  |  | Standard | EnergyImpactID corrected from Res-Frzr-dKWH-Cond to Res-Refg-dKWH-Cond | 1 | 1 | 0 | Deemed Ex Ante Team |  | EnergyImpactID corrected from Res-Frzr-dKWH-Cond to Res-Refg-dKWH-Cond |  | Updated to indicate claim/filing status
759 | RE-RefgFrz-BM_CmpSml-Tier1 | Refrigerator-freezers - automatic defrost with bottom-mounted freezer without an automatic icemaker, Size Range: compact mini (<5 cu. ft.), Energy Star (10% less than Code Maximum) | DEER2017 | D17 v2 | 2020-11-24 16:30 | Res-Refg-dKWH-Cond | DEER | Scaled | Delta | 38 | 44.8 | None |  | 0 |  | 1 | Res | Any | AppPlug | Refrig | Ref_Storage | RefrigFrz |  | Appl-ESRefg |  |  |  |  | RefgFrz-BM_CmpSml-Code | RefgFrz-BM_CmpSml-Tier1 | Available |  | 0 | 0 | DEER2020 Proposed update | RobNc |  | Appl-ESRefg |  | DEER1517 | 2015-01-01 | 2019-12-31 | InEA_modValue |  |  |  |  | Standard | EnergyImpactID corrected from Res-Frzr-dKWH-Cond to Res-Refg-dKWH-Cond | 1 | 1 | 0 | Deemed Ex Ante Team |  | EnergyImpactID corrected from Res-Frzr-dKWH-Cond to Res-Refg-dKWH-Cond |  | Updated to indicate claim/filing status
760 | RE-RefgFrz-BM_CmpSml-Tier2 | Refrigerator-freezers - automatic defrost with bottom-mounted freezer without an automatic icemaker, Size Range: compact mini (<5 cu. ft.), 30% less than Code Maximum | DEER2017 | D17 v2 | 2020-11-24 16:30 | Res-Refg-dKWH-Cond | DEER | Scaled | Delta | 115 | 136 | None |  | 0 |  | 1 | Res | Any | AppPlug | Refrig | Ref_Storage | RefrigFrz |  | Appl-ESRefg |  |  |  |  | RefgFrz-BM_CmpSml-Code | RefgFrz-BM_CmpSml-Tier2 | Available |  | 0 | 0 | DEER2020 Proposed update | RobNc |  | Appl-ESRefg |  | DEER1517 | 2015-01-01 | 2019-12-31 | InEA_modValue |  |  |  |  | Standard | EnergyImpactID corrected from Res-Frzr-dKWH-Cond to Res-Refg-dKWH-Cond | 1 | 1 | 0 | Deemed Ex Ante Team |  | EnergyImpactID corrected from Res-Frzr-dKWH-Cond to Res-Refg-dKWH-Cond |  | Updated to indicate claim/filing status
761 | RE-RefgFrz-BM_XLarge-Tier1 | Refrigerator-freezers - automatic defrost with bottom-mounted freezer without an automatic icemaker, Size Range: extra large (> 28 cu. ft.), Energy Star (10% less than Code Maximum) | DEER2017 | D17 v2 | 2020-11-24 16:30 | Res-Refg-dKWH-Cond | DEER | Scaled | Delta | 65 | 76.7 | None |  | 0 |  | 1 | Res | Any | AppPlug | Refrig | Ref_Storage | RefrigFrz | RefgFrz-BM_XLarge-Tier1 | Appl-ESRefg |  |  |  |  | RefgFrz-BM_XLarge-Code | RefgFrz-BM_XLarge-Tier1 | Available |  | 0 | 0 | DEER2020 Proposed update | RobNc | RefgFrz-BM_XLarge-Code | Appl-ESRefg |  | DEER1517 | 2015-01-01 | 2019-12-31 | InEA_modValue |  |  |  |  | Standard | EnergyImpactID corrected from Res-Frzr-dKWH-Cond to Res-Refg-dKWH-Cond | 1 | 1 | 0 | Deemed Ex Ante Team |  | EnergyImpactID corrected from Res-Frzr-dKWH-Cond to Res-Refg-dKWH-Cond |  | Updated to indicate claim/filing status
762 | RE-RefgFrz-BM_XLarge-Tier2 | Refrigerator-freezers - automatic defrost with bottom-mounted freezer without an automatic icemaker, Size Range: extra large (> 28 cu. ft.), 30% less than Code Maximum | DEER2017 | D17 v2 | 2020-11-24 16:30 | Res-Refg-dKWH-Cond | DEER | Scaled | Delta | 196 | 231 | None |  | 0 |  | 1 | Res | Any | AppPlug | Refrig | Ref_Storage | RefrigFrz | RefgFrz-BM_XLarge-Tier2 | Appl-ESRefg |  |  |  |  | RefgFrz-BM_XLarge-Code | RefgFrz-BM_XLarge-Tier2 | Available |  | 0 | 0 | DEER2020 Proposed update | RobNc | RefgFrz-BM_XLarge-Code | Appl-ESRefg |  | DEER1517 | 2015-01-01 | 2019-12-31 | InEA_modValue |  |  |  |  | Standard | EnergyImpactID corrected from Res-Frzr-dKWH-Cond to Res-Refg-dKWH-Cond | 1 | 1 | 0 | Deemed Ex Ante Team |  | EnergyImpactID corrected from Res-Frzr-dKWH-Cond to Res-Refg-dKWH-Cond |  | Updated to indicate claim/filing status
763 | RE-RefgFrz-BM-Ice_XLarge-Tier1 | Refrigerator-freezers - automatic defrost with bottom-mounted freezer with an automatic icemaker without through-the-door ice service, Size Range: extra large (> 28 cu. ft.), Energy Star (10% less than Code Maximum) | DEER2017 | D17 v2 | 2020-11-24 16:30 | Res-Refg-dKWH-Cond | DEER | Scaled | Delta | 74 | 87.3 | None |  | 0 |  | 1 | Res | Any | AppPlug | Refrig | Ref_Storage | RefrigFrz | RefgFrz-BM-Ice_XLarge-Tier1 | Appl-ESRefg |  |  |  |  | RefgFrz-BM-Ice_XLarge-Code | RefgFrz-BM-Ice_XLarge-Tier1 | Available |  | 0 | 0 | DEER2020 Proposed update | RobNc | RefgFrz-BM-Ice_XLarge-Code | Appl-ESRefg |  | DEER1517 | 2015-01-01 | 2019-12-31 | InEA_modValue |  |  |  |  | Standard | EnergyImpactID corrected from Res-Frzr-dKWH-Cond to Res-Refg-dKWH-Cond | 1 | 1 | 0 | Deemed Ex Ante Team |  | EnergyImpactID corrected from Res-Frzr-dKWH-Cond to Res-Refg-dKWH-Cond |  | Updated to indicate claim/filing status
764 | RE-RefgFrz-BM-Ice_XLarge-Tier2 | Refrigerator-freezers - automatic defrost with bottom-mounted freezer with an automatic icemaker without through-the-door ice service, Size Range: extra large (> 28 cu. ft.), 30% less than Code Maximum | DEER2017 | D17 v2 | 2020-11-24 16:30 | Res-Refg-dKWH-Cond | DEER | Scaled | Delta | 221 | 261 | None |  | 0 |  | 1 | Res | Any | AppPlug | Refrig | Ref_Storage | RefrigFrz | RefgFrz-BM-Ice_XLarge-Tier2 | Appl-ESRefg |  |  |  |  | RefgFrz-BM-Ice_XLarge-Code | RefgFrz-BM-Ice_XLarge-Tier2 | Available |  | 0 | 0 | DEER2020 Proposed update | RobNc | RefgFrz-BM-Ice_XLarge-Code | Appl-ESRefg |  | DEER1517 | 2015-01-01 | 2019-12-31 | InEA_modValue |  |  |  |  | Standard | EnergyImpactID corrected from Res-Frzr-dKWH-Cond to Res-Refg-dKWH-Cond | 1 | 1 | 0 | Deemed Ex Ante Team |  | EnergyImpactID corrected from Res-Frzr-dKWH-Cond to Res-Refg-dKWH-Cond |  | Updated to indicate claim/filing status
801 | NE-HVAC-airAC-SpltPkg-65to109kBtuh-11p5eer | EER-rated packaged Air Conditioner, Size Range: 65 - 110 kBTU/h, EER = 11.5 (1 spd IEER = 12.2, 2 spd IEER = 14.3), EIR = 0.26, Fan W/CFM = 0.4, two-speed fan, with Econo (Pre-existing vintages do not include Economizer) | DEER2015 | D15 v1.0 | 2020-11-24 16:30 | NE-HVAC-airAC-SpltPkg-65to109kBtuh-11p5eer | DEER | Standard | None |  |  | None |  | 0 |  | 0 | Com | Any | HVAC | SpaceCool | dxAC_equip | pkgEER | dxAC-Com-Pkg-65to110kBTUh-EER11.5-2Spd | HVAC-airAC | EER-Rated Pkg AC, 65-110 kBTU/h; Pre-2005: EER = 10.1 (1 spd IEER = 10.6, 2 spd IEER = 13.6), one-speed fan, no Econo; 2006 - 2009: EER = 10.1 (1 spd IEER = 10.6, 2 spd IEER = 13.6), one-speed fan, no Econo; 2010 - 2013: EER = 11 (1 spd IEER = 11.6, 2 spd IEER = 14.1), one-speed fan, no Econo; 2014 - 2015: EER = 11 (1 spd IEER = 11.6, 2 spd IEER = 14.1), two-speed fan, w/Econo | EER-rated packaged Air Conditioner, Size Range: 65 - 110 kBTU/h, EER = 11 (1 spd IEER = 11.6, 2 spd IEER = 14.1), EIR = 0.273, Fan W/CFM = 0.4, two-speed fan, with Econo | EER-rated packaged Air Conditioner, Size Range: 65 - 110 kBTU/h, EER = 11.5 (1 spd IEER = 12.2, 2 spd IEER = 14.3), EIR = 0.26, Fan W/CFM = 0.4, two-speed fan, with Econo |  | dxAC-Com-Pkg-65to110kBTUh-EER11.0-2Spd | dxAC-Com-Pkg-65to110kBTUh-EER11.5-2Spd | Available |  | 0 | 0 |  | ErRobNc | dxAC-Com-Pkg-65to110kBTUh-EER11.0-2Spd | HVAC-airAC |  | None | 2015-01-01 | 2016-12-31 | InEA_same |  |  |  |  | Standard | Measure expired for DEER2017 based on requirements for minimum IEER | 1 | 1 | 0 | Deemed Ex Ante Team |  | Measure expired for DEER2017 based on requirements for minimum IEER |  | Updated to indicate claim/filing status
802 | NE-HVAC-airAC-SpltPkg-65to109kBtuh-12p0eer | EER-rated packaged Air Conditioner, Size Range: 65 - 110 kBTU/h, EER = 12 (1 spd IEER = 12.8, 2 spd IEER = 14.6), EIR = 0.247, Fan W/CFM = 0.4, two-speed fan, with Econo (Pre-existing vintages do not include Economizer) | DEER2015 | D15 v1.0 | 2020-11-24 16:30 | NE-HVAC-airAC-SpltPkg-65to109kBtuh-12p0eer | DEER | Standard | None |  |  | None |  | 0 |  | 0 | Com | Any | HVAC | SpaceCool | dxAC_equip | pkgEER | dxAC-Com-Pkg-65to110kBTUh-EER12.0-2Spd | HVAC-airAC | EER-Rated Pkg AC, 65-110 kBTU/h; Pre-2005: EER = 10.1 (1 spd IEER = 10.6, 2 spd IEER = 13.6), one-speed fan, no Econo; 2006 - 2009: EER = 10.1 (1 spd IEER = 10.6, 2 spd IEER = 13.6), one-speed fan, no Econo; 2010 - 2013: EER = 11 (1 spd IEER = 11.6, 2 spd IEER = 14.1), one-speed fan, no Econo; 2014 - 2015: EER = 11 (1 spd IEER = 11.6, 2 spd IEER = 14.1), two-speed fan, w/Econo | EER-rated packaged Air Conditioner, Size Range: 65 - 110 kBTU/h, EER = 11 (1 spd IEER = 11.6, 2 spd IEER = 14.1), EIR = 0.273, Fan W/CFM = 0.4, two-speed fan, with Econo | EER-rated packaged Air Conditioner, Size Range: 65 - 110 kBTU/h, EER = 12 (1 spd IEER = 12.8, 2 spd IEER = 14.6), EIR = 0.247, Fan W/CFM = 0.4, two-speed fan, with Econo |  | dxAC-Com-Pkg-65to110kBTUh-EER11.0-2Spd | dxAC-Com-Pkg-65to110kBTUh-EER12.0-2Spd | Available |  | 0 | 0 |  | ErRobNc | dxAC-Com-Pkg-65to110kBTUh-EER11.0-2Spd | HVAC-airAC |  | None | 2015-01-01 | 2016-12-31 | InEA_same |  |  |  |  | Standard | Measure expired for DEER2017 based on requirements for minimum IEER | 1 | 1 | 0 | Deemed Ex Ante Team |  | Measure expired for DEER2017 based on requirements for minimum IEER |  | Updated to indicate claim/filing status
803 | NE-HVAC-airAC-SpltPkg-65to109kBtuh-13p0eer | EER-rated packaged Air Conditioner, Size Range: 65 - 110 kBTU/h, EER = 13 (1 spd IEER = 13.9, 2 spd IEER = 15.1), EIR = 0.226, Fan W/CFM = 0.4, two-speed fan, with Econo (Pre-existing vintages do not include Economizer) | DEER2015 | D15 v1.0 | 2020-11-24 16:30 | NE-HVAC-airAC-SpltPkg-65to109kBtuh-13p0eer | DEER | Standard | None |  |  | None |  | 0 |  | 0 | Com | Any | HVAC | SpaceCool | dxAC_equip | pkgEER | dxAC-Com-Pkg-65to110kBTUh-EER13.0-2Spd | HVAC-airAC | EER-Rated Pkg AC, 65-110 kBTU/h; Pre-2005: EER = 10.1 (1 spd IEER = 10.6, 2 spd IEER = 13.6), one-speed fan, no Econo; 2006 - 2009: EER = 10.1 (1 spd IEER = 10.6, 2 spd IEER = 13.6), one-speed fan, no Econo; 2010 - 2013: EER = 11 (1 spd IEER = 11.6, 2 spd IEER = 14.1), one-speed fan, no Econo; 2014 - 2015: EER = 11 (1 spd IEER = 11.6, 2 spd IEER = 14.1), two-speed fan, w/Econo | EER-rated packaged Air Conditioner, Size Range: 65 - 110 kBTU/h, EER = 11 (1 spd IEER = 11.6, 2 spd IEER = 14.1), EIR = 0.273, Fan W/CFM = 0.4, two-speed fan, with Econo | EER-rated packaged Air Conditioner, Size Range: 65 - 110 kBTU/h, EER = 13 (1 spd IEER = 13.9, 2 spd IEER = 15.1), EIR = 0.226, Fan W/CFM = 0.4, two-speed fan, with Econo |  | dxAC-Com-Pkg-65to110kBTUh-EER11.0-2Spd | dxAC-Com-Pkg-65to110kBTUh-EER13.0-2Spd | Available |  | 0 | 0 |  | ErRobNc | dxAC-Com-Pkg-65to110kBTUh-EER11.0-2Spd | HVAC-airAC |  | None | 2015-01-01 | 2016-12-31 | InEA_same |  |  |  |  | Standard | Measure expired for DEER2017 based on requirements for minimum IEER | 1 | 1 | 0 | Deemed Ex Ante Team |  | Measure expired for DEER2017 based on requirements for minimum IEER |  | Updated to indicate claim/filing status
804 | NE-HVAC-airAC-SpltPkg-65to109kBtuh-11p5eer-wPreEcono | EER-rated packaged Air Conditioner, Size Range: 65 - 110 kBTU/h, EER = 11.5 (1 spd IEER = 12.2, 2 spd IEER = 14.3), EIR = 0.26, Fan W/CFM = 0.4, two-speed fan, with Econo (Pre-existing vintages include Economizer) | DEER2015 | D15 v1.0 | 2020-11-24 16:30 | NE-HVAC-airAC-SpltPkg-65to109kBtuh-11p5eer-wPreEcono | DEER | Standard | None |  |  | None |  | 0 |  | 0 | Com | Any | HVAC | SpaceCool | dxAC_equip | pkgEER | dxAC-Com-Pkg-65to110kBTUh-EER11.5-2Spd | HVAC-airAC | EER-Rated Pkg AC, 65-110 kBTU/h; Pre-2005: EER = 10.1 (1 spd IEER = 10.6, 2 spd IEER = 13.6), one-speed fan, w/Econo; 2006 - 2009: EER = 10.1 (1 spd IEER = 10.6, 2 spd IEER = 13.6), one-speed fan, w/Econo; 2010 - 2013: EER = 11 (1 spd IEER = 11.6, 2 spd IEER = 14.1), one-speed fan, w/Econo; 2014 - 2015: EER = 11 (1 spd IEER = 11.6, 2 spd IEER = 14.1), two-speed fan, w/Econo | EER-rated packaged Air Conditioner, Size Range: 65 - 110 kBTU/h, EER = 11 (1 spd IEER = 11.6, 2 spd IEER = 14.1), EIR = 0.273, Fan W/CFM = 0.4, two-speed fan, with Econo | EER-rated packaged Air Conditioner, Size Range: 65 - 110 kBTU/h, EER = 11.5 (1 spd IEER = 12.2, 2 spd IEER = 14.3), EIR = 0.26, Fan W/CFM = 0.4, two-speed fan, with Econo |  | dxAC-Com-Pkg-65to110kBTUh-EER11.0-2Spd | dxAC-Com-Pkg-65to110kBTUh-EER11.5-2Spd | Available |  | 0 | 0 |  | ErRobNc | dxAC-Com-Pkg-65to110kBTUh-EER11.0-2Spd | HVAC-airAC |  | None | 2015-01-01 | 2016-12-31 | InEA_same |  |  |  |  | Standard | Measure expired for DEER2017 based on requirements for minimum IEER | 1 | 1 | 0 | Deemed Ex Ante Team |  | Measure expired for DEER2017 based on requirements for minimum IEER |  | Updated to indicate claim/filing status
805 | NE-HVAC-airAC-SpltPkg-65to109kBtuh-12p0eer-wPreEcono | EER-rated packaged Air Conditioner, Size Range: 65 - 110 kBTU/h, EER = 12 (1 spd IEER = 12.8, 2 spd IEER = 14.6), EIR = 0.247, Fan W/CFM = 0.4, two-speed fan, with Econo (Pre-existing vintages include Economizer) | DEER2015 | D15 v1.0 | 2020-11-24 16:30 | NE-HVAC-airAC-SpltPkg-65to109kBtuh-12p0eer-wPreEcono | DEER | Standard | None |  |  | None |  | 0 |  | 0 | Com | Any | HVAC | SpaceCool | dxAC_equip | pkgEER | dxAC-Com-Pkg-65to110kBTUh-EER12.0-2Spd | HVAC-airAC | EER-Rated Pkg AC, 65-110 kBTU/h; Pre-2005: EER = 10.1 (1 spd IEER = 10.6, 2 spd IEER = 13.6), one-speed fan, w/Econo; 2006 - 2009: EER = 10.1 (1 spd IEER = 10.6, 2 spd IEER = 13.6), one-speed fan, w/Econo; 2010 - 2013: EER = 11 (1 spd IEER = 11.6, 2 spd IEER = 14.1), one-speed fan, w/Econo; 2014 - 2015: EER = 11 (1 spd IEER = 11.6, 2 spd IEER = 14.1), two-speed fan, w/Econo | EER-rated packaged Air Conditioner, Size Range: 65 - 110 kBTU/h, EER = 11 (1 spd IEER = 11.6, 2 spd IEER = 14.1), EIR = 0.273, Fan W/CFM = 0.4, two-speed fan, with Econo | EER-rated packaged Air Conditioner, Size Range: 65 - 110 kBTU/h, EER = 12 (1 spd IEER = 12.8, 2 spd IEER = 14.6), EIR = 0.247, Fan W/CFM = 0.4, two-speed fan, with Econo |  | dxAC-Com-Pkg-65to110kBTUh-EER11.0-2Spd | dxAC-Com-Pkg-65to110kBTUh-EER12.0-2Spd | Available |  | 0 | 0 |  | ErRobNc | dxAC-Com-Pkg-65to110kBTUh-EER11.0-2Spd | HVAC-airAC |  | None | 2015-01-01 | 2016-12-31 | InEA_same |  |  |  |  | Standard | Measure expired for DEER2017 based on requirements for minimum IEER | 1 | 1 | 0 | Deemed Ex Ante Team |  | Measure expired for DEER2017 based on requirements for minimum IEER |  | Updated to indicate claim/filing status
806 | NE-HVAC-airAC-SpltPkg-65to109kBtuh-13p0eer-wPreEcono | EER-rated packaged Air Conditioner, Size Range: 65 - 110 kBTU/h, EER = 13 (1 spd IEER = 13.9, 2 spd IEER = 15.1), EIR = 0.226, Fan W/CFM = 0.4, two-speed fan, with Econo (Pre-existing vintages include Economizer) | DEER2015 | D15 v1.0 | 2020-11-24 16:30 | NE-HVAC-airAC-SpltPkg-65to109kBtuh-13p0eer-wPreEcono | DEER | Standard | None |  |  | None |  | 0 |  | 0 | Com | Any | HVAC | SpaceCool | dxAC_equip | pkgEER | dxAC-Com-Pkg-65to110kBTUh-EER13.0-2Spd | HVAC-airAC | EER-Rated Pkg AC, 65-110 kBTU/h; Pre-2005: EER = 10.1 (1 spd IEER = 10.6, 2 spd IEER = 13.6), one-speed fan, w/Econo; 2006 - 2009: EER = 10.1 (1 spd IEER = 10.6, 2 spd IEER = 13.6), one-speed fan, w/Econo; 2010 - 2013: EER = 11 (1 spd IEER = 11.6, 2 spd IEER = 14.1), one-speed fan, w/Econo; 2014 - 2015: EER = 11 (1 spd IEER = 11.6, 2 spd IEER = 14.1), two-speed fan, w/Econo | EER-rated packaged Air Conditioner, Size Range: 65 - 110 kBTU/h, EER = 11 (1 spd IEER = 11.6, 2 spd IEER = 14.1), EIR = 0.273, Fan W/CFM = 0.4, two-speed fan, with Econo | EER-rated packaged Air Conditioner, Size Range: 65 - 110 kBTU/h, EER = 13 (1 spd IEER = 13.9, 2 spd IEER = 15.1), EIR = 0.226, Fan W/CFM = 0.4, two-speed fan, with Econo |  | dxAC-Com-Pkg-65to110kBTUh-EER11.0-2Spd | dxAC-Com-Pkg-65to110kBTUh-EER13.0-2Spd | Available |  | 0 | 0 |  | ErRobNc | dxAC-Com-Pkg-65to110kBTUh-EER11.0-2Spd | HVAC-airAC |  | None | 2015-01-01 | 2016-12-31 | InEA_same |  |  |  |  | Standard | Measure expired for DEER2017 based on requirements for minimum IEER | 1 | 1 | 0 | Deemed Ex Ante Team |  | Measure expired for DEER2017 based on requirements for minimum IEER |  | Updated to indicate claim/filing status
807 | NE-HVAC-airAC-SpltPkg-110to134kBtuh-11p5eer | EER-rated packaged Air Conditioner, Size Range: 110 - 135 kBTU/h, EER = 11.5 (1 spd IEER = 12.2, 2 spd IEER = 14.3), EIR = 0.26, Fan W/CFM = 0.4, two-speed fan, with Econo | DEER2015 | D15 v1.0 | 2020-11-24 16:30 | NE-HVAC-airAC-SpltPkg-110to134kBtuh-11p5eer | DEER | Standard | None |  |  | None |  | 0 |  | 0 | Com | Any | HVAC | SpaceCool | dxAC_equip | pkgEER | dxAC-Com-Pkg-110to135kBTUh-EER11.5-2Spd | HVAC-airAC | EER-Rated Pkg AC, 110-135 kBTU/h; Pre-2005: EER = 10.1 (1 spd IEER = 10.6, 2 spd IEER = 13.6), one-speed fan, w/Econo; 2006 - 2009: EER = 10.1 (1 spd IEER = 10.6, 2 spd IEER = 13.6), one-speed fan, w/Econo; 2010 - 2013: EER = 11 (1 spd IEER = 11.6, 2 spd IEER = 14.1), one-speed fan, w/Econo; 2014 - 2015: EER = 11 (1 spd IEER = 11.6, 2 spd IEER = 14.1), two-speed fan, w/Econo | EER-rated packaged Air Conditioner, Size Range: 110 - 135 kBTU/h, EER = 11 (1 spd IEER = 11.6, 2 spd IEER = 14.1), EIR = 0.273, Fan W/CFM = 0.4, two-speed fan, with Econo | EER-rated packaged Air Conditioner, Size Range: 110 - 135 kBTU/h, EER = 11.5 (1 spd IEER = 12.2, 2 spd IEER = 14.3), EIR = 0.26, Fan W/CFM = 0.4, two-speed fan, with Econo |  | dxAC-Com-Pkg-110to135kBTUh-EER11.0-2Spd | dxAC-Com-Pkg-110to135kBTUh-EER11.5-2Spd | Available |  | 0 | 0 |  | ErRobNc | dxAC-Com-Pkg-110to135kBTUh-EER11.0-2Spd | HVAC-airAC |  | None | 2015-01-01 | 2016-12-31 | InEA_same |  |  |  |  | Standard | Measure expired for DEER2017 based on requirements for minimum IEER | 1 | 1 | 0 | Deemed Ex Ante Team |  | Measure expired for DEER2017 based on requirements for minimum IEER |  | Updated to indicate claim/filing status
808 | NE-HVAC-airAC-SpltPkg-110to134kBtuh-12p0eer | EER-rated packaged Air Conditioner, Size Range: 110 - 135 kBTU/h, EER = 12 (1 spd IEER = 12.8, 2 spd IEER = 14.6), EIR = 0.247, Fan W/CFM = 0.4, two-speed fan, with Econo | DEER2015 | D15 v1.0 | 2020-11-24 16:30 | NE-HVAC-airAC-SpltPkg-110to134kBtuh-12p0eer | DEER | Standard | None |  |  | None |  | 0 |  | 0 | Com | Any | HVAC | SpaceCool | dxAC_equip | pkgEER | dxAC-Com-Pkg-110to135kBTUh-EER12.0-2Spd | HVAC-airAC | EER-Rated Pkg AC, 110-135 kBTU/h; Pre-2005: EER = 10.1 (1 spd IEER = 10.6, 2 spd IEER = 13.6), one-speed fan, w/Econo; 2006 - 2009: EER = 10.1 (1 spd IEER = 10.6, 2 spd IEER = 13.6), one-speed fan, w/Econo; 2010 - 2013: EER = 11 (1 spd IEER = 11.6, 2 spd IEER = 14.1), one-speed fan, w/Econo; 2014 - 2015: EER = 11 (1 spd IEER = 11.6, 2 spd IEER = 14.1), two-speed fan, w/Econo | EER-rated packaged Air Conditioner, Size Range: 110 - 135 kBTU/h, EER = 11 (1 spd IEER = 11.6, 2 spd IEER = 14.1), EIR = 0.273, Fan W/CFM = 0.4, two-speed fan, with Econo | EER-rated packaged Air Conditioner, Size Range: 110 - 135 kBTU/h, EER = 12 (1 spd IEER = 12.8, 2 spd IEER = 14.6), EIR = 0.247, Fan W/CFM = 0.4, two-speed fan, with Econo |  | dxAC-Com-Pkg-110to135kBTUh-EER11.0-2Spd | dxAC-Com-Pkg-110to135kBTUh-EER12.0-2Spd | Available |  | 0 | 0 |  | ErRobNc | dxAC-Com-Pkg-110to135kBTUh-EER11.0-2Spd | HVAC-airAC |  | None | 2015-01-01 | 2016-12-31 | InEA_same |  |  |  |  | Standard | Measure expired for DEER2017 based on requirements for minimum IEER | 1 | 1 | 0 | Deemed Ex Ante Team |  | Measure expired for DEER2017 based on requirements for minimum IEER |  | Updated to indicate claim/filing status
809 | NE-HVAC-airAC-SpltPkg-110to134kBtuh-12p5eer | EER-rated packaged Air Conditioner, Size Range: 110 - 135 kBTU/h, EER = 12.5 (1 spd IEER = 13.3, 2 spd IEER = 14.9), EIR = 0.236, Fan W/CFM = 0.4, two-speed fan, with Econo | DEER2015 | D15 v1.0 | 2020-11-24 16:30 | NE-HVAC-airAC-SpltPkg-110to134kBtuh-12p5eer | DEER | Standard | None |  |  | None |  | 0 |  | 0 | Com | Any | HVAC | SpaceCool | dxAC_equip | pkgEER | dxAC-Com-Pkg-110to135kBTUh-EER12.5-2Spd | HVAC-airAC | EER-Rated Pkg AC, 110-135 kBTU/h; Pre-2005: EER = 10.1 (1 spd IEER = 10.6, 2 spd IEER = 13.6), one-speed fan, w/Econo; 2006 - 2009: EER = 10.1 (1 spd IEER = 10.6, 2 spd IEER = 13.6), one-speed fan, w/Econo; 2010 - 2013: EER = 11 (1 spd IEER = 11.6, 2 spd IEER = 14.1), one-speed fan, w/Econo; 2014 - 2015: EER = 11 (1 spd IEER = 11.6, 2 spd IEER = 14.1), two-speed fan, w/Econo | EER-rated packaged Air Conditioner, Size Range: 110 - 135 kBTU/h, EER = 11 (1 spd IEER = 11.6, 2 spd IEER = 14.1), EIR = 0.273, Fan W/CFM = 0.4, two-speed fan, with Econo | EER-rated packaged Air Conditioner, Size Range: 110 - 135 kBTU/h, EER = 12.5 (1 spd IEER = 13.3, 2 spd IEER = 14.9), EIR = 0.236, Fan W/CFM = 0.4, two-speed fan, with Econo |  | dxAC-Com-Pkg-110to135kBTUh-EER11.0-2Spd | dxAC-Com-Pkg-110to135kBTUh-EER12.5-2Spd | Available |  | 0 | 0 |  | ErRobNc | dxAC-Com-Pkg-110to135kBTUh-EER11.0-2Spd | HVAC-airAC |  | None | 2015-01-01 | 2016-12-31 | InEA_same |  |  |  |  | Standard | Measure expired for DEER2017 based on requirements for minimum IEER | 1 | 1 | 0 | Deemed Ex Ante Team |  | Measure expired for DEER2017 based on requirements for minimum IEER |  | Updated to indicate claim/filing status
810 | NE-HVAC-airAC-SpltPkg-135to239kBtuh-11p5eer | EER-rated packaged Air Conditioner, Size Range: 135 - 240 kBTU/h, EER = 11.5 (1 spd IEER = 12.4, 2 spd IEER = 14.2), EIR = 0.255, Fan W/CFM = 0.41, two-speed fan, with Econo | DEER2015 | D15 v1.0 | 2020-11-24 16:30 | NE-HVAC-airAC-SpltPkg-135to239kBtuh-11p5eer | DEER | Standard | None |  |  | None |  | 0 |  | 0 | Com | Any | HVAC | SpaceCool | dxAC_equip | pkgEER | dxAC-Com-Pkg-135to240kBTUh-EER11.5-2Spd | HVAC-airAC | EER-Rated Pkg AC, 135-240 kBTU/h; Pre-2005: EER = 9.5 (1 spd IEER = 9.6, 2 spd IEER = 11.6), one-speed fan, w/Econo; 2006 - 2009: EER = 9.5 (1 spd IEER = 9.6, 2 spd IEER = 11.6), one-speed fan, w/Econo; 2010 - 2013: EER = 10.8 (1 spd IEER = 11.4, 2 spd IEER = 13.3), one-speed fan, w/Econo; 2014 - 2015: EER = 10.8 (1 spd IEER = 11.4, 2 spd IEER = 13.3), two-speed fan, w/Econo | EER-rated packaged Air Conditioner, Size Range: 135 - 240 kBTU/h, EER = 10.8 (1 spd IEER = 11.4, 2 spd IEER = 13.3), EIR = 0.274, Fan W/CFM = 0.41, two-speed fan, with Econo | EER-rated packaged Air Conditioner, Size Range: 135 - 240 kBTU/h, EER = 11.5 (1 spd IEER = 12.4, 2 spd IEER = 14.2), EIR = 0.255, Fan W/CFM = 0.41, two-speed fan, with Econo |  | dxAC-Com-Pkg-135to240kBTUh-EER10.8-2Spd | dxAC-Com-Pkg-135to240kBTUh-EER11.5-2Spd | Available |  | 0 | 0 |  | ErRobNc | dxAC-Com-Pkg-135to240kBTUh-EER10.8-2Spd | HVAC-airAC |  | None | 2015-01-01 | 2017-06-30 | InEA_same |  |  |  |  | Standard | Measure expired for DEER2017 based on requirements for minimum IEER | 1 | 1 | 0 | Deemed Ex Ante Team |  | Measure expired for DEER2017 based on requirements for minimum IEER |  | Updated to indicate claim/filing status
811 | NE-HVAC-airAC-SpltPkg-135to239kBtuh-12p0eer | EER-rated packaged Air Conditioner, Size Range: 135 - 240 kBTU/h, EER = 12 (1 spd IEER = 13.1, 2 spd IEER = 14.8), EIR = 0.243, Fan W/CFM = 0.41, two-speed fan, with Econo | DEER2015 | D15 v1.0 | 2020-11-24 16:30 | NE-HVAC-airAC-SpltPkg-135to239kBtuh-12p0eer | DEER | Standard | None |  |  | None |  | 0 |  | 0 | Com | Any | HVAC | SpaceCool | dxAC_equip | pkgEER | dxAC-Com-Pkg-135to240kBTUh-EER12.0-2Spd | HVAC-airAC | EER-Rated Pkg AC, 135-240 kBTU/h; Pre-2005: EER = 9.5 (1 spd IEER = 9.6, 2 spd IEER = 11.6), one-speed fan, w/Econo; 2006 - 2009: EER = 9.5 (1 spd IEER = 9.6, 2 spd IEER = 11.6), one-speed fan, w/Econo; 2010 - 2013: EER = 10.8 (1 spd IEER = 11.4, 2 spd IEER = 13.3), one-speed fan, w/Econo; 2014 - 2015: EER = 10.8 (1 spd IEER = 11.4, 2 spd IEER = 13.3), two-speed fan, w/Econo | EER-rated packaged Air Conditioner, Size Range: 135 - 240 kBTU/h, EER = 10.8 (1 spd IEER = 11.4, 2 spd IEER = 13.3), EIR = 0.274, Fan W/CFM = 0.41, two-speed fan, with Econo | EER-rated packaged Air Conditioner, Size Range: 135 - 240 kBTU/h, EER = 12 (1 spd IEER = 13.1, 2 spd IEER = 14.8), EIR = 0.243, Fan W/CFM = 0.41, two-speed fan, with Econo |  | dxAC-Com-Pkg-135to240kBTUh-EER10.8-2Spd | dxAC-Com-Pkg-135to240kBTUh-EER12.0-2Spd | Available |  | 0 | 0 |  | ErRobNc | dxAC-Com-Pkg-135to240kBTUh-EER10.8-2Spd | HVAC-airAC |  | None | 2015-01-01 | 2017-06-30 | InEA_same |  |  |  |  | Standard | Measure expired for DEER2017 based on requirements for minimum IEER | 1 | 1 | 0 | Deemed Ex Ante Team |  | Measure expired for DEER2017 based on requirements for minimum IEER |  | Updated to indicate claim/filing status
812 | NE-HVAC-airAC-SpltPkg-135to239kBtuh-12p5eer | EER-rated packaged Air Conditioner, Size Range: 135 - 240 kBTU/h, EER = 12.5 (1 spd IEER = 13.8, 2 spd IEER = 15.5), EIR = 0.231, Fan W/CFM = 0.41, two-speed fan, with Econo | DEER2015 | D15 v1.0 | 2020-11-24 16:30 | NE-HVAC-airAC-SpltPkg-135to239kBtuh-12p5eer | DEER | Standard | None |  |  | None |  | 0 |  | 0 | Com | Any | HVAC | SpaceCool | dxAC_equip | pkgEER | dxAC-Com-Pkg-135to240kBTUh-EER12.5-2Spd | HVAC-airAC | EER-Rated Pkg AC, 135-240 kBTU/h; Pre-2005: EER = 9.5 (1 spd IEER = 9.6, 2 spd IEER = 11.6), one-speed fan, w/Econo; 2006 - 2009: EER = 9.5 (1 spd IEER = 9.6, 2 spd IEER = 11.6), one-speed fan, w/Econo; 2010 - 2013: EER = 10.8 (1 spd IEER = 11.4, 2 spd IEER = 13.3), one-speed fan, w/Econo; 2014 - 2015: EER = 10.8 (1 spd IEER = 11.4, 2 spd IEER = 13.3), two-speed fan, w/Econo | EER-rated packaged Air Conditioner, Size Range: 135 - 240 kBTU/h, EER = 10.8 (1 spd IEER = 11.4, 2 spd IEER = 13.3), EIR = 0.274, Fan W/CFM = 0.41, two-speed fan, with Econo | EER-rated packaged Air Conditioner, Size Range: 135 - 240 kBTU/h, EER = 12.5 (1 spd IEER = 13.8, 2 spd IEER = 15.5), EIR = 0.231, Fan W/CFM = 0.41, two-speed fan, with Econo |  | dxAC-Com-Pkg-135to240kBTUh-EER10.8-2Spd | dxAC-Com-Pkg-135to240kBTUh-EER12.5-2Spd | Available |  | 0 | 0 |  | ErRobNc | dxAC-Com-Pkg-135to240kBTUh-EER10.8-2Spd | HVAC-airAC |  | None | 2015-01-01 | 2017-06-30 | InEA_same |  |  |  |  | Standard | Measure expired for DEER2017 based on requirements for minimum IEER | 1 | 1 | 0 | Deemed Ex Ante Team |  | Measure expired for DEER2017 based on requirements for minimum IEER |  | Updated to indicate claim/filing status
813 | NE-HVAC-airAC-SpltPkg-240to759kBtuh-10p8eer | EER-rated packaged Air Conditioner, Size Range: 240 - 760 kBTU/h, EER = 10.8 (1 spd IEER = 11.6, 2 spd IEER = 12.8), EIR = 0.255, Fan W/CFM = 0.61, two-speed fan, with Econo | DEER2015 | D15 v1.0 | 2020-11-24 16:30 | NE-HVAC-airAC-SpltPkg-240to759kBtuh-10p8eer | DEER | Standard | None |  |  | None |  | 0 |  | 0 | Com | Any | HVAC | SpaceCool | dxAC_equip | pkgEER | dxAC-Com-Pkg-240to760kBTUh-EER10.8-2Spd | HVAC-airAC | EER-Rated Pkg AC, 240-760 kBTU/h; Pre-2005: EER = 9.3 (1 spd IEER = 9.8, 2 spd IEER = 11.1), one-speed fan, w/Econo; 2006 - 2009: EER = 9.3 (1 spd IEER = 9.8, 2 spd IEER = 11.1), one-speed fan, w/Econo; 2010 - 2013: EER = 9.8 (1 spd IEER = 10.4, 2 spd IEER = 11.7), one-speed fan, w/Econo; 2014 - 2015: EER = 9.8 (1 spd IEER = 10.4, 2 spd IEER = 11.7), two-speed fan, w/Econo | EER-rated packaged Air Conditioner, Size Range: 240 - 760 kBTU/h, EER = 9.8 (1 spd IEER = 10.4, 2 spd IEER = 11.7), EIR = 0.286, Fan W/CFM = 0.61, two-speed fan, with Econo | EER-rated packaged Air Conditioner, Size Range: 240 - 760 kBTU/h, EER = 10.8 (1 spd IEER = 11.6, 2 spd IEER = 12.8), EIR = 0.255, Fan W/CFM = 0.61, two-speed fan, with Econo |  | dxAC-Com-Pkg-240to760kBTUh-EER9.8-2Spd | dxAC-Com-Pkg-240to760kBTUh-EER10.8-2Spd | Available | Std and Meas Technologies vary by system configuration | 0 | 0 |  | ErRobNc | dxAC-Com-Pkg-240to760kBTUh-EER9.8-2Spd | HVAC-airAC |  | None | 2015-01-01 | 2017-06-30 | InEA_same |  |  |  |  | Standard | Measure expired for DEER2017 based on requirements for minimum IEER | 1 | 1 | 0 | Deemed Ex Ante Team |  | Measure expired for DEER2017 based on requirements for minimum IEER |  | Updated to indicate claim/filing status
814 | NE-HVAC-airAC-SpltPkg-240to759kBtuh-11p5eer | EER-rated packaged Air Conditioner, Size Range: 240 - 760 kBTU/h, EER = 11.5 (1 spd IEER = 12.4, 2 spd IEER = 13.6), EIR = 0.236, Fan W/CFM = 0.61, two-speed fan, with Econo | DEER2015 | D15 v1.0 | 2020-11-24 16:30 | NE-HVAC-airAC-SpltPkg-240to759kBtuh-11p5eer | DEER | Standard | None |  |  | None |  | 0 |  | 0 | Com | Any | HVAC | SpaceCool | dxAC_equip | pkgEER | dxAC-Com-Pkg-240to760kBTUh-EER11.5-2Spd | HVAC-airAC | EER-Rated Pkg AC, 240-760 kBTU/h; Pre-2005: EER = 9.3 (1 spd IEER = 9.8, 2 spd IEER = 11.1), one-speed fan, w/Econo; 2006 - 2009: EER = 9.3 (1 spd IEER = 9.8, 2 spd IEER = 11.1), one-speed fan, w/Econo; 2010 - 2013: EER = 9.8 (1 spd IEER = 10.4, 2 spd IEER = 11.7), one-speed fan, w/Econo; 2014 - 2015: EER = 9.8 (1 spd IEER = 10.4, 2 spd IEER = 11.7), two-speed fan, w/Econo | EER-rated packaged Air Conditioner, Size Range: 240 - 760 kBTU/h, EER = 9.8 (1 spd IEER = 10.4, 2 spd IEER = 11.7), EIR = 0.286, Fan W/CFM = 0.61, two-speed fan, with Econo | EER-rated packaged Air Conditioner, Size Range: 240 - 760 kBTU/h, EER = 11.5 (1 spd IEER = 12.4, 2 spd IEER = 13.6), EIR = 0.236, Fan W/CFM = 0.61, two-speed fan, with Econo |  | dxAC-Com-Pkg-240to760kBTUh-EER9.8-2Spd | dxAC-Com-Pkg-240to760kBTUh-EER11.5-2Spd | Available | Std and Meas Technologies vary by system configuration | 0 | 0 |  | ErRobNc | dxAC-Com-Pkg-240to760kBTUh-EER9.8-2Spd | HVAC-airAC |  | None | 2015-01-01 | 2017-06-30 | InEA_same |  |  |  |  | Standard | Measure expired for DEER2017 based on requirements for minimum IEER | 1 | 1 | 0 | Deemed Ex Ante Team |  | Measure expired for DEER2017 based on requirements for minimum IEER |  | Updated to indicate claim/filing status
815 | NE-HVAC-airAC-SpltPkg-240to759kBtuh-12p5eer | EER-rated packaged Air Conditioner, Size Range: 240 - 760 kBTU/h, EER = 12.5 (1 spd IEER = 13.6, 2 spd IEER = 14.8), EIR = 0.213, Fan W/CFM = 0.61, two-speed fan, with Econo | DEER2015 | D15 v1.0 | 2020-11-24 16:30 | NE-HVAC-airAC-SpltPkg-240to759kBtuh-12p5eer | DEER | Standard | None |  |  | None |  | 0 |  | 0 | Com | Any | HVAC | SpaceCool | dxAC_equip | pkgEER | dxAC-Com-Pkg-240to760kBTUh-EER12.5-2Spd | HVAC-airAC | EER-Rated Pkg AC, 240-760 kBTU/h; Pre-2005: EER = 9.3 (1 spd IEER = 9.8, 2 spd IEER = 11.1), one-speed fan, w/Econo; 2006 - 2009: EER = 9.3 (1 spd IEER = 9.8, 2 spd IEER = 11.1), one-speed fan, w/Econo; 2010 - 2013: EER = 9.8 (1 spd IEER = 10.4, 2 spd IEER = 11.7), one-speed fan, w/Econo; 2014 - 2015: EER = 9.8 (1 spd IEER = 10.4, 2 spd IEER = 11.7), two-speed fan, w/Econo | EER-rated packaged Air Conditioner, Size Range: 240 - 760 kBTU/h, EER = 9.8 (1 spd IEER = 10.4, 2 spd IEER = 11.7), EIR = 0.286, Fan W/CFM = 0.61, two-speed fan, with Econo | EER-rated packaged Air Conditioner, Size Range: 240 - 760 kBTU/h, EER = 12.5 (1 spd IEER = 13.6, 2 spd IEER = 14.8), EIR = 0.213, Fan W/CFM = 0.61, two-speed fan, with Econo |  | dxAC-Com-Pkg-240to760kBTUh-EER9.8-2Spd | dxAC-Com-Pkg-240to760kBTUh-EER12.5-2Spd | Available | Std and Meas Technologies vary by system configuration | 0 | 0 |  | ErRobNc | dxAC-Com-Pkg-240to760kBTUh-EER9.8-2Spd | HVAC-airAC |  | None | 2015-01-01 | 2017-06-30 | InEA_same |  |  |  |  | Standard | Measure expired for DEER2017 based on requirements for minimum IEER | 1 | 1 | 0 | Deemed Ex Ante Team |  | Measure expired for DEER2017 based on requirements for minimum IEER |  | Updated to indicate claim/filing status
816 | NE-HVAC-airAC-SpltPkg-gte760kBtuh-10p2eer | EER-rated packaged Air Conditioner, Size Range: 760 - kBTU/h, EER = 10.2 (1 spd IEER = 10.9, 2 spd IEER = 12.1), EIR = 0.273, Fan W/CFM = 0.61, two-speed fan, with Econo | DEER2015 | D15 v1.0 | 2020-11-24 16:30 | NE-HVAC-airAC-SpltPkg-gte760kBtuh-10p2eer | DEER | Standard | None |  |  | None |  | 0 |  | 0 | Com | Any | HVAC | SpaceCool | dxAC_equip | pkgEER | dxAC-Com-Pkg-gte760kBTUh-EER10.2-2Spd | HVAC-airAC | EER-Rated Pkg AC, 760+ kBTU/h; Pre-2005: EER = 9 (1 spd IEER = 9.4, 2 spd IEER = 10.7), one-speed fan, w/Econo; 2006 - 2009: EER = 9 (1 spd IEER = 9.4, 2 spd IEER = 10.7), one-speed fan, w/Econo; 2010 - 2013: EER = 9.5 (1 spd IEER = 10, 2 spd IEER = 11.3), one-speed fan, w/Econo; 2014 - 2015: EER = 9.5 (1 spd IEER = 10, 2 spd IEER = 11.3), two-speed fan, w/Econo | EER-rated packaged Air Conditioner, Size Range: 760 - kBTU/h, EER = 9.5 (1 spd IEER = 10, 2 spd IEER = 11.3), EIR = 0.297, Fan W/CFM = 0.61, two-speed fan, with Econo | EER-rated packaged Air Conditioner, Size Range: 760 - kBTU/h, EER = 10.2 (1 spd IEER = 10.9, 2 spd IEER = 12.1), EIR = 0.273, Fan W/CFM = 0.61, two-speed fan, with Econo |  | dxAC-Com-Pkg-gte760kBTUh-EER9.5-2Spd | dxAC-Com-Pkg-gte760kBTUh-EER10.2-2Spd | Available | Std and Meas Technologies vary by system configuration | 0 | 0 |  | ErRobNc | dxAC-Com-Pkg-gte760kBTUh-EER9.5-2Spd | HVAC-airAC |  | None | 2015-01-01 | 2017-06-30 | InEA_same |  |  |  |  | Standard | Measure expired for DEER2017 based on requirements for minimum IEER | 1 | 1 | 0 | Deemed Ex Ante Team |  | Measure expired for DEER2017 based on requirements for minimum IEER |  | Updated to indicate claim/filing status
817 | NE-HVAC-airAC-SpltPkg-gte760kBtuh-11p0eer | EER-rated packaged Air Conditioner, Size Range: 760 - kBTU/h, EER = 11 (1 spd IEER = 11.8, 2 spd IEER = 13.1), EIR = 0.249, Fan W/CFM = 0.61, two-speed fan, with Econo | DEER2015 | D15 v1.0 | 2020-11-24 16:30 | NE-HVAC-airAC-SpltPkg-gte760kBtuh-11p0eer | DEER | Standard | None |  |  | None |  | 0 |  | 0 | Com | Any | HVAC | SpaceCool | dxAC_equip | pkgEER | dxAC-Com-Pkg-gte760kBTUh-EER11.0-2Spd | HVAC-airAC | EER-Rated Pkg AC, 760+ kBTU/h; Pre-2005: EER = 9 (1 spd IEER = 9.4, 2 spd IEER = 10.7), one-speed fan, w/Econo; 2006 - 2009: EER = 9 (1 spd IEER = 9.4, 2 spd IEER = 10.7), one-speed fan, w/Econo; 2010 - 2013: EER = 9.5 (1 spd IEER = 10, 2 spd IEER = 11.3), one-speed fan, w/Econo; 2014 - 2015: EER = 9.5 (1 spd IEER = 10, 2 spd IEER = 11.3), two-speed fan, w/Econo | EER-rated packaged Air Conditioner, Size Range: 760 - kBTU/h, EER = 9.5 (1 spd IEER = 10, 2 spd IEER = 11.3), EIR = 0.297, Fan W/CFM = 0.61, two-speed fan, with Econo | EER-rated packaged Air Conditioner, Size Range: 760 - kBTU/h, EER = 11 (1 spd IEER = 11.8, 2 spd IEER = 13.1), EIR = 0.249, Fan W/CFM = 0.61, two-speed fan, with Econo |  | dxAC-Com-Pkg-gte760kBTUh-EER9.5-2Spd | dxAC-Com-Pkg-gte760kBTUh-EER11.0-2Spd | Available | Std and Meas Technologies vary by system configuration | 0 | 0 |  | ErRobNc | dxAC-Com-Pkg-gte760kBTUh-EER9.5-2Spd | HVAC-airAC |  | None | 2015-01-01 | 2017-06-30 | InEA_same |  |  |  |  | Standard | Measure expired for DEER2017 based on requirements for minimum IEER | 1 | 1 | 0 | Deemed Ex Ante Team |  | Measure expired for DEER2017 based on requirements for minimum IEER |  | Updated to indicate claim/filing status
818 | NE-HVAC-airAC-SpltPkg-gte760kBtuh-12p0eer | EER-rated packaged Air Conditioner, Size Range: 760 - kBTU/h, EER = 12 (1 spd IEER = 13, 2 spd IEER = 14.2), EIR = 0.224, Fan W/CFM = 0.61, two-speed fan, with Econo | DEER2015 | D15 v1.0 | 2020-11-24 16:30 | NE-HVAC-airAC-SpltPkg-gte760kBtuh-12p0eer | DEER | Standard | None |  |  | None |  | 0 |  | 0 | Com | Any | HVAC | SpaceCool | dxAC_equip | pkgEER | dxAC-Com-Pkg-gte760kBTUh-EER12.0-2Spd | HVAC-airAC | EER-Rated Pkg AC, 760+ kBTU/h; Pre-2005: EER = 9 (1 spd IEER = 9.4, 2 spd IEER = 10.7), one-speed fan, w/Econo; 2006 - 2009: EER = 9 (1 spd IEER = 9.4, 2 spd IEER = 10.7), one-speed fan, w/Econo; 2010 - 2013: EER = 9.5 (1 spd IEER = 10, 2 spd IEER = 11.3), one-speed fan, w/Econo; 2014 - 2015: EER = 9.5 (1 spd IEER = 10, 2 spd IEER = 11.3), two-speed fan, w/Econo | EER-rated packaged Air Conditioner, Size Range: 760 - kBTU/h, EER = 9.5 (1 spd IEER = 10, 2 spd IEER = 11.3), EIR = 0.297, Fan W/CFM = 0.61, two-speed fan, with Econo | EER-rated packaged Air Conditioner, Size Range: 760 - kBTU/h, EER = 12 (1 spd IEER = 13, 2 spd IEER = 14.2), EIR = 0.224, Fan W/CFM = 0.61, two-speed fan, with Econo |  | dxAC-Com-Pkg-gte760kBTUh-EER9.5-2Spd | dxAC-Com-Pkg-gte760kBTUh-EER12.0-2Spd | Available | Std and Meas Technologies vary by system configuration | 0 | 0 |  | ErRobNc | dxAC-Com-Pkg-gte760kBTUh-EER9.5-2Spd | HVAC-airAC |  | None | 2015-01-01 | 2017-06-30 | InEA_same |  |  |  |  | Standard | Measure expired for DEER2017 based on requirements for minimum IEER | 1 | 1 | 0 | Deemed Ex Ante Team |  | Measure expired for DEER2017 based on requirements for minimum IEER |  | Updated to indicate claim/filing status
819 | NE-HVAC-airAC-Pkg-lt55kBtuh-15p0seer | Commercial SEER-rated Packaged Air Conditioners, Size Range: 18 - 55 kBTU/h, SEER = 15 (EER = 12.9), EIR = 0.234, Fan W/CFM = 0.25, one-speed fan, without Econo | DEER2015 | D15 v1.0 | 2020-11-24 16:30 | NE-HVAC-airAC-Pkg-lt55kBtuh-15p0seer | DEER | Standard | None |  |  | None |  | 0 |  | 0 | Com | Any | HVAC | SpaceCool | dxAC_equip | pkgSEER | dxAC-Com-Pkg-lt55kBTUh-SEER-15.0 | HVAC-airAC | Com SEER-Rated Pkg AC, 18-65 kBTU/h; pre-2001: SEER = 9.7 (EER = 9.21), one-speed fan, no Econo; post-2001: SEER = 13 (EER = 11.06), one-speed fan, no Econo; 2014: SEER = 14 (EER = 12.04), one-speed fan, no Econo | Commercial SEER-rated Packaged Air Conditioners, Size Range: 18 - 55 kBTU/h, SEER = 14 (EER = 12), EIR = 0.246, Fan W/CFM = 0.29, one-speed fan, without Econo | Commercial SEER-rated Packaged Air Conditioners, Size Range: 18 - 55 kBTU/h, SEER = 15 (EER = 12.9), EIR = 0.234, Fan W/CFM = 0.25, one-speed fan, without Econo |  | dxAC-Com-Pkg-lt55kBTUh-SEER-14.0 | dxAC-Com-Pkg-lt55kBTUh-SEER-15.0 | Available |  | 0 | 0 |  | ErRobNc | dxAC-Com-Pkg-lt55kBTUh-SEER-14.0 | HVAC-airAC |  | None | 2015-01-01 | 2017-06-30 | DEER |  |  |  |  | Standard |  | 1 | 1 | 0 | Deemed Ex Ante Team |  |  |  | Updated to indicate claim/filing status
819 | NE-HVAC-airAC-Pkg-lt55kBtuh-15p0seer | Commercial SEER-rated Packaged Air Conditioners, Size Range: 18 - 55 kBTU/h, SEER = 15 (EER = 12.9), EIR = 0.234, Fan W/CFM = 0.25, one-speed fan, without Econo | DEER2017 | D17 v2 | 2021-02-25 15:49 | NE-HVAC-airAC-Pkg-lt55kBtuh-15p0seer | DEER | Standard | None |  |  | None |  | 0 |  | 0 | Com | Any | HVAC | SpaceCool | dxAC_equip | pkgSEER | dxAC-Com-Pkg-lt55kBTUh-SEER-15.0 | HVAC-airAC | Com SEER-Rated Pkg AC, 18-65 kBTU/h; pre-2001: SEER = 11.6, one-speed fan, no Econo; post-2001: SEER = 13 (EER = 11.06), one-speed fan, no Econo; 2014: SEER = 14 (EER = 12.04), one-speed fan, no Econo | Commercial SEER-rated Packaged Air Conditioners, Size Range: 18 - 55 kBTU/h, SEER = 14 (EER = 12), EIR = 0.246, Fan W/CFM = 0.29, one-speed fan, without Econo | Commercial SEER-rated Packaged Air Conditioners, Size Range: 18 - 55 kBTU/h, SEER = 15 (EER = 12.9), EIR = 0.234, Fan W/CFM = 0.25, one-speed fan, without Econo |  | dxAC-Com-Pkg-lt55kBTUh-SEER-14.0 | dxAC-Com-Pkg-lt55kBTUh-SEER-15.0 | Available |  | 0 | 0 | June 2017 DEER Update | ErRobNc | dxAC-Com-Pkg-lt55kBTUh-SEER-14.0 | HVAC-airAC |  | None | 2017-07-01 | 2020-05-27 | InEA_mod |  |  |  |  | Standard | Measure corrected and updated for DEER June 2017 Update including Baseline Adjustment; Measure expired due to DEER2020 update | 1 | 1 | 0 | Deemed Ex Ante Team |  | Measure corrected and updated for DEER June 2017 Update including Baseline Adjustment; Measure expired due to DEER2020 update |  | Extended per Golden Rod Memo 2019-12-23
820 | NE-HVAC-airAC-Pkg-lt55kBtuh-16p0seer | Commercial SEER-rated Packaged Air Conditioners, Size Range: 18 - 55 kBTU/h, SEER = 16 (EER = 12.5), EIR = 0.238, Fan W/CFM = 0.27, two-speed fan, without Econo | DEER2015 | D15 v1.0 | 2020-11-24 16:30 | NE-HVAC-airAC-Pkg-lt55kBtuh-16p0seer | DEER | Standard | None |  |  | None |  | 0 |  | 0 | Com | Any | HVAC | SpaceCool | dxAC_equip | pkgSEER | dxAC-Com-Pkg-lt55kBTUh-SEER-16.0 | HVAC-airAC | Com SEER-Rated Pkg AC, 18-65 kBTU/h; pre-2001: SEER = 9.7 (EER = 9.21), one-speed fan, no Econo; post-2001: SEER = 13 (EER = 11.06), one-speed fan, no Econo; 2014: SEER = 14 (EER = 12.04), one-speed fan, no Econo | Commercial SEER-rated Packaged Air Conditioners, Size Range: 18 - 55 kBTU/h, SEER = 14 (EER = 12), EIR = 0.246, Fan W/CFM = 0.29, one-speed fan, without Econo | Commercial SEER-rated Packaged Air Conditioners, Size Range: 18 - 55 kBTU/h, SEER = 16 (EER = 12.5), EIR = 0.238, Fan W/CFM = 0.27, two-speed fan, without Econo |  | dxAC-Com-Pkg-lt55kBTUh-SEER-14.0 | dxAC-Com-Pkg-lt55kBTUh-SEER-16.0 | Available |  | 0 | 0 |  | ErRobNc | dxAC-Com-Pkg-lt55kBTUh-SEER-14.0 | HVAC-airAC |  | None | 2015-01-01 | 2017-06-30 | DEER |  |  |  |  | Standard |  | 1 | 1 | 0 | Deemed Ex Ante Team |  |  |  | Updated to indicate claim/filing status
820 | NE-HVAC-airAC-Pkg-lt55kBtuh-16p0seer | Commercial SEER-rated Packaged Air Conditioners, Size Range: 18 - 55 kBTU/h, SEER = 16 (EER = 12.5), EIR = 0.238, Fan W/CFM = 0.27, two-speed fan, without Econo | DEER2017 | D17 v2 | 2021-02-25 15:49 | NE-HVAC-airAC-Pkg-lt55kBtuh-16p0seer | DEER | Standard | None |  |  | None |  | 0 |  | 0 | Com | Any | HVAC | SpaceCool | dxAC_equip | pkgSEER | dxAC-Com-Pkg-lt55kBTUh-SEER-16.0 | HVAC-airAC | Com SEER-Rated Pkg AC, 18-65 kBTU/h; pre-2001: SEER = 11.6, one-speed fan, no Econo; post-2001: SEER = 13 (EER = 11.06), one-speed fan, no Econo; 2014: SEER = 14 (EER = 12.04), one-speed fan, no Econo | Commercial SEER-rated Packaged Air Conditioners, Size Range: 18 - 55 kBTU/h, SEER = 14 (EER = 12), EIR = 0.246, Fan W/CFM = 0.29, one-speed fan, without Econo | Commercial SEER-rated Packaged Air Conditioners, Size Range: 18 - 55 kBTU/h, SEER = 16 (EER = 12.5), EIR = 0.238, Fan W/CFM = 0.27, two-speed fan, without Econo |  | dxAC-Com-Pkg-lt55kBTUh-SEER-14.0 | dxAC-Com-Pkg-lt55kBTUh-SEER-16.0 | Available |  | 0 | 0 | June 2017 DEER Update | ErRobNc | dxAC-Com-Pkg-lt55kBTUh-SEER-14.0 | HVAC-airAC |  | None | 2017-07-01 | 2020-05-27 | InEA_mod |  |  |  |  | Standard | Measure corrected and updated for DEER June 2017 Update including Baseline Adjustment; Measure expired due to DEER2020 update | 1 | 1 | 0 | Deemed Ex Ante Team |  | Measure corrected and updated for DEER June 2017 Update including Baseline Adjustment; Measure expired due to DEER2020 update |  | Extended per Golden Rod Memo 2019-12-23
821 | NE-HVAC-airAC-Pkg-lt55kBtuh-17p0seer | Commercial SEER-rated Packaged Air Conditioners, Size Range: 18 - 55 kBTU/h, SEER = 17 (EER = 13.3), EIR = 0.223, Fan W/CFM = 0.27, two-speed fan, without Econo | DEER2017 | D17 v2 | 2021-02-25 15:49 | NE-HVAC-airAC-Pkg-lt55kBtuh-17p0seer | DEER | Standard | None |  |  | None |  | 0 |  | 0 | Com | Any | HVAC | SpaceCool | dxAC_equip | pkgSEER | dxAC-Com-Pkg-lt55kBTUh-SEER-17.0 | HVAC-airAC | Com SEER-Rated Pkg AC, 18-65 kBTU/h; pre-2001: SEER = 11.6, one-speed fan, no Econo; post-2001: SEER = 13 (EER = 11.06), one-speed fan, no Econo; 2014: SEER = 14 (EER = 12.04), one-speed fan, no Econo | Commercial SEER-rated Packaged Air Conditioners, Size Range: 18 - 55 kBTU/h, SEER = 14 (EER = 12), EIR = 0.246, Fan W/CFM = 0.29, one-speed fan, without Econo | Commercial SEER-rated Packaged Air Conditioners, Size Range: 18 - 55 kBTU/h, SEER = 17 (EER = 13.3), EIR = 0.223, Fan W/CFM = 0.27, two-speed fan, without Econo |  | dxAC-Com-Pkg-lt55kBTUh-SEER-14.0 | dxAC-Com-Pkg-lt55kBTUh-SEER-17.0 | Available |  | 0 | 0 | June 2017 DEER Update | ErRobNc | dxAC-Com-Pkg-lt55kBTUh-SEER-14.0 | HVAC-airAC |  | None | 2017-07-01 | 2020-05-27 | InEA_mod |  |  |  |  | Standard | Measure corrected and updated for DEER June 2017 Update including Baseline Adjustment; Measure expired due to DEER2020 update | 1 | 1 | 0 | Deemed Ex Ante Team |  | Measure corrected and updated for DEER June 2017 Update including Baseline Adjustment; Measure expired due to DEER2020 update |  | Extended per Golden Rod Memo 2019-12-23
821 | NE-HVAC-airAC-Pkg-lt55kBtuh-17p0seer | Commercial SEER-rated Packaged Air Conditioners, Size Range: 18 - 55 kBTU/h, SEER = 17 (EER = 13.3), EIR = 0.223, Fan W/CFM = 0.27, two-speed fan, without Econo | DEER2015 | D15 v1.0 | 2020-11-24 16:30 | NE-HVAC-airAC-Pkg-lt55kBtuh-17p0seer | DEER | Standard | None |  |  | None |  | 0 |  | 0 | Com | Any | HVAC | SpaceCool | dxAC_equip | pkgSEER | dxAC-Com-Pkg-lt55kBTUh-SEER-17.0 | HVAC-airAC | Com SEER-Rated Pkg AC, 18-65 kBTU/h; pre-2001: SEER = 9.7 (EER = 9.21), one-speed fan, no Econo; post-2001: SEER = 13 (EER = 11.06), one-speed fan, no Econo; 2014: SEER = 14 (EER = 12.04), one-speed fan, no Econo | Commercial SEER-rated Packaged Air Conditioners, Size Range: 18 - 55 kBTU/h, SEER = 14 (EER = 12), EIR = 0.246, Fan W/CFM = 0.29, one-speed fan, without Econo | Commercial SEER-rated Packaged Air Conditioners, Size Range: 18 - 55 kBTU/h, SEER = 17 (EER = 13.3), EIR = 0.223, Fan W/CFM = 0.27, two-speed fan, without Econo |  | dxAC-Com-Pkg-lt55kBTUh-SEER-14.0 | dxAC-Com-Pkg-lt55kBTUh-SEER-17.0 | Available |  | 0 | 0 |  | ErRobNc | dxAC-Com-Pkg-lt55kBTUh-SEER-14.0 | HVAC-airAC |  | None | 2015-01-01 | 2017-06-30 | DEER |  |  |  |  | Standard |  | 1 | 1 | 0 | Deemed Ex Ante Team |  |  |  | Updated to indicate claim/filing status
822 | NE-HVAC-airAC-Pkg-lt55kBtuh-18p0seer | Commercial SEER-rated Packaged Air Conditioners, Size Range: 18 - 55 kBTU/h, SEER = 18 (EER = 14), EIR = 0.209, Fan W/CFM = 0.27, two-speed fan, without Econo | DEER2015 | D15 v1.0 | 2020-11-24 16:30 | NE-HVAC-airAC-Pkg-lt55kBtuh-18p0seer | DEER | Standard | None |  |  | None |  | 0 |  | 0 | Com | Any | HVAC | SpaceCool | dxAC_equip | pkgSEER | dxAC-Com-Pkg-lt55kBTUh-SEER-18.0 | HVAC-airAC | Com SEER-Rated Pkg AC, 18-65 kBTU/h; pre-2001: SEER = 9.7 (EER = 9.21), one-speed fan, no Econo; post-2001: SEER = 13 (EER = 11.06), one-speed fan, no Econo; 2014: SEER = 14 (EER = 12.04), one-speed fan, no Econo | Commercial SEER-rated Packaged Air Conditioners, Size Range: 18 - 55 kBTU/h, SEER = 14 (EER = 12), EIR = 0.246, Fan W/CFM = 0.29, one-speed fan, without Econo | Commercial SEER-rated Packaged Air Conditioners, Size Range: 18 - 55 kBTU/h, SEER = 18 (EER = 14), EIR = 0.209, Fan W/CFM = 0.27, two-speed fan, without Econo |  | dxAC-Com-Pkg-lt55kBTUh-SEER-14.0 | dxAC-Com-Pkg-lt55kBTUh-SEER-18.0 | Available |  | 0 | 0 |  | ErRobNc | dxAC-Com-Pkg-lt55kBTUh-SEER-14.0 | HVAC-airAC |  | None | 2015-01-01 | 2017-06-30 | DEER |  |  |  |  | Standard |  | 1 | 1 | 0 | Deemed Ex Ante Team |  |  |  | Updated to indicate claim/filing status
822 | NE-HVAC-airAC-Pkg-lt55kBtuh-18p0seer | Commercial SEER-rated Packaged Air Conditioners, Size Range: 18 - 55 kBTU/h, SEER = 18 (EER = 14), EIR = 0.209, Fan W/CFM = 0.27, two-speed fan, without Econo | DEER2017 | D17 v2 | 2021-02-25 15:49 | NE-HVAC-airAC-Pkg-lt55kBtuh-18p0seer | DEER | Standard | None |  |  | None |  | 0 |  | 0 | Com | Any | HVAC | SpaceCool | dxAC_equip | pkgSEER | dxAC-Com-Pkg-lt55kBTUh-SEER-18.0 | HVAC-airAC | Com SEER-Rated Pkg AC, 18-65 kBTU/h; pre-2001: SEER = 11.6, one-speed fan, no Econo; post-2001: SEER = 13 (EER = 11.06), one-speed fan, no Econo; 2014: SEER = 14 (EER = 12.04), one-speed fan, no Econo | Commercial SEER-rated Packaged Air Conditioners, Size Range: 18 - 55 kBTU/h, SEER = 14 (EER = 12), EIR = 0.246, Fan W/CFM = 0.29, one-speed fan, without Econo | Commercial SEER-rated Packaged Air Conditioners, Size Range: 18 - 55 kBTU/h, SEER = 18 (EER = 14), EIR = 0.209, Fan W/CFM = 0.27, two-speed fan, without Econo |  | dxAC-Com-Pkg-lt55kBTUh-SEER-14.0 | dxAC-Com-Pkg-lt55kBTUh-SEER-18.0 | Available |  | 0 | 0 | June 2017 DEER Update | ErRobNc | dxAC-Com-Pkg-lt55kBTUh-SEER-14.0 | HVAC-airAC |  | None | 2017-07-01 | 2020-05-27 | InEA_mod |  |  |  |  | Standard | Measure corrected and updated for DEER June 2017 Update including Baseline Adjustment; Measure expired due to DEER2020 update | 1 | 1 | 0 | Deemed Ex Ante Team |  | Measure corrected and updated for DEER June 2017 Update including Baseline Adjustment; Measure expired due to DEER2020 update |  | Extended per Golden Rod Memo 2019-12-23
823 | NE-HVAC-airAC-Pkg-55to65kBtuh-15p0seer | Commercial SEER-rated Packaged Air Conditioners, Size Range: 55 - 65 kBTU/h, SEER = 15 (EER = 12.6), EIR = 0.236, Fan W/CFM = 0.25, two-speed fan, with Econo (Pre-existing vintages do not include Economizer) | DEER2015 | D15 v1.0 | 2020-11-24 16:30 | NE-HVAC-airAC-Pkg-55to65kBtuh-15p0seer | DEER | Standard | None |  |  | None |  | 0 |  | 0 | Com | Any | HVAC | SpaceCool | dxAC_equip | pkgSEER | dxAC-Com-Pkg-55to65kBTUh-SEER-15.0 | HVAC-airAC | Com SEER-Rated Pkg AC, 18-65 kBTU/h; pre-2001: SEER = 9.7 (EER = 9.21), one-speed fan, no Econo; post-2001: SEER = 13 (EER = 11.06), one-speed fan, no Econo; 2014: SEER = 14 (EER = 11.75), two-speed fan, w/Econo | Commercial SEER-rated Packaged Air Conditioners, Size Range: 55 - 65 kBTU/h, SEER = 14 (EER = 11.7), EIR = 0.249, Fan W/CFM = 0.29, two-speed fan, with Econo | Commercial SEER-rated Packaged Air Conditioners, Size Range: 55 - 65 kBTU/h, SEER = 15 (EER = 12.6), EIR = 0.236, Fan W/CFM = 0.25, two-speed fan, with Econo |  | dxAC-Com-Pkg-55to65kBTUh-SEER-14.0 | dxAC-Com-Pkg-55to65kBTUh-SEER-15.0 | Available |  | 0 | 0 |  | ErRobNc | dxAC-Com-Pkg-55to65kBTUh-SEER-14.0 | HVAC-airAC |  | None | 2015-01-01 | 2017-06-30 | DEER |  |  |  |  | Standard |  | 1 | 1 | 0 | Deemed Ex Ante Team |  |  |  | Updated to indicate claim/filing status
823 | NE-HVAC-airAC-Pkg-55to65kBtuh-15p0seer | Commercial SEER-rated Packaged Air Conditioners, Size Range: 55 - 65 kBTU/h, SEER = 15 (EER = 12.6), EIR = 0.236, Fan W/CFM = 0.25, two-speed fan, with Econo (Pre-existing vintages do not include Economizer) | DEER2017 | D17 v2 | 2021-02-25 15:49 | NE-HVAC-airAC-Pkg-55to65kBtuh-15p0seer | DEER | Standard | None |  |  | None |  | 0 |  | 0 | Com | Any | HVAC | SpaceCool | dxAC_equip | pkgSEER | dxAC-Com-Pkg-55to65kBTUh-SEER-15.0 | HVAC-airAC | Com SEER-Rated Pkg AC, 18-65 kBTU/h; pre-2001: SEER = 11.6, one-speed fan, no Econo; post-2001: SEER = 13 (EER = 11.06), one-speed fan, no Econo; 2014: SEER = 14 (EER = 11.75), two-speed fan, w/Econo | Commercial SEER-rated Packaged Air Conditioners, Size Range: 55 - 65 kBTU/h, SEER = 14 (EER = 11.7), EIR = 0.249, Fan W/CFM = 0.29, two-speed fan, with Econo | Commercial SEER-rated Packaged Air Conditioners, Size Range: 55 - 65 kBTU/h, SEER = 15 (EER = 12.6), EIR = 0.236, Fan W/CFM = 0.25, two-speed fan, with Econo |  | dxAC-Com-Pkg-55to65kBTUh-SEER-14.0 | dxAC-Com-Pkg-55to65kBTUh-SEER-15.0 | Available |  | 0 | 0 | June 2017 DEER Update | ErRobNc | dxAC-Com-Pkg-55to65kBTUh-SEER-14.0 | HVAC-airAC |  | None | 2017-07-01 | 2020-05-27 | InEA_mod |  |  |  |  | Standard | Measure corrected and updated for DEER June 2017 Update including Baseline Adjustment; Measure expired due to DEER2020 update | 1 | 1 | 0 | Deemed Ex Ante Team |  | Measure corrected and updated for DEER June 2017 Update including Baseline Adjustment; Measure expired due to DEER2020 update |  | Extended per Golden Rod Memo 2019-12-23
824 | NE-HVAC-airAC-Pkg-55to65kBtuh-16p0seer | Commercial SEER-rated Packaged Air Conditioners, Size Range: 55 - 65 kBTU/h, SEER = 16 (EER = 12.5), EIR = 0.238, Fan W/CFM = 0.27, two-speed fan, with Econo (Pre-existing vintages do not include Economizer) | DEER2017 | D17 v2 | 2021-02-25 15:49 | NE-HVAC-airAC-Pkg-55to65kBtuh-16p0seer | DEER | Standard | None |  |  | None |  | 0 |  | 0 | Com | Any | HVAC | SpaceCool | dxAC_equip | pkgSEER | dxAC-Com-Pkg-55to65kBTUh-SEER-16.0 | HVAC-airAC | Com SEER-Rated Pkg AC, 18-65 kBTU/h; pre-2001: SEER = 11.6, one-speed fan, no Econo; post-2001: SEER = 13 (EER = 11.06), one-speed fan, no Econo; 2014: SEER = 14 (EER = 11.75), two-speed fan, w/Econo | Commercial SEER-rated Packaged Air Conditioners, Size Range: 55 - 65 kBTU/h, SEER = 14 (EER = 11.7), EIR = 0.249, Fan W/CFM = 0.29, two-speed fan, with Econo | Commercial SEER-rated Packaged Air Conditioners, Size Range: 55 - 65 kBTU/h, SEER = 16 (EER = 12.5), EIR = 0.238, Fan W/CFM = 0.27, two-speed fan, with Econo |  | dxAC-Com-Pkg-55to65kBTUh-SEER-14.0 | dxAC-Com-Pkg-55to65kBTUh-SEER-16.0 | Available |  | 0 | 0 | June 2017 DEER Update | ErRobNc | dxAC-Com-Pkg-55to65kBTUh-SEER-14.0 | HVAC-airAC |  | None | 2017-07-01 | 2020-05-27 | InEA_mod |  |  |  |  | Standard | Measure corrected and updated for DEER June 2017 Update including Baseline Adjustment; Measure expired due to DEER2020 update | 1 | 1 | 0 | Deemed Ex Ante Team |  | Measure corrected and updated for DEER June 2017 Update including Baseline Adjustment; Measure expired due to DEER2020 update |  | Extended per Golden Rod Memo 2019-12-23
824 | NE-HVAC-airAC-Pkg-55to65kBtuh-16p0seer | Commercial SEER-rated Packaged Air Conditioners, Size Range: 55 - 65 kBTU/h, SEER = 16 (EER = 12.5), EIR = 0.238, Fan W/CFM = 0.27, two-speed fan, with Econo (Pre-existing vintages do not include Economizer) | DEER2015 | D15 v1.0 | 2020-11-24 16:30 | NE-HVAC-airAC-Pkg-55to65kBtuh-16p0seer | DEER | Standard | None |  |  | None |  | 0 |  | 0 | Com | Any | HVAC | SpaceCool | dxAC_equip | pkgSEER | dxAC-Com-Pkg-55to65kBTUh-SEER-16.0 | HVAC-airAC | Com SEER-Rated Pkg AC, 18-65 kBTU/h; pre-2001: SEER = 9.7 (EER = 9.21), one-speed fan, no Econo; post-2001: SEER = 13 (EER = 11.06), one-speed fan, no Econo; 2014: SEER = 14 (EER = 11.75), two-speed fan, w/Econo | Commercial SEER-rated Packaged Air Conditioners, Size Range: 55 - 65 kBTU/h, SEER = 14 (EER = 11.7), EIR = 0.249, Fan W/CFM = 0.29, two-speed fan, with Econo | Commercial SEER-rated Packaged Air Conditioners, Size Range: 55 - 65 kBTU/h, SEER = 16 (EER = 12.5), EIR = 0.238, Fan W/CFM = 0.27, two-speed fan, with Econo |  | dxAC-Com-Pkg-55to65kBTUh-SEER-14.0 | dxAC-Com-Pkg-55to65kBTUh-SEER-16.0 | Available |  | 0 | 0 |  | ErRobNc | dxAC-Com-Pkg-55to65kBTUh-SEER-14.0 | HVAC-airAC |  | None | 2015-01-01 | 2017-06-30 | DEER |  |  |  |  | Standard |  | 1 | 1 | 0 | Deemed Ex Ante Team |  |  |  | Updated to indicate claim/filing status
825 | NE-HVAC-airAC-Pkg-55to65kBtuh-17p0seer | Commercial SEER-rated Packaged Air Conditioners, Size Range: 55 - 65 kBTU/h, SEER = 17 (EER = 13.3), EIR = 0.223, Fan W/CFM = 0.27, two-speed fan, with Econo (Pre-existing vintages do not include Economizer) | DEER2017 | D17 v2 | 2021-02-25 15:49 | NE-HVAC-airAC-Pkg-55to65kBtuh-17p0seer | DEER | Standard | None |  |  | None |  | 0 |  | 0 | Com | Any | HVAC | SpaceCool | dxAC_equip | pkgSEER | dxAC-Com-Pkg-55to65kBTUh-SEER-17.0 | HVAC-airAC | Com SEER-Rated Pkg AC, 18-65 kBTU/h; pre-2001: SEER = 11.6, one-speed fan, no Econo; post-2001: SEER = 13 (EER = 11.06), one-speed fan, no Econo; 2014: SEER = 14 (EER = 11.75), two-speed fan, w/Econo | Commercial SEER-rated Packaged Air Conditioners, Size Range: 55 - 65 kBTU/h, SEER = 14 (EER = 11.7), EIR = 0.249, Fan W/CFM = 0.29, two-speed fan, with Econo | Commercial SEER-rated Packaged Air Conditioners, Size Range: 55 - 65 kBTU/h, SEER = 17 (EER = 13.3), EIR = 0.223, Fan W/CFM = 0.27, two-speed fan, with Econo |  | dxAC-Com-Pkg-55to65kBTUh-SEER-14.0 | dxAC-Com-Pkg-55to65kBTUh-SEER-17.0 | Available |  | 0 | 0 | June 2017 DEER Update | ErRobNc | dxAC-Com-Pkg-55to65kBTUh-SEER-14.0 | HVAC-airAC |  | None | 2017-07-01 | 2020-05-27 | InEA_mod |  |  |  |  | Standard | Measure corrected and updated for DEER June 2017 Update including Baseline Adjustment; Measure expired due to DEER2020 update | 1 | 1 | 0 | Deemed Ex Ante Team |  | Measure corrected and updated for DEER June 2017 Update including Baseline Adjustment; Measure expired due to DEER2020 update |  | Extended per Golden Rod Memo 2019-12-23
825 | NE-HVAC-airAC-Pkg-55to65kBtuh-17p0seer | Commercial SEER-rated Packaged Air Conditioners, Size Range: 55 - 65 kBTU/h, SEER = 17 (EER = 13.3), EIR = 0.223, Fan W/CFM = 0.27, two-speed fan, with Econo (Pre-existing vintages do not include Economizer) | DEER2015 | D15 v1.0 | 2020-11-24 16:30 | NE-HVAC-airAC-Pkg-55to65kBtuh-17p0seer | DEER | Standard | None |  |  | None |  | 0 |  | 0 | Com | Any | HVAC | SpaceCool | dxAC_equip | pkgSEER | dxAC-Com-Pkg-55to65kBTUh-SEER-17.0 | HVAC-airAC | Com SEER-Rated Pkg AC, 18-65 kBTU/h; pre-2001: SEER = 9.7 (EER = 9.21), one-speed fan, no Econo; post-2001: SEER = 13 (EER = 11.06), one-speed fan, no Econo; 2014: SEER = 14 (EER = 11.75), two-speed fan, w/Econo | Commercial SEER-rated Packaged Air Conditioners, Size Range: 55 - 65 kBTU/h, SEER = 14 (EER = 11.7), EIR = 0.249, Fan W/CFM = 0.29, two-speed fan, with Econo | Commercial SEER-rated Packaged Air Conditioners, Size Range: 55 - 65 kBTU/h, SEER = 17 (EER = 13.3), EIR = 0.223, Fan W/CFM = 0.27, two-speed fan, with Econo |  | dxAC-Com-Pkg-55to65kBTUh-SEER-14.0 | dxAC-Com-Pkg-55to65kBTUh-SEER-17.0 | Available |  | 0 | 0 |  | ErRobNc | dxAC-Com-Pkg-55to65kBTUh-SEER-14.0 | HVAC-airAC |  | None | 2015-01-01 | 2017-06-30 | DEER |  |  |  |  | Standard |  | 1 | 1 | 0 | Deemed Ex Ante Team |  |  |  | Updated to indicate claim/filing status
826 | NE-HVAC-airAC-Pkg-55to65kBtuh-18p0seer | Commercial SEER-rated Packaged Air Conditioners, Size Range: 55 - 65 kBTU/h, SEER = 18 (EER = 14), EIR = 0.209, Fan W/CFM = 0.27, two-speed fan, with Econo (Pre-existing vintages do not include Economizer) | DEER2015 | D15 v1.0 | 2020-11-24 16:30 | NE-HVAC-airAC-Pkg-55to65kBtuh-18p0seer | DEER | Standard | None |  |  | None |  | 0 |  | 0 | Com | Any | HVAC | SpaceCool | dxAC_equip | pkgSEER | dxAC-Com-Pkg-55to65kBTUh-SEER-18.0 | HVAC-airAC | Com SEER-Rated Pkg AC, 18-65 kBTU/h; pre-2001: SEER = 9.7 (EER = 9.21), one-speed fan, no Econo; post-2001: SEER = 13 (EER = 11.06), one-speed fan, no Econo; 2014: SEER = 14 (EER = 11.75), two-speed fan, w/Econo | Commercial SEER-rated Packaged Air Conditioners, Size Range: 55 - 65 kBTU/h, SEER = 14 (EER = 11.7), EIR = 0.249, Fan W/CFM = 0.29, two-speed fan, with Econo | Commercial SEER-rated Packaged Air Conditioners, Size Range: 55 - 65 kBTU/h, SEER = 18 (EER = 14), EIR = 0.209, Fan W/CFM = 0.27, two-speed fan, with Econo |  | dxAC-Com-Pkg-55to65kBTUh-SEER-14.0 | dxAC-Com-Pkg-55to65kBTUh-SEER-18.0 | Available |  | 0 | 0 |  | ErRobNc | dxAC-Com-Pkg-55to65kBTUh-SEER-14.0 | HVAC-airAC |  | None | 2015-01-01 | 2017-06-30 | DEER |  |  |  |  | Standard |  | 1 | 1 | 0 | Deemed Ex Ante Team |  |  |  | Updated to indicate claim/filing status
826 | NE-HVAC-airAC-Pkg-55to65kBtuh-18p0seer | Commercial SEER-rated Packaged Air Conditioners, Size Range: 55 - 65 kBTU/h, SEER = 18 (EER = 14), EIR = 0.209, Fan W/CFM = 0.27, two-speed fan, with Econo (Pre-existing vintages do not include Economizer) | DEER2017 | D17 v2 | 2021-02-25 15:49 | NE-HVAC-airAC-Pkg-55to65kBtuh-18p0seer | DEER | Standard | None |  |  | None |  | 0 |  | 0 | Com | Any | HVAC | SpaceCool | dxAC_equip | pkgSEER | dxAC-Com-Pkg-55to65kBTUh-SEER-18.0 | HVAC-airAC | Com SEER-Rated Pkg AC, 18-65 kBTU/h; pre-2001: SEER = 11.6, one-speed fan, no Econo; post-2001: SEER = 13 (EER = 11.06), one-speed fan, no Econo; 2014: SEER = 14 (EER = 11.75), two-speed fan, w/Econo | Commercial SEER-rated Packaged Air Conditioners, Size Range: 55 - 65 kBTU/h, SEER = 14 (EER = 11.7), EIR = 0.249, Fan W/CFM = 0.29, two-speed fan, with Econo | Commercial SEER-rated Packaged Air Conditioners, Size Range: 55 - 65 kBTU/h, SEER = 18 (EER = 14), EIR = 0.209, Fan W/CFM = 0.27, two-speed fan, with Econo |  | dxAC-Com-Pkg-55to65kBTUh-SEER-14.0 | dxAC-Com-Pkg-55to65kBTUh-SEER-18.0 | Available |  | 0 | 0 | June 2017 DEER Update | ErRobNc | dxAC-Com-Pkg-55to65kBTUh-SEER-14.0 | HVAC-airAC |  | None | 2017-07-01 | 2020-05-27 | InEA_mod |  |  |  |  | Standard | Measure corrected and updated for DEER June 2017 Update including Baseline Adjustment; Measure expired due to DEER2020 update | 1 | 1 | 0 | Deemed Ex Ante Team |  | Measure corrected and updated for DEER June 2017 Update including Baseline Adjustment; Measure expired due to DEER2020 update |  | Extended per Golden Rod Memo 2019-12-23
827 | NE-HVAC-airAC-Pkg-55to65kBtuh-15p0seer-wPreEcono | Commercial SEER-rated Packaged Air Conditioners, Size Range: 55 - 65 kBTU/h, SEER = 15 (EER = 12.6), EIR = 0.236, Fan W/CFM = 0.25, two-speed fan, with Econo (Pre-existing vintages include Economizer) | DEER2017 | D17 v2 | 2021-02-25 15:49 | NE-HVAC-airAC-Pkg-55to65kBtuh-15p0seer-wPreEcono | DEER | Standard | None |  |  | None |  | 0 |  | 0 | Com | Any | HVAC | SpaceCool | dxAC_equip | pkgSEER | dxAC-Com-Pkg-55to65kBTUh-SEER-15.0 | HVAC-airAC | Com SEER-Rated Pkg AC, 18-65 kBTU/h; pre-2001: SEER = 11.6, one-speed fan, w/ Econo; post-2001: SEER = 13 (EER = 11.06), one-speed fan, w/Econo; 2014: SEER = 14 (EER = 11.75), two-speed fan, w/Econo | Commercial SEER-rated Packaged Air Conditioners, Size Range: 55 - 65 kBTU/h, SEER = 14 (EER = 11.7), EIR = 0.249, Fan W/CFM = 0.29, two-speed fan, with Econo | Commercial SEER-rated Packaged Air Conditioners, Size Range: 55 - 65 kBTU/h, SEER = 15 (EER = 12.6), EIR = 0.236, Fan W/CFM = 0.25, two-speed fan, with Econo |  | dxAC-Com-Pkg-55to65kBTUh-SEER-14.0 | dxAC-Com-Pkg-55to65kBTUh-SEER-15.0 | Available |  | 0 | 0 | June 2017 DEER Update | ErRobNc | dxAC-Com-Pkg-55to65kBTUh-SEER-14.0 | HVAC-airAC |  | None | 2017-07-01 | 2020-05-27 | InEA_mod |  |  |  |  | Standard | Measure corrected and updated for DEER June 2017 Update including Baseline Adjustment; Measure expired due to DEER2020 update | 1 | 1 | 0 | Deemed Ex Ante Team |  | Measure corrected and updated for DEER June 2017 Update including Baseline Adjustment; Measure expired due to DEER2020 update |  | Extended per Golden Rod Memo 2019-12-23
827 | NE-HVAC-airAC-Pkg-55to65kBtuh-15p0seer-wPreEcono | Commercial SEER-rated Packaged Air Conditioners, Size Range: 55 - 65 kBTU/h, SEER = 15 (EER = 12.6), EIR = 0.236, Fan W/CFM = 0.25, two-speed fan, with Econo (Pre-existing vintages include Economizer) | DEER2015 | D15 v1.0 | 2020-11-24 16:30 | NE-HVAC-airAC-Pkg-55to65kBtuh-15p0seer-wPreEcono | DEER | Standard | None |  |  | None |  | 0 |  | 0 | Com | Any | HVAC | SpaceCool | dxAC_equip | pkgSEER | dxAC-Com-Pkg-55to65kBTUh-SEER-15.0 | HVAC-airAC | Com SEER-Rated Pkg AC, 18-65 kBTU/h; pre-2001: SEER = 9.7 (EER = 9.21), one-speed fan, w/Econo; post-2001: SEER = 13 (EER = 11.06), one-speed fan, w/Econo; 2014: SEER = 14 (EER = 11.75), two-speed fan, w/Econo | Commercial SEER-rated Packaged Air Conditioners, Size Range: 55 - 65 kBTU/h, SEER = 14 (EER = 11.7), EIR = 0.249, Fan W/CFM = 0.29, two-speed fan, with Econo | Commercial SEER-rated Packaged Air Conditioners, Size Range: 55 - 65 kBTU/h, SEER = 15 (EER = 12.6), EIR = 0.236, Fan W/CFM = 0.25, two-speed fan, with Econo |  | dxAC-Com-Pkg-55to65kBTUh-SEER-14.0 | dxAC-Com-Pkg-55to65kBTUh-SEER-15.0 | Available |  | 0 | 0 |  | ErRobNc | dxAC-Com-Pkg-55to65kBTUh-SEER-14.0 | HVAC-airAC |  | None | 2015-01-01 | 2017-06-30 | DEER |  |  |  |  | Standard |  | 1 | 1 | 0 | Deemed Ex Ante Team |  |  |  | Updated to indicate claim/filing status
828 | NE-HVAC-airAC-Pkg-55to65kBtuh-16p0seer-wPreEcono | Commercial SEER-rated Packaged Air Conditioners, Size Range: 55 - 65 kBTU/h, SEER = 16 (EER = 12.5), EIR = 0.238, Fan W/CFM = 0.27, two-speed fan, with Econo (Pre-existing vintages include Economizer) | DEER2015 | D15 v1.0 | 2020-11-24 16:30 | NE-HVAC-airAC-Pkg-55to65kBtuh-16p0seer-wPreEcono | DEER | Standard | None |  |  | None |  | 0 |  | 0 | Com | Any | HVAC | SpaceCool | dxAC_equip | pkgSEER | dxAC-Com-Pkg-55to65kBTUh-SEER-16.0 | HVAC-airAC | Com SEER-Rated Pkg AC, 18-65 kBTU/h; pre-2001: SEER = 9.7 (EER = 9.21), one-speed fan, w/Econo; post-2001: SEER = 13 (EER = 11.06), one-speed fan, w/Econo; 2014: SEER = 14 (EER = 11.75), two-speed fan, w/Econo | Commercial SEER-rated Packaged Air Conditioners, Size Range: 55 - 65 kBTU/h, SEER = 14 (EER = 11.7), EIR = 0.249, Fan W/CFM = 0.29, two-speed fan, with Econo | Commercial SEER-rated Packaged Air Conditioners, Size Range: 55 - 65 kBTU/h, SEER = 16 (EER = 12.5), EIR = 0.238, Fan W/CFM = 0.27, two-speed fan, with Econo |  | dxAC-Com-Pkg-55to65kBTUh-SEER-14.0 | dxAC-Com-Pkg-55to65kBTUh-SEER-16.0 | Available |  | 0 | 0 |  | ErRobNc | dxAC-Com-Pkg-55to65kBTUh-SEER-14.0 | HVAC-airAC |  | None | 2015-01-01 | 2017-06-30 | DEER |  |  |  |  | Standard |  | 1 | 1 | 0 | Deemed Ex Ante Team |  |  |  | Updated to indicate claim/filing status
828 | NE-HVAC-airAC-Pkg-55to65kBtuh-16p0seer-wPreEcono | Commercial SEER-rated Packaged Air Conditioners, Size Range: 55 - 65 kBTU/h, SEER = 16 (EER = 12.5), EIR = 0.238, Fan W/CFM = 0.27, two-speed fan, with Econo (Pre-existing vintages include Economizer) | DEER2017 | D17 v2 | 2021-02-25 15:49 | NE-HVAC-airAC-Pkg-55to65kBtuh-16p0seer-wPreEcono | DEER | Standard | None |  |  | None |  | 0 |  | 0 | Com | Any | HVAC | SpaceCool | dxAC_equip | pkgSEER | dxAC-Com-Pkg-55to65kBTUh-SEER-16.0 | HVAC-airAC | Com SEER-Rated Pkg AC, 18-65 kBTU/h; pre-2001: SEER = 11.6, one-speed fan, w/ Econo; post-2001: SEER = 13 (EER = 11.06), one-speed fan, w/Econo; 2014: SEER = 14 (EER = 11.75), two-speed fan, w/Econo | Commercial SEER-rated Packaged Air Conditioners, Size Range: 55 - 65 kBTU/h, SEER = 14 (EER = 11.7), EIR = 0.249, Fan W/CFM = 0.29, two-speed fan, with Econo | Commercial SEER-rated Packaged Air Conditioners, Size Range: 55 - 65 kBTU/h, SEER = 16 (EER = 12.5), EIR = 0.238, Fan W/CFM = 0.27, two-speed fan, with Econo |  | dxAC-Com-Pkg-55to65kBTUh-SEER-14.0 | dxAC-Com-Pkg-55to65kBTUh-SEER-16.0 | Available |  | 0 | 0 | June 2017 DEER Update | ErRobNc | dxAC-Com-Pkg-55to65kBTUh-SEER-14.0 | HVAC-airAC |  | None | 2017-07-01 | 2020-05-27 | InEA_mod |  |  |  |  | Standard | Measure corrected and updated for DEER June 2017 Update including Baseline Adjustment; Measure expired due to DEER2020 update | 1 | 1 | 0 | Deemed Ex Ante Team |  | Measure corrected and updated for DEER June 2017 Update including Baseline Adjustment; Measure expired due to DEER2020 update |  | Extended per Golden Rod Memo 2019-12-23
829 | NE-HVAC-airAC-Pkg-55to65kBtuh-17p0seer-wPreEcono | Commercial SEER-rated Packaged Air Conditioners, Size Range: 55 - 65 kBTU/h, SEER = 17 (EER = 13.3), EIR = 0.223, Fan W/CFM = 0.27, two-speed fan, with Econo (Pre-existing vintages include Economizer) | DEER2015 | D15 v1.0 | 2020-11-24 16:30 | NE-HVAC-airAC-Pkg-55to65kBtuh-17p0seer-wPreEcono | DEER | Standard | None |  |  | None |  | 0 |  | 0 | Com | Any | HVAC | SpaceCool | dxAC_equip | pkgSEER | dxAC-Com-Pkg-55to65kBTUh-SEER-17.0 | HVAC-airAC | Com SEER-Rated Pkg AC, 18-65 kBTU/h; pre-2001: SEER = 9.7 (EER = 9.21), one-speed fan, w/Econo; post-2001: SEER = 13 (EER = 11.06), one-speed fan, w/Econo; 2014: SEER = 14 (EER = 11.75), two-speed fan, w/Econo | Commercial SEER-rated Packaged Air Conditioners, Size Range: 55 - 65 kBTU/h, SEER = 14 (EER = 11.7), EIR = 0.249, Fan W/CFM = 0.29, two-speed fan, with Econo | Commercial SEER-rated Packaged Air Conditioners, Size Range: 55 - 65 kBTU/h, SEER = 17 (EER = 13.3), EIR = 0.223, Fan W/CFM = 0.27, two-speed fan, with Econo |  | dxAC-Com-Pkg-55to65kBTUh-SEER-14.0 | dxAC-Com-Pkg-55to65kBTUh-SEER-17.0 | Available |  | 0 | 0 |  | ErRobNc | dxAC-Com-Pkg-55to65kBTUh-SEER-14.0 | HVAC-airAC |  | None | 2015-01-01 | 2017-06-30 | DEER |  |  |  |  | Standard |  | 1 | 1 | 0 | Deemed Ex Ante Team |  |  |  | Updated to indicate claim/filing status
829 | NE-HVAC-airAC-Pkg-55to65kBtuh-17p0seer-wPreEcono | Commercial SEER-rated Packaged Air Conditioners, Size Range: 55 - 65 kBTU/h, SEER = 17 (EER = 13.3), EIR = 0.223, Fan W/CFM = 0.27, two-speed fan, with Econo (Pre-existing vintages include Economizer) | DEER2017 | D17 v2 | 2021-02-25 15:49 | NE-HVAC-airAC-Pkg-55to65kBtuh-17p0seer-wPreEcono | DEER | Standard | None |  |  | None |  | 0 |  | 0 | Com | Any | HVAC | SpaceCool | dxAC_equip | pkgSEER | dxAC-Com-Pkg-55to65kBTUh-SEER-17.0 | HVAC-airAC | Com SEER-Rated Pkg AC, 18-65 kBTU/h; pre-2001: SEER = 11.6, one-speed fan, w/ Econo; post-2001: SEER = 13 (EER = 11.06), one-speed fan, w/Econo; 2014: SEER = 14 (EER = 11.75), two-speed fan, w/Econo | Commercial SEER-rated Packaged Air Conditioners, Size Range: 55 - 65 kBTU/h, SEER = 14 (EER = 11.7), EIR = 0.249, Fan W/CFM = 0.29, two-speed fan, with Econo | Commercial SEER-rated Packaged Air Conditioners, Size Range: 55 - 65 kBTU/h, SEER = 17 (EER = 13.3), EIR = 0.223, Fan W/CFM = 0.27, two-speed fan, with Econo |  | dxAC-Com-Pkg-55to65kBTUh-SEER-14.0 | dxAC-Com-Pkg-55to65kBTUh-SEER-17.0 | Available |  | 0 | 0 | June 2017 DEER Update | ErRobNc | dxAC-Com-Pkg-55to65kBTUh-SEER-14.0 | HVAC-airAC |  | None | 2017-07-01 | 2020-05-27 | InEA_mod |  |  |  |  | Standard | Measure corrected and updated for DEER June 2017 Update including Baseline Adjustment; Measure expired due to DEER2020 update | 1 | 1 | 0 | Deemed Ex Ante Team |  | Measure corrected and updated for DEER June 2017 Update including Baseline Adjustment; Measure expired due to DEER2020 update |  | Extended per Golden Rod Memo 2019-12-23
830 | NE-HVAC-airAC-Pkg-55to65kBtuh-18p0seer-wPreEcono | Commercial SEER-rated Packaged Air Conditioners, Size Range: 55 - 65 kBTU/h, SEER = 18 (EER = 14), EIR = 0.209, Fan W/CFM = 0.27, two-speed fan, with Econo (Pre-existing vintages include Economizer) | DEER2015 | D15 v1.0 | 2020-11-24 16:30 | NE-HVAC-airAC-Pkg-55to65kBtuh-18p0seer-wPreEcono | DEER | Standard | None |  |  | None |  | 0 |  | 0 | Com | Any | HVAC | SpaceCool | dxAC_equip | pkgSEER | dxAC-Com-Pkg-55to65kBTUh-SEER-18.0 | HVAC-airAC | Com SEER-Rated Pkg AC, 18-65 kBTU/h; pre-2001: SEER = 9.7 (EER = 9.21), one-speed fan, w/Econo; post-2001: SEER = 13 (EER = 11.06), one-speed fan, w/Econo; 2014: SEER = 14 (EER = 11.75), two-speed fan, w/Econo | Commercial SEER-rated Packaged Air Conditioners, Size Range: 55 - 65 kBTU/h, SEER = 14 (EER = 11.7), EIR = 0.249, Fan W/CFM = 0.29, two-speed fan, with Econo | Commercial SEER-rated Packaged Air Conditioners, Size Range: 55 - 65 kBTU/h, SEER = 18 (EER = 14), EIR = 0.209, Fan W/CFM = 0.27, two-speed fan, with Econo |  | dxAC-Com-Pkg-55to65kBTUh-SEER-14.0 | dxAC-Com-Pkg-55to65kBTUh-SEER-18.0 | Available |  | 0 | 0 |  | ErRobNc | dxAC-Com-Pkg-55to65kBTUh-SEER-14.0 | HVAC-airAC |  | None | 2015-01-01 | 2017-06-30 | DEER |  |  |  |  | Standard |  | 1 | 1 | 0 | Deemed Ex Ante Team |  |  |  | Updated to indicate claim/filing status
830 | NE-HVAC-airAC-Pkg-55to65kBtuh-18p0seer-wPreEcono | Commercial SEER-rated Packaged Air Conditioners, Size Range: 55 - 65 kBTU/h, SEER = 18 (EER = 14), EIR = 0.209, Fan W/CFM = 0.27, two-speed fan, with Econo (Pre-existing vintages include Economizer) | DEER2017 | D17 v2 | 2021-02-25 15:49 | NE-HVAC-airAC-Pkg-55to65kBtuh-18p0seer-wPreEcono | DEER | Standard | None |  |  | None |  | 0 |  | 0 | Com | Any | HVAC | SpaceCool | dxAC_equip | pkgSEER | dxAC-Com-Pkg-55to65kBTUh-SEER-18.0 | HVAC-airAC | Com SEER-Rated Pkg AC, 18-65 kBTU/h; pre-2001: SEER = 11.6, one-speed fan, w/ Econo; post-2001: SEER = 13 (EER = 11.06), one-speed fan, w/Econo; 2014: SEER = 14 (EER = 11.75), two-speed fan, w/Econo | Commercial SEER-rated Packaged Air Conditioners, Size Range: 55 - 65 kBTU/h, SEER = 14 (EER = 11.7), EIR = 0.249, Fan W/CFM = 0.29, two-speed fan, with Econo | Commercial SEER-rated Packaged Air Conditioners, Size Range: 55 - 65 kBTU/h, SEER = 18 (EER = 14), EIR = 0.209, Fan W/CFM = 0.27, two-speed fan, with Econo |  | dxAC-Com-Pkg-55to65kBTUh-SEER-14.0 | dxAC-Com-Pkg-55to65kBTUh-SEER-18.0 | Available |  | 0 | 0 | June 2017 DEER Update | ErRobNc | dxAC-Com-Pkg-55to65kBTUh-SEER-14.0 | HVAC-airAC |  | None | 2017-07-01 | 2020-05-27 | InEA_mod |  |  |  |  | Standard | Measure corrected and updated for DEER June 2017 Update including Baseline Adjustment; Measure expired due to DEER2020 update | 1 | 1 | 0 | Deemed Ex Ante Team |  | Measure corrected and updated for DEER June 2017 Update including Baseline Adjustment; Measure expired due to DEER2020 update |  | Extended per Golden Rod Memo 2019-12-23
831 | NE-HVAC-airAC-Split-lt45kBtuh-15p0seer | Commercial SEER-rated split Air Conditioners, Size Range: 18 - 45 kBTU/h, SEER = 15 (EER = 12.8), EIR = 0.232, Fan W/CFM = 0.25, one-speed fan, without Econo | DEER2017 | D17 v2 | 2020-11-24 16:30 | NE-HVAC-airAC-Split-lt45kBtuh-15p0seer | DEER | Standard | None |  |  | None |  | 0 |  | 0 | Com | Any | HVAC | SpaceCool | dxAC_equip | spltSEER | dxAC-Com-Split-lt45kBTUh-SEER-15.0 | HVAC-airAC | Commercial SEER-rated split Air Conditioners, 18-65 kBTU/h; pre-2001: SEER = 11.5, one-speed fan, no Econo; post-2001: SEER = 13 (EER = 11.08), one-speed fan, no Econo; 2014: SEER = 14 (EER = 12.17), one-speed fan, no Econo | Commercial SEER-rated split Air Conditioners, Size Range: 18 - 45 kBTU/h, SEER = 14 (EER = 12.2), EIR = 0.239, Fan W/CFM = 0.29, one-speed fan, without Econo | Commercial SEER-rated split Air Conditioners, Size Range: 18 - 45 kBTU/h, SEER = 15 (EER = 12.8), EIR = 0.232, Fan W/CFM = 0.25, one-speed fan, without Econo |  | dxAC-Com-Split-lt45kBTUh-SEER-14.0 | dxAC-Com-Split-lt45kBTUh-SEER-15.0 | Available |  | 0 | 0 | June 2017 DEER Update | ErRobNc | dxAC-Com-Split-lt45kBTUh-SEER-14.0 | HVAC-airAC |  | None | 2017-07-01 | 2019-12-31 | InEA_mod |  |  |  |  | Standard | Measure corrected and updated for DEER June 2017 Update including Baseline Adjustment; Measure expired due to DEER2020 update | 1 | 1 | 0 | Deemed Ex Ante Team |  | Measure corrected and updated for DEER June 2017 Update including Baseline Adjustment; Measure expired due to DEER2020 update |  | Updated to indicate claim/filing status
831 | NE-HVAC-airAC-Split-lt45kBtuh-15p0seer | Commercial SEER-rated split Air Conditioners, Size Range: 18 - 45 kBTU/h, SEER = 15 (EER = 12.8), EIR = 0.232, Fan W/CFM = 0.25, one-speed fan, without Econo | DEER2015 | D15 v1.0 | 2020-11-24 16:30 | NE-HVAC-airAC-Split-lt45kBtuh-15p0seer | DEER | Standard | None |  |  | None |  | 0 |  | 0 | Com | Any | HVAC | SpaceCool | dxAC_equip | spltSEER | dxAC-Com-Split-lt45kBTUh-SEER-15.0 | HVAC-airAC | Commercial SEER-rated split Air Conditioners, 18-65 kBTU/h; pre-2001: SEER = 10 (EER = 8.52), one-speed fan, no Econo; post-2001: SEER = 13 (EER = 11.08), one-speed fan, no Econo; 2014: SEER = 14 (EER = 12.17), one-speed fan, no Econo | Commercial SEER-rated split Air Conditioners, Size Range: 18 - 45 kBTU/h, SEER = 14 (EER = 12.2), EIR = 0.239, Fan W/CFM = 0.29, one-speed fan, without Econo | Commercial SEER-rated split Air Conditioners, Size Range: 18 - 45 kBTU/h, SEER = 15 (EER = 12.8), EIR = 0.232, Fan W/CFM = 0.25, one-speed fan, without Econo |  | dxAC-Com-Split-lt45kBTUh-SEER-14.0 | dxAC-Com-Split-lt45kBTUh-SEER-15.0 | Available |  | 0 | 0 |  | ErRobNc | dxAC-Com-Split-lt45kBTUh-SEER-14.0 | HVAC-airAC |  | None | 2015-01-01 | 2017-06-30 | DEER |  |  |  |  | Standard |  | 1 | 1 | 0 | Deemed Ex Ante Team |  |  |  | Updated to indicate claim/filing status
832 | NE-HVAC-airAC-Split-lt45kBtuh-16p0seer | Commercial SEER-rated split Air Conditioners, Size Range: 18 - 45 kBTU/h, SEER = 16 (EER = 12.5), EIR = 0.238, Fan W/CFM = 0.27, two-speed fan, without Econo | DEER2015 | D15 v1.0 | 2020-11-24 16:30 | NE-HVAC-airAC-Split-lt45kBtuh-16p0seer | DEER | Standard | None |  |  | None |  | 0 |  | 0 | Com | Any | HVAC | SpaceCool | dxAC_equip | spltSEER | dxAC-Com-Split-lt45kBTUh-SEER-16.0 | HVAC-airAC | Commercial SEER-rated split Air Conditioners, 18-65 kBTU/h; pre-2001: SEER = 10 (EER = 8.52), one-speed fan, no Econo; post-2001: SEER = 13 (EER = 11.08), one-speed fan, no Econo; 2014: SEER = 14 (EER = 12.17), one-speed fan, no Econo | Commercial SEER-rated split Air Conditioners, Size Range: 18 - 45 kBTU/h, SEER = 14 (EER = 12.2), EIR = 0.239, Fan W/CFM = 0.29, one-speed fan, without Econo | Commercial SEER-rated split Air Conditioners, Size Range: 18 - 45 kBTU/h, SEER = 16 (EER = 12.5), EIR = 0.238, Fan W/CFM = 0.27, two-speed fan, without Econo |  | dxAC-Com-Split-lt45kBTUh-SEER-14.0 | dxAC-Com-Split-lt45kBTUh-SEER-16.0 | Available |  | 0 | 0 |  | ErRobNc | dxAC-Com-Split-lt45kBTUh-SEER-14.0 | HVAC-airAC |  | None | 2015-01-01 | 2017-06-30 | DEER |  |  |  |  | Standard |  | 1 | 1 | 0 | Deemed Ex Ante Team |  |  |  | Updated to indicate claim/filing status
832 | NE-HVAC-airAC-Split-lt45kBtuh-16p0seer | Commercial SEER-rated split Air Conditioners, Size Range: 18 - 45 kBTU/h, SEER = 16 (EER = 12.5), EIR = 0.238, Fan W/CFM = 0.27, two-speed fan, without Econo | DEER2017 | D17 v2 | 2020-11-24 16:30 | NE-HVAC-airAC-Split-lt45kBtuh-16p0seer | DEER | Standard | None |  |  | None |  | 0 |  | 0 | Com | Any | HVAC | SpaceCool | dxAC_equip | spltSEER | dxAC-Com-Split-lt45kBTUh-SEER-16.0 | HVAC-airAC | Commercial SEER-rated split Air Conditioners, 18-65 kBTU/h; pre-2001: SEER = 11.5, one-speed fan, no Econo; post-2001: SEER = 13 (EER = 11.08), one-speed fan, no Econo; 2014: SEER = 14 (EER = 12.17), one-speed fan, no Econo | Commercial SEER-rated split Air Conditioners, Size Range: 18 - 45 kBTU/h, SEER = 14 (EER = 12.2), EIR = 0.239, Fan W/CFM = 0.29, one-speed fan, without Econo | Commercial SEER-rated split Air Conditioners, Size Range: 18 - 45 kBTU/h, SEER = 16 (EER = 12.5), EIR = 0.238, Fan W/CFM = 0.27, two-speed fan, without Econo |  | dxAC-Com-Split-lt45kBTUh-SEER-14.0 | dxAC-Com-Split-lt45kBTUh-SEER-16.0 | Available |  | 0 | 0 | June 2017 DEER Update | ErRobNc | dxAC-Com-Split-lt45kBTUh-SEER-14.0 | HVAC-airAC |  | None | 2017-07-01 | 2019-12-31 | InEA_mod |  |  |  |  | Standard | Measure corrected and updated for DEER June 2017 Update including Baseline Adjustment; Measure expired due to DEER2020 update | 1 | 1 | 0 | Deemed Ex Ante Team |  | Measure corrected and updated for DEER June 2017 Update including Baseline Adjustment; Measure expired due to DEER2020 update |  | Updated to indicate claim/filing status
833 | NE-HVAC-airAC-Split-lt45kBtuh-17p0seer | Commercial SEER-rated split Air Conditioners, Size Range: 18 - 45 kBTU/h, SEER = 17 (EER = 13.3), EIR = 0.223, Fan W/CFM = 0.27, two-speed fan, without Econo | DEER2017 | D17 v2 | 2020-11-24 16:30 | NE-HVAC-airAC-Split-lt45kBtuh-17p0seer | DEER | Standard | None |  |  | None |  | 0 |  | 0 | Com | Any | HVAC | SpaceCool | dxAC_equip | spltSEER | dxAC-Com-Split-lt45kBTUh-SEER-17.0 | HVAC-airAC | Commercial SEER-rated split Air Conditioners, 18-65 kBTU/h; pre-2001: SEER = 11.5, one-speed fan, no Econo; post-2001: SEER = 13 (EER = 11.08), one-speed fan, no Econo; 2014: SEER = 14 (EER = 12.17), one-speed fan, no Econo | Commercial SEER-rated split Air Conditioners, Size Range: 18 - 45 kBTU/h, SEER = 14 (EER = 12.2), EIR = 0.239, Fan W/CFM = 0.29, one-speed fan, without Econo | Commercial SEER-rated split Air Conditioners, Size Range: 18 - 45 kBTU/h, SEER = 17 (EER = 13.3), EIR = 0.223, Fan W/CFM = 0.27, two-speed fan, without Econo |  | dxAC-Com-Split-lt45kBTUh-SEER-14.0 | dxAC-Com-Split-lt45kBTUh-SEER-17.0 | Available |  | 0 | 0 | June 2017 DEER Update | ErRobNc | dxAC-Com-Split-lt45kBTUh-SEER-14.0 | HVAC-airAC |  | None | 2017-07-01 | 2019-12-31 | InEA_mod |  |  |  |  | Standard | Measure corrected and updated for DEER June 2017 Update including Baseline Adjustment; Measure expired due to DEER2020 update | 1 | 1 | 0 | Deemed Ex Ante Team |  | Measure corrected and updated for DEER June 2017 Update including Baseline Adjustment; Measure expired due to DEER2020 update |  | Updated to indicate claim/filing status
833 | NE-HVAC-airAC-Split-lt45kBtuh-17p0seer | Commercial SEER-rated split Air Conditioners, Size Range: 18 - 45 kBTU/h, SEER = 17 (EER = 13.3), EIR = 0.223, Fan W/CFM = 0.27, two-speed fan, without Econo | DEER2015 | D15 v1.0 | 2020-11-24 16:30 | NE-HVAC-airAC-Split-lt45kBtuh-17p0seer | DEER | Standard | None |  |  | None |  | 0 |  | 0 | Com | Any | HVAC | SpaceCool | dxAC_equip | spltSEER | dxAC-Com-Split-lt45kBTUh-SEER-17.0 | HVAC-airAC | Commercial SEER-rated split Air Conditioners, 18-65 kBTU/h; pre-2001: SEER = 10 (EER = 8.52), one-speed fan, no Econo; post-2001: SEER = 13 (EER = 11.08), one-speed fan, no Econo; 2014: SEER = 14 (EER = 12.17), one-speed fan, no Econo | Commercial SEER-rated split Air Conditioners, Size Range: 18 - 45 kBTU/h, SEER = 14 (EER = 12.2), EIR = 0.239, Fan W/CFM = 0.29, one-speed fan, without Econo | Commercial SEER-rated split Air Conditioners, Size Range: 18 - 45 kBTU/h, SEER = 17 (EER = 13.3), EIR = 0.223, Fan W/CFM = 0.27, two-speed fan, without Econo |  | dxAC-Com-Split-lt45kBTUh-SEER-14.0 | dxAC-Com-Split-lt45kBTUh-SEER-17.0 | Available |  | 0 | 0 |  | ErRobNc | dxAC-Com-Split-lt45kBTUh-SEER-14.0 | HVAC-airAC |  | None | 2015-01-01 | 2017-06-30 | DEER |  |  |  |  | Standard |  | 1 | 1 | 0 | Deemed Ex Ante Team |  |  |  | Updated to indicate claim/filing status
834 | NE-HVAC-airAC-Split-lt45kBtuh-18p0seer | Commercial SEER-rated split Air Conditioners, Size Range: 18 - 45 kBTU/h, SEER = 18 (EER = 14), EIR = 0.209, Fan W/CFM = 0.27, two-speed fan, without Econo | DEER2017 | D17 v2 | 2020-11-24 16:30 | NE-HVAC-airAC-Split-lt45kBtuh-18p0seer | DEER | Standard | None |  |  | None |  | 0 |  | 0 | Com | Any | HVAC | SpaceCool | dxAC_equip | spltSEER | dxAC-Com-Split-lt45kBTUh-SEER-18.0 | HVAC-airAC | Commercial SEER-rated split Air Conditioners, 18-65 kBTU/h; pre-2001: SEER = 11.5, one-speed fan, no Econo; post-2001: SEER = 13 (EER = 11.08), one-speed fan, no Econo; 2014: SEER = 14 (EER = 12.17), one-speed fan, no Econo | Commercial SEER-rated split Air Conditioners, Size Range: 18 - 45 kBTU/h, SEER = 14 (EER = 12.2), EIR = 0.239, Fan W/CFM = 0.29, one-speed fan, without Econo | Commercial SEER-rated split Air Conditioners, Size Range: 18 - 45 kBTU/h, SEER = 18 (EER = 14), EIR = 0.209, Fan W/CFM = 0.27, two-speed fan, without Econo |  | dxAC-Com-Split-lt45kBTUh-SEER-14.0 | dxAC-Com-Split-lt45kBTUh-SEER-18.0 | Available |  | 0 | 0 | June 2017 DEER Update | ErRobNc | dxAC-Com-Split-lt45kBTUh-SEER-14.0 | HVAC-airAC |  | None | 2017-07-01 | 2019-12-31 | InEA_mod |  |  |  |  | Standard | Measure corrected and updated for DEER June 2017 Update including Baseline Adjustment; Measure expired due to DEER2020 update | 1 | 1 | 0 | Deemed Ex Ante Team |  | Measure corrected and updated for DEER June 2017 Update including Baseline Adjustment; Measure expired due to DEER2020 update |  | Updated to indicate claim/filing status
834 | NE-HVAC-airAC-Split-lt45kBtuh-18p0seer | Commercial SEER-rated split Air Conditioners, Size Range: 18 - 45 kBTU/h, SEER = 18 (EER = 14), EIR = 0.209, Fan W/CFM = 0.27, two-speed fan, without Econo | DEER2015 | D15 v1.0 | 2020-11-24 16:30 | NE-HVAC-airAC-Split-lt45kBtuh-18p0seer | DEER | Standard | None |  |  | None |  | 0 |  | 0 | Com | Any | HVAC | SpaceCool | dxAC_equip | spltSEER | dxAC-Com-Split-lt45kBTUh-SEER-18.0 | HVAC-airAC | Commercial SEER-rated split Air Conditioners, 18-65 kBTU/h; pre-2001: SEER = 10 (EER = 8.52), one-speed fan, no Econo; post-2001: SEER = 13 (EER = 11.08), one-speed fan, no Econo; 2014: SEER = 14 (EER = 12.17), one-speed fan, no Econo | Commercial SEER-rated split Air Conditioners, Size Range: 18 - 45 kBTU/h, SEER = 14 (EER = 12.2), EIR = 0.239, Fan W/CFM = 0.29, one-speed fan, without Econo | Commercial SEER-rated split Air Conditioners, Size Range: 18 - 45 kBTU/h, SEER = 18 (EER = 14), EIR = 0.209, Fan W/CFM = 0.27, two-speed fan, without Econo |  | dxAC-Com-Split-lt45kBTUh-SEER-14.0 | dxAC-Com-Split-lt45kBTUh-SEER-18.0 | Available |  | 0 | 0 |  | ErRobNc | dxAC-Com-Split-lt45kBTUh-SEER-14.0 | HVAC-airAC |  | None | 2015-01-01 | 2017-06-30 | DEER |  |  |  |  | Standard |  | 1 | 1 | 0 | Deemed Ex Ante Team |  |  |  | Updated to indicate claim/filing status
835 | NE-HVAC-airAC-Split-45to55kBtuh-15p0seer | Commercial SEER-rated split Air Conditioners, Size Range: 45 - 55 kBTU/h, SEER = 15 (EER = 12.8), EIR = 0.232, Fan W/CFM = 0.25, one-speed fan, without Econo | DEER2015 | D15 v1.0 | 2020-11-24 16:30 | NE-HVAC-airAC-Split-45to55kBtuh-15p0seer | DEER | Standard | None |  |  | None |  | 0 |  | 0 | Com | Any | HVAC | SpaceCool | dxAC_equip | spltSEER | dxAC-Com-Split-45to55kBTUh-SEER-15.0 | HVAC-airAC | Commercial SEER-rated split Air Conditioners, 18-65 kBTU/h; pre-2001: SEER = 10 (EER = 8.52), one-speed fan, no Econo; post-2001: SEER = 13 (EER = 11.08), one-speed fan, no Econo; 2014: SEER = 14 (EER = 11.82), one-speed fan, no Econo | Commercial SEER-rated split Air Conditioners, Size Range: 45 - 55 kBTU/h, SEER = 14 (EER = 11.8), EIR = 0.247, Fan W/CFM = 0.29, one-speed fan, without Econo | Commercial SEER-rated split Air Conditioners, Size Range: 45 - 55 kBTU/h, SEER = 15 (EER = 12.8), EIR = 0.232, Fan W/CFM = 0.25, one-speed fan, without Econo |  | dxAC-Com-Split-45to55kBTUh-SEER-14.0 | dxAC-Com-Split-45to55kBTUh-SEER-15.0 | Available |  | 0 | 0 |  | ErRobNc | dxAC-Com-Split-45to55kBTUh-SEER-14.0 | HVAC-airAC |  | None | 2015-01-01 | 2017-06-30 | DEER |  |  |  |  | Standard |  | 1 | 1 | 0 | Deemed Ex Ante Team |  |  |  | Updated to indicate claim/filing status
835 | NE-HVAC-airAC-Split-45to55kBtuh-15p0seer | Commercial SEER-rated split Air Conditioners, Size Range: 45 - 55 kBTU/h, SEER = 15 (EER = 12.8), EIR = 0.232, Fan W/CFM = 0.25, one-speed fan, without Econo | DEER2017 | D17 v2 | 2021-02-25 15:49 | NE-HVAC-airAC-Split-45to55kBtuh-15p0seer | DEER | Standard | None |  |  | None |  | 0 |  | 0 | Com | Any | HVAC | SpaceCool | dxAC_equip | spltSEER | dxAC-Com-Split-45to55kBTUh-SEER-15.0 | HVAC-airAC | Commercial SEER-rated split Air Conditioners, 18-65 kBTU/h; pre-2001: SEER = 11.5, one-speed fan, no Econo; post-2001: SEER = 13 (EER = 11.08), one-speed fan, no Econo; 2014: SEER = 14 (EER = 11.82), one-speed fan, no Econo | Commercial SEER-rated split Air Conditioners, Size Range: 45 - 55 kBTU/h, SEER = 14 (EER = 11.8), EIR = 0.247, Fan W/CFM = 0.29, one-speed fan, without Econo | Commercial SEER-rated split Air Conditioners, Size Range: 45 - 55 kBTU/h, SEER = 15 (EER = 12.8), EIR = 0.232, Fan W/CFM = 0.25, one-speed fan, without Econo |  | dxAC-Com-Split-45to55kBTUh-SEER-14.0 | dxAC-Com-Split-45to55kBTUh-SEER-15.0 | Available |  | 0 | 0 | June 2017 DEER Update | ErRobNc | dxAC-Com-Split-45to55kBTUh-SEER-14.0 | HVAC-airAC |  | None | 2017-07-01 | 2020-05-27 | InEA_mod |  |  |  |  | Standard | Measure corrected and updated for DEER June 2017 Update including Baseline Adjustment; Measure expired due to DEER2020 update | 1 | 1 | 0 | Deemed Ex Ante Team |  | Measure corrected and updated for DEER June 2017 Update including Baseline Adjustment; Measure expired due to DEER2020 update |  | Extended per Golden Rod Memo 2019-12-23
836 | NE-HVAC-airAC-Split-45to55kBtuh-16p0seer | Commercial SEER-rated split Air Conditioners, Size Range: 45 - 55 kBTU/h, SEER = 16 (EER = 12.5), EIR = 0.238, Fan W/CFM = 0.27, two-speed fan, without Econo | DEER2017 | D17 v2 | 2021-02-25 15:49 | NE-HVAC-airAC-Split-45to55kBtuh-16p0seer | DEER | Standard | None |  |  | None |  | 0 |  | 0 | Com | Any | HVAC | SpaceCool | dxAC_equip | spltSEER | dxAC-Com-Split-45to55kBTUh-SEER-16.0 | HVAC-airAC | Commercial SEER-rated split Air Conditioners, 18-65 kBTU/h; pre-2001: SEER = 11.5, one-speed fan, no Econo; post-2001: SEER = 13 (EER = 11.08), one-speed fan, no Econo; 2014: SEER = 14 (EER = 11.82), one-speed fan, no Econo | Commercial SEER-rated split Air Conditioners, Size Range: 45 - 55 kBTU/h, SEER = 14 (EER = 11.8), EIR = 0.247, Fan W/CFM = 0.29, one-speed fan, without Econo | Commercial SEER-rated split Air Conditioners, Size Range: 45 - 55 kBTU/h, SEER = 16 (EER = 12.5), EIR = 0.238, Fan W/CFM = 0.27, two-speed fan, without Econo |  | dxAC-Com-Split-45to55kBTUh-SEER-14.0 | dxAC-Com-Split-45to55kBTUh-SEER-16.0 | Available |  | 0 | 0 | June 2017 DEER Update | ErRobNc | dxAC-Com-Split-45to55kBTUh-SEER-14.0 | HVAC-airAC |  | None | 2017-07-01 | 2020-05-27 | InEA_mod |  |  |  |  | Standard | Measure corrected and updated for DEER June 2017 Update including Baseline Adjustment; Measure expired due to DEER2020 update | 1 | 1 | 0 | Deemed Ex Ante Team |  | Measure corrected and updated for DEER June 2017 Update including Baseline Adjustment; Measure expired due to DEER2020 update |  | Extended per Golden Rod Memo 2019-12-23
836 | NE-HVAC-airAC-Split-45to55kBtuh-16p0seer | Commercial SEER-rated split Air Conditioners, Size Range: 45 - 55 kBTU/h, SEER = 16 (EER = 12.5), EIR = 0.238, Fan W/CFM = 0.27, two-speed fan, without Econo | DEER2015 | D15 v1.0 | 2020-11-24 16:30 | NE-HVAC-airAC-Split-45to55kBtuh-16p0seer | DEER | Standard | None |  |  | None |  | 0 |  | 0 | Com | Any | HVAC | SpaceCool | dxAC_equip | spltSEER | dxAC-Com-Split-45to55kBTUh-SEER-16.0 | HVAC-airAC | Commercial SEER-rated split Air Conditioners, 18-65 kBTU/h; pre-2001: SEER = 10 (EER = 8.52), one-speed fan, no Econo; post-2001: SEER = 13 (EER = 11.08), one-speed fan, no Econo; 2014: SEER = 14 (EER = 11.82), one-speed fan, no Econo | Commercial SEER-rated split Air Conditioners, Size Range: 45 - 55 kBTU/h, SEER = 14 (EER = 11.8), EIR = 0.247, Fan W/CFM = 0.29, one-speed fan, without Econo | Commercial SEER-rated split Air Conditioners, Size Range: 45 - 55 kBTU/h, SEER = 16 (EER = 12.5), EIR = 0.238, Fan W/CFM = 0.27, two-speed fan, without Econo |  | dxAC-Com-Split-45to55kBTUh-SEER-14.0 | dxAC-Com-Split-45to55kBTUh-SEER-16.0 | Available |  | 0 | 0 |  | ErRobNc | dxAC-Com-Split-45to55kBTUh-SEER-14.0 | HVAC-airAC |  | None | 2015-01-01 | 2017-06-30 | DEER |  |  |  |  | Standard |  | 1 | 1 | 0 | Deemed Ex Ante Team |  |  |  | Updated to indicate claim/filing status
837 | NE-HVAC-airAC-Split-45to55kBtuh-17p0seer | Commercial SEER-rated split Air Conditioners, Size Range: 45 - 55 kBTU/h, SEER = 17 (EER = 13.3), EIR = 0.223, Fan W/CFM = 0.27, two-speed fan, without Econo | DEER2015 | D15 v1.0 | 2020-11-24 16:30 | NE-HVAC-airAC-Split-45to55kBtuh-17p0seer | DEER | Standard | None |  |  | None |  | 0 |  | 0 | Com | Any | HVAC | SpaceCool | dxAC_equip | spltSEER | dxAC-Com-Split-45to55kBTUh-SEER-17.0 | HVAC-airAC | Commercial SEER-rated split Air Conditioners, 18-65 kBTU/h; pre-2001: SEER = 10 (EER = 8.52), one-speed fan, no Econo; post-2001: SEER = 13 (EER = 11.08), one-speed fan, no Econo; 2014: SEER = 14 (EER = 11.82), one-speed fan, no Econo | Commercial SEER-rated split Air Conditioners, Size Range: 45 - 55 kBTU/h, SEER = 14 (EER = 11.8), EIR = 0.247, Fan W/CFM = 0.29, one-speed fan, without Econo | Commercial SEER-rated split Air Conditioners, Size Range: 45 - 55 kBTU/h, SEER = 17 (EER = 13.3), EIR = 0.223, Fan W/CFM = 0.27, two-speed fan, without Econo |  | dxAC-Com-Split-45to55kBTUh-SEER-14.0 | dxAC-Com-Split-45to55kBTUh-SEER-17.0 | Available |  | 0 | 0 |  | ErRobNc | dxAC-Com-Split-45to55kBTUh-SEER-14.0 | HVAC-airAC |  | None | 2015-01-01 | 2017-06-30 | DEER |  |  |  |  | Standard |  | 1 | 1 | 0 | Deemed Ex Ante Team |  |  |  | Updated to indicate claim/filing status
837 | NE-HVAC-airAC-Split-45to55kBtuh-17p0seer | Commercial SEER-rated split Air Conditioners, Size Range: 45 - 55 kBTU/h, SEER = 17 (EER = 13.3), EIR = 0.223, Fan W/CFM = 0.27, two-speed fan, without Econo | DEER2017 | D17 v2 | 2021-02-25 15:49 | NE-HVAC-airAC-Split-45to55kBtuh-17p0seer | DEER | Standard | None |  |  | None |  | 0 |  | 0 | Com | Any | HVAC | SpaceCool | dxAC_equip | spltSEER | dxAC-Com-Split-45to55kBTUh-SEER-17.0 | HVAC-airAC | Commercial SEER-rated split Air Conditioners, 18-65 kBTU/h; pre-2001: SEER = 11.5, one-speed fan, no Econo; post-2001: SEER = 13 (EER = 11.08), one-speed fan, no Econo; 2014: SEER = 14 (EER = 11.82), one-speed fan, no Econo | Commercial SEER-rated split Air Conditioners, Size Range: 45 - 55 kBTU/h, SEER = 14 (EER = 11.8), EIR = 0.247, Fan W/CFM = 0.29, one-speed fan, without Econo | Commercial SEER-rated split Air Conditioners, Size Range: 45 - 55 kBTU/h, SEER = 17 (EER = 13.3), EIR = 0.223, Fan W/CFM = 0.27, two-speed fan, without Econo |  | dxAC-Com-Split-45to55kBTUh-SEER-14.0 | dxAC-Com-Split-45to55kBTUh-SEER-17.0 | Available |  | 0 | 0 | June 2017 DEER Update | ErRobNc | dxAC-Com-Split-45to55kBTUh-SEER-14.0 | HVAC-airAC |  | None | 2017-07-01 | 2020-05-27 | InEA_mod |  |  |  |  | Standard | Measure corrected and updated for DEER June 2017 Update including Baseline Adjustment; Measure expired due to DEER2020 update | 1 | 1 | 0 | Deemed Ex Ante Team |  | Measure corrected and updated for DEER June 2017 Update including Baseline Adjustment; Measure expired due to DEER2020 update |  | Extended per Golden Rod Memo 2019-12-23
838 | NE-HVAC-airAC-Split-45to55kBtuh-18p0seer | Commercial SEER-rated split Air Conditioners, Size Range: 45 - 55 kBTU/h, SEER = 18 (EER = 14), EIR = 0.209, Fan W/CFM = 0.27, two-speed fan, without Econo | DEER2017 | D17 v2 | 2021-02-25 15:49 | NE-HVAC-airAC-Split-45to55kBtuh-18p0seer | DEER | Standard | None |  |  | None |  | 0 |  | 0 | Com | Any | HVAC | SpaceCool | dxAC_equip | spltSEER | dxAC-Com-Split-45to55kBTUh-SEER-18.0 | HVAC-airAC | Commercial SEER-rated split Air Conditioners, 18-65 kBTU/h; pre-2001: SEER = 11.5, one-speed fan, no Econo; post-2001: SEER = 13 (EER = 11.08), one-speed fan, no Econo; 2014: SEER = 14 (EER = 11.82), one-speed fan, no Econo | Commercial SEER-rated split Air Conditioners, Size Range: 45 - 55 kBTU/h, SEER = 14 (EER = 11.8), EIR = 0.247, Fan W/CFM = 0.29, one-speed fan, without Econo | Commercial SEER-rated split Air Conditioners, Size Range: 45 - 55 kBTU/h, SEER = 18 (EER = 14), EIR = 0.209, Fan W/CFM = 0.27, two-speed fan, without Econo |  | dxAC-Com-Split-45to55kBTUh-SEER-14.0 | dxAC-Com-Split-45to55kBTUh-SEER-18.0 | Available |  | 0 | 0 | June 2017 DEER Update | ErRobNc | dxAC-Com-Split-45to55kBTUh-SEER-14.0 | HVAC-airAC |  | None | 2017-07-01 | 2020-05-27 | InEA_mod |  |  |  |  | Standard | Measure corrected and updated for DEER June 2017 Update including Baseline Adjustment; Measure expired due to DEER2020 update | 1 | 1 | 0 | Deemed Ex Ante Team |  | Measure corrected and updated for DEER June 2017 Update including Baseline Adjustment; Measure expired due to DEER2020 update |  | Extended per Golden Rod Memo 2019-12-23
838 | NE-HVAC-airAC-Split-45to55kBtuh-18p0seer | Commercial SEER-rated split Air Conditioners, Size Range: 45 - 55 kBTU/h, SEER = 18 (EER = 14), EIR = 0.209, Fan W/CFM = 0.27, two-speed fan, without Econo | DEER2015 | D15 v1.0 | 2020-11-24 16:30 | NE-HVAC-airAC-Split-45to55kBtuh-18p0seer | DEER | Standard | None |  |  | None |  | 0 |  | 0 | Com | Any | HVAC | SpaceCool | dxAC_equip | spltSEER | dxAC-Com-Split-45to55kBTUh-SEER-18.0 | HVAC-airAC | Commercial SEER-rated split Air Conditioners, 18-65 kBTU/h; pre-2001: SEER = 10 (EER = 8.52), one-speed fan, no Econo; post-2001: SEER = 13 (EER = 11.08), one-speed fan, no Econo; 2014: SEER = 14 (EER = 11.82), one-speed fan, no Econo | Commercial SEER-rated split Air Conditioners, Size Range: 45 - 55 kBTU/h, SEER = 14 (EER = 11.8), EIR = 0.247, Fan W/CFM = 0.29, one-speed fan, without Econo | Commercial SEER-rated split Air Conditioners, Size Range: 45 - 55 kBTU/h, SEER = 18 (EER = 14), EIR = 0.209, Fan W/CFM = 0.27, two-speed fan, without Econo |  | dxAC-Com-Split-45to55kBTUh-SEER-14.0 | dxAC-Com-Split-45to55kBTUh-SEER-18.0 | Available |  | 0 | 0 |  | ErRobNc | dxAC-Com-Split-45to55kBTUh-SEER-14.0 | HVAC-airAC |  | None | 2015-01-01 | 2017-06-30 | DEER |  |  |  |  | Standard |  | 1 | 1 | 0 | Deemed Ex Ante Team |  |  |  | Updated to indicate claim/filing status
839 | NE-HVAC-airAC-Split-55to65kBtuh-15p0seer | Commercial SEER-rated split Air Conditioners, Size Range: 55 - 65 kBTU/h, SEER = 15 (EER = 12.6), EIR = 0.236, Fan W/CFM = 0.25, two-speed fan, with Econo (Pre-existing vintages do not include Economizer) | DEER2015 | D15 v1.0 | 2020-11-24 16:30 | NE-HVAC-airAC-Split-55to65kBtuh-15p0seer | DEER | Standard | None |  |  | None |  | 0 |  | 0 | Com | Any | HVAC | SpaceCool | dxAC_equip | spltSEER | dxAC-Com-Split-55to65kBTUh-SEER-15.0 | HVAC-airAC | Commercial SEER-rated split Air Conditioners, 18-65 kBTU/h; pre-2001: SEER = 10 (EER = 8.52), one-speed fan, no Econo; post-2001: SEER = 13 (EER = 11.08), one-speed fan, no Econo; 2014: SEER = 14 (EER = 11.75), two-speed fan, w/Econo | Commercial SEER-rated split Air Conditioners, Size Range: 55 - 65 kBTU/h, SEER = 14 (EER = 11.7), EIR = 0.249, Fan W/CFM = 0.29, two-speed fan, with Econo | Commercial SEER-rated split Air Conditioners, Size Range: 55 - 65 kBTU/h, SEER = 15 (EER = 12.6), EIR = 0.236, Fan W/CFM = 0.25, two-speed fan, with Econo |  | dxAC-Com-Split-55to65kBTUh-SEER-14.0 | dxAC-Com-Split-55to65kBTUh-SEER-15.0 | Available |  | 0 | 0 |  | ErRobNc | dxAC-Com-Split-55to65kBTUh-SEER-14.0 | HVAC-airAC |  | None | 2015-01-01 | 2017-06-30 | DEER |  |  |  |  | Standard |  | 1 | 1 | 0 | Deemed Ex Ante Team |  |  |  | Updated to indicate claim/filing status
839 | NE-HVAC-airAC-Split-55to65kBtuh-15p0seer | Commercial SEER-rated split Air Conditioners, Size Range: 55 - 65 kBTU/h, SEER = 15 (EER = 12.6), EIR = 0.236, Fan W/CFM = 0.25, two-speed fan, with Econo (Pre-existing vintages do not include Economizer) | DEER2017 | D17 v2 | 2021-02-25 15:49 | NE-HVAC-airAC-Split-55to65kBtuh-15p0seer | DEER | Standard | None |  |  | None |  | 0 |  | 0 | Com | Any | HVAC | SpaceCool | dxAC_equip | spltSEER | dxAC-Com-Split-55to65kBTUh-SEER-15.0 | HVAC-airAC | Commercial SEER-rated split Air Conditioners, 18-65 kBTU/h; pre-2001: SEER = 11.5, one-speed fan, no Econo; post-2001: SEER = 13 (EER = 11.08), one-speed fan, no Econo; 2014: SEER = 14 (EER = 11.75), two-speed fan, w/Econo | Commercial SEER-rated split Air Conditioners, Size Range: 55 - 65 kBTU/h, SEER = 14 (EER = 11.7), EIR = 0.249, Fan W/CFM = 0.29, two-speed fan, with Econo | Commercial SEER-rated split Air Conditioners, Size Range: 55 - 65 kBTU/h, SEER = 15 (EER = 12.6), EIR = 0.236, Fan W/CFM = 0.25, two-speed fan, with Econo |  | dxAC-Com-Split-55to65kBTUh-SEER-14.0 | dxAC-Com-Split-55to65kBTUh-SEER-15.0 | Available |  | 0 | 0 | June 2017 DEER Update | ErRobNc | dxAC-Com-Split-55to65kBTUh-SEER-14.0 | HVAC-airAC |  | None | 2017-07-01 | 2020-05-27 | InEA_mod |  |  |  |  | Standard | Measure corrected and updated for DEER June 2017 Update including Baseline Adjustment; Measure expired due to DEER2020 update | 1 | 1 | 0 | Deemed Ex Ante Team |  | Measure corrected and updated for DEER June 2017 Update including Baseline Adjustment; Measure expired due to DEER2020 update |  | Extended per Golden Rod Memo 2019-12-23
840 | NE-HVAC-airAC-Split-55to65kBtuh-16p0seer | Commercial SEER-rated split Air Conditioners, Size Range: 55 - 65 kBTU/h, SEER = 16 (EER = 12.5), EIR = 0.238, Fan W/CFM = 0.27, two-speed fan, with Econo (Pre-existing vintages do not include Economizer) | DEER2017 | D17 v2 | 2021-02-25 15:49 | NE-HVAC-airAC-Split-55to65kBtuh-16p0seer | DEER | Standard | None |  |  | None |  | 0 |  | 0 | Com | Any | HVAC | SpaceCool | dxAC_equip | spltSEER | dxAC-Com-Split-55to65kBTUh-SEER-16.0 | HVAC-airAC | Commercial SEER-rated split Air Conditioners, 18-65 kBTU/h; pre-2001: SEER = 11.5, one-speed fan, no Econo; post-2001: SEER = 13 (EER = 11.08), one-speed fan, no Econo; 2014: SEER = 14 (EER = 11.75), two-speed fan, w/Econo | Commercial SEER-rated split Air Conditioners, Size Range: 55 - 65 kBTU/h, SEER = 14 (EER = 11.7), EIR = 0.249, Fan W/CFM = 0.29, two-speed fan, with Econo | Commercial SEER-rated split Air Conditioners, Size Range: 55 - 65 kBTU/h, SEER = 16 (EER = 12.5), EIR = 0.238, Fan W/CFM = 0.27, two-speed fan, with Econo |  | dxAC-Com-Split-55to65kBTUh-SEER-14.0 | dxAC-Com-Split-55to65kBTUh-SEER-16.0 | Available |  | 0 | 0 | June 2017 DEER Update | ErRobNc | dxAC-Com-Split-55to65kBTUh-SEER-14.0 | HVAC-airAC |  | None | 2017-07-01 | 2020-05-27 | InEA_mod |  |  |  |  | Standard | Measure corrected and updated for DEER June 2017 Update including Baseline Adjustment; Measure expired due to DEER2020 update | 1 | 1 | 0 | Deemed Ex Ante Team |  | Measure corrected and updated for DEER June 2017 Update including Baseline Adjustment; Measure expired due to DEER2020 update |  | Extended per Golden Rod Memo 2019-12-23
840 | NE-HVAC-airAC-Split-55to65kBtuh-16p0seer | Commercial SEER-rated split Air Conditioners, Size Range: 55 - 65 kBTU/h, SEER = 16 (EER = 12.5), EIR = 0.238, Fan W/CFM = 0.27, two-speed fan, with Econo (Pre-existing vintages do not include Economizer) | DEER2015 | D15 v1.0 | 2020-11-24 16:30 | NE-HVAC-airAC-Split-55to65kBtuh-16p0seer | DEER | Standard | None |  |  | None |  | 0 |  | 0 | Com | Any | HVAC | SpaceCool | dxAC_equip | spltSEER | dxAC-Com-Split-55to65kBTUh-SEER-16.0 | HVAC-airAC | Commercial SEER-rated split Air Conditioners, 18-65 kBTU/h; pre-2001: SEER = 10 (EER = 8.52), one-speed fan, no Econo; post-2001: SEER = 13 (EER = 11.08), one-speed fan, no Econo; 2014: SEER = 14 (EER = 11.75), two-speed fan, w/Econo | Commercial SEER-rated split Air Conditioners, Size Range: 55 - 65 kBTU/h, SEER = 14 (EER = 11.7), EIR = 0.249, Fan W/CFM = 0.29, two-speed fan, with Econo | Commercial SEER-rated split Air Conditioners, Size Range: 55 - 65 kBTU/h, SEER = 16 (EER = 12.5), EIR = 0.238, Fan W/CFM = 0.27, two-speed fan, with Econo |  | dxAC-Com-Split-55to65kBTUh-SEER-14.0 | dxAC-Com-Split-55to65kBTUh-SEER-16.0 | Available |  | 0 | 0 |  | ErRobNc | dxAC-Com-Split-55to65kBTUh-SEER-14.0 | HVAC-airAC |  | None | 2015-01-01 | 2017-06-30 | DEER |  |  |  |  | Standard |  | 1 | 1 | 0 | Deemed Ex Ante Team |  |  |  | Updated to indicate claim/filing status
841 | NE-HVAC-airAC-Split-55to65kBtuh-17p0seer | Commercial SEER-rated split Air Conditioners, Size Range: 55 - 65 kBTU/h, SEER = 17 (EER = 13.3), EIR = 0.223, Fan W/CFM = 0.27, two-speed fan, with Econo (Pre-existing vintages do not include Economizer) | DEER2015 | D15 v1.0 | 2020-11-24 16:30 | NE-HVAC-airAC-Split-55to65kBtuh-17p0seer | DEER | Standard | None |  |  | None |  | 0 |  | 0 | Com | Any | HVAC | SpaceCool | dxAC_equip | spltSEER | dxAC-Com-Split-55to65kBTUh-SEER-17.0 | HVAC-airAC | Commercial SEER-rated split Air Conditioners, 18-65 kBTU/h; pre-2001: SEER = 10 (EER = 8.52), one-speed fan, no Econo; post-2001: SEER = 13 (EER = 11.08), one-speed fan, no Econo; 2014: SEER = 14 (EER = 11.75), two-speed fan, w/Econo | Commercial SEER-rated split Air Conditioners, Size Range: 55 - 65 kBTU/h, SEER = 14 (EER = 11.7), EIR = 0.249, Fan W/CFM = 0.29, two-speed fan, with Econo | Commercial SEER-rated split Air Conditioners, Size Range: 55 - 65 kBTU/h, SEER = 17 (EER = 13.3), EIR = 0.223, Fan W/CFM = 0.27, two-speed fan, with Econo |  | dxAC-Com-Split-55to65kBTUh-SEER-14.0 | dxAC-Com-Split-55to65kBTUh-SEER-17.0 | Available |  | 0 | 0 |  | ErRobNc | dxAC-Com-Split-55to65kBTUh-SEER-14.0 | HVAC-airAC |  | None | 2015-01-01 | 2017-06-30 | DEER |  |  |  |  | Standard |  | 1 | 1 | 0 | Deemed Ex Ante Team |  |  |  | Updated to indicate claim/filing status
841 | NE-HVAC-airAC-Split-55to65kBtuh-17p0seer | Commercial SEER-rated split Air Conditioners, Size Range: 55 - 65 kBTU/h, SEER = 17 (EER = 13.3), EIR = 0.223, Fan W/CFM = 0.27, two-speed fan, with Econo (Pre-existing vintages do not include Economizer) | DEER2017 | D17 v2 | 2021-02-25 15:49 | NE-HVAC-airAC-Split-55to65kBtuh-17p0seer | DEER | Standard | None |  |  | None |  | 0 |  | 0 | Com | Any | HVAC | SpaceCool | dxAC_equip | spltSEER | dxAC-Com-Split-55to65kBTUh-SEER-17.0 | HVAC-airAC | Commercial SEER-rated split Air Conditioners, 18-65 kBTU/h; pre-2001: SEER = 11.5, one-speed fan, no Econo; post-2001: SEER = 13 (EER = 11.08), one-speed fan, no Econo; 2014: SEER = 14 (EER = 11.75), two-speed fan, w/Econo | Commercial SEER-rated split Air Conditioners, Size Range: 55 - 65 kBTU/h, SEER = 14 (EER = 11.7), EIR = 0.249, Fan W/CFM = 0.29, two-speed fan, with Econo | Commercial SEER-rated split Air Conditioners, Size Range: 55 - 65 kBTU/h, SEER = 17 (EER = 13.3), EIR = 0.223, Fan W/CFM = 0.27, two-speed fan, with Econo |  | dxAC-Com-Split-55to65kBTUh-SEER-14.0 | dxAC-Com-Split-55to65kBTUh-SEER-17.0 | Available |  | 0 | 0 | June 2017 DEER Update | ErRobNc | dxAC-Com-Split-55to65kBTUh-SEER-14.0 | HVAC-airAC |  | None | 2017-07-01 | 2020-05-27 | InEA_mod |  |  |  |  | Standard | Measure corrected and updated for DEER June 2017 Update including Baseline Adjustment; Measure expired due to DEER2020 update | 1 | 1 | 0 | Deemed Ex Ante Team |  | Measure corrected and updated for DEER June 2017 Update including Baseline Adjustment; Measure expired due to DEER2020 update |  | Extended per Golden Rod Memo 2019-12-23
842 | NE-HVAC-airAC-Split-55to65kBtuh-18p0seer | Commercial SEER-rated split Air Conditioners, Size Range: 55 - 65 kBTU/h, SEER = 18 (EER = 14), EIR = 0.209, Fan W/CFM = 0.27, two-speed fan, with Econo (Pre-existing vintages do not include Economizer) | DEER2017 | D17 v2 | 2021-02-25 15:49 | NE-HVAC-airAC-Split-55to65kBtuh-18p0seer | DEER | Standard | None |  |  | None |  | 0 |  | 0 | Com | Any | HVAC | SpaceCool | dxAC_equip | spltSEER | dxAC-Com-Split-55to65kBTUh-SEER-18.0 | HVAC-airAC | Commercial SEER-rated split Air Conditioners, 18-65 kBTU/h; pre-2001: SEER = 11.5, one-speed fan, no Econo; post-2001: SEER = 13 (EER = 11.08), one-speed fan, no Econo; 2014: SEER = 14 (EER = 11.75), two-speed fan, w/Econo | Commercial SEER-rated split Air Conditioners, Size Range: 55 - 65 kBTU/h, SEER = 14 (EER = 11.7), EIR = 0.249, Fan W/CFM = 0.29, two-speed fan, with Econo | Commercial SEER-rated split Air Conditioners, Size Range: 55 - 65 kBTU/h, SEER = 18 (EER = 14), EIR = 0.209, Fan W/CFM = 0.27, two-speed fan, with Econo |  | dxAC-Com-Split-55to65kBTUh-SEER-14.0 | dxAC-Com-Split-55to65kBTUh-SEER-18.0 | Available |  | 0 | 0 | June 2017 DEER Update | ErRobNc | dxAC-Com-Split-55to65kBTUh-SEER-14.0 | HVAC-airAC |  | None | 2017-07-01 | 2020-05-27 | InEA_mod |  |  |  |  | Standard | Measure corrected and updated for DEER June 2017 Update including Baseline Adjustment; Measure expired due to DEER2020 update | 1 | 1 | 0 | Deemed Ex Ante Team |  | Measure corrected and updated for DEER June 2017 Update including Baseline Adjustment; Measure expired due to DEER2020 update |  | Extended per Golden Rod Memo 2019-12-23
842 | NE-HVAC-airAC-Split-55to65kBtuh-18p0seer | Commercial SEER-rated split Air Conditioners, Size Range: 55 - 65 kBTU/h, SEER = 18 (EER = 14), EIR = 0.209, Fan W/CFM = 0.27, two-speed fan, with Econo (Pre-existing vintages do not include Economizer) | DEER2015 | D15 v1.0 | 2020-11-24 16:30 | NE-HVAC-airAC-Split-55to65kBtuh-18p0seer | DEER | Standard | None |  |  | None |  | 0 |  | 0 | Com | Any | HVAC | SpaceCool | dxAC_equip | spltSEER | dxAC-Com-Split-55to65kBTUh-SEER-18.0 | HVAC-airAC | Commercial SEER-rated split Air Conditioners, 18-65 kBTU/h; pre-2001: SEER = 10 (EER = 8.52), one-speed fan, no Econo; post-2001: SEER = 13 (EER = 11.08), one-speed fan, no Econo; 2014: SEER = 14 (EER = 11.75), two-speed fan, w/Econo | Commercial SEER-rated split Air Conditioners, Size Range: 55 - 65 kBTU/h, SEER = 14 (EER = 11.7), EIR = 0.249, Fan W/CFM = 0.29, two-speed fan, with Econo | Commercial SEER-rated split Air Conditioners, Size Range: 55 - 65 kBTU/h, SEER = 18 (EER = 14), EIR = 0.209, Fan W/CFM = 0.27, two-speed fan, with Econo |  | dxAC-Com-Split-55to65kBTUh-SEER-14.0 | dxAC-Com-Split-55to65kBTUh-SEER-18.0 | Available |  | 0 | 0 |  | ErRobNc | dxAC-Com-Split-55to65kBTUh-SEER-14.0 | HVAC-airAC |  | None | 2015-01-01 | 2017-06-30 | DEER |  |  |  |  | Standard |  | 1 | 1 | 0 | Deemed Ex Ante Team |  |  |  | Updated to indicate claim/filing status
842 | R-InCmn-CFLscw(11)-dWP6 | Residential Indoor Common-Area Lighting: CFL Lamp with integated Ballast replaces pre-existing standard lighting Wattage. Measure includes Code case. Impacts: HOU = 6142; CDF = 0.70 | ExAnte2017 | Disposition | 2020-11-24 16:30 | Res-Iltg-Cmn-dWatt-CFL | NonDEER | Scaled | BaseRatio | 0 | 0 | None |  | 0 |  | 1 | Res | Any | Lighting | InCommon | Ltg_Lamp | CFLint_lamp | CFLscw(11w) | ILtg-CFL-ResCmn | Res interior non-refl CFL base case, Total Watts = 1.56 x Msr Watts | Res interior non-refl CFL base case, Total Watts = 1.56 x Msr Watts | CFL Lamp: Non-Reflector, 420 initial lumens, 11 Watts | CFLratio0156 | CFLratio0156 | CFLscw(11w) | Available |  |  |  | 2017ScrewInLampDisposition | ErRobNc |  |  |  | 2017Dispo-Res-InLtg-Cmn | 2017-07-01 | 2018-06-30 | InEA_modVal |  |  |  |  | Standard | Remove expiry date per Commission Staff direction 2018ScrewInLampSavignsMethods-11Dec2017.pdf | 1 | 1 | 0 | Deemed Ex Ante Team |  | Remove expiry date per Commission Staff direction 2018ScrewInLampSavignsMethods-11Dec2017.pdf |  | Updated to indicate claim/filing status
843 | NE-HVAC-airAC-Split-55to65kBtuh-15p0seer-wPreEcono | Commercial SEER-rated split Air Conditioners, Size Range: 55 - 65 kBTU/h, SEER = 15 (EER = 12.6), EIR = 0.236, Fan W/CFM = 0.25, two-speed fan, with Econo (Pre-existing vintages include Economizer) | DEER2017 | D17 v2 | 2021-02-25 15:49 | NE-HVAC-airAC-Split-55to65kBtuh-15p0seer-wPreEcono | DEER | Standard | None |  |  | None |  | 0 |  | 0 | Com | Any | HVAC | SpaceCool | dxAC_equip | spltSEER | dxAC-Com-Split-55to65kBTUh-SEER-15.0 | HVAC-airAC | Commercial SEER-rated split Air Conditioners, 18-65 kBTU/h; pre-2001: SEER = 11.5, one-speed fan, w/Econo; post-2001: SEER = 13 (EER = 11.08), one-speed fan, w/Econo; 2014: SEER = 14 (EER = 11.75), two-speed fan, w/Econo | Commercial SEER-rated split Air Conditioners, Size Range: 55 - 65 kBTU/h, SEER = 14 (EER = 11.7), EIR = 0.249, Fan W/CFM = 0.29, two-speed fan, with Econo | Commercial SEER-rated split Air Conditioners, Size Range: 55 - 65 kBTU/h, SEER = 15 (EER = 12.6), EIR = 0.236, Fan W/CFM = 0.25, two-speed fan, with Econo |  | dxAC-Com-Split-55to65kBTUh-SEER-14.0 | dxAC-Com-Split-55to65kBTUh-SEER-15.0 | Available |  | 0 | 0 | June 2017 DEER Update | ErRobNc | dxAC-Com-Split-55to65kBTUh-SEER-14.0 | HVAC-airAC |  | None | 2017-07-01 | 2020-05-27 | InEA_mod |  |  |  |  | Standard | Measure corrected and updated for DEER June 2017 Update including Baseline Adjustment; Measure expired due to DEER2020 update | 1 | 1 | 0 | Deemed Ex Ante Team |  | Measure corrected and updated for DEER June 2017 Update including Baseline Adjustment; Measure expired due to DEER2020 update |  | Extended per Golden Rod Memo 2019-12-23
843 | NE-HVAC-airAC-Split-55to65kBtuh-15p0seer-wPreEcono | Commercial SEER-rated split Air Conditioners, Size Range: 55 - 65 kBTU/h, SEER = 15 (EER = 12.6), EIR = 0.236, Fan W/CFM = 0.25, two-speed fan, with Econo (Pre-existing vintages include Economizer) | DEER2015 | D15 v1.0 | 2020-11-24 16:30 | NE-HVAC-airAC-Split-55to65kBtuh-15p0seer-wPreEcono | DEER | Standard | None |  |  | None |  | 0 |  | 0 | Com | Any | HVAC | SpaceCool | dxAC_equip | spltSEER | dxAC-Com-Split-55to65kBTUh-SEER-15.0 | HVAC-airAC | Commercial SEER-rated split Air Conditioners, 18-65 kBTU/h; pre-2001: SEER = 10 (EER = 8.52), one-speed fan, w/Econo; post-2001: SEER = 13 (EER = 11.08), one-speed fan, w/Econo; 2014: SEER = 14 (EER = 11.75), two-speed fan, w/Econo | Commercial SEER-rated split Air Conditioners, Size Range: 55 - 65 kBTU/h, SEER = 14 (EER = 11.7), EIR = 0.249, Fan W/CFM = 0.29, two-speed fan, with Econo | Commercial SEER-rated split Air Conditioners, Size Range: 55 - 65 kBTU/h, SEER = 15 (EER = 12.6), EIR = 0.236, Fan W/CFM = 0.25, two-speed fan, with Econo |  | dxAC-Com-Split-55to65kBTUh-SEER-14.0 | dxAC-Com-Split-55to65kBTUh-SEER-15.0 | Available |  | 0 | 0 |  | ErRobNc | dxAC-Com-Split-55to65kBTUh-SEER-14.0 | HVAC-airAC |  | None | 2015-01-01 | 2017-06-30 | DEER |  |  |  |  | Standard |  | 1 | 1 | 0 | Deemed Ex Ante Team |  |  |  | Updated to indicate claim/filing status
843 | R-InCmn-CFLscw(13)-dWP7 | Residential Indoor Common-Area Lighting: CFL Lamp with integated Ballast replaces pre-existing standard lighting Wattage. Measure includes Code case. Impacts: HOU = 6142; CDF = 0.70 | ExAnte2017 | Disposition | 2020-11-24 16:30 | Res-Iltg-Cmn-dWatt-CFL | NonDEER | Scaled | BaseRatio | 0 | 0 | None |  | 0 |  | 1 | Res | Any | Lighting | InCommon | Ltg_Lamp | CFLint_lamp | CFLscw(13w) | ILtg-CFL-ResCmn | Res interior non-refl CFL base case, Total Watts = 1.56 x Msr Watts | Res interior non-refl CFL base case, Total Watts = 1.56 x Msr Watts | CFL Lamp: Non-Reflector, 660 initial lumens, 13 Watts | CFLratio0156 | CFLratio0156 | CFLscw(13w) | Available |  |  |  | 2017ScrewInLampDisposition | ErRobNc |  |  |  | 2017Dispo-Res-InLtg-Cmn | 2017-07-01 | 2018-06-30 | InEA_modVal |  |  |  |  | Standard | Remove expiry date per Commission Staff direction 2018ScrewInLampSavignsMethods-11Dec2017.pdf | 1 | 1 | 0 | Deemed Ex Ante Team |  | Remove expiry date per Commission Staff direction 2018ScrewInLampSavignsMethods-11Dec2017.pdf |  | Updated to indicate claim/filing status
844 | NE-HVAC-airAC-Split-55to65kBtuh-16p0seer-wPreEcono | Commercial SEER-rated split Air Conditioners, Size Range: 55 - 65 kBTU/h, SEER = 16 (EER = 12.5), EIR = 0.238, Fan W/CFM = 0.27, two-speed fan, with Econo (Pre-existing vintages include Economizer) | DEER2017 | D17 v2 | 2021-02-25 15:49 | NE-HVAC-airAC-Split-55to65kBtuh-16p0seer-wPreEcono | DEER | Standard | None |  |  | None |  | 0 |  | 0 | Com | Any | HVAC | SpaceCool | dxAC_equip | spltSEER | dxAC-Com-Split-55to65kBTUh-SEER-16.0 | HVAC-airAC | Commercial SEER-rated split Air Conditioners, 18-65 kBTU/h; pre-2001: SEER = 11.5, one-speed fan, w/Econo; post-2001: SEER = 13 (EER = 11.08), one-speed fan, w/Econo; 2014: SEER = 14 (EER = 11.75), two-speed fan, w/Econo | Commercial SEER-rated split Air Conditioners, Size Range: 55 - 65 kBTU/h, SEER = 14 (EER = 11.7), EIR = 0.249, Fan W/CFM = 0.29, two-speed fan, with Econo | Commercial SEER-rated split Air Conditioners, Size Range: 55 - 65 kBTU/h, SEER = 16 (EER = 12.5), EIR = 0.238, Fan W/CFM = 0.27, two-speed fan, with Econo |  | dxAC-Com-Split-55to65kBTUh-SEER-14.0 | dxAC-Com-Split-55to65kBTUh-SEER-16.0 | Available |  | 0 | 0 | June 2017 DEER Update | ErRobNc | dxAC-Com-Split-55to65kBTUh-SEER-14.0 | HVAC-airAC |  | None | 2017-07-01 | 2020-05-27 | InEA_mod |  |  |  |  | Standard | Measure corrected and updated for DEER June 2017 Update including Baseline Adjustment; Measure expired due to DEER2020 update | 1 | 1 | 0 | Deemed Ex Ante Team |  | Measure corrected and updated for DEER June 2017 Update including Baseline Adjustment; Measure expired due to DEER2020 update |  | Extended per Golden Rod Memo 2019-12-23
844 | NE-HVAC-airAC-Split-55to65kBtuh-16p0seer-wPreEcono | Commercial SEER-rated split Air Conditioners, Size Range: 55 - 65 kBTU/h, SEER = 16 (EER = 12.5), EIR = 0.238, Fan W/CFM = 0.27, two-speed fan, with Econo (Pre-existing vintages include Economizer) | DEER2015 | D15 v1.0 | 2020-11-24 16:30 | NE-HVAC-airAC-Split-55to65kBtuh-16p0seer-wPreEcono | DEER | Standard | None |  |  | None |  | 0 |  | 0 | Com | Any | HVAC | SpaceCool | dxAC_equip | spltSEER | dxAC-Com-Split-55to65kBTUh-SEER-16.0 | HVAC-airAC | Commercial SEER-rated split Air Conditioners, 18-65 kBTU/h; pre-2001: SEER = 10 (EER = 8.52), one-speed fan, w/Econo; post-2001: SEER = 13 (EER = 11.08), one-speed fan, w/Econo; 2014: SEER = 14 (EER = 11.75), two-speed fan, w/Econo | Commercial SEER-rated split Air Conditioners, Size Range: 55 - 65 kBTU/h, SEER = 14 (EER = 11.7), EIR = 0.249, Fan W/CFM = 0.29, two-speed fan, with Econo | Commercial SEER-rated split Air Conditioners, Size Range: 55 - 65 kBTU/h, SEER = 16 (EER = 12.5), EIR = 0.238, Fan W/CFM = 0.27, two-speed fan, with Econo |  | dxAC-Com-Split-55to65kBTUh-SEER-14.0 | dxAC-Com-Split-55to65kBTUh-SEER-16.0 | Available |  | 0 | 0 |  | ErRobNc | dxAC-Com-Split-55to65kBTUh-SEER-14.0 | HVAC-airAC |  | None | 2015-01-01 | 2017-06-30 | DEER |  |  |  |  | Standard |  | 1 | 1 | 0 | Deemed Ex Ante Team |  |  |  | Updated to indicate claim/filing status
844 | R-InCmn-CFLscw(14)-dWP8 | Residential Indoor Common-Area Lighting: CFL Lamp with integated Ballast replaces pre-existing standard lighting Wattage. Measure includes Code case. Impacts: HOU = 6142; CDF = 0.70 | ExAnte2017 | Disposition | 2020-11-24 16:30 | Res-Iltg-Cmn-dWatt-CFL | NonDEER | Scaled | BaseRatio | 0 | 0 | None |  | 0 |  | 1 | Res | Any | Lighting | InCommon | Ltg_Lamp | CFLint_lamp | CFLscw(14w) | ILtg-CFL-ResCmn | Res interior non-refl CFL base case, Total Watts = 1.56 x Msr Watts | Res interior non-refl CFL base case, Total Watts = 1.56 x Msr Watts | CFL Lamp: Non-Reflector, 713 initial lumens, 14 Watts | CFLratio0156 | CFLratio0156 | CFLscw(14w) | Available |  |  |  | 2017ScrewInLampDisposition | ErRobNc |  |  |  | 2017Dispo-Res-InLtg-Cmn | 2017-07-01 | 2018-06-30 | InEA_modVal |  |  |  |  | Standard | Remove expiry date per Commission Staff direction 2018ScrewInLampSavignsMethods-11Dec2017.pdf | 1 | 1 | 0 | Deemed Ex Ante Team |  | Remove expiry date per Commission Staff direction 2018ScrewInLampSavignsMethods-11Dec2017.pdf |  | Updated to indicate claim/filing status
845 | NE-HVAC-airAC-Split-55to65kBtuh-17p0seer-wPreEcono | Commercial SEER-rated split Air Conditioners, Size Range: 55 - 65 kBTU/h, SEER = 17 (EER = 13.3), EIR = 0.223, Fan W/CFM = 0.27, two-speed fan, with Econo (Pre-existing vintages include Economizer) | DEER2017 | D17 v2 | 2021-02-25 15:49 | NE-HVAC-airAC-Split-55to65kBtuh-17p0seer-wPreEcono | DEER | Standard | None |  |  | None |  | 0 |  | 0 | Com | Any | HVAC | SpaceCool | dxAC_equip | spltSEER | dxAC-Com-Split-55to65kBTUh-SEER-17.0 | HVAC-airAC | Commercial SEER-rated split Air Conditioners, 18-65 kBTU/h; pre-2001: SEER = 11.5, one-speed fan, w/Econo; post-2001: SEER = 13 (EER = 11.08), one-speed fan, w/Econo; 2014: SEER = 14 (EER = 11.75), two-speed fan, w/Econo | Commercial SEER-rated split Air Conditioners, Size Range: 55 - 65 kBTU/h, SEER = 14 (EER = 11.7), EIR = 0.249, Fan W/CFM = 0.29, two-speed fan, with Econo | Commercial SEER-rated split Air Conditioners, Size Range: 55 - 65 kBTU/h, SEER = 17 (EER = 13.3), EIR = 0.223, Fan W/CFM = 0.27, two-speed fan, with Econo |  | dxAC-Com-Split-55to65kBTUh-SEER-14.0 | dxAC-Com-Split-55to65kBTUh-SEER-17.0 | Available |  | 0 | 0 | June 2017 DEER Update | ErRobNc | dxAC-Com-Split-55to65kBTUh-SEER-14.0 | HVAC-airAC |  | None | 2017-07-01 | 2020-05-27 | InEA_mod |  |  |  |  | Standard | Measure corrected and updated for DEER June 2017 Update including Baseline Adjustment; Measure expired due to DEER2020 update | 1 | 1 | 0 | Deemed Ex Ante Team |  | Measure corrected and updated for DEER June 2017 Update including Baseline Adjustment; Measure expired due to DEER2020 update |  | Extended per Golden Rod Memo 2019-12-23
845 | NE-HVAC-airAC-Split-55to65kBtuh-17p0seer-wPreEcono | Commercial SEER-rated split Air Conditioners, Size Range: 55 - 65 kBTU/h, SEER = 17 (EER = 13.3), EIR = 0.223, Fan W/CFM = 0.27, two-speed fan, with Econo (Pre-existing vintages include Economizer) | DEER2015 | D15 v1.0 | 2020-11-24 16:30 | NE-HVAC-airAC-Split-55to65kBtuh-17p0seer-wPreEcono | DEER | Standard | None |  |  | None |  | 0 |  | 0 | Com | Any | HVAC | SpaceCool | dxAC_equip | spltSEER | dxAC-Com-Split-55to65kBTUh-SEER-17.0 | HVAC-airAC | Commercial SEER-rated split Air Conditioners, 18-65 kBTU/h; pre-2001: SEER = 10 (EER = 8.52), one-speed fan, w/Econo; post-2001: SEER = 13 (EER = 11.08), one-speed fan, w/Econo; 2014: SEER = 14 (EER = 11.75), two-speed fan, w/Econo | Commercial SEER-rated split Air Conditioners, Size Range: 55 - 65 kBTU/h, SEER = 14 (EER = 11.7), EIR = 0.249, Fan W/CFM = 0.29, two-speed fan, with Econo | Commercial SEER-rated split Air Conditioners, Size Range: 55 - 65 kBTU/h, SEER = 17 (EER = 13.3), EIR = 0.223, Fan W/CFM = 0.27, two-speed fan, with Econo |  | dxAC-Com-Split-55to65kBTUh-SEER-14.0 | dxAC-Com-Split-55to65kBTUh-SEER-17.0 | Available |  | 0 | 0 |  | ErRobNc | dxAC-Com-Split-55to65kBTUh-SEER-14.0 | HVAC-airAC |  | None | 2015-01-01 | 2017-06-30 | DEER |  |  |  |  | Standard |  | 1 | 1 | 0 | Deemed Ex Ante Team |  |  |  | Updated to indicate claim/filing status
845 | R-InCmn-CFLscw(15)-dWP8 | Residential Indoor Common-Area Lighting: CFL Lamp with integated Ballast replaces pre-existing standard lighting Wattage. Measure includes Code case. Impacts: HOU = 6142; CDF = 0.70 | ExAnte2017 | Disposition | 2020-11-24 16:30 | Res-Iltg-Cmn-dWatt-CFL | NonDEER | Scaled | BaseRatio | 0 | 0 | None |  | 0 |  | 1 | Res | Any | Lighting | InCommon | Ltg_Lamp | CFLint_lamp | CFLscw(15w) | ILtg-CFL-ResCmn | Res interior non-refl CFL base case, Total Watts = 1.56 x Msr Watts | Res interior non-refl CFL base case, Total Watts = 1.56 x Msr Watts | CFL Lamp: Non-Reflector, 765 initial lumens, 15 Watts | CFLratio0156 | CFLratio0156 | CFLscw(15w) | Available |  |  |  | 2017ScrewInLampDisposition | ErRobNc |  |  |  | 2017Dispo-Res-InLtg-Cmn | 2017-07-01 | 2018-06-30 | InEA_modVal |  |  |  |  | Standard | Remove expiry date per Commission Staff direction 2018ScrewInLampSavignsMethods-11Dec2017.pdf | 1 | 1 | 0 | Deemed Ex Ante Team |  | Remove expiry date per Commission Staff direction 2018ScrewInLampSavignsMethods-11Dec2017.pdf |  | Updated to indicate claim/filing status
846 | NE-HVAC-airAC-Split-55to65kBtuh-18p0seer-wPreEcono | Commercial SEER-rated split Air Conditioners, Size Range: 55 - 65 kBTU/h, SEER = 18 (EER = 14), EIR = 0.209, Fan W/CFM = 0.27, two-speed fan, with Econo (Pre-existing vintages include Economizer) | DEER2015 | D15 v1.0 | 2020-11-24 16:30 | NE-HVAC-airAC-Split-55to65kBtuh-18p0seer-wPreEcono | DEER | Standard | None |  |  | None |  | 0 |  | 0 | Com | Any | HVAC | SpaceCool | dxAC_equip | spltSEER | dxAC-Com-Split-55to65kBTUh-SEER-18.0 | HVAC-airAC | Commercial SEER-rated split Air Conditioners, 18-65 kBTU/h; pre-2001: SEER = 10 (EER = 8.52), one-speed fan, w/Econo; post-2001: SEER = 13 (EER = 11.08), one-speed fan, w/Econo; 2014: SEER = 14 (EER = 11.75), two-speed fan, w/Econo | Commercial SEER-rated split Air Conditioners, Size Range: 55 - 65 kBTU/h, SEER = 14 (EER = 11.7), EIR = 0.249, Fan W/CFM = 0.29, two-speed fan, with Econo | Commercial SEER-rated split Air Conditioners, Size Range: 55 - 65 kBTU/h, SEER = 18 (EER = 14), EIR = 0.209, Fan W/CFM = 0.27, two-speed fan, with Econo |  | dxAC-Com-Split-55to65kBTUh-SEER-14.0 | dxAC-Com-Split-55to65kBTUh-SEER-18.0 | Available |  | 0 | 0 |  | ErRobNc | dxAC-Com-Split-55to65kBTUh-SEER-14.0 | HVAC-airAC |  | None | 2015-01-01 | 2017-06-30 | DEER |  |  |  |  | Standard |  | 1 | 1 | 0 | Deemed Ex Ante Team |  |  |  | Updated to indicate claim/filing status
846 | NE-HVAC-airAC-Split-55to65kBtuh-18p0seer-wPreEcono | Commercial SEER-rated split Air Conditioners, Size Range: 55 - 65 kBTU/h, SEER = 18 (EER = 14), EIR = 0.209, Fan W/CFM = 0.27, two-speed fan, with Econo (Pre-existing vintages include Economizer) | DEER2017 | D17 v2 | 2021-02-25 15:49 | NE-HVAC-airAC-Split-55to65kBtuh-18p0seer-wPreEcono | DEER | Standard | None |  |  | None |  | 0 |  | 0 | Com | Any | HVAC | SpaceCool | dxAC_equip | spltSEER | dxAC-Com-Split-55to65kBTUh-SEER-18.0 | HVAC-airAC | Commercial SEER-rated split Air Conditioners, 18-65 kBTU/h; pre-2001: SEER = 11.5, one-speed fan, w/Econo; post-2001: SEER = 13 (EER = 11.08), one-speed fan, w/Econo; 2014: SEER = 14 (EER = 11.75), two-speed fan, w/Econo | Commercial SEER-rated split Air Conditioners, Size Range: 55 - 65 kBTU/h, SEER = 14 (EER = 11.7), EIR = 0.249, Fan W/CFM = 0.29, two-speed fan, with Econo | Commercial SEER-rated split Air Conditioners, Size Range: 55 - 65 kBTU/h, SEER = 18 (EER = 14), EIR = 0.209, Fan W/CFM = 0.27, two-speed fan, with Econo |  | dxAC-Com-Split-55to65kBTUh-SEER-14.0 | dxAC-Com-Split-55to65kBTUh-SEER-18.0 | Available |  | 0 | 0 | June 2017 DEER Update | ErRobNc | dxAC-Com-Split-55to65kBTUh-SEER-14.0 | HVAC-airAC |  | None | 2017-07-01 | 2020-05-27 | InEA_mod |  |  |  |  | Standard | Measure corrected and updated for DEER June 2017 Update including Baseline Adjustment; Measure expired due to DEER2020 update | 1 | 1 | 0 | Deemed Ex Ante Team |  | Measure corrected and updated for DEER June 2017 Update including Baseline Adjustment; Measure expired due to DEER2020 update |  | Extended per Golden Rod Memo 2019-12-23
846 | R-InCmn-CFLscw(18)-dWP10 | Residential Indoor Common-Area Lighting: CFL Lamp with integated Ballast replaces pre-existing standard lighting Wattage. Measure includes Code case. Impacts: HOU = 6142; CDF = 0.70 | ExAnte2017 | Disposition | 2020-11-24 16:30 | Res-Iltg-Cmn-dWatt-CFL | NonDEER | Scaled | BaseRatio | 0 | 0 | None |  | 0 |  | 1 | Res | Any | Lighting | InCommon | Ltg_Lamp | CFLint_lamp | CFLscw(18w) | ILtg-CFL-ResCmn | Res interior non-refl CFL base case, Total Watts = 1.56 x Msr Watts | Res interior non-refl CFL base case, Total Watts = 1.56 x Msr Watts | CFL Lamp: Non-Reflector, 885 initial lumens, 18 Watts | CFLratio0156 | CFLratio0156 | CFLscw(18w) | Available |  |  |  | 2017ScrewInLampDisposition | ErRobNc |  |  |  | 2017Dispo-Res-InLtg-Cmn | 2017-07-01 | 2018-06-30 | InEA_modVal |  |  |  |  | Standard | Remove expiry date per Commission Staff direction 2018ScrewInLampSavignsMethods-11Dec2017.pdf | 1 | 1 | 0 | Deemed Ex Ante Team |  | Remove expiry date per Commission Staff direction 2018ScrewInLampSavignsMethods-11Dec2017.pdf |  | Updated to indicate claim/filing status
847 | RE-HV-ResAC-lt45kBtuh-15S | Residential SEER-rated split Air Conditioners, Size Range: 18 - 45 kBTU/h, SEER = 15 (EER = 12.8), EIR = 0.232, Fan W/CFM = 0.25, one-speed fan | DEER2015 | D17 v2.00 | 2020-11-24 16:30 | RE-HV-ResAC-lt45kBtuh-15S | DEER | Standard | None | 0 | 0 | None |  | 0 |  | 0 | Res | Any | HVAC | SpaceCool | dxAC_equip | spltSEER | dxAC-Res-Split-SEER-15.0 | HV-ResAC | Residential SEER-rated split Air Conditioners, 18-45 kBTU/h; pre-2001: SEER = 10 (EER = 8.52), one-speed fan; post-2001: SEER = 13 (EER = 11.08), one-speed fan; 2014: SEER = 14 (EER = 12.17), one-speed fan | Residential SEER-rated split Air Conditioners, Size Range: 18 - 45 kBTU/h, SEER = 14 (EER = 12.2), EIR = 0.239, Fan W/CFM = 0.29, one-speed fan | Residential SEER-rated split Air Conditioners, Size Range: 18 - 45 kBTU/h, SEER = 15 (EER = 12.8), EIR = 0.232, Fan W/CFM = 0.25, one-speed fan |  | dxAC-Res-Split-lt45kBTUh-SEER-14.0 | dxAC-Res-Split-SEER-15.0 | Available |  | 0 | 0 | June 2017 DEER Update - Expired due to modified measure definition | ErRobNc | dxAC-Res-Split-lt45kBTUh-SEER-14.0 | HV-ResAC |  | None | 2015-01-01 | 2016-12-31 | InEA_mod |  |  |  |  | Standard | Measure updated for DEER2017; qualifier removed because DEER2017 version has updated pre-existing technology | 1 | 1 | 0 | Deemed Ex Ante Team |  | Measure updated for DEER2017; qualifier removed because DEER2017 version has updated pre-existing technology |  | Updated to indicate claim/filing status
847 | RE-HV-ResAC-lt45kBtuh-15S | Residential SEER-rated split Air Conditioners, Size Range: 18 - 45 kBTU/h, SEER = 15 (EER = 12.8), EIR = 0.232, Fan W/CFM = 0.25, one-speed fan | DEER2017 | D17 v2 | 2020-11-24 16:30 | RE-HV-ResAC-lt45kBtuh-15S | DEER | Standard | None | 0 | 0 | None |  | 0 |  | 0 | Res | Any | HVAC | SpaceCool | dxAC_equip | spltSEER | dxAC-Res-Split-SEER-15.0 | HV-ResAC | Residential SEER-rated split Air Conditioners, 18-45 kBTU/h; pre-2001: mix of SEER 10 and SEER 13 units with an average SEER = 11.4, one-speed fan; post-2001: SEER = 13 (EER = 11.08), one-speed fan; 2014: SEER = 14 (EER = 12.17), one-speed fan | Residential SEER-rated split Air Conditioners, Size Range: 18 - 45 kBTU/h, SEER = 14 (EER = 12.2), EIR = 0.239, Fan W/CFM = 0.29, one-speed fan | Residential SEER-rated split Air Conditioners, Size Range: 18 - 45 kBTU/h, SEER = 15 (EER = 12.8), EIR = 0.232, Fan W/CFM = 0.25, one-speed fan |  | dxAC-Res-Split-lt45kBTUh-SEER-14.0 | dxAC-Res-Split-SEER-15.0 | Available |  | 0 | 0 | June 2017 DEER Update | ErRobNc | dxAC-Res-Split-lt45kBTUh-SEER-14.0 | HV-ResAC |  | None | 2017-01-01 | 2019-12-31 | NotInEA |  |  |  |  | Standard | Measure updated for DEER2017; pre-existing technology updated June 2017; Measure expired due to DEER2020 update | 1 | 1 | 0 | Deemed Ex Ante Team |  | Measure updated for DEER2017; pre-existing technology updated June 2017; Measure expired due to DEER2020 update |  | Updated to indicate claim/filing status
847 | R-InCmn-CFLscw(19)-dWP11 | Residential Indoor Common-Area Lighting: CFL Lamp with integated Ballast replaces pre-existing standard lighting Wattage. Measure includes Code case. Impacts: HOU = 6142; CDF = 0.70 | ExAnte2017 | Disposition | 2020-11-24 16:30 | Res-Iltg-Cmn-dWatt-CFL | NonDEER | Scaled | BaseRatio | 0 | 0 | None |  | 0 |  | 1 | Res | Any | Lighting | InCommon | Ltg_Lamp | CFLint_lamp | CFLscw(19w) | ILtg-CFL-ResCmn | Res interior non-refl CFL base case, Total Watts = 1.56 x Msr Watts | Res interior non-refl CFL base case, Total Watts = 1.56 x Msr Watts | CFL Lamp: Non-Reflector, 925 initial lumens, 19 Watts | CFLratio0156 | CFLratio0156 | CFLscw(19w) | Available |  |  |  | 2017ScrewInLampDisposition | ErRobNc |  |  |  | 2017Dispo-Res-InLtg-Cmn | 2017-07-01 | 2018-06-30 | InEA_modVal |  |  |  |  | Standard | Remove expiry date per Commission Staff direction 2018ScrewInLampSavignsMethods-11Dec2017.pdf | 1 | 1 | 0 | Deemed Ex Ante Team |  | Remove expiry date per Commission Staff direction 2018ScrewInLampSavignsMethods-11Dec2017.pdf |  | Updated to indicate claim/filing status
848 | RE-HV-ResAC-lt45kBtuh-16S | Residential SEER-rated split Air Conditioners, Size Range: 18 - 45 kBTU/h, SEER = 16 (EER = 12.5), EIR = 0.238, Fan W/CFM = 0.27, two-speed fan | DEER2017 | D17 v2 | 2020-11-24 16:30 | RE-HV-ResAC-lt45kBtuh-16S | DEER | Standard | None | 0 | 0 | None |  | 0 |  | 0 | Res | Any | HVAC | SpaceCool | dxAC_equip | spltSEER | dxAC-Res-Split-SEER-16.0 | HV-ResAC | Residential SEER-rated split Air Conditioners, 18-45 kBTU/h; pre-2001: mix of SEER 10 and SEER 13 units with an average SEER = 11.4, one-speed fan; post-2001: SEER = 13 (EER = 11.08), one-speed fan; 2014: SEER = 14 (EER = 12.17), one-speed fan | Residential SEER-rated split Air Conditioners, Size Range: 18 - 45 kBTU/h, SEER = 14 (EER = 12.2), EIR = 0.239, Fan W/CFM = 0.29, one-speed fan | Residential SEER-rated split Air Conditioners, Size Range: 18 - 45 kBTU/h, SEER = 16 (EER = 12.5), EIR = 0.238, Fan W/CFM = 0.27, two-speed fan |  | dxAC-Res-Split-lt45kBTUh-SEER-14.0 | dxAC-Res-Split-SEER-16.0 | Available |  | 0 | 0 | June 2017 DEER Update | ErRobNc | dxAC-Res-Split-lt45kBTUh-SEER-14.0 | HV-ResAC |  | None | 2017-01-01 | 2019-12-31 | NotInEA |  |  |  |  | Standard | Measure updated for DEER2017; pre-existing technology updated June 2017; Measure expired due to DEER2020 update | 1 | 1 | 0 | Deemed Ex Ante Team |  | Measure updated for DEER2017; pre-existing technology updated June 2017; Measure expired due to DEER2020 update |  | Updated to indicate claim/filing status
848 | RE-HV-ResAC-lt45kBtuh-16S | Residential SEER-rated split Air Conditioners, Size Range: 18 - 45 kBTU/h, SEER = 16 (EER = 12.5), EIR = 0.238, Fan W/CFM = 0.27, two-speed fan | DEER2015 | D17 v2.00 | 2020-11-24 16:30 | RE-HV-ResAC-lt45kBtuh-16S | DEER | Standard | None | 0 | 0 | None |  | 0 |  | 0 | Res | Any | HVAC | SpaceCool | dxAC_equip | spltSEER | dxAC-Res-Split-SEER-16.0 | HV-ResAC | Residential SEER-rated split Air Conditioners, 18-45 kBTU/h; pre-2001: SEER = 10 (EER = 8.52), one-speed fan; post-2001: SEER = 13 (EER = 11.08), one-speed fan; 2014: SEER = 14 (EER = 12.17), one-speed fan | Residential SEER-rated split Air Conditioners, Size Range: 18 - 45 kBTU/h, SEER = 14 (EER = 12.2), EIR = 0.239, Fan W/CFM = 0.29, one-speed fan | Residential SEER-rated split Air Conditioners, Size Range: 18 - 45 kBTU/h, SEER = 16 (EER = 12.5), EIR = 0.238, Fan W/CFM = 0.27, two-speed fan |  | dxAC-Res-Split-lt45kBTUh-SEER-14.0 | dxAC-Res-Split-SEER-16.0 | Available |  | 0 | 0 | June 2017 DEER Update - Expired due to modified measure definition | ErRobNc | dxAC-Res-Split-lt45kBTUh-SEER-14.0 | HV-ResAC |  | None | 2015-01-01 | 2016-12-31 | InEA_mod |  |  |  |  | Standard | Measure updated for DEER2017; qualifier removed because DEER2017 version has updated pre-existing technology | 1 | 1 | 0 | Deemed Ex Ante Team |  | Measure updated for DEER2017; qualifier removed because DEER2017 version has updated pre-existing technology |  | Updated to indicate claim/filing status
848 | R-InCmn-CFLscw(20)-dWP11 | Residential Indoor Common-Area Lighting: CFL Lamp with integated Ballast replaces pre-existing standard lighting Wattage. Measure includes Code case. Impacts: HOU = 6142; CDF = 0.70 | ExAnte2017 | Disposition | 2020-11-24 16:30 | Res-Iltg-Cmn-dWatt-CFL | NonDEER | Scaled | BaseRatio | 0 | 0 | None |  | 0 |  | 1 | Res | Any | Lighting | InCommon | Ltg_Lamp | CFLint_lamp | CFLscw(20w) | ILtg-CFL-ResCmn | Res interior non-refl CFL base case, Total Watts = 1.56 x Msr Watts | Res interior non-refl CFL base case, Total Watts = 1.56 x Msr Watts | CFL Lamp: Non-Reflector, 965 initial lumens, 20 Watts | CFLratio0156 | CFLratio0156 | CFLscw(20w) | Available |  |  |  | 2017ScrewInLampDisposition | ErRobNc |  |  |  | 2017Dispo-Res-InLtg-Cmn | 2017-07-01 | 2018-06-30 | InEA_modVal |  |  |  |  | Standard | Remove expiry date per Commission Staff direction 2018ScrewInLampSavignsMethods-11Dec2017.pdf | 1 | 1 | 0 | Deemed Ex Ante Team |  | Remove expiry date per Commission Staff direction 2018ScrewInLampSavignsMethods-11Dec2017.pdf |  | Updated to indicate claim/filing status
849 | RE-HV-ResAC-lt45kBtuh-17S | Residential SEER-rated split Air Conditioners, Size Range: 18 - 45 kBTU/h, SEER = 17 (EER = 13.3), EIR = 0.223, Fan W/CFM = 0.27, two-speed fan | DEER2017 | D17 v2 | 2020-11-24 16:30 | RE-HV-ResAC-lt45kBtuh-17S | DEER | Standard | None | 0 | 0 | None |  | 0 |  | 0 | Res | Any | HVAC | SpaceCool | dxAC_equip | spltSEER | dxAC-Res-Split-SEER-17.0 | HV-ResAC | Residential SEER-rated split Air Conditioners, 18-45 kBTU/h; pre-2001: mix of SEER 10 and SEER 13 units with an average SEER = 11.4, one-speed fan; post-2001: SEER = 13 (EER = 11.08), one-speed fan; 2014: SEER = 14 (EER = 12.17), one-speed fan | Residential SEER-rated split Air Conditioners, Size Range: 18 - 45 kBTU/h, SEER = 14 (EER = 12.2), EIR = 0.239, Fan W/CFM = 0.29, one-speed fan | Residential SEER-rated split Air Conditioners, Size Range: 18 - 45 kBTU/h, SEER = 17 (EER = 13.3), EIR = 0.223, Fan W/CFM = 0.27, two-speed fan |  | dxAC-Res-Split-lt45kBTUh-SEER-14.0 | dxAC-Res-Split-SEER-17.0 | Available |  | 0 | 0 | June 2017 DEER Update | ErRobNc | dxAC-Res-Split-lt45kBTUh-SEER-14.0 | HV-ResAC |  | None | 2017-01-01 | 2019-12-31 | NotInEA |  |  |  |  | Standard | Measure updated for DEER2017; pre-existing technology updated June 2017; Measure expired due to DEER2020 update | 1 | 1 | 0 | Deemed Ex Ante Team |  | Measure updated for DEER2017; pre-existing technology updated June 2017; Measure expired due to DEER2020 update |  | Updated to indicate claim/filing status
849 | RE-HV-ResAC-lt45kBtuh-17S | Residential SEER-rated split Air Conditioners, Size Range: 18 - 45 kBTU/h, SEER = 17 (EER = 13.3), EIR = 0.223, Fan W/CFM = 0.27, two-speed fan | DEER2015 | D17 v2.00 | 2020-11-24 16:30 | RE-HV-ResAC-lt45kBtuh-17S | DEER | Standard | None | 0 | 0 | None |  | 0 |  | 0 | Res | Any | HVAC | SpaceCool | dxAC_equip | spltSEER | dxAC-Res-Split-SEER-17.0 | HV-ResAC | Residential SEER-rated split Air Conditioners, 18-45 kBTU/h; pre-2001: SEER = 10 (EER = 8.52), one-speed fan; post-2001: SEER = 13 (EER = 11.08), one-speed fan; 2014: SEER = 14 (EER = 12.17), one-speed fan | Residential SEER-rated split Air Conditioners, Size Range: 18 - 45 kBTU/h, SEER = 14 (EER = 12.2), EIR = 0.239, Fan W/CFM = 0.29, one-speed fan | Residential SEER-rated split Air Conditioners, Size Range: 18 - 45 kBTU/h, SEER = 17 (EER = 13.3), EIR = 0.223, Fan W/CFM = 0.27, two-speed fan |  | dxAC-Res-Split-lt45kBTUh-SEER-14.0 | dxAC-Res-Split-SEER-17.0 | Available |  | 0 | 0 | June 2017 DEER Update - Expired due to modified measure definition | ErRobNc | dxAC-Res-Split-lt45kBTUh-SEER-14.0 | HV-ResAC |  | None | 2015-01-01 | 2016-12-31 | InEA_mod |  |  |  |  | Standard | Measure updated for DEER2017; qualifier removed because DEER2017 version has updated pre-existing technology | 1 | 1 | 0 | Deemed Ex Ante Team |  | Measure updated for DEER2017; qualifier removed because DEER2017 version has updated pre-existing technology |  | Updated to indicate claim/filing status
849 | R-InCmn-CFLscw(23)-dWP13 | Residential Indoor Common-Area Lighting: CFL Lamp with integated Ballast replaces pre-existing standard lighting Wattage. Measure includes Code case. Impacts: HOU = 6142; CDF = 0.70 | ExAnte2017 | Disposition | 2020-11-24 16:30 | Res-Iltg-Cmn-dWatt-CFL | NonDEER | Scaled | BaseRatio | 0 | 0 | None |  | 0 |  | 1 | Res | Any | Lighting | InCommon | Ltg_Lamp | CFLint_lamp | CFLscw(23w) | ILtg-CFL-ResCmn | Res interior non-refl CFL base case, Total Watts = 1.56 x Msr Watts | Res interior non-refl CFL base case, Total Watts = 1.56 x Msr Watts | CFL Lamp: Non-Reflector, 1280 initial lumens, 23 Watts | CFLratio0156 | CFLratio0156 | CFLscw(23w) | Available |  |  |  | 2017ScrewInLampDisposition | ErRobNc |  |  |  | 2017Dispo-Res-InLtg-Cmn | 2017-07-01 | 2018-06-30 | InEA_modVal |  |  |  |  | Standard | Remove expiry date per Commission Staff direction 2018ScrewInLampSavignsMethods-11Dec2017.pdf | 1 | 1 | 0 | Deemed Ex Ante Team |  | Remove expiry date per Commission Staff direction 2018ScrewInLampSavignsMethods-11Dec2017.pdf |  | Updated to indicate claim/filing status
850 | RE-HV-ResAC-lt45kBtuh-18S | Residential SEER-rated split Air Conditioners, Size Range: 18 - 45 kBTU/h, SEER = 18 (EER = 14), EIR = 0.209, Fan W/CFM = 0.27, two-speed fan | DEER2015 | D17 v2.00 | 2020-11-24 16:30 | RE-HV-ResAC-lt45kBtuh-18S | DEER | Standard | None | 0 | 0 | None |  | 0 |  | 0 | Res | Any | HVAC | SpaceCool | dxAC_equip | spltSEER | dxAC-Res-Split-SEER-18.0 | HV-ResAC | Residential SEER-rated split Air Conditioners, 18-45 kBTU/h; pre-2001: SEER = 10 (EER = 8.52), one-speed fan; post-2001: SEER = 13 (EER = 11.08), one-speed fan; 2014: SEER = 14 (EER = 12.17), one-speed fan | Residential SEER-rated split Air Conditioners, Size Range: 18 - 45 kBTU/h, SEER = 14 (EER = 12.2), EIR = 0.239, Fan W/CFM = 0.29, one-speed fan | Residential SEER-rated split Air Conditioners, Size Range: 18 - 45 kBTU/h, SEER = 18 (EER = 14), EIR = 0.209, Fan W/CFM = 0.27, two-speed fan |  | dxAC-Res-Split-lt45kBTUh-SEER-14.0 | dxAC-Res-Split-SEER-18.0 | Available |  | 0 | 0 | June 2017 DEER Update - Expired due to modified measure definition | ErRobNc | dxAC-Res-Split-lt45kBTUh-SEER-14.0 | HV-ResAC |  | None | 2015-01-01 | 2016-12-31 | InEA_mod |  |  |  |  | Standard | Measure updated for DEER2017; qualifier removed because DEER2017 version has updated pre-existing technology | 1 | 1 | 0 | Deemed Ex Ante Team |  | Measure updated for DEER2017; qualifier removed because DEER2017 version has updated pre-existing technology |  | Updated to indicate claim/filing status
850 | RE-HV-ResAC-lt45kBtuh-18S | Residential SEER-rated split Air Conditioners, Size Range: 18 - 45 kBTU/h, SEER = 18 (EER = 14), EIR = 0.209, Fan W/CFM = 0.27, two-speed fan | DEER2017 | D17 v2 | 2020-11-24 16:30 | RE-HV-ResAC-lt45kBtuh-18S | DEER | Standard | None | 0 | 0 | None |  | 0 |  | 0 | Res | Any | HVAC | SpaceCool | dxAC_equip | spltSEER | dxAC-Res-Split-SEER-18.0 | HV-ResAC | Residential SEER-rated split Air Conditioners, 18-45 kBTU/h; pre-2001: mix of SEER 10 and SEER 13 units with an average SEER = 11.4, one-speed fan; post-2001: SEER = 13 (EER = 11.08), one-speed fan; 2014: SEER = 14 (EER = 12.17), one-speed fan | Residential SEER-rated split Air Conditioners, Size Range: 18 - 45 kBTU/h, SEER = 14 (EER = 12.2), EIR = 0.239, Fan W/CFM = 0.29, one-speed fan | Residential SEER-rated split Air Conditioners, Size Range: 18 - 45 kBTU/h, SEER = 18 (EER = 14), EIR = 0.209, Fan W/CFM = 0.27, two-speed fan |  | dxAC-Res-Split-lt45kBTUh-SEER-14.0 | dxAC-Res-Split-SEER-18.0 | Available |  | 0 | 0 | June 2017 DEER Update | ErRobNc | dxAC-Res-Split-lt45kBTUh-SEER-14.0 | HV-ResAC |  | None | 2017-01-01 | 2019-12-31 | NotInEA |  |  |  |  | Standard | Measure updated for DEER2017; pre-existing technology updated June 2017; Measure expired due to DEER2020 update | 1 | 1 | 0 | Deemed Ex Ante Team |  | Measure updated for DEER2017; pre-existing technology updated June 2017; Measure expired due to DEER2020 update |  | Updated to indicate claim/filing status
850 | R-InCmn-CFLscw(25)-dWP14 | Residential Indoor Common-Area Lighting: CFL Lamp with integated Ballast replaces pre-existing standard lighting Wattage. Measure includes Code case. Impacts: HOU = 6142; CDF = 0.70 | ExAnte2017 | Disposition | 2020-11-24 16:30 | Res-Iltg-Cmn-dWatt-CFL | NonDEER | Scaled | BaseRatio | 0 | 0 | None |  | 0 |  | 1 | Res | Any | Lighting | InCommon | Ltg_Lamp | CFLint_lamp | CFLscw(25w) | ILtg-CFL-ResCmn | Res interior non-refl CFL base case, Total Watts = 1.56 x Msr Watts | Res interior non-refl CFL base case, Total Watts = 1.56 x Msr Watts | CFL Lamp: Non-Reflector, 1310 initial lumens, 25 Watts | CFLratio0156 | CFLratio0156 | CFLscw(25w) | Available |  |  |  | 2017ScrewInLampDisposition | ErRobNc |  |  |  | 2017Dispo-Res-InLtg-Cmn | 2017-07-01 | 2018-06-30 | InEA_modVal |  |  |  |  | Standard | Remove expiry date per Commission Staff direction 2018ScrewInLampSavignsMethods-11Dec2017.pdf | 1 | 1 | 0 | Deemed Ex Ante Team |  | Remove expiry date per Commission Staff direction 2018ScrewInLampSavignsMethods-11Dec2017.pdf |  | Updated to indicate claim/filing status
851 | RE-HV-ResAC-lt45kBtuh-19S | Residential SEER-rated split Air Conditioners, Size Range: 18 - 45 kBTU/h, SEER = 19 (EER = 14.8), EIR = 0.201, Fan W/CFM = 0.23, two-speed fan | DEER2015 | D17 v2.00 | 2020-11-24 16:30 | RE-HV-ResAC-lt45kBtuh-19S | DEER | Standard | None | 0 | 0 | None |  | 0 |  | 0 | Res | Any | HVAC | SpaceCool | dxAC_equip | spltSEER |  | HV-ResAC | Residential SEER-rated split Air Conditioners, 18-45 kBTU/h; pre-2001: SEER = 10 (EER = 8.52), one-speed fan; post-2001: SEER = 13 (EER = 11.08), one-speed fan; 2014: SEER = 14 (EER = 12.17), one-speed fan | Residential SEER-rated split Air Conditioners, Size Range: 18 - 45 kBTU/h, SEER = 14 (EER = 12.2), EIR = 0.239, Fan W/CFM = 0.29, one-speed fan | Residential SEER-rated split Air Conditioners, Size Range: 18 - 45 kBTU/h, SEER = 19 (EER = 14.8), EIR = 0.201, Fan W/CFM = 0.23, two-speed fan |  | dxAC-Res-Split-lt45kBTUh-SEER-14.0 | dxAC-Res-Split-SEER-19.0 | Available |  | 0 | 0 | June 2017 DEER Update - Expired due to modified measure definition | ErRobNc | dxAC-Res-Split-lt45kBTUh-SEER-14.0 | HV-ResAC |  | None | 2015-01-01 | 2016-12-31 | InEA_mod |  |  |  |  | Standard | Measure updated for DEER2017; qualifier removed because DEER2017 version has updated pre-existing technology | 1 | 1 | 0 | Deemed Ex Ante Team |  | Measure updated for DEER2017; qualifier removed because DEER2017 version has updated pre-existing technology |  | Updated to indicate claim/filing status
851 | RE-HV-ResAC-lt45kBtuh-19S | Residential SEER-rated split Air Conditioners, Size Range: 18 - 45 kBTU/h, SEER = 19 (EER = 14.8), EIR = 0.201, Fan W/CFM = 0.23, two-speed fan | DEER2017 | D17 v2 | 2020-11-24 16:30 | RE-HV-ResAC-lt45kBtuh-19S | DEER | Standard | None | 0 | 0 | None |  | 0 |  | 0 | Res | Any | HVAC | SpaceCool | dxAC_equip | spltSEER |  | HV-ResAC | Residential SEER-rated split Air Conditioners, 18-45 kBTU/h; pre-2001: mix of SEER 10 and SEER 13 units with an average SEER = 11.4, one-speed fan; post-2001: SEER = 13 (EER = 11.08), one-speed fan; 2014: SEER = 14 (EER = 12.17), one-speed fan | Residential SEER-rated split Air Conditioners, Size Range: 18 - 45 kBTU/h, SEER = 14 (EER = 12.2), EIR = 0.239, Fan W/CFM = 0.29, one-speed fan | Residential SEER-rated split Air Conditioners, Size Range: 18 - 45 kBTU/h, SEER = 19 (EER = 14.8), EIR = 0.201, Fan W/CFM = 0.23, two-speed fan |  | dxAC-Res-Split-lt45kBTUh-SEER-14.0 | dxAC-Res-Split-SEER-19.0 | Available |  | 0 | 0 | June 2017 DEER Update | ErRobNc | dxAC-Res-Split-lt45kBTUh-SEER-14.0 | HV-ResAC |  | None | 2017-01-01 | 2019-12-31 | NotInEA |  |  |  |  | Standard | Measure updated for DEER2017; pre-existing technology updated June 2017; Measure expired due to DEER2020 update | 1 | 1 | 0 | Deemed Ex Ante Team |  | Measure updated for DEER2017; pre-existing technology updated June 2017; Measure expired due to DEER2020 update |  | Updated to indicate claim/filing status
851 | R-InCmn-CFLscw(26)-dWP15 | Residential Indoor Common-Area Lighting: CFL Lamp with integated Ballast replaces pre-existing standard lighting Wattage. Measure includes Code case. Impacts: HOU = 6142; CDF = 0.70 | ExAnte2017 | Disposition | 2020-11-24 16:30 | Res-Iltg-Cmn-dWatt-CFL | NonDEER | Scaled | BaseRatio | 0 | 0 | None |  | 0 |  | 1 | Res | Any | Lighting | InCommon | Ltg_Lamp | CFLint_lamp | CFLscw(26w) | ILtg-CFL-ResCmn | Res interior non-refl CFL base case, Total Watts = 1.56 x Msr Watts | Res interior non-refl CFL base case, Total Watts = 1.56 x Msr Watts | CFL Lamp: Non-Reflector, 1368 initial lumens, 26 Watts | CFLratio0156 | CFLratio0156 | CFLscw(26w) | Available |  |  |  | 2017ScrewInLampDisposition | ErRobNc |  |  |  | 2017Dispo-Res-InLtg-Cmn | 2017-07-01 | 2018-06-30 | InEA_modVal |  |  |  |  | Standard | Remove expiry date per Commission Staff direction 2018ScrewInLampSavignsMethods-11Dec2017.pdf | 1 | 1 | 0 | Deemed Ex Ante Team |  | Remove expiry date per Commission Staff direction 2018ScrewInLampSavignsMethods-11Dec2017.pdf |  | Updated to indicate claim/filing status
852 | RE-HV-ResAC-lt45kBtuh-20S | Residential SEER-rated split Air Conditioners, Size Range: 18 - 45 kBTU/h, SEER = 20 (EER = 15.6), EIR = 0.19, Fan W/CFM = 0.23, two-speed fan | DEER2017 | D17 v2 | 2020-11-24 16:30 | RE-HV-ResAC-lt45kBtuh-20S | DEER | Standard | None | 0 | 0 | None |  | 0 |  | 0 | Res | Any | HVAC | SpaceCool | dxAC_equip | spltSEER |  | HV-ResAC | Residential SEER-rated split Air Conditioners, 18-45 kBTU/h; pre-2001: mix of SEER 10 and SEER 13 units with an average SEER = 11.4, one-speed fan; post-2001: SEER = 13 (EER = 11.08), one-speed fan; 2014: SEER = 14 (EER = 12.17), one-speed fan | Residential SEER-rated split Air Conditioners, Size Range: 18 - 45 kBTU/h, SEER = 14 (EER = 12.2), EIR = 0.239, Fan W/CFM = 0.29, one-speed fan | Residential SEER-rated split Air Conditioners, Size Range: 18 - 45 kBTU/h, SEER = 20 (EER = 15.6), EIR = 0.19, Fan W/CFM = 0.23, two-speed fan |  | dxAC-Res-Split-lt45kBTUh-SEER-14.0 | dxAC-Res-Split-SEER-20.0 | Available |  | 0 | 0 | June 2017 DEER Update | ErRobNc | dxAC-Res-Split-lt45kBTUh-SEER-14.0 | HV-ResAC |  | None | 2017-01-01 | 2019-12-31 | NotInEA |  |  |  |  | Standard | Measure updated for DEER2017; pre-existing technology updated June 2017; Measure expired due to DEER2020 update | 1 | 1 | 0 | Deemed Ex Ante Team |  | Measure updated for DEER2017; pre-existing technology updated June 2017; Measure expired due to DEER2020 update |  | Updated to indicate claim/filing status
852 | RE-HV-ResAC-lt45kBtuh-20S | Residential SEER-rated split Air Conditioners, Size Range: 18 - 45 kBTU/h, SEER = 20 (EER = 15.6), EIR = 0.19, Fan W/CFM = 0.23, two-speed fan | DEER2015 | D17 v2.00 | 2020-11-24 16:30 | RE-HV-ResAC-lt45kBtuh-20S | DEER | Standard | None | 0 | 0 | None |  | 0 |  | 0 | Res | Any | HVAC | SpaceCool | dxAC_equip | spltSEER |  | HV-ResAC | Residential SEER-rated split Air Conditioners, 18-45 kBTU/h; pre-2001: SEER = 10 (EER = 8.52), one-speed fan; post-2001: SEER = 13 (EER = 11.08), one-speed fan; 2014: SEER = 14 (EER = 12.17), one-speed fan | Residential SEER-rated split Air Conditioners, Size Range: 18 - 45 kBTU/h, SEER = 14 (EER = 12.2), EIR = 0.239, Fan W/CFM = 0.29, one-speed fan | Residential SEER-rated split Air Conditioners, Size Range: 18 - 45 kBTU/h, SEER = 20 (EER = 15.6), EIR = 0.19, Fan W/CFM = 0.23, two-speed fan |  | dxAC-Res-Split-lt45kBTUh-SEER-14.0 | dxAC-Res-Split-SEER-20.0 | Available |  | 0 | 0 | June 2017 DEER Update - Expired due to modified measure definition | ErRobNc | dxAC-Res-Split-lt45kBTUh-SEER-14.0 | HV-ResAC |  | None | 2015-01-01 | 2016-12-31 | InEA_mod |  |  |  |  | Standard | Measure updated for DEER2017; qualifier removed because DEER2017 version has updated pre-existing technology | 1 | 1 | 0 | Deemed Ex Ante Team |  | Measure updated for DEER2017; qualifier removed because DEER2017 version has updated pre-existing technology |  | Updated to indicate claim/filing status
852 | R-InCmn-CFLscw(27)-dWP15 | Residential Indoor Common-Area Lighting: CFL Lamp with integated Ballast replaces pre-existing standard lighting Wattage. Measure includes Code case. Impacts: HOU = 6142; CDF = 0.70 | ExAnte2017 | Disposition | 2020-11-24 16:30 | Res-Iltg-Cmn-dWatt-CFL | NonDEER | Scaled | BaseRatio | 0 | 0 | None |  | 0 |  | 1 | Res | Any | Lighting | InCommon | Ltg_Lamp | CFLint_lamp | CFLscw(27w) | ILtg-CFL-ResCmn | Res interior non-refl CFL base case, Total Watts = 1.56 x Msr Watts | Res interior non-refl CFL base case, Total Watts = 1.56 x Msr Watts | CFL Lamp: Non-Reflector, 1427 initial lumens, 27 Watts | CFLratio0156 | CFLratio0156 | CFLscw(27w) | Available |  |  |  | 2017ScrewInLampDisposition | ErRobNc |  |  |  | 2017Dispo-Res-InLtg-Cmn | 2017-07-01 | 2018-06-30 | InEA_modVal |  |  |  |  | Standard | Remove expiry date per Commission Staff direction 2018ScrewInLampSavignsMethods-11Dec2017.pdf | 1 | 1 | 0 | Deemed Ex Ante Team |  | Remove expiry date per Commission Staff direction 2018ScrewInLampSavignsMethods-11Dec2017.pdf |  | Updated to indicate claim/filing status
853 | RE-HV-ResAC-lt45kBtuh-21S | Residential SEER-rated split Air Conditioners, Size Range: 18 - 45 kBTU/h, SEER = 21 (EER = 16.4), EIR = 0.18, Fan W/CFM = 0.23, two-speed fan | DEER2015 | D17 v2.00 | 2020-11-24 16:30 | RE-HV-ResAC-lt45kBtuh-21S | DEER | Standard | None | 0 | 0 | None |  | 0 |  | 0 | Res | Any | HVAC | SpaceCool | dxAC_equip | spltSEER |  | HV-ResAC | Residential SEER-rated split Air Conditioners, 18-45 kBTU/h; pre-2001: SEER = 10 (EER = 8.52), one-speed fan; post-2001: SEER = 13 (EER = 11.08), one-speed fan; 2014: SEER = 14 (EER = 12.17), one-speed fan | Residential SEER-rated split Air Conditioners, Size Range: 18 - 45 kBTU/h, SEER = 14 (EER = 12.2), EIR = 0.239, Fan W/CFM = 0.29, one-speed fan | Residential SEER-rated split Air Conditioners, Size Range: 18 - 45 kBTU/h, SEER = 21 (EER = 16.4), EIR = 0.18, Fan W/CFM = 0.23, two-speed fan |  | dxAC-Res-Split-lt45kBTUh-SEER-14.0 | dxAC-Res-Split-SEER-21.0 | Available |  | 0 | 0 | June 2017 DEER Update - Expired due to modified measure definition | ErRobNc | dxAC-Res-Split-lt45kBTUh-SEER-14.0 | HV-ResAC |  | None | 2015-01-01 | 2016-12-31 | InEA_mod |  |  |  |  | Standard | Measure updated for DEER2017; qualifier removed because DEER2017 version has updated pre-existing technology | 1 | 1 | 0 | Deemed Ex Ante Team |  | Measure updated for DEER2017; qualifier removed because DEER2017 version has updated pre-existing technology |  | Updated to indicate claim/filing status
853 | RE-HV-ResAC-lt45kBtuh-21S | Residential SEER-rated split Air Conditioners, Size Range: 18 - 45 kBTU/h, SEER = 21 (EER = 16.4), EIR = 0.18, Fan W/CFM = 0.23, two-speed fan | DEER2017 | D17 v2 | 2020-11-24 16:30 | RE-HV-ResAC-lt45kBtuh-21S | DEER | Standard | None | 0 | 0 | None |  | 0 |  | 0 | Res | Any | HVAC | SpaceCool | dxAC_equip | spltSEER |  | HV-ResAC | Residential SEER-rated split Air Conditioners, 18-45 kBTU/h; pre-2001: mix of SEER 10 and SEER 13 units with an average SEER = 11.4, one-speed fan; post-2001: SEER = 13 (EER = 11.08), one-speed fan; 2014: SEER = 14 (EER = 12.17), one-speed fan | Residential SEER-rated split Air Conditioners, Size Range: 18 - 45 kBTU/h, SEER = 14 (EER = 12.2), EIR = 0.239, Fan W/CFM = 0.29, one-speed fan | Residential SEER-rated split Air Conditioners, Size Range: 18 - 45 kBTU/h, SEER = 21 (EER = 16.4), EIR = 0.18, Fan W/CFM = 0.23, two-speed fan |  | dxAC-Res-Split-lt45kBTUh-SEER-14.0 | dxAC-Res-Split-SEER-21.0 | Available |  | 0 | 0 | June 2017 DEER Update | ErRobNc | dxAC-Res-Split-lt45kBTUh-SEER-14.0 | HV-ResAC |  | None | 2017-01-01 | 2019-12-31 | NotInEA |  |  |  |  | Standard | Measure updated for DEER2017; pre-existing technology updated June 2017; Measure expired due to DEER2020 update | 1 | 1 | 0 | Deemed Ex Ante Team |  | Measure updated for DEER2017; pre-existing technology updated June 2017; Measure expired due to DEER2020 update |  | Updated to indicate claim/filing status
853 | R-InCmn-CFLscw(28)-dWP16 | Residential Indoor Common-Area Lighting: CFL Lamp with integated Ballast replaces pre-existing standard lighting Wattage. Measure includes Code case. Impacts: HOU = 6142; CDF = 0.70 | ExAnte2017 | Disposition | 2020-11-24 16:30 | Res-Iltg-Cmn-dWatt-CFL | NonDEER | Scaled | BaseRatio | 0 | 0 | None |  | 0 |  | 1 | Res | Any | Lighting | InCommon | Ltg_Lamp | CFLint_lamp | CFLscw(28w) | ILtg-CFL-ResCmn | Res interior non-refl CFL base case, Total Watts = 1.56 x Msr Watts | Res interior non-refl CFL base case, Total Watts = 1.56 x Msr Watts | CFL Lamp: Non-Reflector, 1485 initial lumens, 28 Watts | CFLratio0156 | CFLratio0156 | CFLscw(28w) | Available |  |  |  | 2017ScrewInLampDisposition | ErRobNc |  |  |  | 2017Dispo-Res-InLtg-Cmn | 2017-07-01 | 2018-06-30 | InEA_modVal |  |  |  |  | Standard | Remove expiry date per Commission Staff direction 2018ScrewInLampSavignsMethods-11Dec2017.pdf | 1 | 1 | 0 | Deemed Ex Ante Team |  | Remove expiry date per Commission Staff direction 2018ScrewInLampSavignsMethods-11Dec2017.pdf |  | Updated to indicate claim/filing status
854 | RE-HV-ResEvapAC-lt45kBtuh-17p4S | Residential SEER-rated split Air Conditioners, Size Range: 18 - 45 kBTU/h, SEER = 17.4, one-speed fan, evaporative cooled condenser | DEER2017 | D17 v1.0 | 2020-11-24 16:30 | RE-HV-ResEvapAC-lt45kBtuh-17p4S | DEER | Standard | None | 0 | 0 | None |  | 0 |  | 0 | Res | Any | HVAC | SpaceCool | dxAC_equip | spltSEER |  | HV-ResAC | Residential SEER-rated split Air Conditioners, 18-65 kBTU/h; pre-2001: SEER = 10 (EER = 8.52), one-speed fan; post-2001: SEER = 13 (EER = 11.08), one-speed fan; 2014: SEER = 14 (EER = 12.17), one-speed fan | Residential SEER-rated split Air Conditioners, Size Range: 18 - 45 kBTU/h, SEER = 14 (EER = 12.2), EIR = 0.239, Fan W/CFM = 0.29, one-speed fan | Residential SEER-rated split Air Conditioners, Size Range: 18 - 45 kBTU/h, SEER = 17.4, one-speed fan, evaporative cooled condenser |  | dxAC-Res-Split-lt45kBTUh-SEER-14.0 | dxAC-Res-EvapAC-SEER-17.4 | Available |  | 0 | 0 |  | ErRobNc | dxAC-Res-Split-lt45kBTUh-SEER-14.0 | HV-ResAC |  | DEER1517 | 2015-01-01 | 2019-12-31 | [5 empty] | Standard | Measure updated for DEER2017; Measure expired due to DEER2020 update | 1 | 1 | 0 | Deemed Ex Ante Team |  | Measure updated for DEER2017; Measure expired due to DEER2020 update |  | Updated to indicate claim/filing status
854 | R-InCmn-CFLscw(32)-dWP18 | Residential Indoor Common-Area Lighting: CFL Lamp with integated Ballast replaces pre-existing standard lighting Wattage. Measure includes Code case. Impacts: HOU = 6142; CDF = 0.70 | ExAnte2017 | Disposition | 2020-11-24 16:30 | Res-Iltg-Cmn-dWatt-CFL | NonDEER | Scaled | BaseRatio | 0 | 0 | None |  | 0 |  | 1 | Res | Any | Lighting | InCommon | Ltg_Lamp | CFLint_lamp | CFLscw(32w) | ILtg-CFL-ResCmn | Res interior non-refl CFL base case, Total Watts = 1.56 x Msr Watts | Res interior non-refl CFL base case, Total Watts = 1.56 x Msr Watts | CFL Lamp: Non-Reflector, 32 Watts | CFLratio0156 | CFLratio0156 | CFLscw(32w) | Available |  |  |  | 2017ScrewInLampDisposition | ErRobNc |  |  |  | 2017Dispo-Res-InLtg-Cmn | 2017-07-01 | 2018-06-30 | InEA_modVal |  |  |  |  | Standard | Remove expiry date per Commission Staff direction 2018ScrewInLampSavignsMethods-11Dec2017.pdf | 1 | 1 | 0 | Deemed Ex Ante Team |  | Remove expiry date per Commission Staff direction 2018ScrewInLampSavignsMethods-11Dec2017.pdf |  | Updated to indicate claim/filing status
855 | RE-HV-ResAC-45to65kBtuh-15S | Residential SEER-rated split Air Conditioners, Size Range: 45 - 65 kBTU/h, SEER = 15 (EER = 12.8), EIR = 0.232, Fan W/CFM = 0.25, one-speed fan | DEER2015 | D17 v2.00 | 2020-11-24 16:30 | RE-HV-ResAC-45to65kBtuh-15S | DEER | Standard | None | 0 | 0 | None |  | 0 |  | 0 | Res | Any | HVAC | SpaceCool | dxAC_equip | spltSEER | dxAC-Res-Split-SEER-15.0 | HV-ResAC | Residential SEER-rated split Air Conditioners, 45-65 kBTU/h; pre-2001: SEER = 10 (EER = 8.52), one-speed fan; post-2001: SEER = 13 (EER = 11.08), one-speed fan; 2014: SEER = 14 (EER = 12.17), one-speed fan | Residential SEER-rated split Air Conditioners, Size Range: 45 - 65 kBTU/h, SEER = 14 (EER = 11.8), EIR = 0.247, Fan W/CFM = 0.29, one-speed fan | Residential SEER-rated split Air Conditioners, Size Range: 45 - 65 kBTU/h, SEER = 15 (EER = 12.8), EIR = 0.232, Fan W/CFM = 0.25, one-speed fan |  | dxAC-Res-Split-45to65kBTUh-SEER-14.0 | dxAC-Res-Split-SEER-15.0 | Available |  | 0 | 0 | June 2017 DEER Update - Expired due to modified measure definition | ErRobNc | dxAC-Res-Split-45to65kBTUh-SEER-14.0 | HV-ResAC |  | None | 2015-01-01 | 2016-12-31 | InEA_mod |  |  |  |  | Standard | Measure updated for DEER2017; qualifier removed because DEER2017 version has updated pre-existing technology | 1 | 1 | 0 | Deemed Ex Ante Team |  | Measure updated for DEER2017; qualifier removed because DEER2017 version has updated pre-existing technology |  | Updated to indicate claim/filing status
855 | RE-HV-ResAC-45to65kBtuh-15S | Residential SEER-rated split Air Conditioners, Size Range: 45 - 65 kBTU/h, SEER = 15 (EER = 12.8), EIR = 0.232, Fan W/CFM = 0.25, one-speed fan | DEER2017 | D17 v2 | 2020-11-24 16:30 | RE-HV-ResAC-45to65kBtuh-15S | DEER | Standard | None | 0 | 0 | None |  | 0 |  | 0 | Res | Any | HVAC | SpaceCool | dxAC_equip | spltSEER | dxAC-Res-Split-SEER-15.0 | HV-ResAC | Residential SEER-rated split Air Conditioners, 45-65 kBTU/h; pre-2001: mix of SEER 10 and SEER 13 units with an average SEER = 11.4, one-speed fan; post-2001: SEER = 13 (EER = 11.08), one-speed fan; 2014: SEER = 14 (EER = 12.17), one-speed fan | Residential SEER-rated split Air Conditioners, Size Range: 45 - 65 kBTU/h, SEER = 14 (EER = 11.8), EIR = 0.247, Fan W/CFM = 0.29, one-speed fan | Residential SEER-rated split Air Conditioners, Size Range: 45 - 65 kBTU/h, SEER = 15 (EER = 12.8), EIR = 0.232, Fan W/CFM = 0.25, one-speed fan |  | dxAC-Res-Split-45to65kBTUh-SEER-14.0 | dxAC-Res-Split-SEER-15.0 | Available |  | 0 | 0 | June 2017 DEER Update | ErRobNc | dxAC-Res-Split-45to65kBTUh-SEER-14.0 | HV-ResAC |  | None | 2017-01-01 | 2019-12-31 | NotInEA |  |  |  |  | Standard | Measure updated for DEER2017; pre-existing technology updated June 2017; Measure expired due to DEER2020 update | 1 | 1 | 0 | Deemed Ex Ante Team |  | Measure updated for DEER2017; pre-existing technology updated June 2017; Measure expired due to DEER2020 update |  | Updated to indicate claim/filing status
855 | R-InCmn-CFLscw(36)-dWP20 | Residential Indoor Common-Area Lighting: CFL Lamp with integated Ballast replaces pre-existing standard lighting Wattage. Measure includes Code case. Impacts: HOU = 6142; CDF = 0.70 | ExAnte2017 | Disposition | 2020-11-24 16:30 | Res-Iltg-Cmn-dWatt-CFL | NonDEER | Scaled | BaseRatio | 0 | 0 | None |  | 0 |  | 1 | Res | Any | Lighting | InCommon | Ltg_Lamp | CFLint_lamp | CFLscw(36w) | ILtg-CFL-ResCmn | Res interior non-refl CFL base case, Total Watts = 1.56 x Msr Watts | Res interior non-refl CFL base case, Total Watts = 1.56 x Msr Watts | CFL Lamp: Any Non-reflector, 36 Watts | CFLratio0156 | CFLratio0156 | CFLscw(36w) | Available |  |  |  | 2017ScrewInLampDisposition | ErRobNc |  |  |  | 2017Dispo-Res-InLtg-Cmn | 2017-07-01 | 2018-06-30 | InEA_modVal |  |  |  |  | Standard | Remove expiry date per Commission Staff direction 2018ScrewInLampSavignsMethods-11Dec2017.pdf | 1 | 1 | 0 | Deemed Ex Ante Team |  | Remove expiry date per Commission Staff direction 2018ScrewInLampSavignsMethods-11Dec2017.pdf |  | Updated to indicate claim/filing status
856 | RE-HV-ResAC-45to65kBtuh-16S | Residential SEER-rated split Air Conditioners, Size Range: 45 - 65 kBTU/h, SEER = 16 (EER = 12.5), EIR = 0.238, Fan W/CFM = 0.27, two-speed fan | DEER2015 | D17 v2.00 | 2020-11-24 16:30 | RE-HV-ResAC-45to65kBtuh-16S | DEER | Standard | None | 0 | 0 | None |  | 0 |  | 0 | Res | Any | HVAC | SpaceCool | dxAC_equip | spltSEER | dxAC-Res-Split-SEER-16.0 | HV-ResAC | Residential SEER-rated split Air Conditioners, 45-65 kBTU/h; pre-2001: SEER = 10 (EER = 8.52), one-speed fan; post-2001: SEER = 13 (EER = 11.08), one-speed fan; 2014: SEER = 14 (EER = 12.17), one-speed fan | Residential SEER-rated split Air Conditioners, Size Range: 45 - 65 kBTU/h, SEER = 14 (EER = 11.8), EIR = 0.247, Fan W/CFM = 0.29, one-speed fan | Residential SEER-rated split Air Conditioners, Size Range: 45 - 65 kBTU/h, SEER = 16 (EER = 12.5), EIR = 0.238, Fan W/CFM = 0.27, two-speed fan |  | dxAC-Res-Split-45to65kBTUh-SEER-14.0 | dxAC-Res-Split-SEER-16.0 | Available |  | 0 | 0 | June 2017 DEER Update - Expired due to modified measure definition | ErRobNc | dxAC-Res-Split-45to65kBTUh-SEER-14.0 | HV-ResAC |  | None | 2015-01-01 | 2016-12-31 | InEA_mod |  |  |  |  | Standard | Measure updated for DEER2017; qualifier removed because DEER2017 version has updated pre-existing technology | 1 | 1 | 0 | Deemed Ex Ante Team |  | Measure updated for DEER2017; qualifier removed because DEER2017 version has updated pre-existing technology |  | Updated to indicate claim/filing status
856 | RE-HV-ResAC-45to65kBtuh-16S | Residential SEER-rated split Air Conditioners, Size Range: 45 - 65 kBTU/h, SEER = 16 (EER = 12.5), EIR = 0.238, Fan W/CFM = 0.27, two-speed fan | DEER2017 | D17 v2 | 2020-11-24 16:30 | RE-HV-ResAC-45to65kBtuh-16S | DEER | Standard | None | 0 | 0 | None |  | 0 |  | 0 | Res | Any | HVAC | SpaceCool | dxAC_equip | spltSEER | dxAC-Res-Split-SEER-16.0 | HV-ResAC | Residential SEER-rated split Air Conditioners, 45-65 kBTU/h; pre-2001: mix of SEER 10 and SEER 13 units with an average SEER = 11.4, one-speed fan; post-2001: SEER = 13 (EER = 11.08), one-speed fan; 2014: SEER = 14 (EER = 12.17), one-speed fan | Residential SEER-rated split Air Conditioners, Size Range: 45 - 65 kBTU/h, SEER = 14 (EER = 11.8), EIR = 0.247, Fan W/CFM = 0.29, one-speed fan | Residential SEER-rated split Air Conditioners, Size Range: 45 - 65 kBTU/h, SEER = 16 (EER = 12.5), EIR = 0.238, Fan W/CFM = 0.27, two-speed fan |  | dxAC-Res-Split-45to65kBTUh-SEER-14.0 | dxAC-Res-Split-SEER-16.0 | Available |  | 0 | 0 | June 2017 DEER Update | ErRobNc | dxAC-Res-Split-45to65kBTUh-SEER-14.0 | HV-ResAC |  | None | 2017-01-01 | 2019-12-31 | NotInEA |  |  |  |  | Standard | Measure updated for DEER2017; pre-existing technology updated June 2017; Measure expired due to DEER2020 update | 1 | 1 | 0 | Deemed Ex Ante Team |  | Measure updated for DEER2017; pre-existing technology updated June 2017; Measure expired due to DEER2020 update |  | Updated to indicate claim/filing status
856 | R-InCmn-CFLscw(42)-dWP24 | Residential Indoor Common-Area Lighting: CFL Lamp with integated Ballast replaces pre-existing standard lighting Wattage. Measure includes Code case. Impacts: HOU = 6142; CDF = 0.70 | ExAnte2017 | Disposition | 2020-11-24 16:30 | Res-Iltg-Cmn-dWatt-CFL | NonDEER | Scaled | BaseRatio | 0 | 0 | None |  | 0 |  | 1 | Res | Any | Lighting | InCommon | Ltg_Lamp | CFLint_lamp | CFLscw(42w) | ILtg-CFL-ResCmn | Res interior non-refl CFL base case, Total Watts = 1.56 x Msr Watts | Res interior non-refl CFL base case, Total Watts = 1.56 x Msr Watts | CFL Lamp: Non-Reflector, 42 Watts | CFLratio0156 | CFLratio0156 | CFLscw(42w) | Available |  |  |  | 2017ScrewInLampDisposition | ErRobNc |  |  |  | 2017Dispo-Res-InLtg-Cmn | 2017-07-01 | 2018-06-30 | InEA_modVal |  |  |  |  | Standard | Remove expiry date per Commission Staff direction 2018ScrewInLampSavignsMethods-11Dec2017.pdf | 1 | 1 | 0 | Deemed Ex Ante Team |  | Remove expiry date per Commission Staff direction 2018ScrewInLampSavignsMethods-11Dec2017.pdf |  | Updated to indicate claim/filing status
857 | RE-HV-ResAC-45to65kBtuh-17S | Residential SEER-rated split Air Conditioners, Size Range: 45 - 65 kBTU/h, SEER = 17 (EER = 13.3), EIR = 0.223, Fan W/CFM = 0.27, two-speed fan | DEER2015 | D17 v2.00 | 2020-11-24 16:30 | RE-HV-ResAC-45to65kBtuh-17S | DEER | Standard | None | 0 | 0 | None |  | 0 |  | 0 | Res | Any | HVAC | SpaceCool | dxAC_equip | spltSEER | dxAC-Res-Split-SEER-17.0 | HV-ResAC | Residential SEER-rated split Air Conditioners, 45-65 kBTU/h; pre-2001: SEER = 10 (EER = 8.52), one-speed fan; post-2001: SEER = 13 (EER = 11.08), one-speed fan; 2014: SEER = 14 (EER = 12.17), one-speed fan | Residential SEER-rated split Air Conditioners, Size Range: 45 - 65 kBTU/h, SEER = 14 (EER = 11.8), EIR = 0.247, Fan W/CFM = 0.29, one-speed fan | Residential SEER-rated split Air Conditioners, Size Range: 45 - 65 kBTU/h, SEER = 17 (EER = 13.3), EIR = 0.223, Fan W/CFM = 0.27, two-speed fan |  | dxAC-Res-Split-45to65kBTUh-SEER-14.0 | dxAC-Res-Split-SEER-17.0 | Available |  | 0 | 0 | June 2017 DEER Update - Expired due to modified measure definition | ErRobNc | dxAC-Res-Split-45to65kBTUh-SEER-14.0 | HV-ResAC |  | None | 2015-01-01 | 2016-12-31 | InEA_mod |  |  |  |  | Standard | Measure updated for DEER2017; qualifier removed because DEER2017 version has updated pre-existing technology | 1 | 1 | 0 | Deemed Ex Ante Team |  | Measure updated for DEER2017; qualifier removed because DEER2017 version has updated pre-existing technology |  | Updated to indicate claim/filing status
857 | RE-HV-ResAC-45to65kBtuh-17S | Residential SEER-rated split Air Conditioners, Size Range: 45 - 65 kBTU/h, SEER = 17 (EER = 13.3), EIR = 0.223, Fan W/CFM = 0.27, two-speed fan | DEER2017 | D17 v2 | 2020-11-24 16:30 | RE-HV-ResAC-45to65kBtuh-17S | DEER | Standard | None | 0 | 0 | None |  | 0 |  | 0 | Res | Any | HVAC | SpaceCool | dxAC_equip | spltSEER | dxAC-Res-Split-SEER-17.0 | HV-ResAC | Residential SEER-rated split Air Conditioners, 45-65 kBTU/h; pre-2001: mix of SEER 10 and SEER 13 units with an average SEER = 11.4, one-speed fan; post-2001: SEER = 13 (EER = 11.08), one-speed fan; 2014: SEER = 14 (EER = 12.17), one-speed fan | Residential SEER-rated split Air Conditioners, Size Range: 45 - 65 kBTU/h, SEER = 14 (EER = 11.8), EIR = 0.247, Fan W/CFM = 0.29, one-speed fan | Residential SEER-rated split Air Conditioners, Size Range: 45 - 65 kBTU/h, SEER = 17 (EER = 13.3), EIR = 0.223, Fan W/CFM = 0.27, two-speed fan |  | dxAC-Res-Split-45to65kBTUh-SEER-14.0 | dxAC-Res-Split-SEER-17.0 | Available |  | 0 | 0 | June 2017 DEER Update | ErRobNc | dxAC-Res-Split-45to65kBTUh-SEER-14.0 | HV-ResAC |  | None | 2017-01-01 | 2019-12-31 | NotInEA |  |  |  |  | Standard | Measure updated for DEER2017; pre-existing technology updated June 2017; Measure expired due to DEER2020 update | 1 | 1 | 0 | Deemed Ex Ante Team |  | Measure updated for DEER2017; pre-existing technology updated June 2017; Measure expired due to DEER2020 update |  | Updated to indicate claim/filing status
857 | R-InCmn-CFLscw(55)-dWP31 | Residential Indoor Common-Area Lighting: CFL Lamp with integated Ballast replaces pre-existing standard lighting Wattage. Measure includes Code case. Impacts: HOU = 6142; CDF = 0.70 | ExAnte2017 | Disposition | 2020-11-24 16:30 | Res-Iltg-Cmn-dWatt-CFL | NonDEER | Scaled | BaseRatio | 0 | 0 | None |  | 0 |  | 1 | Res | Any | Lighting | InCommon | Ltg_Lamp | CFLint_lamp | CFLscw(55w) | ILtg-CFL-ResCmn | Res interior non-refl CFL base case, Total Watts = 1.56 x Msr Watts | Res interior non-refl CFL base case, Total Watts = 1.56 x Msr Watts | CFL Lamp: Non-Reflector, 55 Watts | CFLratio0156 | CFLratio0156 | CFLscw(55w) | Available |  |  |  | 2017ScrewInLampDisposition | ErRobNc |  |  |  | 2017Dispo-Res-InLtg-Cmn | 2017-07-01 | 2018-06-30 | InEA_modVal |  |  |  |  | Standard | Remove expiry date per Commission Staff direction 2018ScrewInLampSavignsMethods-11Dec2017.pdf | 1 | 1 | 0 | Deemed Ex Ante Team |  | Remove expiry date per Commission Staff direction 2018ScrewInLampSavignsMethods-11Dec2017.pdf |  | Updated to indicate claim/filing status
858 | RE-HV-ResAC-45to65kBtuh-18S | Residential SEER-rated split Air Conditioners, Size Range: 45 - 65 kBTU/h, SEER = 18 (EER = 14), EIR = 0.209, Fan W/CFM = 0.27, two-speed fan | DEER2017 | D17 v2 | 2020-11-24 16:30 | RE-HV-ResAC-45to65kBtuh-18S | DEER | Standard | None | 0 | 0 | None |  | 0 |  | 0 | Res | Any | HVAC | SpaceCool | dxAC_equip | spltSEER | dxAC-Res-Split-SEER-18.0 | HV-ResAC | Residential SEER-rated split Air Conditioners, 45-65 kBTU/h; pre-2001: mix of SEER 10 and SEER 13 units with an average SEER = 11.4, one-speed fan; post-2001: SEER = 13 (EER = 11.08), one-speed fan; 2014: SEER = 14 (EER = 12.17), one-speed fan | Residential SEER-rated split Air Conditioners, Size Range: 45 - 65 kBTU/h, SEER = 14 (EER = 11.8), EIR = 0.247, Fan W/CFM = 0.29, one-speed fan | Residential SEER-rated split Air Conditioners, Size Range: 45 - 65 kBTU/h, SEER = 18 (EER = 14), EIR = 0.209, Fan W/CFM = 0.27, two-speed fan |  | dxAC-Res-Split-45to65kBTUh-SEER-14.0 | dxAC-Res-Split-SEER-18.0 | Available |  | 0 | 0 | June 2017 DEER Update | ErRobNc | dxAC-Res-Split-45to65kBTUh-SEER-14.0 | HV-ResAC |  | None | 2017-01-01 | 2019-12-31 | NotInEA |  |  |  |  | Standard | Measure updated for DEER2017; pre-existing technology updated June 2017; Measure expired due to DEER2020 update | 1 | 1 | 0 | Deemed Ex Ante Team |  | Measure updated for DEER2017; pre-existing technology updated June 2017; Measure expired due to DEER2020 update |  | Updated to indicate claim/filing status
858 | RE-HV-ResAC-45to65kBtuh-18S | Residential SEER-rated split Air Conditioners, Size Range: 45 - 65 kBTU/h, SEER = 18 (EER = 14), EIR = 0.209, Fan W/CFM = 0.27, two-speed fan | DEER2015 | D17 v2.00 | 2020-11-24 16:30 | RE-HV-ResAC-45to65kBtuh-18S | DEER | Standard | None | 0 | 0 | None |  | 0 |  | 0 | Res | Any | HVAC | SpaceCool | dxAC_equip | spltSEER | dxAC-Res-Split-SEER-18.0 | HV-ResAC | Residential SEER-rated split Air Conditioners, 45-65 kBTU/h; pre-2001: SEER = 10 (EER = 8.52), one-speed fan; post-2001: SEER = 13 (EER = 11.08), one-speed fan; 2014: SEER = 14 (EER = 12.17), one-speed fan | Residential SEER-rated split Air Conditioners, Size Range: 45 - 65 kBTU/h, SEER = 14 (EER = 11.8), EIR = 0.247, Fan W/CFM = 0.29, one-speed fan | Residential SEER-rated split Air Conditioners, Size Range: 45 - 65 kBTU/h, SEER = 18 (EER = 14), EIR = 0.209, Fan W/CFM = 0.27, two-speed fan |  | dxAC-Res-Split-45to65kBTUh-SEER-14.0 | dxAC-Res-Split-SEER-18.0 | Available |  | 0 | 0 | June 2017 DEER Update - Expired due to modified measure definition | ErRobNc | dxAC-Res-Split-45to65kBTUh-SEER-14.0 | HV-ResAC |  | None | 2015-01-01 | 2016-12-31 | InEA_mod |  |  |  |  | Standard | Measure updated for DEER2017; qualifier removed because DEER2017 version has updated pre-existing technology | 1 | 1 | 0 | Deemed Ex Ante Team |  | Measure updated for DEER2017; qualifier removed because DEER2017 version has updated pre-existing technology |  | Updated to indicate claim/filing status
858 | R-InCmn-CFLscw(9)-dWP5 | Residential Indoor Common-Area Lighting: CFL Lamp with integated Ballast replaces pre-existing standard lighting Wattage. Measure includes Code case. Impacts: HOU = 6142; CDF = 0.70 | ExAnte2017 | Disposition | 2020-11-24 16:30 | Res-Iltg-Cmn-dWatt-CFL | NonDEER | Scaled | BaseRatio | 0 | 0 | None |  | 0 |  | 1 | Res | Any | Lighting | InCommon | Ltg_Lamp | CFLint_lamp | CFLscw(9w) | ILtg-CFL-ResCmn | Res interior non-refl CFL base case, Total Watts = 1.56 x Msr Watts | Res interior non-refl CFL base case, Total Watts = 1.56 x Msr Watts | CFL Lamp: Non-Reflector, 344 initial lumens, 9 Watts | CFLratio0156 | CFLratio0156 | CFLscw(9w) | Available |  |  |  | 2017ScrewInLampDisposition | ErRobNc |  |  |  | 2017Dispo-Res-InLtg-Cmn | 2017-07-01 | 2018-06-30 | InEA_modVal |  |  |  |  | Standard | Remove expiry date per Commission Staff direction 2018ScrewInLampSavignsMethods-11Dec2017.pdf | 1 | 1 | 0 | Deemed Ex Ante Team |  | Remove expiry date per Commission Staff direction 2018ScrewInLampSavignsMethods-11Dec2017.pdf |  | Updated to indicate claim/filing status
859 | RE-HV-ResAC-45to65kBtuh-19S | Residential SEER-rated split Air Conditioners, Size Range: 45 - 65 kBTU/h, SEER = 19 (EER = 14.8), EIR = 0.201, Fan W/CFM = 0.23, two-speed fan | DEER2017 | D17 v2 | 2020-11-24 16:30 | RE-HV-ResAC-45to65kBtuh-19S | DEER | Standard | None | 0 | 0 | None |  | 0 |  | 0 | Res | Any | HVAC | SpaceCool | dxAC_equip | spltSEER |  | HV-ResAC | Residential SEER-rated split Air Conditioners, 45-65 kBTU/h; pre-2001: mix of SEER 10 and SEER 13 units with an average SEER = 11.4, one-speed fan; post-2001: SEER = 13 (EER = 11.08), one-speed fan; 2014: SEER = 14 (EER = 12.17), one-speed fan | Residential SEER-rated split Air Conditioners, Size Range: 45 - 65 kBTU/h, SEER = 14 (EER = 11.8), EIR = 0.247, Fan W/CFM = 0.29, one-speed fan | Residential SEER-rated split Air Conditioners, Size Range: 45 - 65 kBTU/h, SEER = 19 (EER = 14.8), EIR = 0.201, Fan W/CFM = 0.23, two-speed fan |  | dxAC-Res-Split-45to65kBTUh-SEER-14.0 | dxAC-Res-Split-SEER-19.0 | Available |  | 0 | 0 | June 2017 DEER Update | ErRobNc | dxAC-Res-Split-45to65kBTUh-SEER-14.0 | HV-ResAC |  | None | 2017-01-01 | 2019-12-31 | NotInEA |  |  |  |  | Standard | Measure updated for DEER2017; pre-existing technology updated June 2017; Measure expired due to DEER2020 update | 1 | 1 | 0 | Deemed Ex Ante Team |  | Measure updated for DEER2017; pre-existing technology updated June 2017; Measure expired due to DEER2020 update |  | Updated to indicate claim/filing status
859 | RE-HV-ResAC-45to65kBtuh-19S | Residential SEER-rated split Air Conditioners, Size Range: 45 - 65 kBTU/h, SEER = 19 (EER = 14.8), EIR = 0.201, Fan W/CFM = 0.23, two-speed fan | DEER2015 | D17 v2.00 | 2020-11-24 16:30 | RE-HV-ResAC-45to65kBtuh-19S | DEER | Standard | None | 0 | 0 | None |  | 0 |  | 0 | Res | Any | HVAC | SpaceCool | dxAC_equip | spltSEER |  | HV-ResAC | Residential SEER-rated split Air Conditioners, 45-65 kBTU/h; pre-2001: SEER = 10 (EER = 8.52), one-speed fan; post-2001: SEER = 13 (EER = 11.08), one-speed fan; 2014: SEER = 14 (EER = 12.17), one-speed fan | Residential SEER-rated split Air Conditioners, Size Range: 45 - 65 kBTU/h, SEER = 14 (EER = 11.8), EIR = 0.247, Fan W/CFM = 0.29, one-speed fan | Residential SEER-rated split Air Conditioners, Size Range: 45 - 65 kBTU/h, SEER = 19 (EER = 14.8), EIR = 0.201, Fan W/CFM = 0.23, two-speed fan |  | dxAC-Res-Split-45to65kBTUh-SEER-14.0 | dxAC-Res-Split-SEER-19.0 | Available |  | 0 | 0 | June 2017 DEER Update - Expired due to modified measure definition | ErRobNc | dxAC-Res-Split-45to65kBTUh-SEER-14.0 | HV-ResAC |  | None | 2015-01-01 | 2016-12-31 | InEA_mod |  |  |  |  | Standard | Measure updated for DEER2017; qualifier removed because DEER2017 version has updated pre-existing technology | 1 | 1 | 0 | Deemed Ex Ante Team |  | Measure updated for DEER2017; qualifier removed because DEER2017 version has updated pre-existing technology |  | Updated to indicate claim/filing status
859 | R-InCmn-CFLscw-Refl-1(15)-dWP11 | Residential Indoor Common-Area Lighting: CFL Lamp with integated Ballast replaces pre-existing standard lighting Wattage. Measure includes Code case. Impacts: HOU = 6142; CDF = 0.70 | ExAnte2017 | Disposition | 2020-11-24 16:30 | Res-Iltg-Cmn-dWatt-CFL | NonDEER | Scaled | BaseRatio | 0 | 0 | None |  | 0 |  | 1 | Res | Any | Lighting | InCommon | Ltg_Lamp | CFLint_lamp | CFLscw-Refl-1(15w) | ILtg-CFL-ResCmn | Res interior reflector and Res exterior CFL base case, Total Watts = 1.74 x Msr Watts | Res interior reflector and Res exterior CFL base case, Total Watts = 1.74 x Msr Watts | CFL Lamp: Reflector, 565 initial lumens, 15 Watts | CFLratio0174 | CFLratio0174 | CFLscw-Refl-1(15w) | Available |  |  |  | 2017ScrewInLampDisposition | ErRobNc |  |  |  | 2017Dispo-Res-InLtg-Cmn | 2017-07-01 | 2018-06-30 | InEA_modVal |  |  |  |  | Standard | Revise expiry date to 60/30/2018 Commission Staff direction 2018ScrewInLampSavignsMethods-11Dec2017.pdf | 1 | 1 | 0 | Deemed Ex Ante Team |  | Revise expiry date to 60/30/2018 Commission Staff direction 2018ScrewInLampSavignsMethods-11Dec2017.pdf |  | Updated to indicate claim/filing status
860 | RE-HV-ResAC-45to65kBtuh-20S | Residential SEER-rated split Air Conditioners, Size Range: 45 - 65 kBTU/h, SEER = 20 (EER = 15.6), EIR = 0.19, Fan W/CFM = 0.23, two-speed fan | DEER2017 | D17 v2 | 2020-11-24 16:30 | RE-HV-ResAC-45to65kBtuh-20S | DEER | Standard | None | 0 | 0 | None |  | 0 |  | 0 | Res | Any | HVAC | SpaceCool | dxAC_equip | spltSEER |  | HV-ResAC | Residential SEER-rated split Air Conditioners, 45-65 kBTU/h; pre-2001: mix of SEER 10 and SEER 13 units with an average SEER = 11.4, one-speed fan; post-2001: SEER = 13 (EER = 11.08), one-speed fan; 2014: SEER = 14 (EER = 12.17), one-speed fan | Residential SEER-rated split Air Conditioners, Size Range: 45 - 65 kBTU/h, SEER = 14 (EER = 11.8), EIR = 0.247, Fan W/CFM = 0.29, one-speed fan | Residential SEER-rated split Air Conditioners, Size Range: 45 - 65 kBTU/h, SEER = 20 (EER = 15.6), EIR = 0.19, Fan W/CFM = 0.23, two-speed fan |  | dxAC-Res-Split-45to65kBTUh-SEER-14.0 | dxAC-Res-Split-SEER-20.0 | Available |  | 0 | 0 | June 2017 DEER Update | ErRobNc | dxAC-Res-Split-45to65kBTUh-SEER-14.0 | HV-ResAC |  | None | 2017-01-01 | 2019-12-31 | NotInEA |  |  |  |  | Standard | Measure updated for DEER2017; pre-existing technology updated June 2017; Measure expired due to DEER2020 update | 1 | 1 | 0 | Deemed Ex Ante Team |  | Measure updated for DEER2017; pre-existing technology updated June 2017; Measure expired due to DEER2020 update |  | Updated to indicate claim/filing status
860 | RE-HV-ResAC-45to65kBtuh-20S | Residential SEER-rated split Air Conditioners, Size Range: 45 - 65 kBTU/h, SEER = 20 (EER = 15.6), EIR = 0.19, Fan W/CFM = 0.23, two-speed fan | DEER2015 | D17 v2.00 | 2020-11-24 16:30 | RE-HV-ResAC-45to65kBtuh-20S | DEER | Standard | None | 0 | 0 | None |  | 0 |  | 0 | Res | Any | HVAC | SpaceCool | dxAC_equip | spltSEER |  | HV-ResAC | Residential SEER-rated split Air Conditioners, 45-65 kBTU/h; pre-2001: SEER = 10 (EER = 8.52), one-speed fan; post-2001: SEER = 13 (EER = 11.08), one-speed fan; 2014: SEER = 14 (EER = 12.17), one-speed fan | Residential SEER-rated split Air Conditioners, Size Range: 45 - 65 kBTU/h, SEER = 14 (EER = 11.8), EIR = 0.247, Fan W/CFM = 0.29, one-speed fan | Residential SEER-rated split Air Conditioners, Size Range: 45 - 65 kBTU/h, SEER = 20 (EER = 15.6), EIR = 0.19, Fan W/CFM = 0.23, two-speed fan |  | dxAC-Res-Split-45to65kBTUh-SEER-14.0 | dxAC-Res-Split-SEER-20.0 | Available |  | 0 | 0 | June 2017 DEER Update - Expired due to modified measure definition | ErRobNc | dxAC-Res-Split-45to65kBTUh-SEER-14.0 | HV-ResAC |  | None | 2015-01-01 | 2016-12-31 | InEA_mod |  |  |  |  | Standard | Measure updated for DEER2017; qualifier removed because DEER2017 version has updated pre-existing technology | 1 | 1 | 0 | Deemed Ex Ante Team |  | Measure updated for DEER2017; qualifier removed because DEER2017 version has updated pre-existing technology |  | Updated to indicate claim/filing status
860 | R-InCmn-CFLscw-Refl-1(23)-dWP17 | Residential Indoor Common-Area Lighting: CFL Lamp with integated Ballast replaces pre-existing standard lighting Wattage. Measure includes Code case. Impacts: HOU = 6142; CDF = 0.70 | ExAnte2017 | Disposition | 2020-11-24 16:30 | Res-Iltg-Cmn-dWatt-CFL | NonDEER | Scaled | BaseRatio | 0 | 0 | None |  | 0 |  | 1 | Res | Any | Lighting | InCommon | Ltg_Lamp | CFLint_lamp | CFLscw-Refl-1(23w) | ILtg-CFL-ResCmn | Res interior reflector and Res exterior CFL base case, Total Watts = 1.74 x Msr Watts | Res interior reflector and Res exterior CFL base case, Total Watts = 1.74 x Msr Watts | CFL Lamp: Reflector, 880 initial lumens, 23 Watts | CFLratio0174 | CFLratio0174 | CFLscw-Refl-1(23w) | Available |  |  |  | 2017ScrewInLampDisposition | ErRobNc |  |  |  | 2017Dispo-Res-InLtg-Cmn | 2017-07-01 | 2018-06-30 | InEA_modVal |  |  |  |  | Standard | Revise expiry date to 60/30/2018 Commission Staff direction 2018ScrewInLampSavignsMethods-11Dec2017.pdf | 1 | 1 | 0 | Deemed Ex Ante Team |  | Revise expiry date to 60/30/2018 Commission Staff direction 2018ScrewInLampSavignsMethods-11Dec2017.pdf |  | Updated to indicate claim/filing status
861 | RE-HV-ResAC-45to65kBtuh-21S | Residential SEER-rated split Air Conditioners, Size Range: 45 - 65 kBTU/h, SEER = 21 (EER = 16.4), EIR = 0.18, Fan W/CFM = 0.23, two-speed fan | DEER2017 | D17 v2 | 2020-11-24 16:30 | RE-HV-ResAC-45to65kBtuh-21S | DEER | Standard | None | 0 | 0 | None |  | 0 |  | 0 | Res | Any | HVAC | SpaceCool | dxAC_equip | spltSEER |  | HV-ResAC | Residential SEER-rated split Air Conditioners, 45-65 kBTU/h; pre-2001: mix of SEER 10 and SEER 13 units with an average SEER = 11.4, one-speed fan; post-2001: SEER = 13 (EER = 11.08), one-speed fan; 2014: SEER = 14 (EER = 12.17), one-speed fan | Residential SEER-rated split Air Conditioners, Size Range: 45 - 65 kBTU/h, SEER = 14 (EER = 11.8), EIR = 0.247, Fan W/CFM = 0.29, one-speed fan | Residential SEER-rated split Air Conditioners, Size Range: 45 - 65 kBTU/h, SEER = 21 (EER = 16.4), EIR = 0.18, Fan W/CFM = 0.23, two-speed fan |  | dxAC-Res-Split-45to65kBTUh-SEER-14.0 | dxAC-Res-Split-SEER-21.0 | Available |  | 0 | 0 | June 2017 DEER Update | ErRobNc | dxAC-Res-Split-45to65kBTUh-SEER-14.0 | HV-ResAC |  | None | 2017-01-01 | 2019-12-31 | NotInEA |  |  |  |  | Standard | Measure updated for DEER2017; pre-existing technology updated June 2017; Measure expired due to DEER2020 update | 1 | 1 | 0 | Deemed Ex Ante Team |  | Measure updated for DEER2017; pre-existing technology updated June 2017; Measure expired due to DEER2020 update |  | Updated to indicate claim/filing status
861 | RE-HV-ResAC-45to65kBtuh-21S | Residential SEER-rated split Air Conditioners, Size Range: 45 - 65 kBTU/h, SEER = 21 (EER = 16.4), EIR = 0.18, Fan W/CFM = 0.23, two-speed fan | DEER2015 | D17 v2.00 | 2020-11-24 16:30 | RE-HV-ResAC-45to65kBtuh-21S | DEER | Standard | None | 0 | 0 | None |  | 0 |  | 0 | Res | Any | HVAC | SpaceCool | dxAC_equip | spltSEER |  | HV-ResAC | Residential SEER-rated split Air Conditioners, 45-65 kBTU/h; pre-2001: SEER = 10 (EER = 8.52), one-speed fan; post-2001: SEER = 13 (EER = 11.08), one-speed fan; 2014: SEER = 14 (EER = 12.17), one-speed fan | Residential SEER-rated split Air Conditioners, Size Range: 45 - 65 kBTU/h, SEER = 14 (EER = 11.8), EIR = 0.247, Fan W/CFM = 0.29, one-speed fan | Residential SEER-rated split Air Conditioners, Size Range: 45 - 65 kBTU/h, SEER = 21 (EER = 16.4), EIR = 0.18, Fan W/CFM = 0.23, two-speed fan |  | dxAC-Res-Split-45to65kBTUh-SEER-14.0 | dxAC-Res-Split-SEER-21.0 | Available |  | 0 | 0 | June 2017 DEER Update - Expired due to modified measure definition | ErRobNc | dxAC-Res-Split-45to65kBTUh-SEER-14.0 | HV-ResAC |  | None | 2015-01-01 | 2016-12-31 | InEA_mod |  |  |  |  | Standard | Measure updated for DEER2017; qualifier removed because DEER2017 version has updated pre-existing technology | 1 | 1 | 0 | Deemed Ex Ante Team |  | Measure updated for DEER2017; qualifier removed because DEER2017 version has updated pre-existing technology |  | Updated to indicate claim/filing status
861 | R-InCmn-CFLscw-Refl(13)-dWP10 | Residential Indoor Common-Area Lighting: CFL Lamp with integated Ballast replaces pre-existing standard lighting Wattage. Measure includes Code case. Impacts: HOU = 6142; CDF = 0.70 | ExAnte2017 | Disposition | 2020-11-24 16:30 | Res-Iltg-Cmn-dWatt-CFL | NonDEER | Scaled | BaseRatio | 0 | 0 | None |  | 0 |  | 1 | Res | Any | Lighting | InCommon | Ltg_Lamp | CFLint_lamp | CFLscw-Refl(13w) | ILtg-CFL-ResCmn | Res interior reflector and Res exterior CFL base case, Total Watts = 1.74 x Msr Watts | Res interior reflector and Res exterior CFL base case, Total Watts = 1.74 x Msr Watts | CFL Lamp: Reflector, 13 Watts | CFLratio0174 | CFLratio0174 | CFLscw-Refl(13w) | Available |  |  |  | 2017ScrewInLampDisposition | ErRobNc |  |  |  | 2017Dispo-Res-InLtg-Cmn | 2017-07-01 | 2018-06-30 | InEA_modVal |  |  |  |  | Standard | Revise expiry date to 60/30/2018 Commission Staff direction 2018ScrewInLampSavignsMethods-11Dec2017.pdf | 1 | 1 | 0 | Deemed Ex Ante Team |  | Revise expiry date to 60/30/2018 Commission Staff direction 2018ScrewInLampSavignsMethods-11Dec2017.pdf |  | Updated to indicate claim/filing status
862 | RE-HV-ResEvapAC-45to65kBtuh-17p4S | Residential SEER-rated split Heat Pumps, SEER = 17 (EER = 13.3), HSPF = 9.4 (COP = 3.74), EIR = 0.223, Fan W/CFM = 0.27, two-speed fan | DEER2017 | D17 v1.0 | 2020-11-24 16:30 | RE-HV-ResEvapAC-45to65kBtuh-17p4S | DEER | Standard | None | 0 | 0 | None |  | 0 |  | 0 | Res | Any | HVAC | SpaceCool | dxAC_equip | spltSEER | dxHP-Res-Split-SEER-17.0 | HV-ResAC | Residential SEER-rated split Air Conditioners, 18-65 kBTU/h; pre-2001: SEER = 10 (EER = 8.52), one-speed fan; post-2001: SEER = 13 (EER = 11.08), one-speed fan; 2014: SEER = 14 (EER = 11.82), one-speed fan | Residential SEER-rated split Air Conditioners, Size Range: 45 - 65 kBTU/h, SEER = 14 (EER = 11.8), EIR = 0.247, Fan W/CFM = 0.29, one-speed fan | Residential SEER-rated split Heat Pumps, SEER = 17 (EER = 13.3), HSPF = 9.4 (COP = 3.74), EIR = 0.223, Fan W/CFM = 0.27, two-speed fan |  | dxAC-Res-Split-45to65kBTUh-SEER-14.0 | dxHP-Res-Split-SEER-17.0 | Available |  | 0 | 0 |  | ErRobNc | dxAC-Res-Split-45to65kBTUh-SEER-14.0 | HV-ResAC |  | DEER1517 | 2015-01-01 | 2019-12-31 | [5 empty] | Standard | Measure updated for DEER2017; Measure expired due to DEER2020 update | 1 | 1 | 0 | Deemed Ex Ante Team |  | Measure updated for DEER2017; Measure expired due to DEER2020 update |  | Updated to indicate claim/filing status
862 | R-InCmn-CFLscw-Refl(14)-dWP10 | Residential Indoor Common-Area Lighting: CFL Lamp with integated Ballast replaces pre-existing standard lighting Wattage. Measure includes Code case. Impacts: HOU = 6142; CDF = 0.70 | ExAnte2017 | Disposition | 2020-11-24 16:30 | Res-Iltg-Cmn-dWatt-CFL | NonDEER | Scaled | BaseRatio | 0 | 0 | None |  | 0 |  | 1 | Res | Any | Lighting | InCommon | Ltg_Lamp | CFLint_lamp | CFLscw-Refl(14w) | ILtg-CFL-ResCmn | Res interior reflector and Res exterior CFL base case, Total Watts = 1.74 x Msr Watts | Res interior reflector and Res exterior CFL base case, Total Watts = 1.74 x Msr Watts | CFL Lamp: Reflector, 14 Watts | CFLratio0174 | CFLratio0174 | CFLscw-Refl(14w) | Available |  |  |  | 2017ScrewInLampDisposition | ErRobNc |  |  |  | 2017Dispo-Res-InLtg-Cmn | 2017-07-01 | 2018-06-30 | InEA_modVal |  |  |  |  | Standard | Revise expiry date to 60/30/2018 Commission Staff direction 2018ScrewInLampSavignsMethods-11Dec2017.pdf | 1 | 1 | 0 | Deemed Ex Ante Team |  | Revise expiry date to 60/30/2018 Commission Staff direction 2018ScrewInLampSavignsMethods-11Dec2017.pdf |  | Updated to indicate claim/filing status
863 | RE-HV-ResHP-15p0S-8p7H | Residential SEER-rated split Heat Pumps, SEER = 15 (EER = 12.8), HSPF = 8.7 (COP = 3.68), EIR = 0.232, Fan W/CFM = 0.25, one-speed fan | DEER2017 | D17 v1.0 | 2020-11-24 16:30 | RE-HV-ResHP-15p0S-8p7H | DEER | Standard | None | 0 | 0 | None |  | 0 |  | 0 | Res | Any | HVAC | HeatCool | dxHP_equip | spltSEER | dxHP-Res-Split-SEER-15.0 | HVAC-airHP | Res SEER-Rated Splt HP, 7.1-3.01 kBTU/h; pre-2001: SEER = 10 (HSPF = 7.1), one-speed fan; post-2001: SEER = 13 (HSPF = 8.2), one-speed fan; 2014: SEER = 14 (HSPF = 8.2), one-speed fan | Residential SEER-rated split Heat Pumps, SEER = 14 (EER = 11.9), HSPF = 8.2 (COP = 3.48), EIR = 0.245, Fan W/CFM = 0.29, one-speed fan | Residential SEER-rated split Heat Pumps, SEER = 15 (EER = 12.8), HSPF = 8.7 (COP = 3.68), EIR = 0.232, Fan W/CFM = 0.25, one-speed fan |  | dxHP-Res-Split-SEER-14.0 | dxHP-Res-Split-SEER-15.0 | Available |  | 0 | 0 |  | ErRobNc | dxHP-Res-Split-SEER-14.0 | HVAC-airHP |  | DEER1517 | 2015-01-01 | 2019-12-31 | [5 empty] | Standard | Measure updated for DEER2017; Measure expired due to DEER2020 update | 1 | 1 | 0 | Deemed Ex Ante Team |  | Measure updated for DEER2017; Measure expired due to DEER2020 update |  | Updated to indicate claim/filing status
863 | R-InCmn-CFLscw-Refl(16)-dWP12 | Residential Indoor Common-Area Lighting: CFL Lamp with integated Ballast replaces pre-existing standard lighting Wattage. Measure includes Code case. Impacts: HOU = 6142; CDF = 0.70 | ExAnte2017 | Disposition | 2020-11-24 16:30 | Res-Iltg-Cmn-dWatt-CFL | NonDEER | Scaled | BaseRatio | 0 | 0 | None |  | 0 |  | 1 | Res | Any | Lighting | InCommon | Ltg_Lamp | CFLint_lamp | CFLscw-Refl(16w) | ILtg-CFL-ResCmn | Res interior reflector and Res exterior CFL base case, Total Watts = 1.74 x Msr Watts | Res interior reflector and Res exterior CFL base case, Total Watts = 1.74 x Msr Watts | CFL Lamp: Reflector, 604 initial lumens, 16 Watts | CFLratio0174 | CFLratio0174 | CFLscw-Refl(16w) | Available |  |  |  | 2017ScrewInLampDisposition | ErRobNc |  |  |  | 2017Dispo-Res-InLtg-Cmn | 2017-07-01 | 2018-06-30 | InEA_modVal |  |  |  |  | Standard | Revise expiry date to 60/30/2018 Commission Staff direction 2018ScrewInLampSavignsMethods-11Dec2017.pdf | 1 | 1 | 0 | Deemed Ex Ante Team |  | Revise expiry date to 60/30/2018 Commission Staff direction 2018ScrewInLampSavignsMethods-11Dec2017.pdf |  | Updated to indicate claim/filing status
864 | RE-HV-ResHP-16p0S-9p0H | Residential SEER-rated split Heat Pumps, SEER = 16 (EER = 12.5), HSPF = 9 (COP = 3.57), EIR = 0.238, Fan W/CFM = 0.27, two-speed fan | DEER2017 | D17 v1.0 | 2020-11-24 16:30 | RE-HV-ResHP-16p0S-9p0H | DEER | Standard | None | 0 | 0 | None |  | 0 |  | 0 | Res | Any | HVAC | HeatCool | dxHP_equip | spltSEER | dxHP-Res-Split-SEER-16.0 | HVAC-airHP | Res SEER-Rated Splt HP, 7.1-3.01 kBTU/h; pre-2001: SEER = 10 (HSPF = 7.1), one-speed fan; post-2001: SEER = 13 (HSPF = 8.2), one-speed fan; 2014: SEER = 14 (HSPF = 8.2), one-speed fan | Residential SEER-rated split Heat Pumps, SEER = 14 (EER = 11.9), HSPF = 8.2 (COP = 3.48), EIR = 0.245, Fan W/CFM = 0.29, one-speed fan | Residential SEER-rated split Heat Pumps, SEER = 16 (EER = 12.5), HSPF = 9 (COP = 3.57), EIR = 0.238, Fan W/CFM = 0.27, two-speed fan |  | dxHP-Res-Split-SEER-14.0 | dxHP-Res-Split-SEER-16.0 | Available |  | 0 | 0 |  | ErRobNc | dxHP-Res-Split-SEER-14.0 | HVAC-airHP |  | DEER1517 | 2015-01-01 | 2019-12-31 | [5 empty] | Standard | Measure updated for DEER2017; Measure expired due to DEER2020 update | 1 | 1 | 0 | Deemed Ex Ante Team |  | Measure updated for DEER2017; Measure expired due to DEER2020 update |  | Updated to indicate claim/filing status
864 | R-InCmn-CFLscw-Refl(18)-dWP13 | Residential Indoor Common-Area Lighting: CFL Lamp with integated Ballast replaces pre-existing standard lighting Wattage. Measure includes Code case. Impacts: HOU = 6142; CDF = 0.70 | ExAnte2017 | Disposition | 2020-11-24 16:30 | Res-Iltg-Cmn-dWatt-CFL | NonDEER | Scaled | BaseRatio | 0 | 0 | None |  | 0 |  | 1 | Res | Any | Lighting | InCommon | Ltg_Lamp | CFLint_lamp | CFLscw-Refl(18w) | ILtg-CFL-ResCmn | Res interior reflector and Res exterior CFL base case, Total Watts = 1.74 x Msr Watts | Res interior reflector and Res exterior CFL base case, Total Watts = 1.74 x Msr Watts | CFL Lamp: Reflector, 683 initial lumens, 18 Watts | CFLratio0174 | CFLratio0174 | CFLscw-Refl(18w) | Available |  |  |  | 2017ScrewInLampDisposition | ErRobNc |  |  |  | 2017Dispo-Res-InLtg-Cmn | 2017-07-01 | 2018-06-30 | InEA_modVal |  |  |  |  | Standard | Revise expiry date to 60/30/2018 Commission Staff direction 2018ScrewInLampSavignsMethods-11Dec2017.pdf | 1 | 1 | 0 | Deemed Ex Ante Team |  | Revise expiry date to 60/30/2018 Commission Staff direction 2018ScrewInLampSavignsMethods-11Dec2017.pdf |  | Updated to indicate claim/filing status
865 | RE-HV-ResHP-17p0S-9p4H | Residential SEER-rated split Heat Pumps, SEER = 17 (EER = 13.3), HSPF = 9.4 (COP = 3.74), EIR = 0.223, Fan W/CFM = 0.27, two-speed fan | DEER2017 | D17 v1.0 | 2020-11-24 16:30 | RE-HV-ResHP-17p0S-9p4H | DEER | Standard | None | 0 | 0 | None |  | 0 |  | 0 | Res | Any | HVAC | HeatCool | dxHP_equip | spltSEER | dxHP-Res-Split-SEER-17.0 | HVAC-airHP | Res SEER-Rated Splt HP, 7.1-3.01 kBTU/h; pre-2001: SEER = 10 (HSPF = 7.1), one-speed fan; post-2001: SEER = 13 (HSPF = 8.2), one-speed fan; 2014: SEER = 14 (HSPF = 8.2), one-speed fan | Residential SEER-rated split Heat Pumps, SEER = 14 (EER = 11.9), HSPF = 8.2 (COP = 3.48), EIR = 0.245, Fan W/CFM = 0.29, one-speed fan | Residential SEER-rated split Heat Pumps, SEER = 17 (EER = 13.3), HSPF = 9.4 (COP = 3.74), EIR = 0.223, Fan W/CFM = 0.27, two-speed fan |  | dxHP-Res-Split-SEER-14.0 | dxHP-Res-Split-SEER-17.0 | Available |  | 0 | 0 |  | ErRobNc | dxHP-Res-Split-SEER-14.0 | HVAC-airHP |  | DEER1517 | 2015-01-01 | 2019-12-31 | [5 empty] | Standard | Measure updated for DEER2017; Measure expired due to DEER2020 update | 1 | 1 | 0 | Deemed Ex Ante Team |  | Measure updated for DEER2017; Measure expired due to DEER2020 update |  | Updated to indicate claim/filing status
865 | R-InCmn-CFLscw-Refl(20)-dWP15 | Residential Indoor Common-Area Lighting: CFL Lamp with integated Ballast replaces pre-existing standard lighting Wattage. Measure includes Code case. Impacts: HOU = 6142; CDF = 0.70 | ExAnte2017 | Disposition | 2020-11-24 16:30 | Res-Iltg-Cmn-dWatt-CFL | NonDEER | Scaled | BaseRatio | 0 | 0 | None |  | 0 |  | 1 | Res | Any | Lighting | InCommon | Ltg_Lamp | CFLint_lamp | CFLscw-Refl(20w) | ILtg-CFL-ResCmn | Res interior reflector and Res exterior CFL base case, Total Watts = 1.74 x Msr Watts | Res interior reflector and Res exterior CFL base case, Total Watts = 1.74 x Msr Watts | CFL Lamp: Reflector, 762 initial lumens, 20 Watts | CFLratio0174 | CFLratio0174 | CFLscw-Refl(20w) | Available |  |  |  | 2017ScrewInLampDisposition | ErRobNc |  |  |  | 2017Dispo-Res-InLtg-Cmn | 2017-07-01 | 2018-06-30 | InEA_modVal |  |  |  |  | Standard | Revise expiry date to 60/30/2018 Commission Staff direction 2018ScrewInLampSavignsMethods-11Dec2017.pdf | 1 | 1 | 0 | Deemed Ex Ante Team |  | Revise expiry date to 60/30/2018 Commission Staff direction 2018ScrewInLampSavignsMethods-11Dec2017.pdf |  | Updated to indicate claim/filing status
866 | RE-HV-ResHP-18p0S-9p7H | Residential SEER-rated split Heat Pumps, SEER = 18 (EER = 14), HSPF = 9.7 (COP = 3.86), EIR = 0.209, Fan W/CFM = 0.27, two-speed fan | DEER2017 | D17 v1.0 | 2020-11-24 16:30 | RE-HV-ResHP-18p0S-9p7H | DEER | Standard | None | 0 | 0 | None |  | 0 |  | 0 | Res | Any | HVAC | HeatCool | dxHP_equip | spltSEER | dxHP-Res-Split-SEER-18.0 | HVAC-airHP | Res SEER-Rated Splt HP, 7.1-3.01 kBTU/h; pre-2001: SEER = 10 (HSPF = 7.1), one-speed fan; post-2001: SEER = 13 (HSPF = 8.2), one-speed fan; 2014: SEER = 14 (HSPF = 8.2), one-speed fan | Residential SEER-rated split Heat Pumps, SEER = 14 (EER = 11.9), HSPF = 8.2 (COP = 3.48), EIR = 0.245, Fan W/CFM = 0.29, one-speed fan | Residential SEER-rated split Heat Pumps, SEER = 18 (EER = 14), HSPF = 9.7 (COP = 3.86), EIR = 0.209, Fan W/CFM = 0.27, two-speed fan |  | dxHP-Res-Split-SEER-14.0 | dxHP-Res-Split-SEER-18.0 | Available |  | 0 | 0 |  | ErRobNc | dxHP-Res-Split-SEER-14.0 | HVAC-airHP |  | DEER1517 | 2015-01-01 | 2019-12-31 | [5 empty] | Standard | Measure updated for DEER2017; Measure expired due to DEER2020 update | 1 | 1 | 0 | Deemed Ex Ante Team |  | Measure updated for DEER2017; Measure expired due to DEER2020 update |  | Updated to indicate claim/filing status
866 | R-InCmn-CFLscw-Refl-2(15)-dWP11 | Residential Indoor Common-Area Lighting: CFL Lamp with integated Ballast replaces pre-existing standard lighting Wattage. Measure includes Code case. Impacts: HOU = 6142; CDF = 0.70 | ExAnte2017 | Disposition | 2020-11-24 16:30 | Res-Iltg-Cmn-dWatt-CFL | NonDEER | Scaled | BaseRatio | 0 | 0 | None |  | 0 |  | 1 | Res | Any | Lighting | InCommon | Ltg_Lamp | CFLint_lamp | CFLscw-Refl-2(15w) | ILtg-CFL-ResCmn | Res interior reflector and Res exterior CFL base case, Total Watts = 1.74 x Msr Watts | Res interior reflector and Res exterior CFL base case, Total Watts = 1.74 x Msr Watts | CFL Lamp: Reflector, 800 initial lumens, 15 Watts | CFLratio0174 | CFLratio0174 | CFLscw-Refl-2(15w) | Available |  |  |  | 2017ScrewInLampDisposition | ErRobNc |  |  |  | 2017Dispo-Res-InLtg-Cmn | 2017-07-01 | 2018-06-30 | InEA_modVal |  |  |  |  | Standard | Revise expiry date to 60/30/2018 Commission Staff direction 2018ScrewInLampSavignsMethods-11Dec2017.pdf | 1 | 1 | 0 | Deemed Ex Ante Team |  | Revise expiry date to 60/30/2018 Commission Staff direction 2018ScrewInLampSavignsMethods-11Dec2017.pdf |  | Updated to indicate claim/filing status
867 | NE-HVAC-airHP-Pkg-lt55kBtuh-15p0seer-8p2hspf | Commercial SEER-rated Packaged Heat Pumps, Size Range: 18 - 65 kBTU/h, SEER = 15 (HSPF = 8.2), EIR = 0.226, Fan W/CFM = 0.29, one-speed fan, without Econo | DEER2015 | D15 v1.0 | 2020-11-24 16:30 | NE-HVAC-airHP-Pkg-lt55kBtuh-15p0seer-8p2hspf | DEER | Standard | None |  |  | None |  | 0 |  | 0 | Com | Any | HVAC | HeatCool | dxHP_equip | pkgSEER | dxHP-Com-Pkg-lt55kBTUh-SEER-15.0 | HVAC-airHP | Com SEER-Rated Pkg HP, 18-65 kBTU/h; pre-2001: SEER = 10 (HSPF = 7.1), one-speed fan, no Econo; post-2001: SEER = 13 (HSPF = 8.2), one-speed fan, no Econo; 2014: SEER = 14 (HSPF = 8), one-speed fan, no Econo | Commercial SEER-rated Packaged Heat Pumps, Size Range: 18 - 55 kBTU/h, SEER = 14 (HSPF = 8.0), EIR = 0.245, Fan W/CFM = 0.29, one-speed fan, without Econo | Commercial SEER-rated Packaged Heat Pumps, Size Range: 18 - 65 kBTU/h, SEER = 15 (HSPF = 8.2), EIR = 0.226, Fan W/CFM = 0.29, one-speed fan, without Econo |  | dxHP-Com-Pkg-lt55kBTUh-SEER-14.0 | dxHP-Com-Pkg-lt55kBTUh-SEER-15.0 | Available |  | 0 | 0 |  | ErRobNc | dxHP-Com-Pkg-lt55kBTUh-SEER-14.0 | HVAC-airHP |  | None | 2015-01-01 | 2016-12-31 | DEER |  |  |  |  | Standard |  | 1 | 1 | 0 | Deemed Ex Ante Team |  |  |  | Updated to indicate claim/filing status
867 | NE-HVAC-airHP-Pkg-lt55kBtuh-15p0seer-8p2hspf | Commercial SEER-rated Packaged Heat Pumps, Size Range: 18 - 65 kBTU/h, SEER = 15 (HSPF = 8.2), EIR = 0.226, Fan W/CFM = 0.29, one-speed fan, without Econo | DEER2017 | D17 v2 | 2021-02-25 15:49 | NE-HVAC-airHP-Pkg-lt55kBtuh-15p0seer-8p2hspf | DEER | Standard | None |  |  | None |  | 0 |  | 0 | Com | Any | HVAC | HeatCool | dxHP_equip | pkgSEER | dxHP-Com-Pkg-lt55kBTUh-SEER-15.0 | HVAC-airHP | Com SEER-Rated Pkg HP, 18-65 kBTU/h; pre-2001: SEER = 10 (HSPF = 7.1), one-speed fan, no Econo; post-2001: SEER = 13 (HSPF = 8.2), one-speed fan, no Econo; 2014: SEER = 14 (HSPF = 8), one-speed fan, no Econo | Commercial SEER-rated Packaged Heat Pumps, Size Range: 18 - 55 kBTU/h, SEER = 14 (HSPF = 8.0), EIR = 0.245, Fan W/CFM = 0.29, one-speed fan, without Econo | Commercial SEER-rated Packaged Heat Pumps, Size Range: 18 - 65 kBTU/h, SEER = 15 (HSPF = 8.2), EIR = 0.226, Fan W/CFM = 0.29, one-speed fan, without Econo |  | dxHP-Com-Pkg-lt55kBTUh-SEER-14.0 | dxHP-Com-Pkg-lt55kBTUh-SEER-15.0 | Available |  | 0 | 0 | June 2017 DEER Update | ErRobNc | dxHP-Com-Pkg-lt55kBTUh-SEER-14.0 | HVAC-airHP |  | None | 2017-01-01 | 2020-05-27 | InEA_mod |  |  |  |  | Standard | Measure EnergyImpacts corrected for June 2017 DEER Update; Measure expired due to DEER2020 update | 1 | 1 | 0 | Deemed Ex Ante Team |  | Measure EnergyImpacts corrected for June 2017 DEER Update; Measure expired due to DEER2020 update |  | Extended per Golden Rod Memo 2019-12-23
867 | R-InCmn-CFLscw-Refl-2(23)-dWP17 | Residential Indoor Common-Area Lighting: CFL Lamp with integated Ballast replaces pre-existing standard lighting Wattage. Measure includes Code case. Impacts: HOU = 6142; CDF = 0.70 | ExAnte2017 | Disposition | 2020-11-24 16:30 | Res-Iltg-Cmn-dWatt-CFL | NonDEER | Scaled | BaseRatio | 0 | 0 | None |  | 0 |  | 1 | Res | Any | Lighting | InCommon | Ltg_Lamp | CFLint_lamp | CFLscw-Refl-2(23w) | ILtg-CFL-ResCmn | Res interior reflector and Res exterior CFL base case, Total Watts = 1.74 x Msr Watts | Res interior reflector and Res exterior CFL base case, Total Watts = 1.74 x Msr Watts | CFL Lamp: Reflector, 900 initial lumens, 23 Watts | CFLratio0174 | CFLratio0174 | CFLscw-Refl-2(23w) | Available |  |  |  | 2017ScrewInLampDisposition | ErRobNc |  |  |  | 2017Dispo-Res-InLtg-Cmn | 2017-07-01 | 2018-06-30 | InEA_modVal |  |  |  |  | Standard | Revise expiry date to 60/30/2018 Commission Staff direction 2018ScrewInLampSavignsMethods-11Dec2017.pdf | 1 | 1 | 0 | Deemed Ex Ante Team |  | Revise expiry date to 60/30/2018 Commission Staff direction 2018ScrewInLampSavignsMethods-11Dec2017.pdf |  | Updated to indicate claim/filing status
868 | NE-HVAC-airHP-Pkg-lt55kBtuh-16p0seer-8p5hspf | Commercial SEER-rated Packaged Heat Pumps, Size Range: 18 - 65 kBTU/h, SEER = 16 (HSPF = 8.5), EIR = 0.238, Fan W/CFM = 0.27, two-speed fan, without Econo | DEER2015 | D15 v1.0 | 2020-11-24 16:30 | NE-HVAC-airHP-Pkg-lt55kBtuh-16p0seer-8p5hspf | DEER | Standard | None |  |  | None |  | 0 |  | 0 | Com | Any | HVAC | HeatCool | dxHP_equip | pkgSEER | dxHP-Com-Pkg-lt55kBTUh-SEER-16.0 | HVAC-airHP | Com SEER-Rated Pkg HP, 18-65 kBTU/h; pre-2001: SEER = 10 (HSPF = 7.1), one-speed fan, no Econo; post-2001: SEER = 13 (HSPF = 8.2), one-speed fan, no Econo; 2014: SEER = 14 (HSPF = 8), one-speed fan, no Econo | Commercial SEER-rated Packaged Heat Pumps, Size Range: 18 - 55 kBTU/h, SEER = 14 (HSPF = 8.0), EIR = 0.245, Fan W/CFM = 0.29, one-speed fan, without Econo | Commercial SEER-rated Packaged Heat Pumps, Size Range: 18 - 65 kBTU/h, SEER = 16 (HSPF = 8.5), EIR = 0.238, Fan W/CFM = 0.27, two-speed fan, without Econo |  | dxHP-Com-Pkg-lt55kBTUh-SEER-14.0 | dxHP-Com-Pkg-lt55kBTUh-SEER-16.0 | Available |  | 0 | 0 |  | ErRobNc | dxHP-Com-Pkg-lt55kBTUh-SEER-14.0 | HVAC-airHP |  | None | 2015-01-01 | 2016-12-31 | DEER |  |  |  |  | Standard |  | 1 | 1 | 0 | Deemed Ex Ante Team |  |  |  | Updated to indicate claim/filing status
868 | NE-HVAC-airHP-Pkg-lt55kBtuh-16p0seer-8p5hspf | Commercial SEER-rated Packaged Heat Pumps, Size Range: 18 - 65 kBTU/h, SEER = 16 (HSPF = 8.5), EIR = 0.238, Fan W/CFM = 0.27, two-speed fan, without Econo | DEER2017 | D17 v2 | 2021-02-25 15:49 | NE-HVAC-airHP-Pkg-lt55kBtuh-16p0seer-8p5hspf | DEER | Standard | None |  |  | None |  | 0 |  | 0 | Com | Any | HVAC | HeatCool | dxHP_equip | pkgSEER | dxHP-Com-Pkg-lt55kBTUh-SEER-16.0 | HVAC-airHP | Com SEER-Rated Pkg HP, 18-65 kBTU/h; pre-2001: SEER = 10 (HSPF = 7.1), one-speed fan, no Econo; post-2001: SEER = 13 (HSPF = 8.2), one-speed fan, no Econo; 2014: SEER = 14 (HSPF = 8), one-speed fan, no Econo | Commercial SEER-rated Packaged Heat Pumps, Size Range: 18 - 55 kBTU/h, SEER = 14 (HSPF = 8.0), EIR = 0.245, Fan W/CFM = 0.29, one-speed fan, without Econo | Commercial SEER-rated Packaged Heat Pumps, Size Range: 18 - 65 kBTU/h, SEER = 16 (HSPF = 8.5), EIR = 0.238, Fan W/CFM = 0.27, two-speed fan, without Econo |  | dxHP-Com-Pkg-lt55kBTUh-SEER-14.0 | dxHP-Com-Pkg-lt55kBTUh-SEER-16.0 | Available |  | 0 | 0 | June 2017 DEER Update | ErRobNc | dxHP-Com-Pkg-lt55kBTUh-SEER-14.0 | HVAC-airHP |  | None | 2017-01-01 | 2020-05-27 | InEA_mod |  |  |  |  | Standard | Measure EnergyImpacts corrected for June 2017 DEER Update; Measure expired due to DEER2020 update | 1 | 1 | 0 | Deemed Ex Ante Team |  | Measure EnergyImpacts corrected for June 2017 DEER Update; Measure expired due to DEER2020 update |  | Extended per Golden Rod Memo 2019-12-23
868 | R-InCmn-CFLscw-Refl(26)-dWP19 | Residential Indoor Common-Area Lighting: CFL Lamp with integated Ballast replaces pre-existing standard lighting Wattage. Measure includes Code case. Impacts: HOU = 6142; CDF = 0.70 | ExAnte2017 | Disposition | 2020-11-24 16:30 | Res-Iltg-Cmn-dWatt-CFL | NonDEER | Scaled | BaseRatio | 0 | 0 | None |  | 0 |  | 1 | Res | Any | Lighting | InCommon | Ltg_Lamp | CFLint_lamp | CFLscw-Refl(26w) | ILtg-CFL-ResCmn | Res interior reflector and Res exterior CFL base case, Total Watts = 1.74 x Msr Watts | Res interior reflector and Res exterior CFL base case, Total Watts = 1.74 x Msr Watts | CFL Lamp: Reflector, 26 Watts | CFLratio0174 | CFLratio0174 | CFLscw-Refl(26w) | Available |  |  |  | 2017ScrewInLampDisposition | ErRobNc |  |  |  | 2017Dispo-Res-InLtg-Cmn | 2017-07-01 | 2018-06-30 | InEA_modVal |  |  |  |  | Standard | Revise expiry date to 60/30/2018 Commission Staff direction 2018ScrewInLampSavignsMethods-11Dec2017.pdf | 1 | 1 | 0 | Deemed Ex Ante Team |  | Revise expiry date to 60/30/2018 Commission Staff direction 2018ScrewInLampSavignsMethods-11Dec2017.pdf |  | Updated to indicate claim/filing status
869 | C-In-CFLscw(100w)-dWP59 | Commercial Indoor General Lighting: CFL Lamp with integated Ballast replaces pre-existing standard lighting Wattage. Measure includes Code case. Impacts: CFL-based HOU (varies by BldgType) | ExAnte2017 | Disposition | 2020-11-24 16:30 | Com-Iltg-dWatt-CFL | NonDEER | Scaled | BaseRatio | 0 | 0 | None |  | 0 |  | 1 | Com | Any | Lighting | InGen-CFL | Ltg_Lamp | CFLint_lamp |  | ILtg-CFL-Com | All Nonres (except globe & candelabra) CFL base case, Total Watts = 1.59 x Msr Watts | All Nonres (except globe & candelabra) CFL base case, Total Watts = 1.59 x Msr Watts | CFL Lamp: Non-Reflector, 100 Watts | CFLratio0159 | CFLratio0159 | CFLscw(100w) | Available |  |  |  | 2017ScrewInLampDisposition | ErRobNc |  |  |  | 2017Dispo-Com-InLtg | 2017-07-01 | 2018-06-30 | InEA_modVal |  |  |  |  | Standard | Remove expiry date per Commission Staff direction 2018ScrewInLampSavignsMethods-11Dec2017.pdf | 1 | 1 | 0 | Deemed Ex Ante Team |  | Remove expiry date per Commission Staff direction 2018ScrewInLampSavignsMethods-11Dec2017.pdf |  | Updated to indicate claim/filing status
869 | NE-HVAC-airHP-Pkg-lt55kBtuh-17p0seer-9p0hspf | Commercial SEER-rated Packaged Heat Pumps, Size Range: 18 - 65 kBTU/h, SEER = 17 (HSPF = 9.0), EIR = 0.223, Fan W/CFM = 0.27, two-speed fan, without Econo | DEER2017 | D17 v2 | 2021-02-25 15:49 | NE-HVAC-airHP-Pkg-lt55kBtuh-17p0seer-9p0hspf | DEER | Standard | None |  |  | None |  | 0 |  | 0 | Com | Any | HVAC | HeatCool | dxHP_equip | pkgSEER | dxHP-Com-Pkg-lt55kBTUh-SEER-17.0 | HVAC-airHP | Com SEER-Rated Pkg HP, 18-65 kBTU/h; pre-2001: SEER = 10 (HSPF = 7.1), one-speed fan, no Econo; post-2001: SEER = 13 (HSPF = 8.2), one-speed fan, no Econo; 2014: SEER = 14 (HSPF = 8), one-speed fan, no Econo | Commercial SEER-rated Packaged Heat Pumps, Size Range: 18 - 55 kBTU/h, SEER = 14 (HSPF = 8.0), EIR = 0.245, Fan W/CFM = 0.29, one-speed fan, without Econo | Commercial SEER-rated Packaged Heat Pumps, Size Range: 18 - 65 kBTU/h, SEER = 17 (HSPF = 9.0), EIR = 0.223, Fan W/CFM = 0.27, two-speed fan, without Econo |  | dxHP-Com-Pkg-lt55kBTUh-SEER-14.0 | dxHP-Com-Pkg-lt55kBTUh-SEER-17.0 | Available |  | 0 | 0 | June 2017 DEER Update | ErRobNc | dxHP-Com-Pkg-lt55kBTUh-SEER-14.0 | HVAC-airHP |  | None | 2017-01-01 | 2020-05-27 | InEA_mod |  |  |  |  | Standard | Measure EnergyImpacts corrected for June 2017 DEER Update; Measure expired due to DEER2020 update | 1 | 1 | 0 | Deemed Ex Ante Team |  | Measure EnergyImpacts corrected for June 2017 DEER Update; Measure expired due to DEER2020 update |  | Extended per Golden Rod Memo 2019-12-23
869 | NE-HVAC-airHP-Pkg-lt55kBtuh-17p0seer-9p0hspf | Commercial SEER-rated Packaged Heat Pumps, Size Range: 18 - 65 kBTU/h, SEER = 17 (HSPF = 9.0), EIR = 0.223, Fan W/CFM = 0.27, two-speed fan, without Econo | DEER2015 | D15 v1.0 | 2020-11-24 16:30 | NE-HVAC-airHP-Pkg-lt55kBtuh-17p0seer-9p0hspf | DEER | Standard | None |  |  | None |  | 0 |  | 0 | Com | Any | HVAC | HeatCool | dxHP_equip | pkgSEER | dxHP-Com-Pkg-lt55kBTUh-SEER-17.0 | HVAC-airHP | Com SEER-Rated Pkg HP, 18-65 kBTU/h; pre-2001: SEER = 10 (HSPF = 7.1), one-speed fan, no Econo; post-2001: SEER = 13 (HSPF = 8.2), one-speed fan, no Econo; 2014: SEER = 14 (HSPF = 8), one-speed fan, no Econo | Commercial SEER-rated Packaged Heat Pumps, Size Range: 18 - 55 kBTU/h, SEER = 14 (HSPF = 8.0), EIR = 0.245, Fan W/CFM = 0.29, one-speed fan, without Econo | Commercial SEER-rated Packaged Heat Pumps, Size Range: 18 - 65 kBTU/h, SEER = 17 (HSPF = 9.0), EIR = 0.223, Fan W/CFM = 0.27, two-speed fan, without Econo |  | dxHP-Com-Pkg-lt55kBTUh-SEER-14.0 | dxHP-Com-Pkg-lt55kBTUh-SEER-17.0 | Available |  | 0 | 0 |  | ErRobNc | dxHP-Com-Pkg-lt55kBTUh-SEER-14.0 | HVAC-airHP |  | None | 2015-01-01 | 2016-12-31 | DEER |  |  |  |  | Standard |  | 1 | 1 | 0 | Deemed Ex Ante Team |  |  |  | Updated to indicate claim/filing status
870 | C-In-CFLscw(10w)-dWP6 | Commercial Indoor General Lighting: CFL Lamp with integated Ballast replaces pre-existing standard lighting Wattage. Measure includes Code case. Impacts: CFL-based HOU (varies by BldgType) | ExAnte2017 | Disposition | 2020-11-24 16:30 | Com-Iltg-dWatt-CFL | NonDEER | Scaled | BaseRatio | 0 | 0 | None |  | 0 |  | 1 | Com | Any | Lighting | InGen-CFL | Ltg_Lamp | CFLint_lamp | CFLscw(10w) | ILtg-CFL-Com | All Nonres (except globe & candelabra) CFL base case, Total Watts = 1.59 x Msr Watts | All Nonres (except globe & candelabra) CFL base case, Total Watts = 1.59 x Msr Watts | CFL Lamp: Non-Reflector, 382 initial lumens, 10 Watts | CFLratio0159 | CFLratio0159 | CFLscw(10w) | Available |  |  |  | 2017ScrewInLampDisposition | ErRobNc |  |  |  | 2017Dispo-Com-InLtg | 2017-07-01 | 2018-06-30 | InEA_modVal |  |  |  |  | Standard | Remove expiry date per Commission Staff direction 2018ScrewInLampSavignsMethods-11Dec2017.pdf | 1 | 1 | 0 | Deemed Ex Ante Team |  | Remove expiry date per Commission Staff direction 2018ScrewInLampSavignsMethods-11Dec2017.pdf |  | Updated to indicate claim/filing status
870 | NE-HVAC-airHP-Pkg-55to65kBtuh-15p0seer-8p2hspf | Commercial SEER-rated Packaged Heat Pumps, Size Range: 55 - 65 kBTU/h, SEER = 15 (HSPF = 8.2), EIR = 0.256, Fan W/CFM = 0.25, two-speed fan, with Econo | DEER2015 | D15 v1.0 | 2020-11-24 16:30 | NE-HVAC-airHP-Pkg-55to65kBtuh-15p0seer-8p2hspf | DEER | Standard | None |  |  | None |  | 0 |  | 0 | Com | Any | HVAC | HeatCool | dxHP_equip | pkgSEER | dxHP-Com-Pkg-55to65kBTUh-SEER-15.0 | HVAC-airHP | Com SEER-Rated Pkg HP, 18-65 kBTU/h; pre-2001: SEER = 10 (HSPF = 7.1), one-speed fan, no Econo; post-2001: SEER = 13 (HSPF = 8.2), one-speed fan, no Econo; 2014: SEER = 14 (HSPF = 8), two-speed fan, w/Econo | Commercial SEER-rated Packaged Heat Pumps, Size Range: 55 - 65 kBTU/h, SEER = 14 (HSPF = 8.0), EIR = 0.27, Fan W/CFM = 0.29, two-speed fan, with Econo | Commercial SEER-rated Packaged Heat Pumps, Size Range: 55 - 65 kBTU/h, SEER = 15 (HSPF = 8.2), EIR = 0.256, Fan W/CFM = 0.25, two-speed fan, with Econo |  | dxHP-Com-Pkg-55to65kBTUh-SEER-14.0 | dxHP-Com-Pkg-55to65kBTUh-SEER-15.0 | Available |  | 0 | 0 |  | ErRobNc | dxHP-Com-Pkg-55to65kBTUh-SEER-14.0 | HVAC-airHP |  | None | 2015-01-01 | 2016-12-31 | DEER |  |  |  |  | Standard |  | 1 | 1 | 0 | Deemed Ex Ante Team |  |  |  | Updated to indicate claim/filing status
870 | NE-HVAC-airHP-Pkg-55to65kBtuh-15p0seer-8p2hspf | Commercial SEER-rated Packaged Heat Pumps, Size Range: 55 - 65 kBTU/h, SEER = 15 (HSPF = 8.2), EIR = 0.256, Fan W/CFM = 0.25, two-speed fan, with Econo | DEER2017 | D17 v2 | 2021-02-25 15:49 | NE-HVAC-airHP-Pkg-55to65kBtuh-15p0seer-8p2hspf | DEER | Standard | None |  |  | None |  | 0 |  | 0 | Com | Any | HVAC | HeatCool | dxHP_equip | pkgSEER | dxHP-Com-Pkg-55to65kBTUh-SEER-15.0 | HVAC-airHP | Com SEER-Rated Pkg HP, 18-65 kBTU/h; pre-2001: SEER = 10 (HSPF = 7.1), one-speed fan, no Econo; post-2001: SEER = 13 (HSPF = 8.2), one-speed fan, no Econo; 2014: SEER = 14 (HSPF = 8), two-speed fan, w/Econo | Commercial SEER-rated Packaged Heat Pumps, Size Range: 55 - 65 kBTU/h, SEER = 14 (HSPF = 8.0), EIR = 0.27, Fan W/CFM = 0.29, two-speed fan, with Econo | Commercial SEER-rated Packaged Heat Pumps, Size Range: 55 - 65 kBTU/h, SEER = 15 (HSPF = 8.2), EIR = 0.256, Fan W/CFM = 0.25, two-speed fan, with Econo |  | dxHP-Com-Pkg-55to65kBTUh-SEER-14.0 | dxHP-Com-Pkg-55to65kBTUh-SEER-15.0 | Available |  | 0 | 0 | June 2017 DEER Update | ErRobNc | dxHP-Com-Pkg-55to65kBTUh-SEER-14.0 | HVAC-airHP |  | None | 2017-01-01 | 2020-05-27 | InEA_mod |  |  |  |  | Standard | Measure EnergyImpacts corrected for June 2017 DEER Update; Measure expired due to DEER2020 update | 1 | 1 | 0 | Deemed Ex Ante Team |  | Measure EnergyImpacts corrected for June 2017 DEER Update; Measure expired due to DEER2020 update |  | Extended per Golden Rod Memo 2019-12-23
871 | C-In-CFLscw(11w)-dWP6 | Commercial Indoor General Lighting: CFL Lamp with integated Ballast replaces pre-existing standard lighting Wattage. Measure includes Code case. Impacts: CFL-based HOU (varies by BldgType) | ExAnte2017 | Disposition | 2020-11-24 16:30 | Com-Iltg-dWatt-CFL | NonDEER | Scaled | BaseRatio | 0 | 0 | None |  | 0 |  | 1 | Com | Any | Lighting | InGen-CFL | Ltg_Lamp | CFLint_lamp | CFLscw(11w) | ILtg-CFL-Com | All Nonres (except globe & candelabra) CFL base case, Total Watts = 1.59 x Msr Watts | All Nonres (except globe & candelabra) CFL base case, Total Watts = 1.59 x Msr Watts | CFL Lamp: Non-Reflector, 420 initial lumens, 11 Watts | CFLratio0159 | CFLratio0159 | CFLscw(11w) | Available |  |  |  | 2017ScrewInLampDisposition | ErRobNc |  |  |  | 2017Dispo-Com-InLtg | 2017-07-01 | 2018-06-30 | InEA_modVal |  |  |  |  | Standard | Remove expiry date per Commission Staff direction 2018ScrewInLampSavignsMethods-11Dec2017.pdf | 1 | 1 | 0 | Deemed Ex Ante Team |  | Remove expiry date per Commission Staff direction 2018ScrewInLampSavignsMethods-11Dec2017.pdf |  | Updated to indicate claim/filing status
871 | NE-HVAC-airHP-Pkg-55to65kBtuh-16p0seer-8p5hspf | Commercial SEER-rated Packaged Heat Pumps, Size Range: 55 - 65 kBTU/h, SEER = 16 (HSPF = 8.5), EIR = 0.238, Fan W/CFM = 0.27, two-speed fan, with Econo | DEER2015 | D15 v1.0 | 2020-11-24 16:30 | NE-HVAC-airHP-Pkg-55to65kBtuh-16p0seer-8p5hspf | DEER | Standard | None |  |  | None |  | 0 |  | 0 | Com | Any | HVAC | HeatCool | dxHP_equip | pkgSEER | dxHP-Com-Pkg-55to65kBTUh-SEER-16.0 | HVAC-airHP | Com SEER-Rated Pkg HP, 18-65 kBTU/h; pre-2001: SEER = 10 (HSPF = 7.1), one-speed fan, no Econo; post-2001: SEER = 13 (HSPF = 8.2), one-speed fan, no Econo; 2014: SEER = 14 (HSPF = 8), two-speed fan, w/Econo | Commercial SEER-rated Packaged Heat Pumps, Size Range: 55 - 65 kBTU/h, SEER = 14 (HSPF = 8.0), EIR = 0.27, Fan W/CFM = 0.29, two-speed fan, with Econo | Commercial SEER-rated Packaged Heat Pumps, Size Range: 55 - 65 kBTU/h, SEER = 16 (HSPF = 8.5), EIR = 0.238, Fan W/CFM = 0.27, two-speed fan, with Econo |  | dxHP-Com-Pkg-55to65kBTUh-SEER-14.0 | dxHP-Com-Pkg-55to65kBTUh-SEER-16.0 | Available |  | 0 | 0 |  | ErRobNc | dxHP-Com-Pkg-55to65kBTUh-SEER-14.0 | HVAC-airHP |  | None | 2015-01-01 | 2016-12-31 | DEER |  |  |  |  | Standard |  | 1 | 1 | 0 | Deemed Ex Ante Team |  |  |  | Updated to indicate claim/filing status
871 | NE-HVAC-airHP-Pkg-55to65kBtuh-16p0seer-8p5hspf | Commercial SEER-rated Packaged Heat Pumps, Size Range: 55 - 65 kBTU/h, SEER = 16 (HSPF = 8.5), EIR = 0.238, Fan W/CFM = 0.27, two-speed fan, with Econo | DEER2017 | D17 v2 | 2021-02-25 15:49 | NE-HVAC-airHP-Pkg-55to65kBtuh-16p0seer-8p5hspf | DEER | Standard | None |  |  | None |  | 0 |  | 0 | Com | Any | HVAC | HeatCool | dxHP_equip | pkgSEER | dxHP-Com-Pkg-55to65kBTUh-SEER-16.0 | HVAC-airHP | Com SEER-Rated Pkg HP, 18-65 kBTU/h; pre-2001: SEER = 10 (HSPF = 7.1), one-speed fan, no Econo; post-2001: SEER = 13 (HSPF = 8.2), one-speed fan, no Econo; 2014: SEER = 14 (HSPF = 8), two-speed fan, w/Econo | Commercial SEER-rated Packaged Heat Pumps, Size Range: 55 - 65 kBTU/h, SEER = 14 (HSPF = 8.0), EIR = 0.27, Fan W/CFM = 0.29, two-speed fan, with Econo | Commercial SEER-rated Packaged Heat Pumps, Size Range: 55 - 65 kBTU/h, SEER = 16 (HSPF = 8.5), EIR = 0.238, Fan W/CFM = 0.27, two-speed fan, with Econo |  | dxHP-Com-Pkg-55to65kBTUh-SEER-14.0 | dxHP-Com-Pkg-55to65kBTUh-SEER-16.0 | Available |  | 0 | 0 | June 2017 DEER Update | ErRobNc | dxHP-Com-Pkg-55to65kBTUh-SEER-14.0 | HVAC-airHP |  | None | 2017-01-01 | 2020-05-27 | InEA_mod |  |  |  |  | Standard | Measure EnergyImpacts corrected for June 2017 DEER Update; Measure expired due to DEER2020 update | 1 | 1 | 0 | Deemed Ex Ante Team |  | Measure EnergyImpacts corrected for June 2017 DEER Update; Measure expired due to DEER2020 update |  | Extended per Golden Rod Memo 2019-12-23
872 | C-In-CFLscw(12w)-dWP7 | Commercial Indoor General Lighting: CFL Lamp with integated Ballast replaces pre-existing standard lighting Wattage. Measure includes Code case. Impacts: CFL-based HOU (varies by BldgType) | ExAnte2017 | Disposition | 2020-11-24 16:30 | Com-Iltg-dWatt-CFL | NonDEER | Scaled | BaseRatio | 0 | 0 | None |  | 0 |  | 1 | Com | Any | Lighting | InGen-CFL | Ltg_Lamp | CFLint_lamp | CFLscw(12w) | ILtg-CFL-Com | All Nonres (except globe & candelabra) CFL base case, Total Watts = 1.59 x Msr Watts | All Nonres (except globe & candelabra) CFL base case, Total Watts = 1.59 x Msr Watts | CFL Lamp: Non-Reflector, 540 initial lumens, 12 Watts | CFLratio0159 | CFLratio0159 | CFLscw(12w) | Available |  |  |  | 2017ScrewInLampDisposition | ErRobNc |  |  |  | 2017Dispo-Com-InLtg | 2017-07-01 | 2018-06-30 | InEA_modVal |  |  |  |  | Standard | Remove expiry date per Commission Staff direction 2018ScrewInLampSavignsMethods-11Dec2017.pdf | 1 | 1 | 0 | Deemed Ex Ante Team |  | Remove expiry date per Commission Staff direction 2018ScrewInLampSavignsMethods-11Dec2017.pdf |  | Updated to indicate claim/filing status
872 | NE-HVAC-airHP-Pkg-55to65kBtuh-17p0seer-9p0hspf | Commercial SEER-rated Packaged Heat Pumps, Size Range: 55 - 65 kBTU/h, SEER = 17 (HSPF = 9.0), EIR = 0.223, Fan W/CFM = 0.27, two-speed fan, with Econo | DEER2017 | D17 v2 | 2021-02-25 15:49 | NE-HVAC-airHP-Pkg-55to65kBtuh-17p0seer-9p0hspf | DEER | Standard | None |  |  | None |  | 0 |  | 0 | Com | Any | HVAC | HeatCool | dxHP_equip | pkgSEER | dxHP-Com-Pkg-55to65kBTUh-SEER-17.0 | HVAC-airHP | Com SEER-Rated Pkg HP, 18-65 kBTU/h; pre-2001: SEER = 10 (HSPF = 7.1), one-speed fan, no Econo; post-2001: SEER = 13 (HSPF = 8.2), one-speed fan, no Econo; 2014: SEER = 14 (HSPF = 8), two-speed fan, w/Econo | Commercial SEER-rated Packaged Heat Pumps, Size Range: 55 - 65 kBTU/h, SEER = 14 (HSPF = 8.0), EIR = 0.27, Fan W/CFM = 0.29, two-speed fan, with Econo | Commercial SEER-rated Packaged Heat Pumps, Size Range: 55 - 65 kBTU/h, SEER = 17 (HSPF = 9.0), EIR = 0.223, Fan W/CFM = 0.27, two-speed fan, with Econo |  | dxHP-Com-Pkg-55to65kBTUh-SEER-14.0 | dxHP-Com-Pkg-55to65kBTUh-SEER-17.0 | Available |  | 0 | 0 | June 2017 DEER Update | ErRobNc | dxHP-Com-Pkg-55to65kBTUh-SEER-14.0 | HVAC-airHP |  | None | 2017-01-01 | 2020-05-27 | InEA_mod |  |  |  |  | Standard | Measure EnergyImpacts corrected for June 2017 DEER Update; Measure expired due to DEER2020 update | 1 | 1 | 0 | Deemed Ex Ante Team |  | Measure EnergyImpacts corrected for June 2017 DEER Update; Measure expired due to DEER2020 update |  | Extended per Golden Rod Memo 2019-12-23
872 | NE-HVAC-airHP-Pkg-55to65kBtuh-17p0seer-9p0hspf | Commercial SEER-rated Packaged Heat Pumps, Size Range: 55 - 65 kBTU/h, SEER = 17 (HSPF = 9.0), EIR = 0.223, Fan W/CFM = 0.27, two-speed fan, with Econo | DEER2015 | D15 v1.0 | 2020-11-24 16:30 | NE-HVAC-airHP-Pkg-55to65kBtuh-17p0seer-9p0hspf | DEER | Standard | None |  |  | None |  | 0 |  | 0 | Com | Any | HVAC | HeatCool | dxHP_equip | pkgSEER | dxHP-Com-Pkg-55to65kBTUh-SEER-17.0 | HVAC-airHP | Com SEER-Rated Pkg HP, 18-65 kBTU/h; pre-2001: SEER = 10 (HSPF = 7.1), one-speed fan, no Econo; post-2001: SEER = 13 (HSPF = 8.2), one-speed fan, no Econo; 2014: SEER = 14 (HSPF = 8), two-speed fan, w/Econo | Commercial SEER-rated Packaged Heat Pumps, Size Range: 55 - 65 kBTU/h, SEER = 14 (HSPF = 8.0), EIR = 0.27, Fan W/CFM = 0.29, two-speed fan, with Econo | Commercial SEER-rated Packaged Heat Pumps, Size Range: 55 - 65 kBTU/h, SEER = 17 (HSPF = 9.0), EIR = 0.223, Fan W/CFM = 0.27, two-speed fan, with Econo |  | dxHP-Com-Pkg-55to65kBTUh-SEER-14.0 | dxHP-Com-Pkg-55to65kBTUh-SEER-17.0 | Available |  | 0 | 0 |  | ErRobNc | dxHP-Com-Pkg-55to65kBTUh-SEER-14.0 | HVAC-airHP |  | None | 2015-01-01 | 2016-12-31 | DEER |  |  |  |  | Standard |  | 1 | 1 | 0 | Deemed Ex Ante Team |  |  |  | Updated to indicate claim/filing status
873 | C-In-CFLscw(13w)-dWP8 | Commercial Indoor General Lighting: CFL Lamp with integated Ballast replaces pre-existing standard lighting Wattage. Measure includes Code case. Impacts: CFL-based HOU (varies by BldgType) | ExAnte2017 | Disposition | 2020-11-24 16:30 | Com-Iltg-dWatt-CFL | NonDEER | Scaled | BaseRatio | 0 | 0 | None |  | 0 |  | 1 | Com | Any | Lighting | InGen-CFL | Ltg_Lamp | CFLint_lamp | CFLscw(13w) | ILtg-CFL-Com | All Nonres (except globe & candelabra) CFL base case, Total Watts = 1.59 x Msr Watts | All Nonres (except globe & candelabra) CFL base case, Total Watts = 1.59 x Msr Watts | CFL Lamp: Non-Reflector, 660 initial lumens, 13 Watts | CFLratio0159 | CFLratio0159 | CFLscw(13w) | Available |  |  |  | 2017ScrewInLampDisposition | ErRobNc |  |  |  | 2017Dispo-Com-InLtg | 2017-07-01 | 2018-06-30 | InEA_modVal |  |  |  |  | Standard | Remove expiry date per Commission Staff direction 2018ScrewInLampSavignsMethods-11Dec2017.pdf | 1 | 1 | 0 | Deemed Ex Ante Team |  | Remove expiry date per Commission Staff direction 2018ScrewInLampSavignsMethods-11Dec2017.pdf |  | Updated to indicate claim/filing status
873 | NE-HVAC-airHP-Pkg-55to65kBtuh-15p0seer-8p2hspf-wPreEcono | Commercial SEER-rated Packaged Heat Pumps, Size Range: 55 - 65 kBTU/h, SEER = 15 (HSPF = 8.2), EIR = 0.256, Fan W/CFM = 0.25, two-speed fan, with Econo | DEER2015 | D15 v1.0 | 2020-11-24 16:30 | NE-HVAC-airHP-Pkg-55to65kBtuh-15p0seer-8p2hspf-wPreEcono | DEER | Standard | None |  |  | None |  | 0 |  | 0 | Com | Any | HVAC | HeatCool | dxHP_equip | pkgSEER | dxHP-Com-Pkg-55to65kBTUh-SEER-15.0 | HVAC-airHP | Com SEER-Rated Pkg HP, 18-65 kBTU/h; pre-2001: SEER = 10 (HSPF = 7.1), one-speed fan, w/Econo; post-2001: SEER = 13 (HSPF = 8.2), one-speed fan, w/Econo; 2014: SEER = 14 (HSPF = 8), two-speed fan, w/Econo | Commercial SEER-rated Packaged Heat Pumps, Size Range: 55 - 65 kBTU/h, SEER = 14 (HSPF = 8.0), EIR = 0.27, Fan W/CFM = 0.29, two-speed fan, with Econo | Commercial SEER-rated Packaged Heat Pumps, Size Range: 55 - 65 kBTU/h, SEER = 15 (HSPF = 8.2), EIR = 0.256, Fan W/CFM = 0.25, two-speed fan, with Econo |  | dxHP-Com-Pkg-55to65kBTUh-SEER-14.0 | dxHP-Com-Pkg-55to65kBTUh-SEER-15.0 | Available |  | 0 | 0 |  | ErRobNc | dxHP-Com-Pkg-55to65kBTUh-SEER-14.0 | HVAC-airHP |  | None | 2015-01-01 | 2016-12-31 | DEER |  |  |  |  | Standard |  | 1 | 1 | 0 | Deemed Ex Ante Team |  |  |  | Updated to indicate claim/filing status
873 | NE-HVAC-airHP-Pkg-55to65kBtuh-15p0seer-8p2hspf-wPreEcono | Commercial SEER-rated Packaged Heat Pumps, Size Range: 55 - 65 kBTU/h, SEER = 15 (HSPF = 8.2), EIR = 0.256, Fan W/CFM = 0.25, two-speed fan, with Econo | DEER2017 | D17 v2 | 2021-02-25 15:49 | NE-HVAC-airHP-Pkg-55to65kBtuh-15p0seer-8p2hspf-wPreEcono | DEER | Standard | None |  |  | None |  | 0 |  | 0 | Com | Any | HVAC | HeatCool | dxHP_equip | pkgSEER | dxHP-Com-Pkg-55to65kBTUh-SEER-15.0 | HVAC-airHP | Com SEER-Rated Pkg HP, 18-65 kBTU/h; pre-2001: SEER = 10 (HSPF = 7.1), one-speed fan, w/Econo; post-2001: SEER = 13 (HSPF = 8.2), one-speed fan, w/Econo; 2014: SEER = 14 (HSPF = 8), two-speed fan, w/Econo | Commercial SEER-rated Packaged Heat Pumps, Size Range: 55 - 65 kBTU/h, SEER = 14 (HSPF = 8.0), EIR = 0.27, Fan W/CFM = 0.29, two-speed fan, with Econo | Commercial SEER-rated Packaged Heat Pumps, Size Range: 55 - 65 kBTU/h, SEER = 15 (HSPF = 8.2), EIR = 0.256, Fan W/CFM = 0.25, two-speed fan, with Econo |  | dxHP-Com-Pkg-55to65kBTUh-SEER-14.0 | dxHP-Com-Pkg-55to65kBTUh-SEER-15.0 | Available |  | 0 | 0 | June 2017 DEER Update | ErRobNc | dxHP-Com-Pkg-55to65kBTUh-SEER-14.0 | HVAC-airHP |  | None | 2017-01-01 | 2020-05-27 | InEA_mod |  |  |  |  | Standard | Measure EnergyImpacts corrected for June 2017 DEER Update; Measure expired due to DEER2020 update | 1 | 1 | 0 | Deemed Ex Ante Team |  | Measure EnergyImpacts corrected for June 2017 DEER Update; Measure expired due to DEER2020 update |  | Extended per Golden Rod Memo 2019-12-23
874 | C-In-CFLscw(14w)-dWP8 | Commercial Indoor General Lighting: CFL Lamp with integated Ballast replaces pre-existing standard lighting Wattage. Measure includes Code case. Impacts: CFL-based HOU (varies by BldgType) | ExAnte2017 | Disposition | 2020-11-24 16:30 | Com-Iltg-dWatt-CFL | NonDEER | Scaled | BaseRatio | 0 | 0 | None |  | 0 |  | 1 | Com | Any | Lighting | InGen-CFL | Ltg_Lamp | CFLint_lamp | CFLscw(14w) | ILtg-CFL-Com | All Nonres (except globe & candelabra) CFL base case, Total Watts = 1.59 x Msr Watts | All Nonres (except globe & candelabra) CFL base case, Total Watts = 1.59 x Msr Watts | CFL Lamp: Non-Reflector, 713 initial lumens, 14 Watts | CFLratio0159 | CFLratio0159 | CFLscw(14w) | Available |  |  |  | 2017ScrewInLampDisposition | ErRobNc |  |  |  | 2017Dispo-Com-InLtg | 2017-07-01 | 2018-06-30 | InEA_modVal |  |  |  |  | Standard | Remove expiry date per Commission Staff direction 2018ScrewInLampSavignsMethods-11Dec2017.pdf | 1 | 1 | 0 | Deemed Ex Ante Team |  | Remove expiry date per Commission Staff direction 2018ScrewInLampSavignsMethods-11Dec2017.pdf |  | Updated to indicate claim/filing status
874 | NE-HVAC-airHP-Pkg-55to65kBtuh-16p0seer-8p5hspf-wPreEcono | Commercial SEER-rated Packaged Heat Pumps, Size Range: 55 - 65 kBTU/h, SEER = 16 (HSPF = 8.5), EIR = 0.238, Fan W/CFM = 0.27, two-speed fan, with Econo | DEER2015 | D15 v1.0 | 2020-11-24 16:30 | NE-HVAC-airHP-Pkg-55to65kBtuh-16p0seer-8p5hspf-wPreEcono | DEER | Standard | None |  |  | None |  | 0 |  | 0 | Com | Any | HVAC | HeatCool | dxHP_equip | pkgSEER | dxHP-Com-Pkg-55to65kBTUh-SEER-16.0 | HVAC-airHP | Com SEER-Rated Pkg HP, 18-65 kBTU/h; pre-2001: SEER = 10 (HSPF = 7.1), one-speed fan, w/Econo; post-2001: SEER = 13 (HSPF = 8.2), one-speed fan, w/Econo; 2014: SEER = 14 (HSPF = 8), two-speed fan, w/Econo | Commercial SEER-rated Packaged Heat Pumps, Size Range: 55 - 65 kBTU/h, SEER = 14 (HSPF = 8.0), EIR = 0.27, Fan W/CFM = 0.29, two-speed fan, with Econo | Commercial SEER-rated Packaged Heat Pumps, Size Range: 55 - 65 kBTU/h, SEER = 16 (HSPF = 8.5), EIR = 0.238, Fan W/CFM = 0.27, two-speed fan, with Econo |  | dxHP-Com-Pkg-55to65kBTUh-SEER-14.0 | dxHP-Com-Pkg-55to65kBTUh-SEER-16.0 | Available |  | 0 | 0 |  | ErRobNc | dxHP-Com-Pkg-55to65kBTUh-SEER-14.0 | HVAC-airHP |  | None | 2015-01-01 | 2016-12-31 | DEER |  |  |  |  | Standard |  | 1 | 1 | 0 | Deemed Ex Ante Team |  |  |  | Updated to indicate claim/filing status
874 | NE-HVAC-airHP-Pkg-55to65kBtuh-16p0seer-8p5hspf-wPreEcono | Commercial SEER-rated Packaged Heat Pumps, Size Range: 55 - 65 kBTU/h, SEER = 16 (HSPF = 8.5), EIR = 0.238, Fan W/CFM = 0.27, two-speed fan, with Econo | DEER2017 | D17 v2 | 2021-02-25 15:49 | NE-HVAC-airHP-Pkg-55to65kBtuh-16p0seer-8p5hspf-wPreEcono | DEER | Standard | None |  |  | None |  | 0 |  | 0 | Com | Any | HVAC | HeatCool | dxHP_equip | pkgSEER | dxHP-Com-Pkg-55to65kBTUh-SEER-16.0 | HVAC-airHP | Com SEER-Rated Pkg HP, 18-65 kBTU/h; pre-2001: SEER = 10 (HSPF = 7.1), one-speed fan, w/Econo; post-2001: SEER = 13 (HSPF = 8.2), one-speed fan, w/Econo; 2014: SEER = 14 (HSPF = 8), two-speed fan, w/Econo | Commercial SEER-rated Packaged Heat Pumps, Size Range: 55 - 65 kBTU/h, SEER = 14 (HSPF = 8.0), EIR = 0.27, Fan W/CFM = 0.29, two-speed fan, with Econo | Commercial SEER-rated Packaged Heat Pumps, Size Range: 55 - 65 kBTU/h, SEER = 16 (HSPF = 8.5), EIR = 0.238, Fan W/CFM = 0.27, two-speed fan, with Econo |  | dxHP-Com-Pkg-55to65kBTUh-SEER-14.0 | dxHP-Com-Pkg-55to65kBTUh-SEER-16.0 | Available |  | 0 | 0 | June 2017 DEER Update | ErRobNc | dxHP-Com-Pkg-55to65kBTUh-SEER-14.0 | HVAC-airHP |  | None | 2017-01-01 | 2020-05-27 | InEA_mod |  |  |  |  | Standard | Measure EnergyImpacts corrected for June 2017 DEER Update; Measure expired due to DEER2020 update | 1 | 1 | 0 | Deemed Ex Ante Team |  | Measure EnergyImpacts corrected for June 2017 DEER Update; Measure expired due to DEER2020 update |  | Extended per Golden Rod Memo 2019-12-23
875 | C-In-CFLscw(150w)-dWP89 | Commercial Indoor General Lighting: CFL Lamp with integated Ballast replaces pre-existing standard lighting Wattage. Measure includes Code case. Impacts: CFL-based HOU (varies by BldgType) | ExAnte2017 | Disposition | 2020-11-24 16:30 | Com-Iltg-dWatt-CFL | NonDEER | Scaled | BaseRatio | 0 | 0 | None |  | 0 |  | 1 | Com | Any | Lighting | InGen-CFL | Ltg_Lamp | CFLint_lamp |  | ILtg-CFL-Com | All Nonres (except globe & candelabra) CFL base case, Total Watts = 1.59 x Msr Watts | All Nonres (except globe & candelabra) CFL base case, Total Watts = 1.59 x Msr Watts | CFL Lamp: Non-Reflector, 150 Watts | CFLratio0159 | CFLratio0159 | CFLscw(150w) | Available |  |  |  | 2017ScrewInLampDisposition | ErRobNc |  |  |  | 2017Dispo-Com-InLtg | 2017-07-01 | 2018-06-30 | InEA_modVal |  |  |  |  | Standard | Remove expiry date per Commission Staff direction 2018ScrewInLampSavignsMethods-11Dec2017.pdf | 1 | 1 | 0 | Deemed Ex Ante Team |  | Remove expiry date per Commission Staff direction 2018ScrewInLampSavignsMethods-11Dec2017.pdf |  | Updated to indicate claim/filing status
875 | NE-HVAC-airHP-Pkg-55to65kBtuh-17p0seer-9p0hspf-wPreEcono | Commercial SEER-rated Packaged Heat Pumps, Size Range: 55 - 65 kBTU/h, SEER = 17 (HSPF = 9.0), EIR = 0.223, Fan W/CFM = 0.27, two-speed fan, with Econo | DEER2015 | D15 v1.0 | 2020-11-24 16:30 | NE-HVAC-airHP-Pkg-55to65kBtuh-17p0seer-9p0hspf-wPreEcono | DEER | Standard | None |  |  | None |  | 0 |  | 0 | Com | Any | HVAC | HeatCool | dxHP_equip | pkgSEER | dxHP-Com-Pkg-55to65kBTUh-SEER-17.0 | HVAC-airHP | Com SEER-Rated Pkg HP, 18-65 kBTU/h; pre-2001: SEER = 10 (HSPF = 7.1), one-speed fan, w/Econo; post-2001: SEER = 13 (HSPF = 8.2), one-speed fan, w/Econo; 2014: SEER = 14 (HSPF = 8), two-speed fan, w/Econo | Commercial SEER-rated Packaged Heat Pumps, Size Range: 55 - 65 kBTU/h, SEER = 14 (HSPF = 8.0), EIR = 0.27, Fan W/CFM = 0.29, two-speed fan, with Econo | Commercial SEER-rated Packaged Heat Pumps, Size Range: 55 - 65 kBTU/h, SEER = 17 (HSPF = 9.0), EIR = 0.223, Fan W/CFM = 0.27, two-speed fan, with Econo |  | dxHP-Com-Pkg-55to65kBTUh-SEER-14.0 | dxHP-Com-Pkg-55to65kBTUh-SEER-17.0 | Available |  | 0 | 0 |  | ErRobNc | dxHP-Com-Pkg-55to65kBTUh-SEER-14.0 | HVAC-airHP |  | None | 2015-01-01 | 2016-12-31 | DEER |  |  |  |  | Standard |  | 1 | 1 | 0 | Deemed Ex Ante Team |  |  |  | Updated to indicate claim/filing status
875 | NE-HVAC-airHP-Pkg-55to65kBtuh-17p0seer-9p0hspf-wPreEcono | Commercial SEER-rated Packaged Heat Pumps, Size Range: 55 - 65 kBTU/h, SEER = 17 (HSPF = 9.0), EIR = 0.223, Fan W/CFM = 0.27, two-speed fan, with Econo | DEER2017 | D17 v2 | 2021-02-25 15:49 | NE-HVAC-airHP-Pkg-55to65kBtuh-17p0seer-9p0hspf-wPreEcono | DEER | Standard | None |  |  | None |  | 0 |  | 0 | Com | Any | HVAC | HeatCool | dxHP_equip | pkgSEER | dxHP-Com-Pkg-55to65kBTUh-SEER-17.0 | HVAC-airHP | Com SEER-Rated Pkg HP, 18-65 kBTU/h; pre-2001: SEER = 10 (HSPF = 7.1), one-speed fan, w/Econo; post-2001: SEER = 13 (HSPF = 8.2), one-speed fan, w/Econo; 2014: SEER = 14 (HSPF = 8), two-speed fan, w/Econo | Commercial SEER-rated Packaged Heat Pumps, Size Range: 55 - 65 kBTU/h, SEER = 14 (HSPF = 8.0), EIR = 0.27, Fan W/CFM = 0.29, two-speed fan, with Econo | Commercial SEER-rated Packaged Heat Pumps, Size Range: 55 - 65 kBTU/h, SEER = 17 (HSPF = 9.0), EIR = 0.223, Fan W/CFM = 0.27, two-speed fan, with Econo |  | dxHP-Com-Pkg-55to65kBTUh-SEER-14.0 | dxHP-Com-Pkg-55to65kBTUh-SEER-17.0 | Available |  | 0 | 0 | June 2017 DEER Update | ErRobNc | dxHP-Com-Pkg-55to65kBTUh-SEER-14.0 | HVAC-airHP |  | None | 2017-01-01 | 2020-05-27 | InEA_mod |  |  |  |  | Standard | Measure EnergyImpacts corrected for June 2017 DEER Update; Measure expired due to DEER2020 update | 1 | 1 | 0 | Deemed Ex Ante Team |  | Measure EnergyImpacts corrected for June 2017 DEER Update; Measure expired due to DEER2020 update |  | Extended per Golden Rod Memo 2019-12-23
876 | C-In-CFLscw(15w)-dWP9 | Commercial Indoor General Lighting: CFL Lamp with integated Ballast replaces pre-existing standard lighting Wattage. Measure includes Code case. Impacts: CFL-based HOU (varies by BldgType) | ExAnte2017 | Disposition | 2020-11-24 16:30 | Com-Iltg-dWatt-CFL | NonDEER | Scaled | BaseRatio | 0 | 0 | None |  | 0 |  | 1 | Com | Any | Lighting | InGen-CFL | Ltg_Lamp | CFLint_lamp | CFLscw(15w) | ILtg-CFL-Com | All Nonres (except globe & candelabra) CFL base case, Total Watts = 1.59 x Msr Watts | All Nonres (except globe & candelabra) CFL base case, Total Watts = 1.59 x Msr Watts | CFL Lamp: Non-Reflector, 765 initial lumens, 15 Watts | CFLratio0159 | CFLratio0159 | CFLscw(15w) | Available |  |  |  | 2017ScrewInLampDisposition | ErRobNc |  |  |  | 2017Dispo-Com-InLtg | 2017-07-01 | 2018-06-30 | InEA_modVal |  |  |  |  | Standard | Remove expiry date per Commission Staff direction 2018ScrewInLampSavignsMethods-11Dec2017.pdf | 1 | 1 | 0 | Deemed Ex Ante Team |  | Remove expiry date per Commission Staff direction 2018ScrewInLampSavignsMethods-11Dec2017.pdf |  | Updated to indicate claim/filing status
876 | NE-HVAC-airHP-Split-lt55kBtuh-15p0seer-8p7hspf | Commercial SEER-rated Split Heat Pumps, Size Range: 18 - 65 kBTU/h, SEER = 15 (HSPF = 8.7), EIR = 0.232, Fan W/CFM = 0.25, one-speed fan, without Econo | DEER2017 | D17 v2 | 2021-02-25 15:49 | NE-HVAC-airHP-Split-lt55kBtuh-15p0seer-8p7hspf | DEER | Standard | None |  |  | None |  | 0 |  | 0 | Com | Any | HVAC | HeatCool | dxHP_equip | spltSEER | dxHP-Com-Split-lt55kBTUh-SEER-15.0 | HVAC-airHP | Com SEER-Rated Split HP, 18-65 kBTU/h; pre-2001: SEER = 10 (HSPF = 7.1), one-speed fan, no Econo; post-2001: SEER = 13 (HSPF = 8.2), one-speed fan, no Econo; 2014: SEER = 14 (HSPF = 8.2), one-speed fan, no Econo | Commercial SEER-rated Split Heat Pumps, Size Range: 18 - 55 kBTU/h, SEER = 14 (HSPF = 8.2), EIR = 0.245, Fan W/CFM = 0.29, one-speed fan, without Econo | Commercial SEER-rated Split Heat Pumps, Size Range: 18 - 65 kBTU/h, SEER = 15 (HSPF = 8.7), EIR = 0.232, Fan W/CFM = 0.25, one-speed fan, without Econo |  | dxHP-Com-Split-lt55kBTUh-SEER-14.0 | dxHP-Com-Split-lt55kBTUh-SEER-15.0 | Available |  | 0 | 0 | June 2017 DEER Update | ErRobNc | dxHP-Com-Split-lt55kBTUh-SEER-14.0 | HVAC-airHP |  | None | 2017-01-01 | 2020-05-27 | InEA_mod |  |  |  |  | Standard | Measure EnergyImpacts corrected for June 2017 DEER Update; Measure expired due to DEER2020 update | 1 | 1 | 0 | Deemed Ex Ante Team |  | Measure EnergyImpacts corrected for June 2017 DEER Update; Measure expired due to DEER2020 update |  | Extended per Golden Rod Memo 2019-12-23
876 | NE-HVAC-airHP-Split-lt55kBtuh-15p0seer-8p7hspf | Commercial SEER-rated Split Heat Pumps, Size Range: 18 - 65 kBTU/h, SEER = 15 (HSPF = 8.7), EIR = 0.232, Fan W/CFM = 0.25, one-speed fan, without Econo | DEER2015 | D15 v1.0 | 2020-11-24 16:30 | NE-HVAC-airHP-Split-lt55kBtuh-15p0seer-8p7hspf | DEER | Standard | None |  |  | None |  | 0 |  | 0 | Com | Any | HVAC | HeatCool | dxHP_equip | spltSEER | dxHP-Com-Split-lt55kBTUh-SEER-15.0 | HVAC-airHP | Com SEER-Rated Split HP, 18-65 kBTU/h; pre-2001: SEER = 10 (HSPF = 7.1), one-speed fan, no Econo; post-2001: SEER = 13 (HSPF = 8.2), one-speed fan, no Econo; 2014: SEER = 14 (HSPF = 8.2), one-speed fan, no Econo | Commercial SEER-rated Split Heat Pumps, Size Range: 18 - 55 kBTU/h, SEER = 14 (HSPF = 8.2), EIR = 0.245, Fan W/CFM = 0.29, one-speed fan, without Econo | Commercial SEER-rated Split Heat Pumps, Size Range: 18 - 65 kBTU/h, SEER = 15 (HSPF = 8.7), EIR = 0.232, Fan W/CFM = 0.25, one-speed fan, without Econo |  | dxHP-Com-Split-lt55kBTUh-SEER-14.0 | dxHP-Com-Split-lt55kBTUh-SEER-15.0 | Available |  | 0 | 0 |  | ErRobNc | dxHP-Com-Split-lt55kBTUh-SEER-14.0 | HVAC-airHP |  | None | 2015-01-01 | 2016-12-31 | DEER |  |  |  |  | Standard |  | 1 | 1 | 0 | Deemed Ex Ante Team |  |  |  | Updated to indicate claim/filing status
877 | C-In-CFLscw(16w)-dWP9 | Commercial Indoor General Lighting: CFL Lamp with integated Ballast replaces pre-existing standard lighting Wattage. Measure includes Code case. Impacts: CFL-based HOU (varies by BldgType) | ExAnte2017 | Disposition | 2020-11-24 16:30 | Com-Iltg-dWatt-CFL | NonDEER | Scaled | BaseRatio | 0 | 0 | None |  | 0 |  | 1 | Com | Any | Lighting | InGen-CFL | Ltg_Lamp | CFLint_lamp | CFLscw(16w) | ILtg-CFL-Com | All Nonres (except globe & candelabra) CFL base case, Total Watts = 1.59 x Msr Watts | All Nonres (except globe & candelabra) CFL base case, Total Watts = 1.59 x Msr Watts | CFL Lamp: Non-Reflector, 810 initial lumens, 16 Watts | CFLratio0159 | CFLratio0159 | CFLscw(16w) | Available |  |  |  | 2017ScrewInLampDisposition | ErRobNc |  |  |  | 2017Dispo-Com-InLtg | 2017-07-01 | 2018-06-30 | InEA_modVal |  |  |  |  | Standard | Remove expiry date per Commission Staff direction 2018ScrewInLampSavignsMethods-11Dec2017.pdf | 1 | 1 | 0 | Deemed Ex Ante Team |  | Remove expiry date per Commission Staff direction 2018ScrewInLampSavignsMethods-11Dec2017.pdf |  | Updated to indicate claim/filing status
877 | NE-HVAC-airHP-Split-lt55kBtuh-16p0seer-9p0hspf | Commercial SEER-rated Split Heat Pumps, Size Range: 18 - 65 kBTU/h, SEER = 16 (HSPF = 9.0), EIR = 0.238, Fan W/CFM = 0.27, two-speed fan, without Econo | DEER2015 | D15 v1.0 | 2020-11-24 16:30 | NE-HVAC-airHP-Split-lt55kBtuh-16p0seer-9p0hspf | DEER | Standard | None |  |  | None |  | 0 |  | 0 | Com | Any | HVAC | HeatCool | dxHP_equip | spltSEER | dxHP-Com-Split-lt55kBTUh-SEER-16.0 | HVAC-airHP | Com SEER-Rated Split HP, 18-65 kBTU/h; pre-2001: SEER = 10 (HSPF = 7.1), one-speed fan, no Econo; post-2001: SEER = 13 (HSPF = 8.2), one-speed fan, no Econo; 2014: SEER = 14 (HSPF = 8.2), one-speed fan, no Econo | Commercial SEER-rated Split Heat Pumps, Size Range: 18 - 55 kBTU/h, SEER = 14 (HSPF = 8.2), EIR = 0.245, Fan W/CFM = 0.29, one-speed fan, without Econo | Commercial SEER-rated Split Heat Pumps, Size Range: 18 - 65 kBTU/h, SEER = 16 (HSPF = 9.0), EIR = 0.238, Fan W/CFM = 0.27, two-speed fan, without Econo |  | dxHP-Com-Split-lt55kBTUh-SEER-14.0 | dxHP-Com-Split-lt55kBTUh-SEER-16.0 | Available |  | 0 | 0 |  | ErRobNc | dxHP-Com-Split-lt55kBTUh-SEER-14.0 | HVAC-airHP |  | None | 2015-01-01 | 2016-12-31 | DEER |  |  |  |  | Standard |  | 1 | 1 | 0 | Deemed Ex Ante Team |  |  |  | Updated to indicate claim/filing status
877 | NE-HVAC-airHP-Split-lt55kBtuh-16p0seer-9p0hspf | Commercial SEER-rated Split Heat Pumps, Size Range: 18 - 65 kBTU/h, SEER = 16 (HSPF = 9.0), EIR = 0.238, Fan W/CFM = 0.27, two-speed fan, without Econo | DEER2017 | D17 v2 | 2021-02-25 15:49 | NE-HVAC-airHP-Split-lt55kBtuh-16p0seer-9p0hspf | DEER | Standard | None |  |  | None |  | 0 |  | 0 | Com | Any | HVAC | HeatCool | dxHP_equip | spltSEER | dxHP-Com-Split-lt55kBTUh-SEER-16.0 | HVAC-airHP | Com SEER-Rated Split HP, 18-65 kBTU/h; pre-2001: SEER = 10 (HSPF = 7.1), one-speed fan, no Econo; post-2001: SEER = 13 (HSPF = 8.2), one-speed fan, no Econo; 2014: SEER = 14 (HSPF = 8.2), one-speed fan, no Econo | Commercial SEER-rated Split Heat Pumps, Size Range: 18 - 55 kBTU/h, SEER = 14 (HSPF = 8.2), EIR = 0.245, Fan W/CFM = 0.29, one-speed fan, without Econo | Commercial SEER-rated Split Heat Pumps, Size Range: 18 - 65 kBTU/h, SEER = 16 (HSPF = 9.0), EIR = 0.238, Fan W/CFM = 0.27, two-speed fan, without Econo |  | dxHP-Com-Split-lt55kBTUh-SEER-14.0 | dxHP-Com-Split-lt55kBTUh-SEER-16.0 | Available |  | 0 | 0 | June 2017 DEER Update | ErRobNc | dxHP-Com-Split-lt55kBTUh-SEER-14.0 | HVAC-airHP |  | None | 2017-01-01 | 2020-05-27 | InEA_mod |  |  |  |  | Standard | Measure EnergyImpacts corrected for June 2017 DEER Update; Measure expired due to DEER2020 update | 1 | 1 | 0 | Deemed Ex Ante Team |  | Measure EnergyImpacts corrected for June 2017 DEER Update; Measure expired due to DEER2020 update |  | Extended per Golden Rod Memo 2019-12-23
878 | C-In-CFLscw(17w)-dWP10 | Commercial Indoor General Lighting: CFL Lamp with integated Ballast replaces pre-existing standard lighting Wattage. Measure includes Code case. Impacts: CFL-based HOU (varies by BldgType) | ExAnte2017 | Disposition | 2020-11-24 16:30 | Com-Iltg-dWatt-CFL | NonDEER | Scaled | BaseRatio | 0 | 0 | None |  | 0 |  | 1 | Com | Any | Lighting | InGen-CFL | Ltg_Lamp | CFLint_lamp | CFLscw(17w) | ILtg-CFL-Com | All Nonres (except globe & candelabra) CFL base case, Total Watts = 1.59 x Msr Watts | All Nonres (except globe & candelabra) CFL base case, Total Watts = 1.59 x Msr Watts | CFL Lamp: Non-Reflector, 845 initial lumens, 17 Watts | CFLratio0159 | CFLratio0159 | CFLscw(17w) | Available |  |  |  | 2017ScrewInLampDisposition | ErRobNc |  |  |  | 2017Dispo-Com-InLtg | 2017-07-01 | 2018-06-30 | InEA_modVal |  |  |  |  | Standard | Remove expiry date per Commission Staff direction 2018ScrewInLampSavignsMethods-11Dec2017.pdf | 1 | 1 | 0 | Deemed Ex Ante Team |  | Remove expiry date per Commission Staff direction 2018ScrewInLampSavignsMethods-11Dec2017.pdf |  | Updated to indicate claim/filing status
878 | NE-HVAC-airHP-Split-lt55kBtuh-17p0seer-9p4hspf | Commercial SEER-rated Split Heat Pumps, Size Range: 18 - 65 kBTU/h, SEER = 17 (HSPF = 9.4), EIR = 0.223, Fan W/CFM = 0.27, two-speed fan, without Econo | DEER2015 | D15 v1.0 | 2020-11-24 16:30 | NE-HVAC-airHP-Split-lt55kBtuh-17p0seer-9p4hspf | DEER | Standard | None |  |  | None |  | 0 |  | 0 | Com | Any | HVAC | HeatCool | dxHP_equip | spltSEER | dxHP-Com-Split-lt55kBTUh-SEER-17.0 | HVAC-airHP | Com SEER-Rated Split HP, 18-65 kBTU/h; pre-2001: SEER = 10 (HSPF = 7.1), one-speed fan, no Econo; post-2001: SEER = 13 (HSPF = 8.2), one-speed fan, no Econo; 2014: SEER = 14 (HSPF = 8.2), one-speed fan, no Econo | Commercial SEER-rated Split Heat Pumps, Size Range: 18 - 55 kBTU/h, SEER = 14 (HSPF = 8.2), EIR = 0.245, Fan W/CFM = 0.29, one-speed fan, without Econo | Commercial SEER-rated Split Heat Pumps, Size Range: 18 - 65 kBTU/h, SEER = 17 (HSPF = 9.4), EIR = 0.223, Fan W/CFM = 0.27, two-speed fan, without Econo |  | dxHP-Com-Split-lt55kBTUh-SEER-14.0 | dxHP-Com-Split-lt55kBTUh-SEER-17.0 | Available |  | 0 | 0 |  | ErRobNc | dxHP-Com-Split-lt55kBTUh-SEER-14.0 | HVAC-airHP |  | None | 2015-01-01 | 2016-12-31 | DEER |  |  |  |  | Standard |  | 1 | 1 | 0 | Deemed Ex Ante Team |  |  |  | Updated to indicate claim/filing status
878 | NE-HVAC-airHP-Split-lt55kBtuh-17p0seer-9p4hspf | Commercial SEER-rated Split Heat Pumps, Size Range: 18 - 65 kBTU/h, SEER = 17 (HSPF = 9.4), EIR = 0.223, Fan W/CFM = 0.27, two-speed fan, without Econo | DEER2017 | D17 v2 | 2021-02-25 15:49 | NE-HVAC-airHP-Split-lt55kBtuh-17p0seer-9p4hspf | DEER | Standard | None |  |  | None |  | 0 |  | 0 | Com | Any | HVAC | HeatCool | dxHP_equip | spltSEER | dxHP-Com-Split-lt55kBTUh-SEER-17.0 | HVAC-airHP | Com SEER-Rated Split HP, 18-65 kBTU/h; pre-2001: SEER = 10 (HSPF = 7.1), one-speed fan, no Econo; post-2001: SEER = 13 (HSPF = 8.2), one-speed fan, no Econo; 2014: SEER = 14 (HSPF = 8.2), one-speed fan, no Econo | Commercial SEER-rated Split Heat Pumps, Size Range: 18 - 55 kBTU/h, SEER = 14 (HSPF = 8.2), EIR = 0.245, Fan W/CFM = 0.29, one-speed fan, without Econo | Commercial SEER-rated Split Heat Pumps, Size Range: 18 - 65 kBTU/h, SEER = 17 (HSPF = 9.4), EIR = 0.223, Fan W/CFM = 0.27, two-speed fan, without Econo |  | dxHP-Com-Split-lt55kBTUh-SEER-14.0 | dxHP-Com-Split-lt55kBTUh-SEER-17.0 | Available |  | 0 | 0 | June 2017 DEER Update | ErRobNc | dxHP-Com-Split-lt55kBTUh-SEER-14.0 | HVAC-airHP |  | None | 2017-01-01 | 2020-05-27 | InEA_mod |  |  |  |  | Standard | Measure EnergyImpacts corrected for June 2017 DEER Update; Measure expired due to DEER2020 update | 1 | 1 | 0 | Deemed Ex Ante Team |  | Measure EnergyImpacts corrected for June 2017 DEER Update; Measure expired due to DEER2020 update |  | Extended per Golden Rod Memo 2019-12-23
879 | C-In-CFLscw(18w)-dWP11 | Commercial Indoor General Lighting: CFL Lamp with integated Ballast replaces pre-existing standard lighting Wattage. Measure includes Code case. Impacts: CFL-based HOU (varies by BldgType) | ExAnte2017 | Disposition | 2020-11-24 16:30 | Com-Iltg-dWatt-CFL | NonDEER | Scaled | BaseRatio | 0 | 0 | None |  | 0 |  | 1 | Com | Any | Lighting | InGen-CFL | Ltg_Lamp | CFLint_lamp | CFLscw(18w) | ILtg-CFL-Com | All Nonres (except globe & candelabra) CFL base case, Total Watts = 1.59 x Msr Watts | All Nonres (except globe & candelabra) CFL base case, Total Watts = 1.59 x Msr Watts | CFL Lamp: Non-Reflector, 885 initial lumens, 18 Watts | CFLratio0159 | CFLratio0159 | CFLscw(18w) | Available |  |  |  | 2017ScrewInLampDisposition | ErRobNc |  |  |  | 2017Dispo-Com-InLtg | 2017-07-01 | 2018-06-30 | InEA_modVal |  |  |  |  | Standard | Remove expiry date per Commission Staff direction 2018ScrewInLampSavignsMethods-11Dec2017.pdf | 1 | 1 | 0 | Deemed Ex Ante Team |  | Remove expiry date per Commission Staff direction 2018ScrewInLampSavignsMethods-11Dec2017.pdf |  | Updated to indicate claim/filing status
879 | NE-HVAC-airHP-Split-lt55kBtuh-18p0seer-9p7hspf | Commercial SEER-rated Split Heat Pumps, Size Range: 18 - 65 kBTU/h, SEER = 18 (HSPF = 9.7), EIR = 0.209, Fan W/CFM = 0.27, two-speed fan, without Econo | DEER2015 | D15 v1.0 | 2020-11-24 16:30 | NE-HVAC-airHP-Split-lt55kBtuh-18p0seer-9p7hspf | DEER | Standard | None |  |  | None |  | 0 |  | 0 | Com | Any | HVAC | HeatCool | dxHP_equip | spltSEER | dxHP-Com-Split-lt55kBTUh-SEER-18.0 | HVAC-airHP | Com SEER-Rated Split HP, 18-65 kBTU/h; pre-2001: SEER = 10 (HSPF = 7.1), one-speed fan, no Econo; post-2001: SEER = 13 (HSPF = 8.2), one-speed fan, no Econo; 2014: SEER = 14 (HSPF = 8.2), one-speed fan, no Econo | Commercial SEER-rated Split Heat Pumps, Size Range: 18 - 55 kBTU/h, SEER = 14 (HSPF = 8.2), EIR = 0.245, Fan W/CFM = 0.29, one-speed fan, without Econo | Commercial SEER-rated Split Heat Pumps, Size Range: 18 - 65 kBTU/h, SEER = 18 (HSPF = 9.7), EIR = 0.209, Fan W/CFM = 0.27, two-speed fan, without Econo |  | dxHP-Com-Split-lt55kBTUh-SEER-14.0 | dxHP-Com-Split-lt55kBTUh-SEER-18.0 | Available |  | 0 | 0 |  | ErRobNc | dxHP-Com-Split-lt55kBTUh-SEER-14.0 | HVAC-airHP |  | None | 2015-01-01 | 2016-12-31 | DEER |  |  |  |  | Standard |  | 1 | 1 | 0 | Deemed Ex Ante Team |  |  |  | Updated to indicate claim/filing status
879 | NE-HVAC-airHP-Split-lt55kBtuh-18p0seer-9p7hspf | Commercial SEER-rated Split Heat Pumps, Size Range: 18 - 65 kBTU/h, SEER = 18 (HSPF = 9.7), EIR = 0.209, Fan W/CFM = 0.27, two-speed fan, without Econo | DEER2017 | D17 v2 | 2021-02-25 15:49 | NE-HVAC-airHP-Split-lt55kBtuh-18p0seer-9p7hspf | DEER | Standard | None |  |  | None |  | 0 |  | 0 | Com | Any | HVAC | HeatCool | dxHP_equip | spltSEER | dxHP-Com-Split-lt55kBTUh-SEER-18.0 | HVAC-airHP | Com SEER-Rated Split HP, 18-65 kBTU/h; pre-2001: SEER = 10 (HSPF = 7.1), one-speed fan, no Econo; post-2001: SEER = 13 (HSPF = 8.2), one-speed fan, no Econo; 2014: SEER = 14 (HSPF = 8.2), one-speed fan, no Econo | Commercial SEER-rated Split Heat Pumps, Size Range: 18 - 55 kBTU/h, SEER = 14 (HSPF = 8.2), EIR = 0.245, Fan W/CFM = 0.29, one-speed fan, without Econo | Commercial SEER-rated Split Heat Pumps, Size Range: 18 - 65 kBTU/h, SEER = 18 (HSPF = 9.7), EIR = 0.209, Fan W/CFM = 0.27, two-speed fan, without Econo |  | dxHP-Com-Split-lt55kBTUh-SEER-14.0 | dxHP-Com-Split-lt55kBTUh-SEER-18.0 | Available |  | 0 | 0 | June 2017 DEER Update | ErRobNc | dxHP-Com-Split-lt55kBTUh-SEER-14.0 | HVAC-airHP |  | None | 2017-01-01 | 2020-05-27 | InEA_mod |  |  |  |  | Standard | Measure EnergyImpacts corrected for June 2017 DEER Update; Measure expired due to DEER2020 update | 1 | 1 | 0 | Deemed Ex Ante Team |  | Measure EnergyImpacts corrected for June 2017 DEER Update; Measure expired due to DEER2020 update |  | Extended per Golden Rod Memo 2019-12-23
880 | C-In-CFLscw(19w)-dWP11 | Commercial Indoor General Lighting: CFL Lamp with integated Ballast replaces pre-existing standard lighting Wattage. Measure includes Code case. Impacts: CFL-based HOU (varies by BldgType) | ExAnte2017 | Disposition | 2020-11-24 16:30 | Com-Iltg-dWatt-CFL | NonDEER | Scaled | BaseRatio | 0 | 0 | None |  | 0 |  | 1 | Com | Any | Lighting | InGen-CFL | Ltg_Lamp | CFLint_lamp | CFLscw(19w) | ILtg-CFL-Com | All Nonres (except globe & candelabra) CFL base case, Total Watts = 1.59 x Msr Watts | All Nonres (except globe & candelabra) CFL base case, Total Watts = 1.59 x Msr Watts | CFL Lamp: Non-Reflector, 925 initial lumens, 19 Watts | CFLratio0159 | CFLratio0159 | CFLscw(19w) | Available |  |  |  | 2017ScrewInLampDisposition | ErRobNc |  |  |  | 2017Dispo-Com-InLtg | 2017-07-01 | 2018-06-30 | InEA_modVal |  |  |  |  | Standard | Remove expiry date per Commission Staff direction 2018ScrewInLampSavignsMethods-11Dec2017.pdf | 1 | 1 | 0 | Deemed Ex Ante Team |  | Remove expiry date per Commission Staff direction 2018ScrewInLampSavignsMethods-11Dec2017.pdf |  | Updated to indicate claim/filing status
880 | NE-HVAC-airHP-Split-55to65kBtuh-15p0seer-8p7hspf | Commercial SEER-rated Split Heat Pumps, Size Range: 55 - 65 kBTU/h, SEER = 15 (HSPF = 8.7), EIR = 0.256, Fan W/CFM = 0.25, two-speed fan, with Econo | DEER2015 | D15 v1.0 | 2020-11-24 16:30 | NE-HVAC-airHP-Split-55to65kBtuh-15p0seer-8p7hspf | DEER | Standard | None |  |  | None |  | 0 |  | 0 | Com | Any | HVAC | HeatCool | dxHP_equip | spltSEER | dxHP-Com-Split-55to65kBTUh-SEER-15.0 | HVAC-airHP | Com SEER-Rated Split HP, 18-65 kBTU/h; pre-2001: SEER = 10 (HSPF = 7.1), one-speed fan, no Econo; post-2001: SEER = 13 (HSPF = 8.2), one-speed fan, no Econo; 2014: SEER = 14 (HSPF = 8.2), two-speed fan, w/Econo | Commercial SEER-rated Split Heat Pumps, Size Range: 55 - 65 kBTU/h, SEER = 14 (HSPF = 8.2), EIR = 0.27, Fan W/CFM = 0.29, two-speed fan, with Econo | Commercial SEER-rated Split Heat Pumps, Size Range: 55 - 65 kBTU/h, SEER = 15 (HSPF = 8.7), EIR = 0.256, Fan W/CFM = 0.25, two-speed fan, with Econo |  | dxHP-Com-Split-55to65kBTUh-SEER-14.0 | dxHP-Com-Split-55to65kBTUh-SEER-15.0 | Available |  | 0 | 0 |  | ErRobNc | dxHP-Com-Split-55to65kBTUh-SEER-14.0 | HVAC-airHP |  | None | 2015-01-01 | 2016-12-31 | DEER |  |  |  |  | Standard |  | 1 | 1 | 0 | Deemed Ex Ante Team |  |  |  | Updated to indicate claim/filing status
880 | NE-HVAC-airHP-Split-55to65kBtuh-15p0seer-8p7hspf | Commercial SEER-rated Split Heat Pumps, Size Range: 55 - 65 kBTU/h, SEER = 15 (HSPF = 8.7), EIR = 0.256, Fan W/CFM = 0.25, two-speed fan, with Econo | DEER2017 | D17 v2 | 2021-02-25 15:49 | NE-HVAC-airHP-Split-55to65kBtuh-15p0seer-8p7hspf | DEER | Standard | None |  |  | None |  | 0 |  | 0 | Com | Any | HVAC | HeatCool | dxHP_equip | spltSEER | dxHP-Com-Split-55to65kBTUh-SEER-15.0 | HVAC-airHP | Com SEER-Rated Split HP, 18-65 kBTU/h; pre-2001: SEER = 10 (HSPF = 7.1), one-speed fan, no Econo; post-2001: SEER = 13 (HSPF = 8.2), one-speed fan, no Econo; 2014: SEER = 14 (HSPF = 8.2), two-speed fan, w/Econo | Commercial SEER-rated Split Heat Pumps, Size Range: 55 - 65 kBTU/h, SEER = 14 (HSPF = 8.2), EIR = 0.27, Fan W/CFM = 0.29, two-speed fan, with Econo | Commercial SEER-rated Split Heat Pumps, Size Range: 55 - 65 kBTU/h, SEER = 15 (HSPF = 8.7), EIR = 0.256, Fan W/CFM = 0.25, two-speed fan, with Econo |  | dxHP-Com-Split-55to65kBTUh-SEER-14.0 | dxHP-Com-Split-55to65kBTUh-SEER-15.0 | Available |  | 0 | 0 | June 2017 DEER Update | ErRobNc | dxHP-Com-Split-55to65kBTUh-SEER-14.0 | HVAC-airHP |  | None | 2017-01-01 | 2020-05-27 | InEA_mod |  |  |  |  | Standard | Measure EnergyImpacts corrected for June 2017 DEER Update; Measure expired due to DEER2020 update | 1 | 1 | 0 | Deemed Ex Ante Team |  | Measure EnergyImpacts corrected for June 2017 DEER Update; Measure expired due to DEER2020 update |  | Extended per Golden Rod Memo 2019-12-23
881 | C-In-CFLscw(200w)-dWP118 | Commercial Indoor General Lighting: CFL Lamp with integated Ballast replaces pre-existing standard lighting Wattage. Measure includes Code case. Impacts: CFL-based HOU (varies by BldgType) | ExAnte2017 | Disposition | 2020-11-24 16:30 | Com-Iltg-dWatt-CFL | NonDEER | Scaled | BaseRatio | 0 | 0 | None |  | 0 |  | 1 | Com | Any | Lighting | InGen-CFL | Ltg_Lamp | CFLint_lamp |  | ILtg-CFL-Com | All Nonres (except globe & candelabra) CFL base case, Total Watts = 1.59 x Msr Watts | All Nonres (except globe & candelabra) CFL base case, Total Watts = 1.59 x Msr Watts | CFL Lamp: Non-Reflector, 200 Watts | CFLratio0159 | CFLratio0159 | CFLscw(200w) | Available |  |  |  | 2017ScrewInLampDisposition | ErRobNc |  |  |  | 2017Dispo-Com-InLtg | 2017-07-01 | 2018-06-30 | InEA_modVal |  |  |  |  | Standard | Remove expiry date per Commission Staff direction 2018ScrewInLampSavignsMethods-11Dec2017.pdf | 1 | 1 | 0 | Deemed Ex Ante Team |  | Remove expiry date per Commission Staff direction 2018ScrewInLampSavignsMethods-11Dec2017.pdf |  | Updated to indicate claim/filing status
881 | NE-HVAC-airHP-Split-55to65kBtuh-16p0seer-9p0hspf | Commercial SEER-rated Split Heat Pumps, Size Range: 55 - 65 kBTU/h, SEER = 16 (HSPF = 9.0), EIR = 0.238, Fan W/CFM = 0.27, two-speed fan, with Econo | DEER2015 | D15 v1.0 | 2020-11-24 16:30 | NE-HVAC-airHP-Split-55to65kBtuh-16p0seer-9p0hspf | DEER | Standard | None |  |  | None |  | 0 |  | 0 | Com | Any | HVAC | HeatCool | dxHP_equip | spltSEER | dxHP-Com-Split-55to65kBTUh-SEER-16.0 | HVAC-airHP | Com SEER-Rated Split HP, 18-65 kBTU/h; pre-2001: SEER = 10 (HSPF = 7.1), one-speed fan, no Econo; post-2001: SEER = 13 (HSPF = 8.2), one-speed fan, no Econo; 2014: SEER = 14 (HSPF = 8.2), two-speed fan, w/Econo | Commercial SEER-rated Split Heat Pumps, Size Range: 55 - 65 kBTU/h, SEER = 14 (HSPF = 8.2), EIR = 0.27, Fan W/CFM = 0.29, two-speed fan, with Econo | Commercial SEER-rated Split Heat Pumps, Size Range: 55 - 65 kBTU/h, SEER = 16 (HSPF = 9.0), EIR = 0.238, Fan W/CFM = 0.27, two-speed fan, with Econo |  | dxHP-Com-Split-55to65kBTUh-SEER-14.0 | dxHP-Com-Split-55to65kBTUh-SEER-16.0 | Available |  | 0 | 0 |  | ErRobNc | dxHP-Com-Split-55to65kBTUh-SEER-14.0 | HVAC-airHP |  | None | 2015-01-01 | 2016-12-31 | DEER |  |  |  |  | Standard |  | 1 | 1 | 0 | Deemed Ex Ante Team |  |  |  | Updated to indicate claim/filing status
881 | NE-HVAC-airHP-Split-55to65kBtuh-16p0seer-9p0hspf | Commercial SEER-rated Split Heat Pumps, Size Range: 55 - 65 kBTU/h, SEER = 16 (HSPF = 9.0), EIR = 0.238, Fan W/CFM = 0.27, two-speed fan, with Econo | DEER2017 | D17 v2 | 2021-02-25 15:49 | NE-HVAC-airHP-Split-55to65kBtuh-16p0seer-9p0hspf | DEER | Standard | None |  |  | None |  | 0 |  | 0 | Com | Any | HVAC | HeatCool | dxHP_equip | spltSEER | dxHP-Com-Split-55to65kBTUh-SEER-16.0 | HVAC-airHP | Com SEER-Rated Split HP, 18-65 kBTU/h; pre-2001: SEER = 10 (HSPF = 7.1), one-speed fan, no Econo; post-2001: SEER = 13 (HSPF = 8.2), one-speed fan, no Econo; 2014: SEER = 14 (HSPF = 8.2), two-speed fan, w/Econo | Commercial SEER-rated Split Heat Pumps, Size Range: 55 - 65 kBTU/h, SEER = 14 (HSPF = 8.2), EIR = 0.27, Fan W/CFM = 0.29, two-speed fan, with Econo | Commercial SEER-rated Split Heat Pumps, Size Range: 55 - 65 kBTU/h, SEER = 16 (HSPF = 9.0), EIR = 0.238, Fan W/CFM = 0.27, two-speed fan, with Econo |  | dxHP-Com-Split-55to65kBTUh-SEER-14.0 | dxHP-Com-Split-55to65kBTUh-SEER-16.0 | Available |  | 0 | 0 | June 2017 DEER Update | ErRobNc | dxHP-Com-Split-55to65kBTUh-SEER-14.0 | HVAC-airHP |  | None | 2017-01-01 | 2020-05-27 | InEA_mod |  |  |  |  | Standard | Measure EnergyImpacts corrected for June 2017 DEER Update; Measure expired due to DEER2020 update | 1 | 1 | 0 | Deemed Ex Ante Team |  | Measure EnergyImpacts corrected for June 2017 DEER Update; Measure expired due to DEER2020 update |  | Extended per Golden Rod Memo 2019-12-23
882 | C-In-CFLscw(20w)-dWP12 | Commercial Indoor General Lighting: CFL Lamp with integated Ballast replaces pre-existing standard lighting Wattage. Measure includes Code case. Impacts: CFL-based HOU (varies by BldgType) | ExAnte2017 | Disposition | 2020-11-24 16:30 | Com-Iltg-dWatt-CFL | NonDEER | Scaled | BaseRatio | 0 | 0 | None |  | 0 |  | 1 | Com | Any | Lighting | InGen-CFL | Ltg_Lamp | CFLint_lamp | CFLscw(20w) | ILtg-CFL-Com | All Nonres (except globe & candelabra) CFL base case, Total Watts = 1.59 x Msr Watts | All Nonres (except globe & candelabra) CFL base case, Total Watts = 1.59 x Msr Watts | CFL Lamp: Non-Reflector, 965 initial lumens, 20 Watts | CFLratio0159 | CFLratio0159 | CFLscw(20w) | Available |  |  |  | 2017ScrewInLampDisposition | ErRobNc |  |  |  | 2017Dispo-Com-InLtg | 2017-07-01 | 2018-06-30 | InEA_modVal |  |  |  |  | Standard | Remove expiry date per Commission Staff direction 2018ScrewInLampSavignsMethods-11Dec2017.pdf | 1 | 1 | 0 | Deemed Ex Ante Team |  | Remove expiry date per Commission Staff direction 2018ScrewInLampSavignsMethods-11Dec2017.pdf |  | Updated to indicate claim/filing status
882 | NE-HVAC-airHP-Split-55to65kBtuh-17p0seer-9p4hspf | Commercial SEER-rated Split Heat Pumps, Size Range: 55 - 65 kBTU/h, SEER = 17 (HSPF = 9.4), EIR = 0.223, Fan W/CFM = 0.27, two-speed fan, with Econo | DEER2017 | D17 v2 | 2021-02-25 15:49 | NE-HVAC-airHP-Split-55to65kBtuh-17p0seer-9p4hspf | DEER | Standard | None |  |  | None |  | 0 |  | 0 | Com | Any | HVAC | HeatCool | dxHP_equip | spltSEER | dxHP-Com-Split-55to65kBTUh-SEER-17.0 | HVAC-airHP | Com SEER-Rated Split HP, 18-65 kBTU/h; pre-2001: SEER = 10 (HSPF = 7.1), one-speed fan, no Econo; post-2001: SEER = 13 (HSPF = 8.2), one-speed fan, no Econo; 2014: SEER = 14 (HSPF = 8.2), two-speed fan, w/Econo | Commercial SEER-rated Split Heat Pumps, Size Range: 55 - 65 kBTU/h, SEER = 14 (HSPF = 8.2), EIR = 0.27, Fan W/CFM = 0.29, two-speed fan, with Econo | Commercial SEER-rated Split Heat Pumps, Size Range: 55 - 65 kBTU/h, SEER = 17 (HSPF = 9.4), EIR = 0.223, Fan W/CFM = 0.27, two-speed fan, with Econo |  | dxHP-Com-Split-55to65kBTUh-SEER-14.0 | dxHP-Com-Split-55to65kBTUh-SEER-17.0 | Available |  | 0 | 0 | June 2017 DEER Update | ErRobNc | dxHP-Com-Split-55to65kBTUh-SEER-14.0 | HVAC-airHP |  | None | 2017-01-01 | 2020-05-27 | InEA_mod |  |  |  |  | Standard | Measure EnergyImpacts corrected for June 2017 DEER Update; Measure expired due to DEER2020 update | 1 | 1 | 0 | Deemed Ex Ante Team |  | Measure EnergyImpacts corrected for June 2017 DEER Update; Measure expired due to DEER2020 update |  | Extended per Golden Rod Memo 2019-12-23
882 | NE-HVAC-airHP-Split-55to65kBtuh-17p0seer-9p4hspf | Commercial SEER-rated Split Heat Pumps, Size Range: 55 - 65 kBTU/h, SEER = 17 (HSPF = 9.4), EIR = 0.223, Fan W/CFM = 0.27, two-speed fan, with Econo | DEER2015 | D15 v1.0 | 2020-11-24 16:30 | NE-HVAC-airHP-Split-55to65kBtuh-17p0seer-9p4hspf | DEER | Standard | None |  |  | None |  | 0 |  | 0 | Com | Any | HVAC | HeatCool | dxHP_equip | spltSEER | dxHP-Com-Split-55to65kBTUh-SEER-17.0 | HVAC-airHP | Com SEER-Rated Split HP, 18-65 kBTU/h; pre-2001: SEER = 10 (HSPF = 7.1), one-speed fan, no Econo; post-2001: SEER = 13 (HSPF = 8.2), one-speed fan, no Econo; 2014: SEER = 14 (HSPF = 8.2), two-speed fan, w/Econo | Commercial SEER-rated Split Heat Pumps, Size Range: 55 - 65 kBTU/h, SEER = 14 (HSPF = 8.2), EIR = 0.27, Fan W/CFM = 0.29, two-speed fan, with Econo | Commercial SEER-rated Split Heat Pumps, Size Range: 55 - 65 kBTU/h, SEER = 17 (HSPF = 9.4), EIR = 0.223, Fan W/CFM = 0.27, two-speed fan, with Econo |  | dxHP-Com-Split-55to65kBTUh-SEER-14.0 | dxHP-Com-Split-55to65kBTUh-SEER-17.0 | Available |  | 0 | 0 |  | ErRobNc | dxHP-Com-Split-55to65kBTUh-SEER-14.0 | HVAC-airHP |  | None | 2015-01-01 | 2016-12-31 | DEER |  |  |  |  | Standard |  | 1 | 1 | 0 | Deemed Ex Ante Team |  |  |  | Updated to indicate claim/filing status
883 | C-In-CFLscw(22w)-dWP13 | Commercial Indoor General Lighting: CFL Lamp with integated Ballast replaces pre-existing standard lighting Wattage. Measure includes Code case. Impacts: CFL-based HOU (varies by BldgType) | ExAnte2017 | Disposition | 2020-11-24 16:30 | Com-Iltg-dWatt-CFL | NonDEER | Scaled | BaseRatio | 0 | 0 | None |  | 0 |  | 1 | Com | Any | Lighting | InGen-CFL | Ltg_Lamp | CFLint_lamp | CFLscw(22w) | ILtg-CFL-Com | All Nonres (except globe & candelabra) CFL base case, Total Watts = 1.59 x Msr Watts | All Nonres (except globe & candelabra) CFL base case, Total Watts = 1.59 x Msr Watts | CFL Lamp: Non-Reflector, 1175 initial lumens, 22 Watts | CFLratio0159 | CFLratio0159 | CFLscw(22w) | Available |  |  |  | 2017ScrewInLampDisposition | ErRobNc |  |  |  | 2017Dispo-Com-InLtg | 2017-07-01 | 2018-06-30 | InEA_modVal |  |  |  |  | Standard | Remove expiry date per Commission Staff direction 2018ScrewInLampSavignsMethods-11Dec2017.pdf | 1 | 1 | 0 | Deemed Ex Ante Team |  | Remove expiry date per Commission Staff direction 2018ScrewInLampSavignsMethods-11Dec2017.pdf |  | Updated to indicate claim/filing status
883 | NE-HVAC-airHP-Split-55to65kBtuh-18p0seer-9p7hspf | Commercial SEER-rated Split Heat Pumps, Size Range: 55 - 65 kBTU/h, SEER = 18 (HSPF = 9.7), EIR = 0.209, Fan W/CFM = 0.27, two-speed fan, with Econo | DEER2015 | D15 v1.0 | 2020-11-24 16:30 | NE-HVAC-airHP-Split-55to65kBtuh-18p0seer-9p7hspf | DEER | Standard | None |  |  | None |  | 0 |  | 0 | Com | Any | HVAC | HeatCool | dxHP_equip | spltSEER | dxHP-Com-Split-55to65kBTUh-SEER-18.0 | HVAC-airHP | Com SEER-Rated Split HP, 18-65 kBTU/h; pre-2001: SEER = 10 (HSPF = 7.1), one-speed fan, no Econo; post-2001: SEER = 13 (HSPF = 8.2), one-speed fan, no Econo; 2014: SEER = 14 (HSPF = 8.2), two-speed fan, w/Econo | Commercial SEER-rated Split Heat Pumps, Size Range: 55 - 65 kBTU/h, SEER = 14 (HSPF = 8.2), EIR = 0.27, Fan W/CFM = 0.29, two-speed fan, with Econo | Commercial SEER-rated Split Heat Pumps, Size Range: 55 - 65 kBTU/h, SEER = 18 (HSPF = 9.7), EIR = 0.209, Fan W/CFM = 0.27, two-speed fan, with Econo |  | dxHP-Com-Split-55to65kBTUh-SEER-14.0 | dxHP-Com-Split-55to65kBTUh-SEER-18.0 | Available |  | 0 | 0 |  | ErRobNc | dxHP-Com-Split-55to65kBTUh-SEER-14.0 | HVAC-airHP |  | None | 2015-01-01 | 2016-12-31 | DEER |  |  |  |  | Standard |  | 1 | 1 | 0 | Deemed Ex Ante Team |  |  |  | Updated to indicate claim/filing status
883 | NE-HVAC-airHP-Split-55to65kBtuh-18p0seer-9p7hspf | Commercial SEER-rated Split Heat Pumps, Size Range: 55 - 65 kBTU/h, SEER = 18 (HSPF = 9.7), EIR = 0.209, Fan W/CFM = 0.27, two-speed fan, with Econo | DEER2017 | D17 v2 | 2021-02-25 15:49 | NE-HVAC-airHP-Split-55to65kBtuh-18p0seer-9p7hspf | DEER | Standard | None |  |  | None |  | 0 |  | 0 | Com | Any | HVAC | HeatCool | dxHP_equip | spltSEER | dxHP-Com-Split-55to65kBTUh-SEER-18.0 | HVAC-airHP | Com SEER-Rated Split HP, 18-65 kBTU/h; pre-2001: SEER = 10 (HSPF = 7.1), one-speed fan, no Econo; post-2001: SEER = 13 (HSPF = 8.2), one-speed fan, no Econo; 2014: SEER = 14 (HSPF = 8.2), two-speed fan, w/Econo | Commercial SEER-rated Split Heat Pumps, Size Range: 55 - 65 kBTU/h, SEER = 14 (HSPF = 8.2), EIR = 0.27, Fan W/CFM = 0.29, two-speed fan, with Econo | Commercial SEER-rated Split Heat Pumps, Size Range: 55 - 65 kBTU/h, SEER = 18 (HSPF = 9.7), EIR = 0.209, Fan W/CFM = 0.27, two-speed fan, with Econo |  | dxHP-Com-Split-55to65kBTUh-SEER-14.0 | dxHP-Com-Split-55to65kBTUh-SEER-18.0 | Available |  | 0 | 0 | June 2017 DEER Update | ErRobNc | dxHP-Com-Split-55to65kBTUh-SEER-14.0 | HVAC-airHP |  | None | 2017-01-01 | 2020-05-27 | InEA_mod |  |  |  |  | Standard | Measure EnergyImpacts corrected for June 2017 DEER Update; Measure expired due to DEER2020 update | 1 | 1 | 0 | Deemed Ex Ante Team |  | Measure EnergyImpacts corrected for June 2017 DEER Update; Measure expired due to DEER2020 update |  | Extended per Golden Rod Memo 2019-12-23
884 | C-In-CFLscw(23w)-dWP14 | Commercial Indoor General Lighting: CFL Lamp with integated Ballast replaces pre-existing standard lighting Wattage. Measure includes Code case. Impacts: CFL-based HOU (varies by BldgType) | ExAnte2017 | Disposition | 2020-11-24 16:30 | Com-Iltg-dWatt-CFL | NonDEER | Scaled | BaseRatio | 0 | 0 | None |  | 0 |  | 1 | Com | Any | Lighting | InGen-CFL | Ltg_Lamp | CFLint_lamp | CFLscw(23w) | ILtg-CFL-Com | All Nonres (except globe & candelabra) CFL base case, Total Watts = 1.59 x Msr Watts | All Nonres (except globe & candelabra) CFL base case, Total Watts = 1.59 x Msr Watts | CFL Lamp: Non-Reflector, 1280 initial lumens, 23 Watts | CFLratio0159 | CFLratio0159 | CFLscw(23w) | Available |  |  |  | 2017ScrewInLampDisposition | ErRobNc |  |  |  | 2017Dispo-Com-InLtg | 2017-07-01 | 2018-06-30 | InEA_modVal |  |  |  |  | Standard | Remove expiry date per Commission Staff direction 2018ScrewInLampSavignsMethods-11Dec2017.pdf | 1 | 1 | 0 | Deemed Ex Ante Team |  | Remove expiry date per Commission Staff direction 2018ScrewInLampSavignsMethods-11Dec2017.pdf |  | Updated to indicate claim/filing status
884 | NE-HVAC-airHP-Split-55to65kBtuh-15p0seer-8p7hspf-wPreEcono | Commercial SEER-rated Split Heat Pumps, Size Range: 55 - 65 kBTU/h, SEER = 15 (HSPF = 8.7), EIR = 0.256, Fan W/CFM = 0.25, two-speed fan, with Econo | DEER2017 | D17 v2 | 2021-02-25 15:49 | NE-HVAC-airHP-Split-55to65kBtuh-15p0seer-8p7hspf-wPreEcono | DEER | Standard | None |  |  | None |  | 0 |  | 0 | Com | Any | HVAC | HeatCool | dxHP_equip | spltSEER | dxHP-Com-Split-55to65kBTUh-SEER-15.0 | HVAC-airHP | Com SEER-Rated Split HP, 18-65 kBTU/h; pre-2001: SEER = 10 (HSPF = 7.1), one-speed fan, w/Econo; post-2001: SEER = 13 (HSPF = 8.2), one-speed fan, w/Econo; 2014: SEER = 14 (HSPF = 8.2), two-speed fan, w/Econo | Commercial SEER-rated Split Heat Pumps, Size Range: 55 - 65 kBTU/h, SEER = 14 (HSPF = 8.2), EIR = 0.27, Fan W/CFM = 0.29, two-speed fan, with Econo | Commercial SEER-rated Split Heat Pumps, Size Range: 55 - 65 kBTU/h, SEER = 15 (HSPF = 8.7), EIR = 0.256, Fan W/CFM = 0.25, two-speed fan, with Econo |  | dxHP-Com-Split-55to65kBTUh-SEER-14.0 | dxHP-Com-Split-55to65kBTUh-SEER-15.0 | Available |  | 0 | 0 | June 2017 DEER Update | ErRobNc | dxHP-Com-Split-55to65kBTUh-SEER-14.0 | HVAC-airHP |  | None | 2017-01-01 | 2020-05-27 | InEA_mod |  |  |  |  | Standard | Measure EnergyImpacts corrected for June 2017 DEER Update; Measure expired due to DEER2020 update | 1 | 1 | 0 | Deemed Ex Ante Team |  | Measure EnergyImpacts corrected for June 2017 DEER Update; Measure expired due to DEER2020 update |  | Extended per Golden Rod Memo 2019-12-23
884 | NE-HVAC-airHP-Split-55to65kBtuh-15p0seer-8p7hspf-wPreEcono | Commercial SEER-rated Split Heat Pumps, Size Range: 55 - 65 kBTU/h, SEER = 15 (HSPF = 8.7), EIR = 0.256, Fan W/CFM = 0.25, two-speed fan, with Econo | DEER2015 | D15 v1.0 | 2020-11-24 16:30 | NE-HVAC-airHP-Split-55to65kBtuh-15p0seer-8p7hspf-wPreEcono | DEER | Standard | None |  |  | None |  | 0 |  | 0 | Com | Any | HVAC | HeatCool | dxHP_equip | spltSEER | dxHP-Com-Split-55to65kBTUh-SEER-15.0 | HVAC-airHP | Com SEER-Rated Split HP, 18-65 kBTU/h; pre-2001: SEER = 10 (HSPF = 7.1), one-speed fan, w/Econo; post-2001: SEER = 13 (HSPF = 8.2), one-speed fan, w/Econo; 2014: SEER = 14 (HSPF = 8.2), two-speed fan, w/Econo | Commercial SEER-rated Split Heat Pumps, Size Range: 55 - 65 kBTU/h, SEER = 14 (HSPF = 8.2), EIR = 0.27, Fan W/CFM = 0.29, two-speed fan, with Econo | Commercial SEER-rated Split Heat Pumps, Size Range: 55 - 65 kBTU/h, SEER = 15 (HSPF = 8.7), EIR = 0.256, Fan W/CFM = 0.25, two-speed fan, with Econo |  | dxHP-Com-Split-55to65kBTUh-SEER-14.0 | dxHP-Com-Split-55to65kBTUh-SEER-15.0 | Available |  | 0 | 0 |  | ErRobNc | dxHP-Com-Split-55to65kBTUh-SEER-14.0 | HVAC-airHP |  | None | 2015-01-01 | 2016-12-31 | DEER |  |  |  |  | Standard |  | 1 | 1 | 0 | Deemed Ex Ante Team |  |  |  | Updated to indicate claim/filing status
885 | C-In-CFLscw(24w)-dWP14 | Commercial Indoor General Lighting: CFL Lamp with integated Ballast replaces pre-existing standard lighting Wattage. Measure includes Code case. Impacts: CFL-based HOU (varies by BldgType) | ExAnte2017 | Disposition | 2020-11-24 16:30 | Com-Iltg-dWatt-CFL | NonDEER | Scaled | BaseRatio | 0 | 0 | None |  | 0 |  | 1 | Com | Any | Lighting | InGen-CFL | Ltg_Lamp | CFLint_lamp | CFLscw(24w) | ILtg-CFL-Com | All Nonres (except globe & candelabra) CFL base case, Total Watts = 1.59 x Msr Watts | All Nonres (except globe & candelabra) CFL base case, Total Watts = 1.59 x Msr Watts | CFL Lamp: Non-Reflector, 1295 initial lumens, 24 Watts | CFLratio0159 | CFLratio0159 | CFLscw(24w) | Available |  |  |  | 2017ScrewInLampDisposition | ErRobNc |  |  |  | 2017Dispo-Com-InLtg | 2017-07-01 | 2018-06-30 | InEA_modVal |  |  |  |  | Standard | Remove expiry date per Commission Staff direction 2018ScrewInLampSavignsMethods-11Dec2017.pdf | 1 | 1 | 0 | Deemed Ex Ante Team |  | Remove expiry date per Commission Staff direction 2018ScrewInLampSavignsMethods-11Dec2017.pdf |  | Updated to indicate claim/filing status
885 | NE-HVAC-airHP-Split-55to65kBtuh-16p0seer-9p0hspf-wPreEcono | Commercial SEER-rated Split Heat Pumps, Size Range: 55 - 65 kBTU/h, SEER = 16 (HSPF = 9.0), EIR = 0.238, Fan W/CFM = 0.27, two-speed fan, with Econo | DEER2017 | D17 v2 | 2021-02-25 15:49 | NE-HVAC-airHP-Split-55to65kBtuh-16p0seer-9p0hspf-wPreEcono | DEER | Standard | None |  |  | None |  | 0 |  | 0 | Com | Any | HVAC | HeatCool | dxHP_equip | spltSEER | dxHP-Com-Split-55to65kBTUh-SEER-16.0 | HVAC-airHP | Com SEER-Rated Split HP, 18-65 kBTU/h; pre-2001: SEER = 10 (HSPF = 7.1), one-speed fan, w/Econo; post-2001: SEER = 13 (HSPF = 8.2), one-speed fan, w/Econo; 2014: SEER = 14 (HSPF = 8.2), two-speed fan, w/Econo | Commercial SEER-rated Split Heat Pumps, Size Range: 55 - 65 kBTU/h, SEER = 14 (HSPF = 8.2), EIR = 0.27, Fan W/CFM = 0.29, two-speed fan, with Econo | Commercial SEER-rated Split Heat Pumps, Size Range: 55 - 65 kBTU/h, SEER = 16 (HSPF = 9.0), EIR = 0.238, Fan W/CFM = 0.27, two-speed fan, with Econo |  | dxHP-Com-Split-55to65kBTUh-SEER-14.0 | dxHP-Com-Split-55to65kBTUh-SEER-16.0 | Available |  | 0 | 0 | June 2017 DEER Update | ErRobNc | dxHP-Com-Split-55to65kBTUh-SEER-14.0 | HVAC-airHP |  | None | 2017-01-01 | 2020-05-27 | InEA_mod |  |  |  |  | Standard | Measure EnergyImpacts corrected for June 2017 DEER Update; Measure expired due to DEER2020 update | 1 | 1 | 0 | Deemed Ex Ante Team |  | Measure EnergyImpacts corrected for June 2017 DEER Update; Measure expired due to DEER2020 update |  | Extended per Golden Rod Memo 2019-12-23
885 | NE-HVAC-airHP-Split-55to65kBtuh-16p0seer-9p0hspf-wPreEcono | Commercial SEER-rated Split Heat Pumps, Size Range: 55 - 65 kBTU/h, SEER = 16 (HSPF = 9.0), EIR = 0.238, Fan W/CFM = 0.27, two-speed fan, with Econo | DEER2015 | D15 v1.0 | 2020-11-24 16:30 | NE-HVAC-airHP-Split-55to65kBtuh-16p0seer-9p0hspf-wPreEcono | DEER | Standard | None |  |  | None |  | 0 |  | 0 | Com | Any | HVAC | HeatCool | dxHP_equip | spltSEER | dxHP-Com-Split-55to65kBTUh-SEER-16.0 | HVAC-airHP | Com SEER-Rated Split HP, 18-65 kBTU/h; pre-2001: SEER = 10 (HSPF = 7.1), one-speed fan, w/Econo; post-2001: SEER = 13 (HSPF = 8.2), one-speed fan, w/Econo; 2014: SEER = 14 (HSPF = 8.2), two-speed fan, w/Econo | Commercial SEER-rated Split Heat Pumps, Size Range: 55 - 65 kBTU/h, SEER = 14 (HSPF = 8.2), EIR = 0.27, Fan W/CFM = 0.29, two-speed fan, with Econo | Commercial SEER-rated Split Heat Pumps, Size Range: 55 - 65 kBTU/h, SEER = 16 (HSPF = 9.0), EIR = 0.238, Fan W/CFM = 0.27, two-speed fan, with Econo |  | dxHP-Com-Split-55to65kBTUh-SEER-14.0 | dxHP-Com-Split-55to65kBTUh-SEER-16.0 | Available |  | 0 | 0 |  | ErRobNc | dxHP-Com-Split-55to65kBTUh-SEER-14.0 | HVAC-airHP |  | None | 2015-01-01 | 2016-12-31 | DEER |  |  |  |  | Standard |  | 1 | 1 | 0 | Deemed Ex Ante Team |  |  |  | Updated to indicate claim/filing status
886 | C-In-CFLscw(25w)-dWP15 | Commercial Indoor General Lighting: CFL Lamp with integated Ballast replaces pre-existing standard lighting Wattage. Measure includes Code case. Impacts: CFL-based HOU (varies by BldgType) | ExAnte2017 | Disposition | 2020-11-24 16:30 | Com-Iltg-dWatt-CFL | NonDEER | Scaled | BaseRatio | 0 | 0 | None |  | 0 |  | 1 | Com | Any | Lighting | InGen-CFL | Ltg_Lamp | CFLint_lamp | CFLscw(25w) | ILtg-CFL-Com | All Nonres (except globe & candelabra) CFL base case, Total Watts = 1.59 x Msr Watts | All Nonres (except globe & candelabra) CFL base case, Total Watts = 1.59 x Msr Watts | CFL Lamp: Non-Reflector, 1310 initial lumens, 25 Watts | CFLratio0159 | CFLratio0159 | CFLscw(25w) | Available |  |  |  | 2017ScrewInLampDisposition | ErRobNc |  |  |  | 2017Dispo-Com-InLtg | 2017-07-01 | 2018-06-30 | InEA_modVal |  |  |  |  | Standard | Remove expiry date per Commission Staff direction 2018ScrewInLampSavignsMethods-11Dec2017.pdf | 1 | 1 | 0 | Deemed Ex Ante Team |  | Remove expiry date per Commission Staff direction 2018ScrewInLampSavignsMethods-11Dec2017.pdf |  | Updated to indicate claim/filing status
886 | NE-HVAC-airHP-Split-55to65kBtuh-17p0seer-9p4hspf-wPreEcono | Commercial SEER-rated Split Heat Pumps, Size Range: 55 - 65 kBTU/h, SEER = 17 (HSPF = 9.4), EIR = 0.223, Fan W/CFM = 0.27, two-speed fan, with Econo | DEER2017 | D17 v2 | 2021-02-25 15:49 | NE-HVAC-airHP-Split-55to65kBtuh-17p0seer-9p4hspf-wPreEcono | DEER | Standard | None |  |  | None |  | 0 |  | 0 | Com | Any | HVAC | HeatCool | dxHP_equip | spltSEER | dxHP-Com-Split-55to65kBTUh-SEER-17.0 | HVAC-airHP | Com SEER-Rated Split HP, 18-65 kBTU/h; pre-2001: SEER = 10 (HSPF = 7.1), one-speed fan, w/Econo; post-2001: SEER = 13 (HSPF = 8.2), one-speed fan, w/Econo; 2014: SEER = 14 (HSPF = 8.2), two-speed fan, w/Econo | Commercial SEER-rated Split Heat Pumps, Size Range: 55 - 65 kBTU/h, SEER = 14 (HSPF = 8.2), EIR = 0.27, Fan W/CFM = 0.29, two-speed fan, with Econo | Commercial SEER-rated Split Heat Pumps, Size Range: 55 - 65 kBTU/h, SEER = 17 (HSPF = 9.4), EIR = 0.223, Fan W/CFM = 0.27, two-speed fan, with Econo |  | dxHP-Com-Split-55to65kBTUh-SEER-14.0 | dxHP-Com-Split-55to65kBTUh-SEER-17.0 | Available |  | 0 | 0 | June 2017 DEER Update | ErRobNc | dxHP-Com-Split-55to65kBTUh-SEER-14.0 | HVAC-airHP |  | None | 2017-01-01 | 2020-05-27 | InEA_mod |  |  |  |  | Standard | Measure EnergyImpacts corrected for June 2017 DEER Update; Measure expired due to DEER2020 update | 1 | 1 | 0 | Deemed Ex Ante Team |  | Measure EnergyImpacts corrected for June 2017 DEER Update; Measure expired due to DEER2020 update |  | Extended per Golden Rod Memo 2019-12-23
886 | NE-HVAC-airHP-Split-55to65kBtuh-17p0seer-9p4hspf-wPreEcono | Commercial SEER-rated Split Heat Pumps, Size Range: 55 - 65 kBTU/h, SEER = 17 (HSPF = 9.4), EIR = 0.223, Fan W/CFM = 0.27, two-speed fan, with Econo | DEER2015 | D15 v1.0 | 2020-11-24 16:30 | NE-HVAC-airHP-Split-55to65kBtuh-17p0seer-9p4hspf-wPreEcono | DEER | Standard | None |  |  | None |  | 0 |  | 0 | Com | Any | HVAC | HeatCool | dxHP_equip | spltSEER | dxHP-Com-Split-55to65kBTUh-SEER-17.0 | HVAC-airHP | Com SEER-Rated Split HP, 18-65 kBTU/h; pre-2001: SEER = 10 (HSPF = 7.1), one-speed fan, w/Econo; post-2001: SEER = 13 (HSPF = 8.2), one-speed fan, w/Econo; 2014: SEER = 14 (HSPF = 8.2), two-speed fan, w/Econo | Commercial SEER-rated Split Heat Pumps, Size Range: 55 - 65 kBTU/h, SEER = 14 (HSPF = 8.2), EIR = 0.27, Fan W/CFM = 0.29, two-speed fan, with Econo | Commercial SEER-rated Split Heat Pumps, Size Range: 55 - 65 kBTU/h, SEER = 17 (HSPF = 9.4), EIR = 0.223, Fan W/CFM = 0.27, two-speed fan, with Econo |  | dxHP-Com-Split-55to65kBTUh-SEER-14.0 | dxHP-Com-Split-55to65kBTUh-SEER-17.0 | Available |  | 0 | 0 |  | ErRobNc | dxHP-Com-Split-55to65kBTUh-SEER-14.0 | HVAC-airHP |  | None | 2015-01-01 | 2016-12-31 | DEER |  |  |  |  | Standard |  | 1 | 1 | 0 | Deemed Ex Ante Team |  |  |  | Updated to indicate claim/filing status
887 | C-In-CFLscw(26w)-dWP15 | Commercial Indoor General Lighting: CFL Lamp with integated Ballast replaces pre-existing standard lighting Wattage. Measure includes Code case. Impacts: CFL-based HOU (varies by BldgType) | ExAnte2017 | Disposition | 2020-11-24 16:30 | Com-Iltg-dWatt-CFL | NonDEER | Scaled | BaseRatio | 0 | 0 | None |  | 0 |  | 1 | Com | Any | Lighting | InGen-CFL | Ltg_Lamp | CFLint_lamp | CFLscw(26w) | ILtg-CFL-Com | All Nonres (except globe & candelabra) CFL base case, Total Watts = 1.59 x Msr Watts | All Nonres (except globe & candelabra) CFL base case, Total Watts = 1.59 x Msr Watts | CFL Lamp: Non-Reflector, 1368 initial lumens, 26 Watts | CFLratio0159 | CFLratio0159 | CFLscw(26w) | Available |  |  |  | 2017ScrewInLampDisposition | ErRobNc |  |  |  | 2017Dispo-Com-InLtg | 2017-07-01 | 2018-06-30 | InEA_modVal |  |  |  |  | Standard | Remove expiry date per Commission Staff direction 2018ScrewInLampSavignsMethods-11Dec2017.pdf | 1 | 1 | 0 | Deemed Ex Ante Team |  | Remove expiry date per Commission Staff direction 2018ScrewInLampSavignsMethods-11Dec2017.pdf |  | Updated to indicate claim/filing status
887 | NE-HVAC-airHP-Split-55to65kBtuh-18p0seer-9p7hspf-wPreEcono | Commercial SEER-rated Split Heat Pumps, Size Range: 55 - 65 kBTU/h, SEER = 18 (HSPF = 9.7), EIR = 0.209, Fan W/CFM = 0.27, two-speed fan, with Econo | DEER2017 | D17 v2 | 2021-02-25 15:49 | NE-HVAC-airHP-Split-55to65kBtuh-18p0seer-9p7hspf-wPreEcono | DEER | Standard | None |  |  | None |  | 0 |  | 0 | Com | Any | HVAC | HeatCool | dxHP_equip | spltSEER | dxHP-Com-Split-55to65kBTUh-SEER-18.0 | HVAC-airHP | Com SEER-Rated Split HP, 18-65 kBTU/h; pre-2001: SEER = 10 (HSPF = 7.1), one-speed fan, w/Econo; post-2001: SEER = 13 (HSPF = 8.2), one-speed fan, w/Econo; 2014: SEER = 14 (HSPF = 8.2), two-speed fan, w/Econo | Commercial SEER-rated Split Heat Pumps, Size Range: 55 - 65 kBTU/h, SEER = 14 (HSPF = 8.2), EIR = 0.27, Fan W/CFM = 0.29, two-speed fan, with Econo | Commercial SEER-rated Split Heat Pumps, Size Range: 55 - 65 kBTU/h, SEER = 18 (HSPF = 9.7), EIR = 0.209, Fan W/CFM = 0.27, two-speed fan, with Econo |  | dxHP-Com-Split-55to65kBTUh-SEER-14.0 | dxHP-Com-Split-55to65kBTUh-SEER-18.0 | Available |  | 0 | 0 | June 2017 DEER Update | ErRobNc | dxHP-Com-Split-55to65kBTUh-SEER-14.0 | HVAC-airHP |  | None | 2017-01-01 | 2020-05-27 | InEA_mod |  |  |  |  | Standard | Measure EnergyImpacts corrected for June 2017 DEER Update; Measure expired due to DEER2020 update | 1 | 1 | 0 | Deemed Ex Ante Team |  | Measure EnergyImpacts corrected for June 2017 DEER Update; Measure expired due to DEER2020 update |  | Extended per Golden Rod Memo 2019-12-23
887 | NE-HVAC-airHP-Split-55to65kBtuh-18p0seer-9p7hspf-wPreEcono | Commercial SEER-rated Split Heat Pumps, Size Range: 55 - 65 kBTU/h, SEER = 18 (HSPF = 9.7), EIR = 0.209, Fan W/CFM = 0.27, two-speed fan, with Econo | DEER2015 | D15 v1.0 | 2020-11-24 16:30 | NE-HVAC-airHP-Split-55to65kBtuh-18p0seer-9p7hspf-wPreEcono | DEER | Standard | None |  |  | None |  | 0 |  | 0 | Com | Any | HVAC | HeatCool | dxHP_equip | spltSEER | dxHP-Com-Split-55to65kBTUh-SEER-18.0 | HVAC-airHP | Com SEER-Rated Split HP, 18-65 kBTU/h; pre-2001: SEER = 10 (HSPF = 7.1), one-speed fan, w/Econo; post-2001: SEER = 13 (HSPF = 8.2), one-speed fan, w/Econo; 2014: SEER = 14 (HSPF = 8.2), two-speed fan, w/Econo | Commercial SEER-rated Split Heat Pumps, Size Range: 55 - 65 kBTU/h, SEER = 14 (HSPF = 8.2), EIR = 0.27, Fan W/CFM = 0.29, two-speed fan, with Econo | Commercial SEER-rated Split Heat Pumps, Size Range: 55 - 65 kBTU/h, SEER = 18 (HSPF = 9.7), EIR = 0.209, Fan W/CFM = 0.27, two-speed fan, with Econo |  | dxHP-Com-Split-55to65kBTUh-SEER-14.0 | dxHP-Com-Split-55to65kBTUh-SEER-18.0 | Available |  | 0 | 0 |  | ErRobNc | dxHP-Com-Split-55to65kBTUh-SEER-14.0 | HVAC-airHP |  | None | 2015-01-01 | 2016-12-31 | DEER |  |  |  |  | Standard |  | 1 | 1 | 0 | Deemed Ex Ante Team |  |  |  | Updated to indicate claim/filing status
888 | C-In-CFLscw(27w)-dWP16 | Commercial Indoor General Lighting: CFL Lamp with integated Ballast replaces pre-existing standard lighting Wattage. Measure includes Code case. Impacts: CFL-based HOU (varies by BldgType) | ExAnte2017 | Disposition | 2020-11-24 16:30 | Com-Iltg-dWatt-CFL | NonDEER | Scaled | BaseRatio | 0 | 0 | None |  | 0 |  | 1 | Com | Any | Lighting | InGen-CFL | Ltg_Lamp | CFLint_lamp | CFLscw(27w) | ILtg-CFL-Com | All Nonres (except globe & candelabra) CFL base case, Total Watts = 1.59 x Msr Watts | All Nonres (except globe & candelabra) CFL base case, Total Watts = 1.59 x Msr Watts | CFL Lamp: Non-Reflector, 1427 initial lumens, 27 Watts | CFLratio0159 | CFLratio0159 | CFLscw(27w) | Available |  |  |  | 2017ScrewInLampDisposition | ErRobNc |  |  |  | 2017Dispo-Com-InLtg | 2017-07-01 | 2018-06-30 | InEA_modVal |  |  |  |  | Standard | Remove expiry date per Commission Staff direction 2018ScrewInLampSavignsMethods-11Dec2017.pdf | 1 | 1 | 0 | Deemed Ex Ante Team |  | Remove expiry date per Commission Staff direction 2018ScrewInLampSavignsMethods-11Dec2017.pdf |  | Updated to indicate claim/filing status
889 | C-In-CFLscw(28w)-dWP17 | Commercial Indoor General Lighting: CFL Lamp with integated Ballast replaces pre-existing standard lighting Wattage. Measure includes Code case. Impacts: CFL-based HOU (varies by BldgType) | ExAnte2017 | Disposition | 2020-11-24 16:30 | Com-Iltg-dWatt-CFL | NonDEER | Scaled | BaseRatio | 0 | 0 | None |  | 0 |  | 1 | Com | Any | Lighting | InGen-CFL | Ltg_Lamp | CFLint_lamp | CFLscw(28w) | ILtg-CFL-Com | All Nonres (except globe & candelabra) CFL base case, Total Watts = 1.59 x Msr Watts | All Nonres (except globe & candelabra) CFL base case, Total Watts = 1.59 x Msr Watts | CFL Lamp: Non-Reflector, 1485 initial lumens, 28 Watts | CFLratio0159 | CFLratio0159 | CFLscw(28w) | Available |  |  |  | 2017ScrewInLampDisposition | ErRobNc |  |  |  | 2017Dispo-Com-InLtg | 2017-07-01 | 2018-06-30 | InEA_modVal |  |  |  |  | Standard | Remove expiry date per Commission Staff direction 2018ScrewInLampSavignsMethods-11Dec2017.pdf | 1 | 1 | 0 | Deemed Ex Ante Team |  | Remove expiry date per Commission Staff direction 2018ScrewInLampSavignsMethods-11Dec2017.pdf |  | Updated to indicate claim/filing status
890 | C-In-CFLscw(30w)-dWP18 | Commercial Indoor General Lighting: CFL Lamp with integated Ballast replaces pre-existing standard lighting Wattage. Measure includes Code case. Impacts: CFL-based HOU (varies by BldgType) | ExAnte2017 | Disposition | 2020-11-24 16:30 | Com-Iltg-dWatt-CFL | NonDEER | Scaled | BaseRatio | 0 | 0 | None |  | 0 |  | 1 | Com | Any | Lighting | InGen-CFL | Ltg_Lamp | CFLint_lamp | CFLscw(30w) | ILtg-CFL-Com | All Nonres (except globe & candelabra) CFL base case, Total Watts = 1.59 x Msr Watts | All Nonres (except globe & candelabra) CFL base case, Total Watts = 1.59 x Msr Watts | CFL Lamp: Non-Reflector, 30 Watts | CFLratio0159 | CFLratio0159 | CFLscw(30w) | Available |  |  |  | 2017ScrewInLampDisposition | ErRobNc |  |  |  | 2017Dispo-Com-InLtg | 2017-07-01 | 2018-06-30 | InEA_modVal |  |  |  |  | Standard | Remove expiry date per Commission Staff direction 2018ScrewInLampSavignsMethods-11Dec2017.pdf | 1 | 1 | 0 | Deemed Ex Ante Team |  | Remove expiry date per Commission Staff direction 2018ScrewInLampSavignsMethods-11Dec2017.pdf |  | Updated to indicate claim/filing status
891 | C-In-CFLscw(31w)-dWP18 | Commercial Indoor General Lighting: CFL Lamp with integated Ballast replaces pre-existing standard lighting Wattage. Measure includes Code case. Impacts: CFL-based HOU (varies by BldgType) | ExAnte2017 | Disposition | 2020-11-24 16:30 | Com-Iltg-dWatt-CFL | NonDEER | Scaled | BaseRatio | 0 | 0 | None |  | 0 |  | 1 | Com | Any | Lighting | InGen-CFL | Ltg_Lamp | CFLint_lamp | CFLscw(31w) | ILtg-CFL-Com | All Nonres (except globe & candelabra) CFL base case, Total Watts = 1.59 x Msr Watts | All Nonres (except globe & candelabra) CFL base case, Total Watts = 1.59 x Msr Watts | CFL Lamp: Non-Reflector, 31 Watts | CFLratio0159 | CFLratio0159 | CFLscw(31w) | Available |  |  |  | 2017ScrewInLampDisposition | ErRobNc |  |  |  | 2017Dispo-Com-InLtg | 2017-07-01 | 2018-06-30 | InEA_modVal |  |  |  |  | Standard | Remove expiry date per Commission Staff direction 2018ScrewInLampSavignsMethods-11Dec2017.pdf | 1 | 1 | 0 | Deemed Ex Ante Team |  | Remove expiry date per Commission Staff direction 2018ScrewInLampSavignsMethods-11Dec2017.pdf |  | Updated to indicate claim/filing status
892 | C-In-CFLscw(32w)-dWP19 | Commercial Indoor General Lighting: CFL Lamp with integated Ballast replaces pre-existing standard lighting Wattage. Measure includes Code case. Impacts: CFL-based HOU (varies by BldgType) | ExAnte2017 | Disposition | 2020-11-24 16:30 | Com-Iltg-dWatt-CFL | NonDEER | Scaled | BaseRatio | 0 | 0 | None |  | 0 |  | 1 | Com | Any | Lighting | InGen-CFL | Ltg_Lamp | CFLint_lamp | CFLscw(32w) | ILtg-CFL-Com | All Nonres (except globe & candelabra) CFL base case, Total Watts = 1.59 x Msr Watts | All Nonres (except globe & candelabra) CFL base case, Total Watts = 1.59 x Msr Watts | CFL Lamp: Non-Reflector, 32 Watts | CFLratio0159 | CFLratio0159 | CFLscw(32w) | Available |  |  |  | 2017ScrewInLampDisposition | ErRobNc |  |  |  | 2017Dispo-Com-InLtg | 2017-07-01 | 2018-06-30 | InEA_modVal |  |  |  |  | Standard | Remove expiry date per Commission Staff direction 2018ScrewInLampSavignsMethods-11Dec2017.pdf | 1 | 1 | 0 | Deemed Ex Ante Team |  | Remove expiry date per Commission Staff direction 2018ScrewInLampSavignsMethods-11Dec2017.pdf |  | Updated to indicate claim/filing status
893 | C-In-CFLscw(40w)-dWP24 | Commercial Indoor General Lighting: CFL Lamp with integated Ballast replaces pre-existing standard lighting Wattage. Measure includes Code case. Impacts: CFL-based HOU (varies by BldgType) | ExAnte2017 | Disposition | 2020-11-24 16:30 | Com-Iltg-dWatt-CFL | NonDEER | Scaled | BaseRatio | 0 | 0 | None |  | 0 |  | 1 | Com | Any | Lighting | InGen-CFL | Ltg_Lamp | CFLint_lamp | CFLscw(40w) | ILtg-CFL-Com | All Nonres (except globe & candelabra) CFL base case, Total Watts = 1.59 x Msr Watts | All Nonres (except globe & candelabra) CFL base case, Total Watts = 1.59 x Msr Watts | CFL Lamp: Non-Reflector, 40 Watts | CFLratio0159 | CFLratio0159 | CFLscw(40w) | Available |  |  |  | 2017ScrewInLampDisposition | ErRobNc |  |  |  | 2017Dispo-Com-InLtg | 2017-07-01 | 2018-06-30 | InEA_modVal |  |  |  |  | Standard | Remove expiry date per Commission Staff direction 2018ScrewInLampSavignsMethods-11Dec2017.pdf | 1 | 1 | 0 | Deemed Ex Ante Team |  | Remove expiry date per Commission Staff direction 2018ScrewInLampSavignsMethods-11Dec2017.pdf |  | Updated to indicate claim/filing status
894 | C-In-CFLscw(42w)-dWP25 | Commercial Indoor General Lighting: CFL Lamp with integated Ballast replaces pre-existing standard lighting Wattage. Measure includes Code case. Impacts: CFL-based HOU (varies by BldgType) | ExAnte2017 | Disposition | 2020-11-24 16:30 | Com-Iltg-dWatt-CFL | NonDEER | Scaled | BaseRatio | 0 | 0 | None |  | 0 |  | 1 | Com | Any | Lighting | InGen-CFL | Ltg_Lamp | CFLint_lamp | CFLscw(42w) | ILtg-CFL-Com | All Nonres (except globe & candelabra) CFL base case, Total Watts = 1.59 x Msr Watts | All Nonres (except globe & candelabra) CFL base case, Total Watts = 1.59 x Msr Watts | CFL Lamp: Non-Reflector, 42 Watts | CFLratio0159 | CFLratio0159 | CFLscw(42w) | Available |  |  |  | 2017ScrewInLampDisposition | ErRobNc |  |  |  | 2017Dispo-Com-InLtg | 2017-07-01 | 2018-06-30 | InEA_modVal |  |  |  |  | Standard | Remove expiry date per Commission Staff direction 2018ScrewInLampSavignsMethods-11Dec2017.pdf | 1 | 1 | 0 | Deemed Ex Ante Team |  | Remove expiry date per Commission Staff direction 2018ScrewInLampSavignsMethods-11Dec2017.pdf |  | Updated to indicate claim/filing status
895 | C-In-CFLscw(45w)-dWP27 | Commercial Indoor General Lighting: CFL Lamp with integated Ballast replaces pre-existing standard lighting Wattage. Measure includes Code case. Impacts: CFL-based HOU (varies by BldgType) | ExAnte2017 | Disposition | 2020-11-24 16:30 | Com-Iltg-dWatt-CFL | NonDEER | Scaled | BaseRatio | 0 | 0 | None |  | 0 |  | 1 | Com | Any | Lighting | InGen-CFL | Ltg_Lamp | CFLint_lamp | CFLscw(45w) | ILtg-CFL-Com | All Nonres (except globe & candelabra) CFL base case, Total Watts = 1.59 x Msr Watts | All Nonres (except globe & candelabra) CFL base case, Total Watts = 1.59 x Msr Watts | CFL Lamp: Any Non-reflector, 45 Watts | CFLratio0159 | CFLratio0159 | CFLscw(45w) | Available |  |  |  | 2017ScrewInLampDisposition | ErRobNc |  |  |  | 2017Dispo-Com-InLtg | 2017-07-01 | 2018-06-30 | InEA_modVal |  |  |  |  | Standard | Remove expiry date per Commission Staff direction 2018ScrewInLampSavignsMethods-11Dec2017.pdf | 1 | 1 | 0 | Deemed Ex Ante Team |  | Remove expiry date per Commission Staff direction 2018ScrewInLampSavignsMethods-11Dec2017.pdf |  | Updated to indicate claim/filing status
896 | C-In-CFLscw(4w)-dWP2 | Commercial Indoor General Lighting: CFL Lamp with integated Ballast replaces pre-existing standard lighting Wattage. Measure includes Code case. Impacts: CFL-based HOU (varies by BldgType) | ExAnte2017 | Disposition | 2020-11-24 16:30 | Com-Iltg-dWatt-CFL | NonDEER | Scaled | BaseRatio | 0 | 0 | None |  | 0 |  | 1 | Com | Any | Lighting | InGen-CFL | Ltg_Lamp | CFLint_lamp | CFLscw(4w) | ILtg-CFL-Com | All Nonres (except globe & candelabra) CFL base case, Total Watts = 1.59 x Msr Watts | All Nonres (except globe & candelabra) CFL base case, Total Watts = 1.59 x Msr Watts | CFL Lamp: Non-Reflector, 4 Watts | CFLratio0159 | CFLratio0159 | CFLscw(4w) | Available |  |  |  | 2017ScrewInLampDisposition | ErRobNc |  |  |  | 2017Dispo-Com-InLtg | 2017-07-01 | 2018-06-30 | InEA_modVal |  |  |  |  | Standard | Remove expiry date per Commission Staff direction 2018ScrewInLampSavignsMethods-11Dec2017.pdf | 1 | 1 | 0 | Deemed Ex Ante Team |  | Remove expiry date per Commission Staff direction 2018ScrewInLampSavignsMethods-11Dec2017.pdf |  | Updated to indicate claim/filing status
897 | C-In-CFLscw(55w)-dWP32 | Commercial Indoor General Lighting: CFL Lamp with integated Ballast replaces pre-existing standard lighting Wattage. Measure includes Code case. Impacts: CFL-based HOU (varies by BldgType) | ExAnte2017 | Disposition | 2020-11-24 16:30 | Com-Iltg-dWatt-CFL | NonDEER | Scaled | BaseRatio | 0 | 0 | None |  | 0 |  | 1 | Com | Any | Lighting | InGen-CFL | Ltg_Lamp | CFLint_lamp | CFLscw(55w) | ILtg-CFL-Com | All Nonres (except globe & candelabra) CFL base case, Total Watts = 1.59 x Msr Watts | All Nonres (except globe & candelabra) CFL base case, Total Watts = 1.59 x Msr Watts | CFL Lamp: Non-Reflector, 55 Watts | CFLratio0159 | CFLratio0159 | CFLscw(55w) | Available |  |  |  | 2017ScrewInLampDisposition | ErRobNc |  |  |  | 2017Dispo-Com-InLtg | 2017-07-01 | 2018-06-30 | InEA_modVal |  |  |  |  | Standard | Remove expiry date per Commission Staff direction 2018ScrewInLampSavignsMethods-11Dec2017.pdf | 1 | 1 | 0 | Deemed Ex Ante Team |  | Remove expiry date per Commission Staff direction 2018ScrewInLampSavignsMethods-11Dec2017.pdf |  | Updated to indicate claim/filing status
898 | C-In-CFLscw(60w)-dWP35 | Commercial Indoor General Lighting: CFL Lamp with integated Ballast replaces pre-existing standard lighting Wattage. Measure includes Code case. Impacts: CFL-based HOU (varies by BldgType) | ExAnte2017 | Disposition | 2020-11-24 16:30 | Com-Iltg-dWatt-CFL | NonDEER | Scaled | BaseRatio | 0 | 0 | None |  | 0 |  | 1 | Com | Any | Lighting | InGen-CFL | Ltg_Lamp | CFLint_lamp |  | ILtg-CFL-Com | All Nonres (except globe & candelabra) CFL base case, Total Watts = 1.59 x Msr Watts | All Nonres (except globe & candelabra) CFL base case, Total Watts = 1.59 x Msr Watts | CFL Lamp: Non-Reflector, 60 Watts | CFLratio0159 | CFLratio0159 | CFLscw(60w) | Available |  |  |  | 2017ScrewInLampDisposition | ErRobNc |  |  |  | 2017Dispo-Com-InLtg | 2017-07-01 | 2018-06-30 | InEA_modVal |  |  |  |  | Standard | Remove expiry date per Commission Staff direction 2018ScrewInLampSavignsMethods-11Dec2017.pdf | 1 | 1 | 0 | Deemed Ex Ante Team |  | Remove expiry date per Commission Staff direction 2018ScrewInLampSavignsMethods-11Dec2017.pdf |  | Updated to indicate claim/filing status
899 | C-In-CFLscw(7w)-dWP4 | Commercial Indoor General Lighting: CFL Lamp with integated Ballast replaces pre-existing standard lighting Wattage. Measure includes Code case. Impacts: CFL-based HOU (varies by BldgType) | ExAnte2017 | Disposition | 2020-11-24 16:30 | Com-Iltg-dWatt-CFL | NonDEER | Scaled | BaseRatio | 0 | 0 | None |  | 0 |  | 1 | Com | Any | Lighting | InGen-CFL | Ltg_Lamp | CFLint_lamp | CFLscw(7w) | ILtg-CFL-Com | All Nonres (except globe & candelabra) CFL base case, Total Watts = 1.59 x Msr Watts | All Nonres (except globe & candelabra) CFL base case, Total Watts = 1.59 x Msr Watts | CFL Lamp: Non-Reflector, 296 initial lumens, 7 Watts | CFLratio0159 | CFLratio0159 | CFLscw(7w) | Available |  |  |  | 2017ScrewInLampDisposition | ErRobNc |  |  |  | 2017Dispo-Com-InLtg | 2017-07-01 | 2018-06-30 | InEA_modVal |  |  |  |  | Standard | Remove expiry date per Commission Staff direction 2018ScrewInLampSavignsMethods-11Dec2017.pdf | 1 | 1 | 0 | Deemed Ex Ante Team |  | Remove expiry date per Commission Staff direction 2018ScrewInLampSavignsMethods-11Dec2017.pdf |  | Updated to indicate claim/filing status
900 | C-In-CFLscw(80w)-dWP47 | Commercial Indoor General Lighting: CFL Lamp with integated Ballast replaces pre-existing standard lighting Wattage. Measure includes Code case. Impacts: CFL-based HOU (varies by BldgType) | ExAnte2017 | Disposition | 2020-11-24 16:30 | Com-Iltg-dWatt-CFL | NonDEER | Scaled | BaseRatio | 0 | 0 | None |  | 0 |  | 1 | Com | Any | Lighting | InGen-CFL | Ltg_Lamp | CFLint_lamp |  | ILtg-CFL-Com | All Nonres (except globe & candelabra) CFL base case, Total Watts = 1.59 x Msr Watts | All Nonres (except globe & candelabra) CFL base case, Total Watts = 1.59 x Msr Watts | CFL Lamp: Non-Reflector, 80 Watts | CFLratio0159 | CFLratio0159 | CFLscw(80w) | Available |  |  |  | 2017ScrewInLampDisposition | ErRobNc |  |  |  | 2017Dispo-Com-InLtg | 2017-07-01 | 2018-06-30 | InEA_modVal |  |  |  |  | Standard | Remove expiry date per Commission Staff direction 2018ScrewInLampSavignsMethods-11Dec2017.pdf | 1 | 1 | 0 | Deemed Ex Ante Team |  | Remove expiry date per Commission Staff direction 2018ScrewInLampSavignsMethods-11Dec2017.pdf |  | Updated to indicate claim/filing status
901 | C-In-CFLscw(8w)-dWP5 | Commercial Indoor General Lighting: CFL Lamp with integated Ballast replaces pre-existing standard lighting Wattage. Measure includes Code case. Impacts: CFL-based HOU (varies by BldgType) | ExAnte2017 | Disposition | 2020-11-24 16:30 | Com-Iltg-dWatt-CFL | NonDEER | Scaled | BaseRatio | 0 | 0 | None |  | 0 |  | 1 | Com | Any | Lighting | InGen-CFL | Ltg_Lamp | CFLint_lamp | CFLscw(8w) | ILtg-CFL-Com | All Nonres (except globe & candelabra) CFL base case, Total Watts = 1.59 x Msr Watts | All Nonres (except globe & candelabra) CFL base case, Total Watts = 1.59 x Msr Watts | CFL Lamp: Non-Reflector, 320 initial lumens, 8 Watts | CFLratio0159 | CFLratio0159 | CFLscw(8w) | Available |  |  |  | 2017ScrewInLampDisposition | ErRobNc |  |  |  | 2017Dispo-Com-InLtg | 2017-07-01 | 2018-06-30 | InEA_modVal |  |  |  |  | Standard | Remove expiry date per Commission Staff direction 2018ScrewInLampSavignsMethods-11Dec2017.pdf | 1 | 1 | 0 | Deemed Ex Ante Team |  | Remove expiry date per Commission Staff direction 2018ScrewInLampSavignsMethods-11Dec2017.pdf |  | Updated to indicate claim/filing status
901 | NG-HVAC-Blr-HW-lt300kBtuh-84p0AFUE-Drft | Hot water boiler (< 300 kBtuh, 84.0 AFUE, OA Reset from 140 to 165 F) | DEER2016 | D16v2 | 2020-11-24 16:30 | NG-HVAC-Blr-HW-lt300kBtuh-84p0AFUE-Drft | DEER | Standard | None | 0 | 0 | None |  | 0 |  | 0 | Com | Any | HVAC | SpaceHeat | WaterHtg_eq | Boiler_AF |  | HVAC-Blr | Hot water boiler,< 300 kBtuh; Pre-2005: 80.0 Et, No reset 2006 - 2009: 80.0 Et, OA Reset from 140 to 165 F 2010 - 2013: 80.0 Et, OA Reset from 140 to 165 F 2014 - 2015: 82.0 Et, OA Reset from 140 to 165 F | Hot water boiler (< 300 kBtuh, 82.0 AFUE, OA Reset from 140 to 165 F) | Hot water boiler (< 300 kBtuh, 84.0 AFUE, OA Reset from 140 to 165 F) |  |  |  | Available |  | 0 | 0 |  | ErRobNc |  | HVAC-Blr |  | None | 2016-01-01 | 2019-12-31 | DEER2016 Update (non-Ltg) |  |  |  |  | Standard | Measure expired due to DEER2020 update | 1 | 1 | 0 | Deemed Ex Ante Team |  | Measure expired due to DEER2020 update |  | Updated to indicate claim/filing status
902 | C-In-CFLscw(9w)-dWP5 | Commercial Indoor General Lighting: CFL Lamp with integated Ballast replaces pre-existing standard lighting Wattage. Measure includes Code case. Impacts: CFL-based HOU (varies by BldgType) | ExAnte2017 | Disposition | 2020-11-24 16:30 | Com-Iltg-dWatt-CFL | NonDEER | Scaled | BaseRatio | 0 | 0 | None |  | 0 |  | 1 | Com | Any | Lighting | InGen-CFL | Ltg_Lamp | CFLint_lamp | CFLscw(9w) | ILtg-CFL-Com | All Nonres (except globe & candelabra) CFL base case, Total Watts = 1.59 x Msr Watts | All Nonres (except globe & candelabra) CFL base case, Total Watts = 1.59 x Msr Watts | CFL Lamp: Non-Reflector, 344 initial lumens, 9 Watts | CFLratio0159 | CFLratio0159 | CFLscw(9w) | Available |  |  |  | 2017ScrewInLampDisposition | ErRobNc |  |  |  | 2017Dispo-Com-InLtg | 2017-07-01 | 2018-06-30 | InEA_modVal |  |  |  |  | Standard | Remove expiry date per Commission Staff direction 2018ScrewInLampSavignsMethods-11Dec2017.pdf | 1 | 1 | 0 | Deemed Ex Ante Team |  | Remove expiry date per Commission Staff direction 2018ScrewInLampSavignsMethods-11Dec2017.pdf |  | Updated to indicate claim/filing status
902 | NG-HVAC-Blr-HW-lt300kBtuh-84p5AFUE-Drft | Hot water boiler (< 300 kBtuh, 84.5 AFUE, OA Reset from 140 to 165 F) | DEER2016 | D16v2 | 2020-11-24 16:30 | NG-HVAC-Blr-HW-lt300kBtuh-84p5AFUE-Drft | DEER | Standard | None | 0 | 0 | None |  | 0 |  | 0 | Com | Any | HVAC | SpaceHeat | WaterHtg_eq | Boiler_AF |  | HVAC-Blr | Hot water boiler,< 300 kBtuh; Pre-2005: 80.0 Et, No reset 2006 - 2009: 80.0 Et, OA Reset from 140 to 165 F 2010 - 2013: 80.0 Et, OA Reset from 140 to 165 F 2014 - 2015: 82.0 Et, OA Reset from 140 to 165 F | Hot water boiler (< 300 kBtuh, 82.0 AFUE, OA Reset from 140 to 165 F) | Hot water boiler (< 300 kBtuh, 84.5 AFUE, OA Reset from 140 to 165 F) |  |  |  | Available |  | 0 | 0 |  | ErRobNc |  | HVAC-Blr |  | None | 2016-01-01 | 2019-12-31 | DEER2016 Update (non-Ltg) |  |  |  |  | Standard | Measure expired due to DEER2020 update | 1 | 1 | 0 | Deemed Ex Ante Team |  | Measure expired due to DEER2020 update |  | Updated to indicate claim/filing status
903 | C-In-CFLscw-A(10w)-dWP6 | Commercial Indoor General Lighting: CFL Lamp with integated Ballast replaces pre-existing standard lighting Wattage. Measure includes Code case. Impacts: CFL-based HOU (varies by BldgType) | ExAnte2017 | Disposition | 2020-11-24 16:30 | Com-Iltg-dWatt-CFL | NonDEER | Scaled | BaseRatio | 0 | 0 | None |  | 0 |  | 1 | Com | Any | Lighting | InGen-CFL | Ltg_Lamp | CFLint_lamp | CFLscw-A(10w) | ILtg-CFL-Com | All Nonres (except globe & candelabra) CFL base case, Total Watts = 1.59 x Msr Watts | All Nonres (except globe & candelabra) CFL base case, Total Watts = 1.59 x Msr Watts | CFL Lamp: A-lamp, 10 Watts | CFLratio0159 | CFLratio0159 | CFLscw-A(10w) | Available |  |  |  | 2017ScrewInLampDisposition | ErRobNc |  |  |  | 2017Dispo-Com-InLtg | 2017-07-01 | 2018-06-30 | InEA_modVal |  |  |  |  | Standard | Remove expiry date per Commission Staff direction 2018ScrewInLampSavignsMethods-11Dec2017.pdf | 1 | 1 | 0 | Deemed Ex Ante Team |  | Remove expiry date per Commission Staff direction 2018ScrewInLampSavignsMethods-11Dec2017.pdf |  | Updated to indicate claim/filing status
903 | NG-HVAC-Blr-HW-lt300kBtuh-85p0AFUE-Drft | Hot water boiler (< 300 kBtuh, 85.0 AFUE, OA Reset from 140 to 165 F) | DEER2016 | D16v2 | 2020-11-24 16:30 | NG-HVAC-Blr-HW-lt300kBtuh-85p0AFUE-Drft | DEER | Standard | None | 0 | 0 | None |  | 0 |  | 0 | Com | Any | HVAC | SpaceHeat | WaterHtg_eq | Boiler_AF |  | HVAC-Blr | Hot water boiler,< 300 kBtuh; Pre-2005: 80.0 Et, No reset 2006 - 2009: 80.0 Et, OA Reset from 140 to 165 F 2010 - 2013: 80.0 Et, OA Reset from 140 to 165 F 2014 - 2015: 82.0 Et, OA Reset from 140 to 165 F | Hot water boiler (< 300 kBtuh, 82.0 AFUE, OA Reset from 140 to 165 F) | Hot water boiler (< 300 kBtuh, 85.0 AFUE, OA Reset from 140 to 165 F) |  |  |  | Available |  | 0 | 0 |  | ErRobNc |  | HVAC-Blr |  | None | 2016-01-01 | 2019-12-31 | DEER2016 Update (non-Ltg) |  |  |  |  | Standard | Measure expired due to DEER2020 update | 1 | 1 | 0 | Deemed Ex Ante Team |  | Measure expired due to DEER2020 update |  | Updated to indicate claim/filing status
904 | C-In-CFLscw-A(11w)-dWP6 | Commercial Indoor General Lighting: CFL Lamp with integated Ballast replaces pre-existing standard lighting Wattage. Measure includes Code case. Impacts: CFL-based HOU (varies by BldgType) | ExAnte2017 | Disposition | 2020-11-24 16:30 | Com-Iltg-dWatt-CFL | NonDEER | Scaled | BaseRatio | 0 | 0 | None |  | 0 |  | 1 | Com | Any | Lighting | InGen-CFL | Ltg_Lamp | CFLint_lamp | CFLscw-A(11w) | ILtg-CFL-Com | All Nonres (except globe & candelabra) CFL base case, Total Watts = 1.59 x Msr Watts | All Nonres (except globe & candelabra) CFL base case, Total Watts = 1.59 x Msr Watts | CFL Lamp: A-lamp, 11 Watts | CFLratio0159 | CFLratio0159 | CFLscw-A(11w) | Available |  |  |  | 2017ScrewInLampDisposition | ErRobNc |  |  |  | 2017Dispo-Com-InLtg | 2017-07-01 | 2018-06-30 | InEA_modVal |  |  |  |  | Standard | Remove expiry date per Commission Staff direction 2018ScrewInLampSavignsMethods-11Dec2017.pdf | 1 | 1 | 0 | Deemed Ex Ante Team |  | Remove expiry date per Commission Staff direction 2018ScrewInLampSavignsMethods-11Dec2017.pdf |  | Updated to indicate claim/filing status
904 | NG-HVAC-Blr-HW-lt300kBtuh-87p0AFUE-Drft | Hot water boiler (< 300 kBtuh, 87.0 AFUE, OA Reset from 140 to 165 F) | DEER2016 | D16v2 | 2020-11-24 16:30 | NG-HVAC-Blr-HW-lt300kBtuh-87p0AFUE-Drft | DEER | Standard | None | 0 | 0 | None |  | 0 |  | 0 | Com | Any | HVAC | SpaceHeat | WaterHtg_eq | Boiler_AF |  | HVAC-Blr | Hot water boiler,< 300 kBtuh; Pre-2005: 80.0 Et, No reset 2006 - 2009: 80.0 Et, OA Reset from 140 to 165 F 2010 - 2013: 80.0 Et, OA Reset from 140 to 165 F 2014 - 2015: 82.0 Et, OA Reset from 140 to 165 F | Hot water boiler (< 300 kBtuh, 82.0 AFUE, OA Reset from 140 to 165 F) | Hot water boiler (< 300 kBtuh, 87.0 AFUE, OA Reset from 140 to 165 F) |  |  |  | Available |  | 0 | 0 |  | ErRobNc |  | HVAC-Blr |  | None | 2016-01-01 | 2019-12-31 | DEER2016 Update (non-Ltg) |  |  |  |  | Standard | Measure expired due to DEER2020 update | 1 | 1 | 0 | Deemed Ex Ante Team |  | Measure expired due to DEER2020 update |  | Updated to indicate claim/filing status
905 | C-In-CFLscw-A(12w)-dWP7 | Commercial Indoor General Lighting: CFL Lamp with integated Ballast replaces pre-existing standard lighting Wattage. Measure includes Code case. Impacts: CFL-based HOU (varies by BldgType) | ExAnte2017 | Disposition | 2020-11-24 16:30 | Com-Iltg-dWatt-CFL | NonDEER | Scaled | BaseRatio | 0 | 0 | None |  | 0 |  | 1 | Com | Any | Lighting | InGen-CFL | Ltg_Lamp | CFLint_lamp | CFLscw-A(12w) | ILtg-CFL-Com | All Nonres (except globe & candelabra) CFL base case, Total Watts = 1.59 x Msr Watts | All Nonres (except globe & candelabra) CFL base case, Total Watts = 1.59 x Msr Watts | CFL Lamp: A-lamp, 12 Watts | CFLratio0159 | CFLratio0159 | CFLscw-A(12w) | Available |  |  |  | 2017ScrewInLampDisposition | ErRobNc |  |  |  | 2017Dispo-Com-InLtg | 2017-07-01 | 2018-06-30 | InEA_modVal |  |  |  |  | Standard | Remove expiry date per Commission Staff direction 2018ScrewInLampSavignsMethods-11Dec2017.pdf | 1 | 1 | 0 | Deemed Ex Ante Team |  | Remove expiry date per Commission Staff direction 2018ScrewInLampSavignsMethods-11Dec2017.pdf |  | Updated to indicate claim/filing status
905 | NG-HVAC-Blr-HW-lt300kBtuh-90p0AFUE-CndStd | Hot water boiler (< 300 kBtuh, 90.0 AFUE, condensing, OA reset from 140 to 165 F) | DEER2016 | D16v2 | 2020-11-24 16:30 | NG-HVAC-Blr-HW-lt300kBtuh-90p0AFUE-CndStd | DEER | Standard | None | 0 | 0 | None |  | 0 |  | 0 | Com | Any | HVAC | SpaceHeat | WaterHtg_eq | Boiler_AF |  | HVAC-Blr | Hot water boiler,< 300 kBtuh; Pre-2005: 80.0 Et, No reset 2006 - 2009: 80.0 Et, OA Reset from 140 to 165 F 2010 - 2013: 80.0 Et, OA Reset from 140 to 165 F 2014 - 2015: 82.0 Et, OA Reset from 140 to 165 F | Hot water boiler (< 300 kBtuh, 82.0 AFUE, OA Reset from 140 to 165 F) | Hot water boiler (< 300 kBtuh, 90.0 AFUE, condensing, OA reset from 140 to 165 F) |  |  |  | Available |  | 0 | 0 |  | ErRobNc |  | HVAC-Blr |  | None | 2016-01-01 | 2019-12-31 | DEER2016 Update (non-Ltg) |  |  |  |  | Standard | Measure expired due to DEER2020 update | 1 | 1 | 0 | Deemed Ex Ante Team |  | Measure expired due to DEER2020 update |  | Updated to indicate claim/filing status
906 | C-In-CFLscw-A(13w)-dWP8 | Commercial Indoor General Lighting: CFL Lamp with integated Ballast replaces pre-existing standard lighting Wattage. Measure includes Code case. Impacts: CFL-based HOU (varies by BldgType) | ExAnte2017 | Disposition | 2020-11-24 16:30 | Com-Iltg-dWatt-CFL | NonDEER | Scaled | BaseRatio | 0 | 0 | None |  | 0 |  | 1 | Com | Any | Lighting | InGen-CFL | Ltg_Lamp | CFLint_lamp | CFLscw-A(13w) | ILtg-CFL-Com | All Nonres (except globe & candelabra) CFL base case, Total Watts = 1.59 x Msr Watts | All Nonres (except globe & candelabra) CFL base case, Total Watts = 1.59 x Msr Watts | CFL Lamp: A-lamp, 13 Watts | CFLratio0159 | CFLratio0159 | CFLscw-A(13w) | Available |  |  |  | 2017ScrewInLampDisposition | ErRobNc |  |  |  | 2017Dispo-Com-InLtg | 2017-07-01 | 2018-06-30 | InEA_modVal |  |  |  |  | Standard | Remove expiry date per Commission Staff direction 2018ScrewInLampSavignsMethods-11Dec2017.pdf | 1 | 1 | 0 | Deemed Ex Ante Team |  | Remove expiry date per Commission Staff direction 2018ScrewInLampSavignsMethods-11Dec2017.pdf |  | Updated to indicate claim/filing status
906 | NG-HVAC-Blr-HW-lt300kBtuh-90p0AFUE-CndLow | Hot water boiler (< 300 kBtuh, 90.0 AFUE, condensing, OA reset from 115 to 140 F) | DEER2016 | D16v2 | 2020-11-24 16:30 | NG-HVAC-Blr-HW-lt300kBtuh-90p0AFUE-CndLow | DEER | Standard | None | 0 | 0 | None |  | 0 |  | 0 | Com | Any | HVAC | SpaceHeat | WaterHtg_eq | Boiler_AF |  | HVAC-Blr | Hot water boiler,< 300 kBtuh; Pre-2005: 80.0 Et, No reset 2006 - 2009: 80.0 Et, OA Reset from 140 to 165 F 2010 - 2013: 80.0 Et, OA Reset from 140 to 165 F 2014 - 2015: 82.0 Et, OA Reset from 140 to 165 F | Hot water boiler (< 300 kBtuh, 82.0 AFUE, OA Reset from 140 to 165 F) | Hot water boiler (< 300 kBtuh, 90.0 AFUE, condensing, OA reset from 115 to 140 F) |  |  |  | Available |  | 0 | 0 |  | ErRobNc |  | HVAC-Blr |  | None | 2016-01-01 | 2019-12-31 | DEER2016 Update (non-Ltg) |  |  |  |  | Standard | Measure expired due to DEER2020 update | 1 | 1 | 0 | Deemed Ex Ante Team |  | Measure expired due to DEER2020 update |  | Updated to indicate claim/filing status
907 | C-In-CFLscw-A(14w)-dWP8 | Commercial Indoor General Lighting: CFL Lamp with integated Ballast replaces pre-existing standard lighting Wattage. Measure includes Code case. Impacts: CFL-based HOU (varies by BldgType) | ExAnte2017 | Disposition | 2020-11-24 16:30 | Com-Iltg-dWatt-CFL | NonDEER | Scaled | BaseRatio | 0 | 0 | None |  | 0 |  | 1 | Com | Any | Lighting | InGen-CFL | Ltg_Lamp | CFLint_lamp | CFLscw-A(14w) | ILtg-CFL-Com | All Nonres (except globe & candelabra) CFL base case, Total Watts = 1.59 x Msr Watts | All Nonres (except globe & candelabra) CFL base case, Total Watts = 1.59 x Msr Watts | CFL Lamp: A-lamp, 14 Watts | CFLratio0159 | CFLratio0159 | CFLscw-A(14w) | Available |  |  |  | 2017ScrewInLampDisposition | ErRobNc |  |  |  | 2017Dispo-Com-InLtg | 2017-07-01 | 2018-06-30 | InEA_modVal |  |  |  |  | Standard | Remove expiry date per Commission Staff direction 2018ScrewInLampSavignsMethods-11Dec2017.pdf | 1 | 1 | 0 | Deemed Ex Ante Team |  | Remove expiry date per Commission Staff direction 2018ScrewInLampSavignsMethods-11Dec2017.pdf |  | Updated to indicate claim/filing status
907 | NG-HVAC-Blr-HW-lt300kBtuh-90p0AFUE-CndReset | Hot water boiler (< 300 kBtuh, 90.0 AFUE, condensing, load reset from 115 to 140 F) | DEER2016 | D16v2 | 2020-11-24 16:30 | NG-HVAC-Blr-HW-lt300kBtuh-90p0AFUE-CndReset | DEER | Standard | None | 0 | 0 | None |  | 0 |  | 0 | Com | Any | HVAC | SpaceHeat | WaterHtg_eq | Boiler_AF |  | HVAC-Blr | Hot water boiler,< 300 kBtuh; Pre-2005: 80.0 Et, No reset 2006 - 2009: 80.0 Et, OA Reset from 140 to 165 F 2010 - 2013: 80.0 Et, OA Reset from 140 to 165 F 2014 - 2015: 82.0 Et, OA Reset from 140 to 165 F | Hot water boiler (< 300 kBtuh, 82.0 AFUE, OA Reset from 140 to 165 F) | Hot water boiler (< 300 kBtuh, 90.0 AFUE, condensing, load reset from 115 to 140 F) |  |  |  | Available |  | 0 | 0 |  | ErRobNc |  | HVAC-Blr |  | None | 2016-01-01 | 2019-12-31 | DEER2016 Update (non-Ltg) |  |  |  |  | Standard | Measure expired due to DEER2020 update | 1 | 1 | 0 | Deemed Ex Ante Team |  | Measure expired due to DEER2020 update |  | Updated to indicate claim/filing status
908 | C-In-CFLscw-A(15w)-dWP9 | Commercial Indoor General Lighting: CFL Lamp with integated Ballast replaces pre-existing standard lighting Wattage. Measure includes Code case. Impacts: CFL-based HOU (varies by BldgType) | ExAnte2017 | Disposition | 2020-11-24 16:30 | Com-Iltg-dWatt-CFL | NonDEER | Scaled | BaseRatio | 0 | 0 | None |  | 0 |  | 1 | Com | Any | Lighting | InGen-CFL | Ltg_Lamp | CFLint_lamp | CFLscw-A(15w) | ILtg-CFL-Com | All Nonres (except globe & candelabra) CFL base case, Total Watts = 1.59 x Msr Watts | All Nonres (except globe & candelabra) CFL base case, Total Watts = 1.59 x Msr Watts | CFL Lamp: A-lamp, 15 Watts | CFLratio0159 | CFLratio0159 | CFLscw-A(15w) | Available |  |  |  | 2017ScrewInLampDisposition | ErRobNc |  |  |  | 2017Dispo-Com-InLtg | 2017-07-01 | 2018-06-30 | InEA_modVal |  |  |  |  | Standard | Remove expiry date per Commission Staff direction 2018ScrewInLampSavignsMethods-11Dec2017.pdf | 1 | 1 | 0 | Deemed Ex Ante Team |  | Remove expiry date per Commission Staff direction 2018ScrewInLampSavignsMethods-11Dec2017.pdf |  | Updated to indicate claim/filing status
908 | NG-HVAC-Blr-HW-lt300kBtuh-94p0AFUE-CndStd | Hot water boiler (< 300 kBtuh, 94.0 AFUE, condensing, OA reset from 140 to 165 F) | DEER2016 | D16v2 | 2020-11-24 16:30 | NG-HVAC-Blr-HW-lt300kBtuh-94p0AFUE-CndStd | DEER | Standard | None | 0 | 0 | None |  | 0 |  | 0 | Com | Any | HVAC | SpaceHeat | WaterHtg_eq | Boiler_AF |  | HVAC-Blr | Hot water boiler,< 300 kBtuh; Pre-2005: 80.0 Et, No reset 2006 - 2009: 80.0 Et, OA Reset from 140 to 165 F 2010 - 2013: 80.0 Et, OA Reset from 140 to 165 F 2014 - 2015: 82.0 Et, OA Reset from 140 to 165 F | Hot water boiler (< 300 kBtuh, 82.0 AFUE, OA Reset from 140 to 165 F) | Hot water boiler (< 300 kBtuh, 94.0 AFUE, condensing, OA reset from 140 to 165 F) |  |  |  | Available |  | 0 | 0 |  | ErRobNc |  | HVAC-Blr |  | None | 2016-01-01 | 2019-12-31 | DEER2016 Update (non-Ltg) |  |  |  |  | Standard | Measure expired due to DEER2020 update | 1 | 1 | 0 | Deemed Ex Ante Team |  | Measure expired due to DEER2020 update |  | Updated to indicate claim/filing status
909 | C-In-CFLscw-A(16w)-dWP9 | Commercial Indoor General Lighting: CFL Lamp with integated Ballast replaces pre-existing standard lighting Wattage. Measure includes Code case. Impacts: CFL-based HOU (varies by BldgType) | ExAnte2017 | Disposition | 2020-11-24 16:30 | Com-Iltg-dWatt-CFL | NonDEER | Scaled | BaseRatio | 0 | 0 | None |  | 0 |  | 1 | Com | Any | Lighting | InGen-CFL | Ltg_Lamp | CFLint_lamp | CFLscw-A(16w) | ILtg-CFL-Com | All Nonres (except globe & candelabra) CFL base case, Total Watts = 1.59 x Msr Watts | All Nonres (except globe & candelabra) CFL base case, Total Watts = 1.59 x Msr Watts | CFL Lamp: A-lamp, 16 Watts | CFLratio0159 | CFLratio0159 | CFLscw-A(16w) | Available |  |  |  | 2017ScrewInLampDisposition | ErRobNc |  |  |  | 2017Dispo-Com-InLtg | 2017-07-01 | 2018-06-30 | InEA_modVal |  |  |  |  | Standard | Remove expiry date per Commission Staff direction 2018ScrewInLampSavignsMethods-11Dec2017.pdf | 1 | 1 | 0 | Deemed Ex Ante Team |  | Remove expiry date per Commission Staff direction 2018ScrewInLampSavignsMethods-11Dec2017.pdf |  | Updated to indicate claim/filing status
909 | NG-HVAC-Blr-HW-lt300kBtuh-94p0AFUE-CndLow | Hot water boiler (< 300 kBtuh, 94.0 AFUE, condensing, OA reset from 115 to 140 F) | DEER2016 | D16v2 | 2020-11-24 16:30 | NG-HVAC-Blr-HW-lt300kBtuh-94p0AFUE-CndLow | DEER | Standard | None | 0 | 0 | None |  | 0 |  | 0 | Com | Any | HVAC | SpaceHeat | WaterHtg_eq | Boiler_AF |  | HVAC-Blr | Hot water boiler,< 300 kBtuh; Pre-2005: 80.0 Et, No reset 2006 - 2009: 80.0 Et, OA Reset from 140 to 165 F 2010 - 2013: 80.0 Et, OA Reset from 140 to 165 F 2014 - 2015: 82.0 Et, OA Reset from 140 to 165 F | Hot water boiler (< 300 kBtuh, 82.0 AFUE, OA Reset from 140 to 165 F) | Hot water boiler (< 300 kBtuh, 94.0 AFUE, condensing, OA reset from 115 to 140 F) |  |  |  | Available |  | 0 | 0 |  | ErRobNc |  | HVAC-Blr |  | None | 2016-01-01 | 2019-12-31 | DEER2016 Update (non-Ltg) |  |  |  |  | Standard | Measure expired due to DEER2020 update | 1 | 1 | 0 | Deemed Ex Ante Team |  | Measure expired due to DEER2020 update |  | Updated to indicate claim/filing status
910 | C-In-CFLscw-A(18w)-dWP11 | Commercial Indoor General Lighting: CFL Lamp with integated Ballast replaces pre-existing standard lighting Wattage. Measure includes Code case. Impacts: CFL-based HOU (varies by BldgType) | ExAnte2017 | Disposition | 2020-11-24 16:30 | Com-Iltg-dWatt-CFL | NonDEER | Scaled | BaseRatio | 0 | 0 | None |  | 0 |  | 1 | Com | Any | Lighting | InGen-CFL | Ltg_Lamp | CFLint_lamp | CFLscw-A(18w) | ILtg-CFL-Com | All Nonres (except globe & candelabra) CFL base case, Total Watts = 1.59 x Msr Watts | All Nonres (except globe & candelabra) CFL base case, Total Watts = 1.59 x Msr Watts | CFL Lamp: A-lamp, 18 Watts | CFLratio0159 | CFLratio0159 | CFLscw-A(18w) | Available |  |  |  | 2017ScrewInLampDisposition | ErRobNc |  |  |  | 2017Dispo-Com-InLtg | 2017-07-01 | 2018-06-30 | InEA_modVal |  |  |  |  | Standard | Remove expiry date per Commission Staff direction 2018ScrewInLampSavignsMethods-11Dec2017.pdf | 1 | 1 | 0 | Deemed Ex Ante Team |  | Remove expiry date per Commission Staff direction 2018ScrewInLampSavignsMethods-11Dec2017.pdf |  | Updated to indicate claim/filing status
910 | NG-HVAC-Blr-HW-lt300kBtuh-94p0AFUE-CndReset | Hot water boiler (< 300 kBtuh, 94.0 AFUE, condensing, load reset from 115 to 140 F) | DEER2016 | D16v2 | 2020-11-24 16:30 | NG-HVAC-Blr-HW-lt300kBtuh-94p0AFUE-CndReset | DEER | Standard | None | 0 | 0 | None |  | 0 |  | 0 | Com | Any | HVAC | SpaceHeat | WaterHtg_eq | Boiler_AF |  | HVAC-Blr | Hot water boiler,< 300 kBtuh; Pre-2005: 80.0 Et, No reset 2006 - 2009: 80.0 Et, OA Reset from 140 to 165 F 2010 - 2013: 80.0 Et, OA Reset from 140 to 165 F 2014 - 2015: 82.0 Et, OA Reset from 140 to 165 F | Hot water boiler (< 300 kBtuh, 82.0 AFUE, OA Reset from 140 to 165 F) | Hot water boiler (< 300 kBtuh, 94.0 AFUE, condensing, load reset from 115 to 140 F) |  |  |  | Available |  | 0 | 0 |  | ErRobNc |  | HVAC-Blr |  | None | 2016-01-01 | 2019-12-31 | DEER2016 Update (non-Ltg) |  |  |  |  | Standard | Measure expired due to DEER2020 update | 1 | 1 | 0 | Deemed Ex Ante Team |  | Measure expired due to DEER2020 update |  | Updated to indicate claim/filing status
911 | C-In-CFLscw-A(19w)-dWP11 | Commercial Indoor General Lighting: CFL Lamp with integated Ballast replaces pre-existing standard lighting Wattage. Measure includes Code case. Impacts: CFL-based HOU (varies by BldgType) | ExAnte2017 | Disposition | 2020-11-24 16:30 | Com-Iltg-dWatt-CFL | NonDEER | Scaled | BaseRatio | 0 | 0 | None |  | 0 |  | 1 | Com | Any | Lighting | InGen-CFL | Ltg_Lamp | CFLint_lamp | CFLscw-A(19w) | ILtg-CFL-Com | All Nonres (except globe & candelabra) CFL base case, Total Watts = 1.59 x Msr Watts | All Nonres (except globe & candelabra) CFL base case, Total Watts = 1.59 x Msr Watts | CFL Lamp: A-lamp, 19 Watts | CFLratio0159 | CFLratio0159 | CFLscw-A(19w) | Available |  |  |  | 2017ScrewInLampDisposition | ErRobNc |  |  |  | 2017Dispo-Com-InLtg | 2017-07-01 | 2018-06-30 | InEA_modVal |  |  |  |  | Standard | Remove expiry date per Commission Staff direction 2018ScrewInLampSavignsMethods-11Dec2017.pdf | 1 | 1 | 0 | Deemed Ex Ante Team |  | Remove expiry date per Commission Staff direction 2018ScrewInLampSavignsMethods-11Dec2017.pdf |  | Updated to indicate claim/filing status
911 | NG-HVAC-Blr-HW-300to2500kBtuh-83p0Et-Drft | Hot water boiler (300 - 2500 kBtuh, 83.0 Et, OA Reset from 140 to 165 F) | DEER2016 | D16v2 | 2020-11-24 16:30 | NG-HVAC-Blr-HW-300to2500kBtuh-83p0Et-Drft | DEER | Standard | None | 0 | 0 | None |  | 0 |  | 0 | Com | Any | HVAC | SpaceHeat | WaterHtg_eq | Boiler_Et |  | HVAC-Blr | Hot water boiler,300 - 2500 kBtuh; Pre-2005: 75.0 Et, No reset 2006 - 2009: 75.0 Et, OA Reset from 140 to 165 F 2010 - 2013: 75.0 Et, OA Reset from 140 to 165 F 2014 - 2015: 80.0 Et, OA Reset from 140 to 165 F | Hot water boiler (300 - 2500 kBtuh, 80.0 Et, OA Reset from 140 to 165 F) | Hot water boiler (300 - 2500 kBtuh, 83.0 Et, OA Reset from 140 to 165 F) |  |  |  | Available |  | 0 | 0 |  | ErRobNc |  | HVAC-Blr |  | None | 2016-01-01 | 2019-12-31 | DEER2016 Update (non-Ltg) |  |  |  |  | Standard | Measure expired due to DEER2020 update | 1 | 1 | 0 | Deemed Ex Ante Team |  | Measure expired due to DEER2020 update |  | Updated to indicate claim/filing status
912 | C-In-CFLscw-A(20w)-dWP12 | Commercial Indoor General Lighting: CFL Lamp with integated Ballast replaces pre-existing standard lighting Wattage. Measure includes Code case. Impacts: CFL-based HOU (varies by BldgType) | ExAnte2017 | Disposition | 2020-11-24 16:30 | Com-Iltg-dWatt-CFL | NonDEER | Scaled | BaseRatio | 0 | 0 | None |  | 0 |  | 1 | Com | Any | Lighting | InGen-CFL | Ltg_Lamp | CFLint_lamp | CFLscw-A(20w) | ILtg-CFL-Com | All Nonres (except globe & candelabra) CFL base case, Total Watts = 1.59 x Msr Watts | All Nonres (except globe & candelabra) CFL base case, Total Watts = 1.59 x Msr Watts | CFL Lamp: A-lamp, 20 Watts | CFLratio0159 | CFLratio0159 | CFLscw-A(20w) | Available |  |  |  | 2017ScrewInLampDisposition | ErRobNc |  |  |  | 2017Dispo-Com-InLtg | 2017-07-01 | 2018-06-30 | InEA_modVal |  |  |  |  | Standard | Remove expiry date per Commission Staff direction 2018ScrewInLampSavignsMethods-11Dec2017.pdf | 1 | 1 | 0 | Deemed Ex Ante Team |  | Remove expiry date per Commission Staff direction 2018ScrewInLampSavignsMethods-11Dec2017.pdf |  | Updated to indicate claim/filing status
912 | NG-HVAC-Blr-HW-300to2500kBtuh-85p0Et-Drft | Hot water boiler (300 - 2500 kBtuh, 85.0 Et, OA Reset from 140 to 165 F) | DEER2016 | D16v2 | 2020-11-24 16:30 | NG-HVAC-Blr-HW-300to2500kBtuh-85p0Et-Drft | DEER | Standard | None | 0 | 0 | None |  | 0 |  | 0 | Com | Any | HVAC | SpaceHeat | WaterHtg_eq | Boiler_Et |  | HVAC-Blr | Hot water boiler,300 - 2500 kBtuh; Pre-2005: 75.0 Et, No reset 2006 - 2009: 75.0 Et, OA Reset from 140 to 165 F 2010 - 2013: 75.0 Et, OA Reset from 140 to 165 F 2014 - 2015: 80.0 Et, OA Reset from 140 to 165 F | Hot water boiler (300 - 2500 kBtuh, 80.0 Et, OA Reset from 140 to 165 F) | Hot water boiler (300 - 2500 kBtuh, 85.0 Et, OA Reset from 140 to 165 F) |  |  |  | Available |  | 0 | 0 |  | ErRobNc |  | HVAC-Blr |  | None | 2016-01-01 | 2019-12-31 | DEER2016 Update (non-Ltg) |  |  |  |  | Standard | Measure expired due to DEER2020 update | 1 | 1 | 0 | Deemed Ex Ante Team |  | Measure expired due to DEER2020 update |  | Updated to indicate claim/filing status
913 | C-In-CFLscw-A(22w)-dWP13 | Commercial Indoor General Lighting: CFL Lamp with integated Ballast replaces pre-existing standard lighting Wattage. Measure includes Code case. Impacts: CFL-based HOU (varies by BldgType) | ExAnte2017 | Disposition | 2020-11-24 16:30 | Com-Iltg-dWatt-CFL | NonDEER | Scaled | BaseRatio | 0 | 0 | None |  | 0 |  | 1 | Com | Any | Lighting | InGen-CFL | Ltg_Lamp | CFLint_lamp | CFLscw-A(22w) | ILtg-CFL-Com | All Nonres (except globe & candelabra) CFL base case, Total Watts = 1.59 x Msr Watts | All Nonres (except globe & candelabra) CFL base case, Total Watts = 1.59 x Msr Watts | CFL Lamp: A-lamp, 22 Watts | CFLratio0159 | CFLratio0159 | CFLscw-A(22w) | Available |  |  |  | 2017ScrewInLampDisposition | ErRobNc |  |  |  | 2017Dispo-Com-InLtg | 2017-07-01 | 2018-06-30 | InEA_modVal |  |  |  |  | Standard | Remove expiry date per Commission Staff direction 2018ScrewInLampSavignsMethods-11Dec2017.pdf | 1 | 1 | 0 | Deemed Ex Ante Team |  | Remove expiry date per Commission Staff direction 2018ScrewInLampSavignsMethods-11Dec2017.pdf |  | Updated to indicate claim/filing status
913 | NG-HVAC-Blr-HW-300to2500kBtuh-90p0Et-CndStd | Hot water boiler (300 - 2500 kBtuh, 90.0 Et, condensing, OA reset from 140 to 165 F) | DEER2016 | D16v2 | 2020-11-24 16:30 | NG-HVAC-Blr-HW-300to2500kBtuh-90p0Et-CndStd | DEER | Standard | None | 0 | 0 | None |  | 0 |  | 0 | Com | Any | HVAC | SpaceHeat | WaterHtg_eq | Boiler_Et |  | HVAC-Blr | Hot water boiler,300 - 2500 kBtuh; Pre-2005: 75.0 Et, No reset 2006 - 2009: 75.0 Et, OA Reset from 140 to 165 F 2010 - 2013: 75.0 Et, OA Reset from 140 to 165 F 2014 - 2015: 80.0 Et, OA Reset from 140 to 165 F | Hot water boiler (300 - 2500 kBtuh, 80.0 Et, OA Reset from 140 to 165 F) | Hot water boiler (300 - 2500 kBtuh, 90.0 Et, condensing, OA reset from 140 to 165 F) |  |  |  | Available |  | 0 | 0 |  | ErRobNc |  | HVAC-Blr |  | None | 2016-01-01 | 2019-12-31 | DEER2016 Update (non-Ltg) |  |  |  |  | Standard | Measure expired due to DEER2020 update | 1 | 1 | 0 | Deemed Ex Ante Team |  | Measure expired due to DEER2020 update |  | Updated to indicate claim/filing status
914 | C-In-CFLscw-A(23w)-dWP14 | Commercial Indoor General Lighting: CFL Lamp with integated Ballast replaces pre-existing standard lighting Wattage. Measure includes Code case. Impacts: CFL-based HOU (varies by BldgType) | ExAnte2017 | Disposition | 2020-11-24 16:30 | Com-Iltg-dWatt-CFL | NonDEER | Scaled | BaseRatio | 0 | 0 | None |  | 0 |  | 1 | Com | Any | Lighting | InGen-CFL | Ltg_Lamp | CFLint_lamp | CFLscw-A(23w) | ILtg-CFL-Com | All Nonres (except globe & candelabra) CFL base case, Total Watts = 1.59 x Msr Watts | All Nonres (except globe & candelabra) CFL base case, Total Watts = 1.59 x Msr Watts | CFL Lamp: A-lamp, 23 Watts | CFLratio0159 | CFLratio0159 | CFLscw-A(23w) | Available |  |  |  | 2017ScrewInLampDisposition | ErRobNc |  |  |  | 2017Dispo-Com-InLtg | 2017-07-01 | 2018-06-30 | InEA_modVal |  |  |  |  | Standard | Remove expiry date per Commission Staff direction 2018ScrewInLampSavignsMethods-11Dec2017.pdf | 1 | 1 | 0 | Deemed Ex Ante Team |  | Remove expiry date per Commission Staff direction 2018ScrewInLampSavignsMethods-11Dec2017.pdf |  | Updated to indicate claim/filing status
914 | NG-HVAC-Blr-HW-300to2500kBtuh-90p0Et-CndLow | Hot water boiler (300 - 2500 kBtuh, 90.0 Et, condensing, OA reset from 115 to 140 F) | DEER2016 | D16v2 | 2020-11-24 16:30 | NG-HVAC-Blr-HW-300to2500kBtuh-90p0Et-CndLow | DEER | Standard | None | 0 | 0 | None |  | 0 |  | 0 | Com | Any | HVAC | SpaceHeat | WaterHtg_eq | Boiler_Et |  | HVAC-Blr | Hot water boiler,300 - 2500 kBtuh; Pre-2005: 75.0 Et, No reset 2006 - 2009: 75.0 Et, OA Reset from 140 to 165 F 2010 - 2013: 75.0 Et, OA Reset from 140 to 165 F 2014 - 2015: 80.0 Et, OA Reset from 140 to 165 F | Hot water boiler (300 - 2500 kBtuh, 80.0 Et, OA Reset from 140 to 165 F) | Hot water boiler (300 - 2500 kBtuh, 90.0 Et, condensing, OA reset from 115 to 140 F) |  |  |  | Available |  | 0 | 0 |  | ErRobNc |  | HVAC-Blr |  | None | 2016-01-01 | 2019-12-31 | DEER2016 Update (non-Ltg) |  |  |  |  | Standard | Measure expired due to DEER2020 update | 1 | 1 | 0 | Deemed Ex Ante Team |  | Measure expired due to DEER2020 update |  | Updated to indicate claim/filing status
915 | C-In-CFLscw-A(24w)-dWP14 | Commercial Indoor General Lighting: CFL Lamp with integated Ballast replaces pre-existing standard lighting Wattage. Measure includes Code case. Impacts: CFL-based HOU (varies by BldgType) | ExAnte2017 | Disposition | 2020-11-24 16:30 | Com-Iltg-dWatt-CFL | NonDEER | Scaled | BaseRatio | 0 | 0 | None |  | 0 |  | 1 | Com | Any | Lighting | InGen-CFL | Ltg_Lamp | CFLint_lamp | CFLscw-A(24w) | ILtg-CFL-Com | All Nonres (except globe & candelabra) CFL base case, Total Watts = 1.59 x Msr Watts | All Nonres (except globe & candelabra) CFL base case, Total Watts = 1.59 x Msr Watts | CFL Lamp: A-lamp, 24 Watts | CFLratio0159 | CFLratio0159 | CFLscw-A(24w) | Available |  |  |  | 2017ScrewInLampDisposition | ErRobNc |  |  |  | 2017Dispo-Com-InLtg | 2017-07-01 | 2018-06-30 | InEA_modVal |  |  |  |  | Standard | Remove expiry date per Commission Staff direction 2018ScrewInLampSavignsMethods-11Dec2017.pdf | 1 | 1 | 0 | Deemed Ex Ante Team |  | Remove expiry date per Commission Staff direction 2018ScrewInLampSavignsMethods-11Dec2017.pdf |  | Updated to indicate claim/filing status
915 | NG-HVAC-Blr-HW-300to2500kBtuh-90p0Et-CndReset | Hot water boiler (300 - 2500 kBtuh, 90.0 Et, condensing, load reset from 115 to 140 F) | DEER2016 | D16v2 | 2020-11-24 16:30 | NG-HVAC-Blr-HW-300to2500kBtuh-90p0Et-CndReset | DEER | Standard | None | 0 | 0 | None |  | 0 |  | 0 | Com | Any | HVAC | SpaceHeat | WaterHtg_eq | Boiler_Et |  | HVAC-Blr | Hot water boiler,300 - 2500 kBtuh; Pre-2005: 75.0 Et, No reset 2006 - 2009: 75.0 Et, OA Reset from 140 to 165 F 2010 - 2013: 75.0 Et, OA Reset from 140 to 165 F 2014 - 2015: 80.0 Et, OA Reset from 140 to 165 F | Hot water boiler (300 - 2500 kBtuh, 80.0 Et, OA Reset from 140 to 165 F) | Hot water boiler (300 - 2500 kBtuh, 90.0 Et, condensing, load reset from 115 to 140 F) |  |  |  | Available |  | 0 | 0 |  | ErRobNc |  | HVAC-Blr |  | None | 2016-01-01 | 2019-12-31 | DEER2016 Update (non-Ltg) |  |  |  |  | Standard | Measure expired due to DEER2020 update | 1 | 1 | 0 | Deemed Ex Ante Team |  | Measure expired due to DEER2020 update |  | Updated to indicate claim/filing status
916 | C-In-CFLscw-A(25w)-dWP15 | Commercial Indoor General Lighting: CFL Lamp with integated Ballast replaces pre-existing standard lighting Wattage. Measure includes Code case. Impacts: CFL-based HOU (varies by BldgType) | ExAnte2017 | Disposition | 2020-11-24 16:30 | Com-Iltg-dWatt-CFL | NonDEER | Scaled | BaseRatio | 0 | 0 | None |  | 0 |  | 1 | Com | Any | Lighting | InGen-CFL | Ltg_Lamp | CFLint_lamp | CFLscw-A(25w) | ILtg-CFL-Com | All Nonres (except globe & candelabra) CFL base case, Total Watts = 1.59 x Msr Watts | All Nonres (except globe & candelabra) CFL base case, Total Watts = 1.59 x Msr Watts | CFL Lamp: A-lamp, 25 Watts | CFLratio0159 | CFLratio0159 | CFLscw-A(25w) | Available |  |  |  | 2017ScrewInLampDisposition | ErRobNc |  |  |  | 2017Dispo-Com-InLtg | 2017-07-01 | 2018-06-30 | InEA_modVal |  |  |  |  | Standard | Remove expiry date per Commission Staff direction 2018ScrewInLampSavignsMethods-11Dec2017.pdf | 1 | 1 | 0 | Deemed Ex Ante Team |  | Remove expiry date per Commission Staff direction 2018ScrewInLampSavignsMethods-11Dec2017.pdf |  | Updated to indicate claim/filing status
916 | NG-HVAC-Blr-HW-300to2500kBtuh-94p0Et-CndStd | Hot water boiler (300 - 2500 kBtuh, 94.0 Et, condensing, OA reset from 140 to 165 F) | DEER2016 | D16v2 | 2020-11-24 16:30 | NG-HVAC-Blr-HW-300to2500kBtuh-94p0Et-CndStd | DEER | Standard | None | 0 | 0 | None |  | 0 |  | 0 | Com | Any | HVAC | SpaceHeat | WaterHtg_eq | Boiler_Et |  | HVAC-Blr | Hot water boiler,300 - 2500 kBtuh; Pre-2005: 75.0 Et, No reset 2006 - 2009: 75.0 Et, OA Reset from 140 to 165 F 2010 - 2013: 75.0 Et, OA Reset from 140 to 165 F 2014 - 2015: 80.0 Et, OA Reset from 140 to 165 F | Hot water boiler (300 - 2500 kBtuh, 80.0 Et, OA Reset from 140 to 165 F) | Hot water boiler (300 - 2500 kBtuh, 94.0 Et, condensing, OA reset from 140 to 165 F) |  |  |  | Available |  | 0 | 0 |  | ErRobNc |  | HVAC-Blr |  | None | 2016-01-01 | 2019-12-31 | DEER2016 Update (non-Ltg) |  |  |  |  | Standard | Measure expired due to DEER2020 update | 1 | 1 | 0 | Deemed Ex Ante Team |  | Measure expired due to DEER2020 update |  | Updated to indicate claim/filing status
917 | C-In-CFLscw-A(26w)-dWP15 | Commercial Indoor General Lighting: CFL Lamp with integated Ballast replaces pre-existing standard lighting Wattage. Measure includes Code case. Impacts: CFL-based HOU (varies by BldgType) | ExAnte2017 | Disposition | 2020-11-24 16:30 | Com-Iltg-dWatt-CFL | NonDEER | Scaled | BaseRatio | 0 | 0 | None |  | 0 |  | 1 | Com | Any | Lighting | InGen-CFL | Ltg_Lamp | CFLint_lamp | CFLscw-A(26w) | ILtg-CFL-Com | All Nonres (except globe & candelabra) CFL base case, Total Watts = 1.59 x Msr Watts | All Nonres (except globe & candelabra) CFL base case, Total Watts = 1.59 x Msr Watts | CFL Lamp: A-lamp, 26 Watts | CFLratio0159 | CFLratio0159 | CFLscw-A(26w) | Available |  |  |  | 2017ScrewInLampDisposition | ErRobNc |  |  |  | 2017Dispo-Com-InLtg | 2017-07-01 | 2018-06-30 | InEA_modVal |  |  |  |  | Standard | Remove expiry date per Commission Staff direction 2018ScrewInLampSavignsMethods-11Dec2017.pdf | 1 | 1 | 0 | Deemed Ex Ante Team |  | Remove expiry date per Commission Staff direction 2018ScrewInLampSavignsMethods-11Dec2017.pdf |  | Updated to indicate claim/filing status
917 | NG-HVAC-Blr-HW-300to2500kBtuh-94p0Et-CndLow | Hot water boiler (300 - 2500 kBtuh, 94.0 Et, condensing, OA reset from 115 to 140 F) | DEER2016 | D16v2 | 2020-11-24 16:30 | NG-HVAC-Blr-HW-300to2500kBtuh-94p0Et-CndLow | DEER | Standard | None | 0 | 0 | None |  | 0 |  | 0 | Com | Any | HVAC | SpaceHeat | WaterHtg_eq | Boiler_Et |  | HVAC-Blr | Hot water boiler,300 - 2500 kBtuh; Pre-2005: 75.0 Et, No reset 2006 - 2009: 75.0 Et, OA Reset from 140 to 165 F 2010 - 2013: 75.0 Et, OA Reset from 140 to 165 F 2014 - 2015: 80.0 Et, OA Reset from 140 to 165 F | Hot water boiler (300 - 2500 kBtuh, 80.0 Et, OA Reset from 140 to 165 F) | Hot water boiler (300 - 2500 kBtuh, 94.0 Et, condensing, OA reset from 115 to 140 F) |  |  |  | Available |  | 0 | 0 |  | ErRobNc |  | HVAC-Blr |  | None | 2016-01-01 | 2019-12-31 | DEER2016 Update (non-Ltg) |  |  |  |  | Standard | Measure expired due to DEER2020 update | 1 | 1 | 0 | Deemed Ex Ante Team |  | Measure expired due to DEER2020 update |  | Updated to indicate claim/filing status
918 | C-In-CFLscw-A(27w)-dWP16 | Commercial Indoor General Lighting: CFL Lamp with integated Ballast replaces pre-existing standard lighting Wattage. Measure includes Code case. Impacts: CFL-based HOU (varies by BldgType) | ExAnte2017 | Disposition | 2020-11-24 16:30 | Com-Iltg-dWatt-CFL | NonDEER | Scaled | BaseRatio | 0 | 0 | None |  | 0 |  | 1 | Com | Any | Lighting | InGen-CFL | Ltg_Lamp | CFLint_lamp | CFLscw-A(27w) | ILtg-CFL-Com | All Nonres (except globe & candelabra) CFL base case, Total Watts = 1.59 x Msr Watts | All Nonres (except globe & candelabra) CFL base case, Total Watts = 1.59 x Msr Watts | CFL Lamp: A-lamp, 27 Watts | CFLratio0159 | CFLratio0159 | CFLscw-A(27w) | Available |  |  |  | 2017ScrewInLampDisposition | ErRobNc |  |  |  | 2017Dispo-Com-InLtg | 2017-07-01 | 2018-06-30 | InEA_modVal |  |  |  |  | Standard | Remove expiry date per Commission Staff direction 2018ScrewInLampSavignsMethods-11Dec2017.pdf | 1 | 1 | 0 | Deemed Ex Ante Team |  | Remove expiry date per Commission Staff direction 2018ScrewInLampSavignsMethods-11Dec2017.pdf |  | Updated to indicate claim/filing status
918 | NG-HVAC-Blr-HW-300to2500kBtuh-94p0Et-CndReset | Hot water boiler (300 - 2500 kBtuh, 94.0 Et, condensing, load reset from 115 to 140 F) | DEER2016 | D16v2 | 2020-11-24 16:30 | NG-HVAC-Blr-HW-300to2500kBtuh-94p0Et-CndReset | DEER | Standard | None | 0 | 0 | None |  | 0 |  | 0 | Com | Any | HVAC | SpaceHeat | WaterHtg_eq | Boiler_Et |  | HVAC-Blr | Hot water boiler,300 - 2500 kBtuh; Pre-2005: 75.0 Et, No reset 2006 - 2009: 75.0 Et, OA Reset from 140 to 165 F 2010 - 2013: 75.0 Et, OA Reset from 140 to 165 F 2014 - 2015: 80.0 Et, OA Reset from 140 to 165 F | Hot water boiler (300 - 2500 kBtuh, 80.0 Et, OA Reset from 140 to 165 F) | Hot water boiler (300 - 2500 kBtuh, 94.0 Et, condensing, load reset from 115 to 140 F) |  |  |  | Available |  | 0 | 0 |  | ErRobNc |  | HVAC-Blr |  | None | 2016-01-01 | 2019-12-31 | DEER2016 Update (non-Ltg) |  |  |  |  | Standard | Measure expired due to DEER2020 update | 1 | 1 | 0 | Deemed Ex Ante Team |  | Measure expired due to DEER2020 update |  | Updated to indicate claim/filing status
919 | C-In-CFLscw-A(28w)-dWP17 | Commercial Indoor General Lighting: CFL Lamp with integated Ballast replaces pre-existing standard lighting Wattage. Measure includes Code case. Impacts: CFL-based HOU (varies by BldgType) | ExAnte2017 | Disposition | 2020-11-24 16:30 | Com-Iltg-dWatt-CFL | NonDEER | Scaled | BaseRatio | 0 | 0 | None |  | 0 |  | 1 | Com | Any | Lighting | InGen-CFL | Ltg_Lamp | CFLint_lamp | CFLscw-A(28w) | ILtg-CFL-Com | All Nonres (except globe & candelabra) CFL base case, Total Watts = 1.59 x Msr Watts | All Nonres (except globe & candelabra) CFL base case, Total Watts = 1.59 x Msr Watts | CFL Lamp: A-lamp, 28 Watts | CFLratio0159 | CFLratio0159 | CFLscw-A(28w) | Available |  |  |  | 2017ScrewInLampDisposition | ErRobNc |  |  |  | 2017Dispo-Com-InLtg | 2017-07-01 | 2018-06-30 | InEA_modVal |  |  |  |  | Standard | Remove expiry date per Commission Staff direction 2018ScrewInLampSavignsMethods-11Dec2017.pdf | 1 | 1 | 0 | Deemed Ex Ante Team |  | Remove expiry date per Commission Staff direction 2018ScrewInLampSavignsMethods-11Dec2017.pdf |  | Updated to indicate claim/filing status
919 | NG-HVAC-Blr-HW-gt2500kBtuh-83p0Et-Drft | Hot water boiler (> 2500 kBtuh, 83.0 Et, 85.0Ec, OA Reset from 140 to 165 F) | DEER2016 | D16v2 | 2020-11-24 16:30 | NG-HVAC-Blr-HW-gt2500kBtuh-83p0Et-Drft | DEER | Standard | None | 0 | 0 | None |  | 0 |  | 0 | Com | Any | HVAC | SpaceHeat | WaterHtg_eq | Boiler_Et |  | HVAC-Blr | Hot water boiler,> 2500 kBtuh; Pre-2005: 75.0 Et, No reset 2006 - 2009: 75.0 Et, OA Reset from 140 to 165 F 2010 - 2013: 75.0 Et, OA Reset from 140 to 165 F 2014 - 2015: 80.0 Et, OA Reset from 140 to 165 F | Hot water boiler (> 2500 kBtuh, 80.0 Et, 82.0Ec, OA Reset from 140 to 165 F) | Hot water boiler (> 2500 kBtuh, 83.0 Et, 85.0Ec, OA Reset from 140 to 165 F) |  |  |  | Available |  | 0 | 0 |  | ErRobNc |  | HVAC-Blr |  | None | 2016-01-01 | 2019-12-31 | DEER2016 Update (non-Ltg) |  |  |  |  | Standard | Measure expired due to DEER2020 update | 1 | 1 | 0 | Deemed Ex Ante Team |  | Measure expired due to DEER2020 update |  | Updated to indicate claim/filing status
920 | C-In-CFLscw-A(30w)-dWP18 | Commercial Indoor General Lighting: CFL Lamp with integated Ballast replaces pre-existing standard lighting Wattage. Measure includes Code case. Impacts: CFL-based HOU (varies by BldgType) | ExAnte2017 | Disposition | 2020-11-24 16:30 | Com-Iltg-dWatt-CFL | NonDEER | Scaled | BaseRatio | 0 | 0 | None |  | 0 |  | 1 | Com | Any | Lighting | InGen-CFL | Ltg_Lamp | CFLint_lamp | CFLscw-A(30w) | ILtg-CFL-Com | All Nonres (except globe & candelabra) CFL base case, Total Watts = 1.59 x Msr Watts | All Nonres (except globe & candelabra) CFL base case, Total Watts = 1.59 x Msr Watts | CFL Lamp: A-lamp, 30 Watts | CFLratio0159 | CFLratio0159 | CFLscw-A(30w) | Available |  |  |  | 2017ScrewInLampDisposition | ErRobNc |  |  |  | 2017Dispo-Com-InLtg | 2017-07-01 | 2018-06-30 | InEA_modVal |  |  |  |  | Standard | Remove expiry date per Commission Staff direction 2018ScrewInLampSavignsMethods-11Dec2017.pdf | 1 | 1 | 0 | Deemed Ex Ante Team |  | Remove expiry date per Commission Staff direction 2018ScrewInLampSavignsMethods-11Dec2017.pdf |  | Updated to indicate claim/filing status
920 | NG-HVAC-Blr-HW-gt2500kBtuh-85p0Et-Drft | Hot water boiler (> 2500 kBtuh, 85.0 Et, 87.0Ec, OA Reset from 140 to 165 F) | DEER2016 | D16v2 | 2020-11-24 16:30 | NG-HVAC-Blr-HW-gt2500kBtuh-85p0Et-Drft | DEER | Standard | None | 0 | 0 | None |  | 0 |  | 0 | Com | Any | HVAC | SpaceHeat | WaterHtg_eq | Boiler_Et |  | HVAC-Blr | Hot water boiler,> 2500 kBtuh; Pre-2005: 75.0 Et, No reset 2006 - 2009: 75.0 Et, OA Reset from 140 to 165 F 2010 - 2013: 75.0 Et, OA Reset from 140 to 165 F 2014 - 2015: 80.0 Et, OA Reset from 140 to 165 F | Hot water boiler (> 2500 kBtuh, 80.0 Et, 82.0Ec, OA Reset from 140 to 165 F) | Hot water boiler (> 2500 kBtuh, 85.0 Et, 87.0Ec, OA Reset from 140 to 165 F) |  |  |  | Available |  | 0 | 0 |  | ErRobNc |  | HVAC-Blr |  | None | 2016-01-01 | 2019-12-31 | DEER2016 Update (non-Ltg) |  |  |  |  | Standard | Measure expired due to DEER2020 update | 1 | 1 | 0 | Deemed Ex Ante Team |  | Measure expired due to DEER2020 update |  | Updated to indicate claim/filing status
921 | C-In-CFLscw-A(32w)-dWP19 | Commercial Indoor General Lighting: CFL Lamp with integated Ballast replaces pre-existing standard lighting Wattage. Measure includes Code case. Impacts: CFL-based HOU (varies by BldgType) | ExAnte2017 | Disposition | 2020-11-24 16:30 | Com-Iltg-dWatt-CFL | NonDEER | Scaled | BaseRatio | 0 | 0 | None |  | 0 |  | 1 | Com | Any | Lighting | InGen-CFL | Ltg_Lamp | CFLint_lamp | CFLscw-A(32w) | ILtg-CFL-Com | All Nonres (except globe & candelabra) CFL base case, Total Watts = 1.59 x Msr Watts | All Nonres (except globe & candelabra) CFL base case, Total Watts = 1.59 x Msr Watts | CFL Lamp: A-lamp, 32 Watts | CFLratio0159 | CFLratio0159 | CFLscw-A(32w) | Available |  |  |  | 2017ScrewInLampDisposition | ErRobNc |  |  |  | 2017Dispo-Com-InLtg | 2017-07-01 | 2018-06-30 | InEA_modVal |  |  |  |  | Standard | Remove expiry date per Commission Staff direction 2018ScrewInLampSavignsMethods-11Dec2017.pdf | 1 | 1 | 0 | Deemed Ex Ante Team |  | Remove expiry date per Commission Staff direction 2018ScrewInLampSavignsMethods-11Dec2017.pdf |  | Updated to indicate claim/filing status
921 | NG-HVAC-Blr-HW-gt2500kBtuh-90p0Et-CndStd | Hot water boiler (> 2500 kBtuh, 90.0 Et, condensing, OA reset from 140 to 165 F) | DEER2016 | D16v2 | 2020-11-24 16:30 | NG-HVAC-Blr-HW-gt2500kBtuh-90p0Et-CndStd | DEER | Standard | None | 0 | 0 | None |  | 0 |  | 0 | Com | Any | HVAC | SpaceHeat | WaterHtg_eq | Boiler_Et |  | HVAC-Blr | Hot water boiler,> 2500 kBtuh; Pre-2005: 75.0 Et, No reset 2006 - 2009: 75.0 Et, OA Reset from 140 to 165 F 2010 - 2013: 75.0 Et, OA Reset from 140 to 165 F 2014 - 2015: 80.0 Et, OA Reset from 140 to 165 F | Hot water boiler (> 2500 kBtuh, 80.0 Et, 82.0Ec, OA Reset from 140 to 165 F) | Hot water boiler (> 2500 kBtuh, 90.0 Et, condensing, OA reset from 140 to 165 F) |  |  |  | Available |  | 0 | 0 |  | ErRobNc |  | HVAC-Blr |  | None | 2016-01-01 | 2019-12-31 | DEER2016 Update (non-Ltg) |  |  |  |  | Standard | Measure expired due to DEER2020 update | 1 | 1 | 0 | Deemed Ex Ante Team |  | Measure expired due to DEER2020 update |  | Updated to indicate claim/filing status
922 | C-In-CFLscw-A(40w)-dWP24 | Commercial Indoor General Lighting: CFL Lamp with integated Ballast replaces pre-existing standard lighting Wattage. Measure includes Code case. Impacts: CFL-based HOU (varies by BldgType) | ExAnte2017 | Disposition | 2020-11-24 16:30 | Com-Iltg-dWatt-CFL | NonDEER | Scaled | BaseRatio | 0 | 0 | None |  | 0 |  | 1 | Com | Any | Lighting | InGen-CFL | Ltg_Lamp | CFLint_lamp | CFLscw-A(40w) | ILtg-CFL-Com | All Nonres (except globe & candelabra) CFL base case, Total Watts = 1.59 x Msr Watts | All Nonres (except globe & candelabra) CFL base case, Total Watts = 1.59 x Msr Watts | CFL Lamp: A-lamp, 40 Watts | CFLratio0159 | CFLratio0159 | CFLscw-A(40w) | Available |  |  |  | 2017ScrewInLampDisposition | ErRobNc |  |  |  | 2017Dispo-Com-InLtg | 2017-07-01 | 2018-06-30 | InEA_modVal |  |  |  |  | Standard | Remove expiry date per Commission Staff direction 2018ScrewInLampSavignsMethods-11Dec2017.pdf | 1 | 1 | 0 | Deemed Ex Ante Team |  | Remove expiry date per Commission Staff direction 2018ScrewInLampSavignsMethods-11Dec2017.pdf |  | Updated to indicate claim/filing status
922 | NG-HVAC-Blr-HW-gt2500kBtuh-90p0Et-CndLow | Hot water boiler (> 2500 kBtuh, 90.0 Et, condensing, OA reset from 115 to 140 F) | DEER2016 | D16v2 | 2020-11-24 16:30 | NG-HVAC-Blr-HW-gt2500kBtuh-90p0Et-CndLow | DEER | Standard | None | 0 | 0 | None |  | 0 |  | 0 | Com | Any | HVAC | SpaceHeat | WaterHtg_eq | Boiler_Et |  | HVAC-Blr | Hot water boiler,> 2500 kBtuh; Pre-2005: 75.0 Et, No reset 2006 - 2009: 75.0 Et, OA Reset from 140 to 165 F 2010 - 2013: 75.0 Et, OA Reset from 140 to 165 F 2014 - 2015: 80.0 Et, OA Reset from 140 to 165 F | Hot water boiler (> 2500 kBtuh, 80.0 Et, 82.0Ec, OA Reset from 140 to 165 F) | Hot water boiler (> 2500 kBtuh, 90.0 Et, condensing, OA reset from 115 to 140 F) |  |  |  | Available |  | 0 | 0 |  | ErRobNc |  | HVAC-Blr |  | None | 2016-01-01 | 2019-12-31 | DEER2016 Update (non-Ltg) |  |  |  |  | Standard | Measure expired due to DEER2020 update | 1 | 1 | 0 | Deemed Ex Ante Team |  | Measure expired due to DEER2020 update |  | Updated to indicate claim/filing status
923 | C-In-CFLscw-A(42w)-dWP25 | Commercial Indoor General Lighting: CFL Lamp with integated Ballast replaces pre-existing standard lighting Wattage. Measure includes Code case. Impacts: CFL-based HOU (varies by BldgType) | ExAnte2017 | Disposition | 2020-11-24 16:30 | Com-Iltg-dWatt-CFL | NonDEER | Scaled | BaseRatio | 0 | 0 | None |  | 0 |  | 1 | Com | Any | Lighting | InGen-CFL | Ltg_Lamp | CFLint_lamp | CFLscw-A(42w) | ILtg-CFL-Com | All Nonres (except globe & candelabra) CFL base case, Total Watts = 1.59 x Msr Watts | All Nonres (except globe & candelabra) CFL base case, Total Watts = 1.59 x Msr Watts | CFL Lamp: A-lamp, 42 Watts | CFLratio0159 | CFLratio0159 | CFLscw-A(42w) | Available |  |  |  | 2017ScrewInLampDisposition | ErRobNc |  |  |  | 2017Dispo-Com-InLtg | 2017-07-01 | 2018-06-30 | InEA_modVal |  |  |  |  | Standard | Remove expiry date per Commission Staff direction 2018ScrewInLampSavignsMethods-11Dec2017.pdf | 1 | 1 | 0 | Deemed Ex Ante Team |  | Remove expiry date per Commission Staff direction 2018ScrewInLampSavignsMethods-11Dec2017.pdf |  | Updated to indicate claim/filing status
923 | NG-HVAC-Blr-HW-gt2500kBtuh-90p0Et-CndReset | Hot water boiler (> 2500 kBtuh, 90.0 Et, condensing, load reset from 115 to 140 F) | DEER2016 | D16v2 | 2020-11-24 16:30 | NG-HVAC-Blr-HW-gt2500kBtuh-90p0Et-CndReset | DEER | Standard | None | 0 | 0 | None |  | 0 |  | 0 | Com | Any | HVAC | SpaceHeat | WaterHtg_eq | Boiler_Et |  | HVAC-Blr | Hot water boiler,> 2500 kBtuh; Pre-2005: 75.0 Et, No reset 2006 - 2009: 75.0 Et, OA Reset from 140 to 165 F 2010 - 2013: 75.0 Et, OA Reset from 140 to 165 F 2014 - 2015: 80.0 Et, OA Reset from 140 to 165 F | Hot water boiler (> 2500 kBtuh, 80.0 Et, 82.0Ec, OA Reset from 140 to 165 F) | Hot water boiler (> 2500 kBtuh, 90.0 Et, condensing, load reset from 115 to 140 F) |  |  |  | Available |  | 0 | 0 |  | ErRobNc |  | HVAC-Blr |  | None | 2016-01-01 | 2019-12-31 | DEER2016 Update (non-Ltg) |  |  |  |  | Standard | Measure expired due to DEER2020 update | 1 | 1 | 0 | Deemed Ex Ante Team |  | Measure expired due to DEER2020 update |  | Updated to indicate claim/filing status
924 | C-In-CFLscw-A(45w)-dWP27 | Commercial Indoor General Lighting: CFL Lamp with integated Ballast replaces pre-existing standard lighting Wattage. Measure includes Code case. Impacts: CFL-based HOU (varies by BldgType) | ExAnte2017 | Disposition | 2020-11-24 16:30 | Com-Iltg-dWatt-CFL | NonDEER | Scaled | BaseRatio | 0 | 0 | None |  | 0 |  | 1 | Com | Any | Lighting | InGen-CFL | Ltg_Lamp | CFLint_lamp | CFLscw-A(45w) | ILtg-CFL-Com | All Nonres (except globe & candelabra) CFL base case, Total Watts = 1.59 x Msr Watts | All Nonres (except globe & candelabra) CFL base case, Total Watts = 1.59 x Msr Watts | CFL Lamp: A-lamp, 45 Watts | CFLratio0159 | CFLratio0159 | CFLscw-A(45w) | Available |  |  |  | 2017ScrewInLampDisposition | ErRobNc |  |  |  | 2017Dispo-Com-InLtg | 2017-07-01 | 2018-06-30 | InEA_modVal |  |  |  |  | Standard | Remove expiry date per Commission Staff direction 2018ScrewInLampSavignsMethods-11Dec2017.pdf | 1 | 1 | 0 | Deemed Ex Ante Team |  | Remove expiry date per Commission Staff direction 2018ScrewInLampSavignsMethods-11Dec2017.pdf |  | Updated to indicate claim/filing status
924 | NG-HVAC-Blr-HW-gt2500kBtuh-94p0Et-CndStd | Hot water boiler (> 2500 kBtuh, 94.0 Et, condensing, OA reset from 140 to 165 F) | DEER2016 | D16v2 | 2020-11-24 16:30 | NG-HVAC-Blr-HW-gt2500kBtuh-94p0Et-CndStd | DEER | Standard | None | 0 | 0 | None |  | 0 |  | 0 | Com | Any | HVAC | SpaceHeat | WaterHtg_eq | Boiler_Et |  | HVAC-Blr | Hot water boiler,> 2500 kBtuh; Pre-2005: 75.0 Et, No reset 2006 - 2009: 75.0 Et, OA Reset from 140 to 165 F 2010 - 2013: 75.0 Et, OA Reset from 140 to 165 F 2014 - 2015: 80.0 Et, OA Reset from 140 to 165 F | Hot water boiler (> 2500 kBtuh, 80.0 Et, 82.0Ec, OA Reset from 140 to 165 F) | Hot water boiler (> 2500 kBtuh, 94.0 Et, condensing, OA reset from 140 to 165 F) |  |  |  | Available |  | 0 | 0 |  | ErRobNc |  | HVAC-Blr |  | None | 2016-01-01 | 2019-12-31 | DEER2016 Update (non-Ltg) |  |  |  |  | Standard | Measure expired due to DEER2020 update | 1 | 1 | 0 | Deemed Ex Ante Team |  | Measure expired due to DEER2020 update |  | Updated to indicate claim/filing status
925 | C-In-CFLscw-A(55w)-dWP32 | Commercial Indoor General Lighting: CFL Lamp with integated Ballast replaces pre-existing standard lighting Wattage. Measure includes Code case. Impacts: CFL-based HOU (varies by BldgType) | ExAnte2017 | Disposition | 2020-11-24 16:30 | Com-Iltg-dWatt-CFL | NonDEER | Scaled | BaseRatio | 0 | 0 | None |  | 0 |  | 1 | Com | Any | Lighting | InGen-CFL | Ltg_Lamp | CFLint_lamp | CFLscw-A(55w) | ILtg-CFL-Com | All Nonres (except globe & candelabra) CFL base case, Total Watts = 1.59 x Msr Watts | All Nonres (except globe & candelabra) CFL base case, Total Watts = 1.59 x Msr Watts | CFL Lamp: A-lamp, 55 Watts | CFLratio0159 | CFLratio0159 | CFLscw-A(55w) | Available |  |  |  | 2017ScrewInLampDisposition | ErRobNc |  |  |  | 2017Dispo-Com-InLtg | 2017-07-01 | 2018-06-30 | InEA_modVal |  |  |  |  | Standard | Remove expiry date per Commission Staff direction 2018ScrewInLampSavignsMethods-11Dec2017.pdf | 1 | 1 | 0 | Deemed Ex Ante Team |  | Remove expiry date per Commission Staff direction 2018ScrewInLampSavignsMethods-11Dec2017.pdf |  | Updated to indicate claim/filing status
925 | NG-HVAC-Blr-HW-gt2500kBtuh-94p0Et-CndLow | Hot water boiler (> 2500 kBtuh, 94.0 Et, condensing, OA reset from 115 to 140 F) | DEER2016 | D16v2 | 2020-11-24 16:30 | NG-HVAC-Blr-HW-gt2500kBtuh-94p0Et-CndLow | DEER | Standard | None | 0 | 0 | None |  | 0 |  | 0 | Com | Any | HVAC | SpaceHeat | WaterHtg_eq | Boiler_Et |  | HVAC-Blr | Hot water boiler,> 2500 kBtuh; Pre-2005: 75.0 Et, No reset 2006 - 2009: 75.0 Et, OA Reset from 140 to 165 F 2010 - 2013: 75.0 Et, OA Reset from 140 to 165 F 2014 - 2015: 80.0 Et, OA Reset from 140 to 165 F | Hot water boiler (> 2500 kBtuh, 80.0 Et, 82.0Ec, OA Reset from 140 to 165 F) | Hot water boiler (> 2500 kBtuh, 94.0 Et, condensing, OA reset from 115 to 140 F) |  |  |  | Available |  | 0 | 0 |  | ErRobNc |  | HVAC-Blr |  | None | 2016-01-01 | 2019-12-31 | DEER2016 Update (non-Ltg) |  |  |  |  | Standard | Measure expired due to DEER2020 update | 1 | 1 | 0 | Deemed Ex Ante Team |  | Measure expired due to DEER2020 update |  | Updated to indicate claim/filing status
926 | C-In-CFLscw-A(7w)-dWP4 | Commercial Indoor General Lighting: CFL Lamp with integated Ballast replaces pre-existing standard lighting Wattage. Measure includes Code case. Impacts: CFL-based HOU (varies by BldgType) | ExAnte2017 | Disposition | 2020-11-24 16:30 | Com-Iltg-dWatt-CFL | NonDEER | Scaled | BaseRatio | 0 | 0 | None |  | 0 |  | 1 | Com | Any | Lighting | InGen-CFL | Ltg_Lamp | CFLint_lamp | CFLscw-A(7w) | ILtg-CFL-Com | All Nonres (except globe & candelabra) CFL base case, Total Watts = 1.59 x Msr Watts | All Nonres (except globe & candelabra) CFL base case, Total Watts = 1.59 x Msr Watts | CFL Lamp: A-lamp, 7 Watts | CFLratio0159 | CFLratio0159 | CFLscw-A(7w) | Available |  |  |  | 2017ScrewInLampDisposition | ErRobNc |  |  |  | 2017Dispo-Com-InLtg | 2017-07-01 | 2018-06-30 | InEA_modVal |  |  |  |  | Standard | Remove expiry date per Commission Staff direction 2018ScrewInLampSavignsMethods-11Dec2017.pdf | 1 | 1 | 0 | Deemed Ex Ante Team |  | Remove expiry date per Commission Staff direction 2018ScrewInLampSavignsMethods-11Dec2017.pdf |  | Updated to indicate claim/filing status
926 | NG-HVAC-Blr-HW-gt2500kBtuh-94p0Et-CndReset | Hot water boiler (> 2500 kBtuh, 94.0 Et, condensing, load reset from 115 to 140 F) | DEER2016 | D16v2 | 2020-11-24 16:30 | NG-HVAC-Blr-HW-gt2500kBtuh-94p0Et-CndReset | DEER | Standard | None | 0 | 0 | None |  | 0 |  | 0 | Com | Any | HVAC | SpaceHeat | WaterHtg_eq | Boiler_Et |  | HVAC-Blr | Hot water boiler,> 2500 kBtuh; Pre-2005: 75.0 Et, No reset 2006 - 2009: 75.0 Et, OA Reset from 140 to 165 F 2010 - 2013: 75.0 Et, OA Reset from 140 to 165 F 2014 - 2015: 80.0 Et, OA Reset from 140 to 165 F | Hot water boiler (> 2500 kBtuh, 80.0 Et, 82.0Ec, OA Reset from 140 to 165 F) | Hot water boiler (> 2500 kBtuh, 94.0 Et, condensing, load reset from 115 to 140 F) |  |  |  | Available |  | 0 | 0 |  | ErRobNc |  | HVAC-Blr |  | None | 2016-01-01 | 2019-12-31 | DEER2016 Update (non-Ltg) |  |  |  |  | Standard | Measure expired due to DEER2020 update | 1 | 1 | 0 | Deemed Ex Ante Team |  | Measure expired due to DEER2020 update |  | Updated to indicate claim/filing status
927 | C-In-CFLscw-A(8w)-dWP5 | Commercial Indoor General Lighting: CFL Lamp with integated Ballast replaces pre-existing standard lighting Wattage. Measure includes Code case. Impacts: CFL-based HOU (varies by BldgType) | ExAnte2017 | Disposition | 2020-11-24 16:30 | Com-Iltg-dWatt-CFL | NonDEER | Scaled | BaseRatio | 0 | 0 | None |  | 0 |  | 1 | Com | Any | Lighting | InGen-CFL | Ltg_Lamp | CFLint_lamp | CFLscw-A(8w) | ILtg-CFL-Com | All Nonres (except globe & candelabra) CFL base case, Total Watts = 1.59 x Msr Watts | All Nonres (except globe & candelabra) CFL base case, Total Watts = 1.59 x Msr Watts | CFL Lamp: A-lamp, 8 Watts | CFLratio0159 | CFLratio0159 | CFLscw-A(8w) | Available |  |  |  | 2017ScrewInLampDisposition | ErRobNc |  |  |  | 2017Dispo-Com-InLtg | 2017-07-01 | 2018-06-30 | InEA_modVal |  |  |  |  | Standard | Remove expiry date per Commission Staff direction 2018ScrewInLampSavignsMethods-11Dec2017.pdf | 1 | 1 | 0 | Deemed Ex Ante Team |  | Remove expiry date per Commission Staff direction 2018ScrewInLampSavignsMethods-11Dec2017.pdf |  | Updated to indicate claim/filing status
927 | NG-HVAC-Blr-Stm-lt300kBtuh-82p0AFUE-Drft | Steam boiler (< 300 kBtuh, 82.0 AFUE, OA Reset from 140 to 165 F) | DEER2016 | D16v2 | 2020-11-24 16:30 | NG-HVAC-Blr-Stm-lt300kBtuh-82p0AFUE-Drft | DEER | Standard | None | 0 | 0 | None |  | 0 |  | 0 | Com | Any | HVAC | SpaceHeat | SteamHtg_eq | Boiler_AF |  | HVAC-Blr | Steam boiler,< 300 kBtuh; Pre-2005: 75.0 Et, No reset 2006 - 2009: 75.0 Et, OA Reset from 140 to 165 F 2010 - 2013: 75.0 Et, OA Reset from 140 to 165 F 2014 - 2015: 80.0 Et, OA Reset from 140 to 165 F | Steam boiler (< 300 kBtuh, 80.0 AFUE, OA Reset from 140 to 165 F) | Steam boiler (< 300 kBtuh, 82.0 AFUE, OA Reset from 140 to 165 F) |  |  |  | Available |  | 0 | 0 |  | ErRobNc |  | HVAC-Blr |  | None | 2016-01-01 | 2019-12-31 | DEER2016 Update (non-Ltg) |  |  |  |  | Standard | Measure expired due to DEER2020 update | 1 | 1 | 0 | Deemed Ex Ante Team |  | Measure expired due to DEER2020 update |  | Updated to indicate claim/filing status
928 | C-In-CFLscw-A(9w)-dWP5 | Commercial Indoor General Lighting: CFL Lamp with integated Ballast replaces pre-existing standard lighting Wattage. Measure includes Code case. Impacts: CFL-based HOU (varies by BldgType) | ExAnte2017 | Disposition | 2020-11-24 16:30 | Com-Iltg-dWatt-CFL | NonDEER | Scaled | BaseRatio | 0 | 0 | None |  | 0 |  | 1 | Com | Any | Lighting | InGen-CFL | Ltg_Lamp | CFLint_lamp | CFLscw-A(9w) | ILtg-CFL-Com | All Nonres (except globe & candelabra) CFL base case, Total Watts = 1.59 x Msr Watts | All Nonres (except globe & candelabra) CFL base case, Total Watts = 1.59 x Msr Watts | CFL Lamp: A-lamp, 9 Watts | CFLratio0159 | CFLratio0159 | CFLscw-A(9w) | Available |  |  |  | 2017ScrewInLampDisposition | ErRobNc |  |  |  | 2017Dispo-Com-InLtg | 2017-07-01 | 2018-06-30 | InEA_modVal |  |  |  |  | Standard | Remove expiry date per Commission Staff direction 2018ScrewInLampSavignsMethods-11Dec2017.pdf | 1 | 1 | 0 | Deemed Ex Ante Team |  | Remove expiry date per Commission Staff direction 2018ScrewInLampSavignsMethods-11Dec2017.pdf |  | Updated to indicate claim/filing status
928 | NG-HVAC-Blr-Stm-lt300kBtuh-83p0AFUE-Drft | Steam boiler (< 300 kBtuh, 83.0 AFUE, OA Reset from 140 to 165 F) | DEER2016 | D16v2 | 2020-11-24 16:30 | NG-HVAC-Blr-Stm-lt300kBtuh-83p0AFUE-Drft | DEER | Standard | None | 0 | 0 | None |  | 0 |  | 0 | Com | Any | HVAC | SpaceHeat | SteamHtg_eq | Boiler_AF |  | HVAC-Blr | Steam boiler,< 300 kBtuh; Pre-2005: 75.0 Et, No reset 2006 - 2009: 75.0 Et, OA Reset from 140 to 165 F 2010 - 2013: 75.0 Et, OA Reset from 140 to 165 F 2014 - 2015: 80.0 Et, OA Reset from 140 to 165 F | Steam boiler (< 300 kBtuh, 80.0 AFUE, OA Reset from 140 to 165 F) | Steam boiler (< 300 kBtuh, 83.0 AFUE, OA Reset from 140 to 165 F) |  |  |  | Available |  | 0 | 0 |  | ErRobNc |  | HVAC-Blr |  | None | 2016-01-01 | 2019-12-31 | DEER2016 Update (non-Ltg) |  |  |  |  | Standard | Measure expired due to DEER2020 update | 1 | 1 | 0 | Deemed Ex Ante Team |  | Measure expired due to DEER2020 update |  | Updated to indicate claim/filing status
929 | C-In-CFLscw-CC(3w)-dWP2 | Commercial Indoor General Lighting: CFL Lamp with integated Ballast replaces pre-existing standard lighting Wattage. Measure includes Code case. Impacts: CFL-based HOU (varies by BldgType) | ExAnte2017 | Disposition | 2020-11-24 16:30 | Com-Iltg-dWatt-CFL | NonDEER | Scaled | BaseRatio | 0 | 0 | None |  | 0 |  | 1 | Com | Any | Lighting | InGen-CFL | Ltg_Lamp | CFLint_lamp | CFLscw-CC(3w) | ILtg-CFL-Com | All Nonres (except globe & candelabra) CFL base case, Total Watts = 1.59 x Msr Watts | All Nonres (except globe & candelabra) CFL base case, Total Watts = 1.59 x Msr Watts | CFL Lamp: Any Non-reflector, Code Cathode, 3 Watts | CFLratio0159 | CFLratio0159 | CFLscw-CC(3w) | Available |  |  |  | 2017ScrewInLampDisposition | ErRobNc |  |  |  | 2017Dispo-Com-InLtg | 2017-07-01 | 2018-06-30 | InEA_modVal |  |  |  |  | Standard | Revise expiry date to 60/30/2018 Commission Staff direction 2018ScrewInLampSavignsMethods-11Dec2017.pdf | 1 | 1 | 0 | Deemed Ex Ante Team |  | Revise expiry date to 60/30/2018 Commission Staff direction 2018ScrewInLampSavignsMethods-11Dec2017.pdf |  | Updated to indicate claim/filing status
929 | NG-HVAC-Blr-Stm-300to2500kBtuh-81p0Et-Drft | Steam boiler (300 - 2500 kBtuh, 81.0 Et, OA Reset from 140 to 165 F) | DEER2016 | D16v2 | 2020-11-24 16:30 | NG-HVAC-Blr-Stm-300to2500kBtuh-81p0Et-Drft | DEER | Standard | None | 0 | 0 | None |  | 0 |  | 0 | Com | Any | HVAC | SpaceHeat | SteamHtg_eq | Boiler_Et |  | HVAC-Blr | Steam boiler,300 - 2500 kBtuh; Pre-2005: 75.0 Et, No reset 2006 - 2009: 75.0 Et, OA Reset from 140 to 165 F 2010 - 2013: 75.0 Et, OA Reset from 140 to 165 F 2014 - 2015: 79.0 Et, OA Reset from 140 to 165 F | Steam boiler (300 - 2500 kBtuh, 79.0 Et, OA Reset from 140 to 165 F) | Steam boiler (300 - 2500 kBtuh, 81.0 Et, OA Reset from 140 to 165 F) |  |  |  | Available |  | 0 | 0 |  | ErRobNc |  | HVAC-Blr |  | None | 2016-01-01 | 2019-12-31 | DEER2016 Update (non-Ltg) |  |  |  |  | Standard | Measure expired due to DEER2020 update | 1 | 1 | 0 | Deemed Ex Ante Team |  | Measure expired due to DEER2020 update |  | Updated to indicate claim/filing status
930 | C-In-CFLscw-CC(5w)-dWP3 | Commercial Indoor General Lighting: CFL Lamp with integated Ballast replaces pre-existing standard lighting Wattage. Measure includes Code case. Impacts: CFL-based HOU (varies by BldgType) | ExAnte2017 | Disposition | 2020-11-24 16:30 | Com-Iltg-dWatt-CFL | NonDEER | Scaled | BaseRatio | 0 | 0 | None |  | 0 |  | 1 | Com | Any | Lighting | InGen-CFL | Ltg_Lamp | CFLint_lamp | CFLscw-CC(5w) | ILtg-CFL-Com | All Nonres (except globe & candelabra) CFL base case, Total Watts = 1.59 x Msr Watts | All Nonres (except globe & candelabra) CFL base case, Total Watts = 1.59 x Msr Watts | CFL Lamp: Any Non-reflector, Code Cathode, 5 Watts | CFLratio0159 | CFLratio0159 | CFLscw-CC(5w) | Available |  |  |  | 2017ScrewInLampDisposition | ErRobNc |  |  |  | 2017Dispo-Com-InLtg | 2017-07-01 | 2018-06-30 | InEA_modVal |  |  |  |  | Standard | Revise expiry date to 60/30/2018 Commission Staff direction 2018ScrewInLampSavignsMethods-11Dec2017.pdf | 1 | 1 | 0 | Deemed Ex Ante Team |  | Revise expiry date to 60/30/2018 Commission Staff direction 2018ScrewInLampSavignsMethods-11Dec2017.pdf |  | Updated to indicate claim/filing status
930 | NG-HVAC-Blr-Stm-300to2500kBtuh-82p0Et-Drft | Steam boiler (300 - 2500 kBtuh, 82.0 Et, OA Reset from 140 to 165 F) | DEER2016 | D16v2 | 2020-11-24 16:30 | NG-HVAC-Blr-Stm-300to2500kBtuh-82p0Et-Drft | DEER | Standard | None | 0 | 0 | None |  | 0 |  | 0 | Com | Any | HVAC | SpaceHeat | SteamHtg_eq | Boiler_Et |  | HVAC-Blr | Steam boiler,300 - 2500 kBtuh; Pre-2005: 75.0 Et, No reset 2006 - 2009: 75.0 Et, OA Reset from 140 to 165 F 2010 - 2013: 75.0 Et, OA Reset from 140 to 165 F 2014 - 2015: 79.0 Et, OA Reset from 140 to 165 F | Steam boiler (300 - 2500 kBtuh, 79.0 Et, OA Reset from 140 to 165 F) | Steam boiler (300 - 2500 kBtuh, 82.0 Et, OA Reset from 140 to 165 F) |  |  |  | Available |  | 0 | 0 |  | ErRobNc |  | HVAC-Blr |  | None | 2016-01-01 | 2019-12-31 | DEER2016 Update (non-Ltg) |  |  |  |  | Standard | Measure expired due to DEER2020 update | 1 | 1 | 0 | Deemed Ex Ante Team |  | Measure expired due to DEER2020 update |  | Updated to indicate claim/filing status
931 | C-In-CFLscw-CC(8w)-dWP5 | Commercial Indoor General Lighting: CFL Lamp with integated Ballast replaces pre-existing standard lighting Wattage. Measure includes Code case. Impacts: CFL-based HOU (varies by BldgType) | ExAnte2017 | Disposition | 2020-11-24 16:30 | Com-Iltg-dWatt-CFL | NonDEER | Scaled | BaseRatio | 0 | 0 | None |  | 0 |  | 1 | Com | Any | Lighting | InGen-CFL | Ltg_Lamp | CFLint_lamp | CFLscw-CC(8w) | ILtg-CFL-Com | All Nonres (except globe & candelabra) CFL base case, Total Watts = 1.59 x Msr Watts | All Nonres (except globe & candelabra) CFL base case, Total Watts = 1.59 x Msr Watts | CFL Lamp: Any Non-reflector, Code Cathode, 8 Watts | CFLratio0159 | CFLratio0159 | CFLscw-CC(8w) | Available |  |  |  | 2017ScrewInLampDisposition | ErRobNc |  |  |  | 2017Dispo-Com-InLtg | 2017-07-01 | 2018-06-30 | InEA_modVal |  |  |  |  | Standard | Revise expiry date to 60/30/2018 Commission Staff direction 2018ScrewInLampSavignsMethods-11Dec2017.pdf | 1 | 1 | 0 | Deemed Ex Ante Team |  | Revise expiry date to 60/30/2018 Commission Staff direction 2018ScrewInLampSavignsMethods-11Dec2017.pdf |  | Updated to indicate claim/filing status
931 | NG-HVAC-Blr-Stm-gt2500kBtuh-80p0Et-Drft | Steam boiler (> 2500 kBtuh, 80.0 Et, OA Reset from 140 to 165 F) | DEER2016 | D16v2 | 2020-11-24 16:30 | NG-HVAC-Blr-Stm-gt2500kBtuh-80p0Et-Drft | DEER | Standard | None | 0 | 0 | None |  | 0 |  | 0 | Com | Any | HVAC | SpaceHeat | SteamHtg_eq | Boiler_Et |  | HVAC-Blr | Steam boiler,> 2500 kBtuh; Pre-2005: 75.0 Et, No reset 2006 - 2009: 75.0 Et, OA Reset from 140 to 165 F 2010 - 2013: 75.0 Et, OA Reset from 140 to 165 F 2014 - 2015: 79.0 Et, OA Reset from 140 to 165 F | Steam boiler (> 2500 kBtuh, 79.0 Et, 82.0Ec, OA Reset from 140 to 165 F) | Steam boiler (> 2500 kBtuh, 80.0 Et, OA Reset from 140 to 165 F) |  |  |  | Available |  | 0 | 0 |  | ErRobNc |  | HVAC-Blr |  | None | 2016-01-01 | 2019-12-31 | DEER2016 Update (non-Ltg) |  |  |  |  | Standard | Measure expired due to DEER2020 update | 1 | 1 | 0 | Deemed Ex Ante Team |  | Measure expired due to DEER2020 update |  | Updated to indicate claim/filing status
932 | C-In-CFLscw-Circ9(22w)-dWP13 | Commercial Indoor General Lighting: CFL Lamp with integated Ballast replaces pre-existing standard lighting Wattage. Measure includes Code case. Impacts: CFL-based HOU (varies by BldgType) | ExAnte2017 | Disposition | 2020-11-24 16:30 | Com-Iltg-dWatt-CFL | NonDEER | Scaled | BaseRatio | 0 | 0 | None |  | 0 |  | 1 | Com | Any | Lighting | InGen-CFL | Ltg_Lamp | CFLint_lamp |  | ILtg-CFL-Com | All Nonres (except globe & candelabra) CFL base case, Total Watts = 1.59 x Msr Watts | All Nonres (except globe & candelabra) CFL base case, Total Watts = 1.59 x Msr Watts | CFL Lamp: T-9 Circular Tube, 22 Watts | CFLratio0159 | CFLratio0159 | CFLscw-Circ9(22w) | Available |  |  |  | 2017ScrewInLampDisposition | ErRobNc |  |  |  | 2017Dispo-Com-InLtg | 2017-07-01 | 2018-06-30 | InEA_modVal |  |  |  |  | Standard | Revise expiry date to 60/30/2018 Commission Staff direction 2018ScrewInLampSavignsMethods-11Dec2017.pdf | 1 | 1 | 0 | Deemed Ex Ante Team |  | Revise expiry date to 60/30/2018 Commission Staff direction 2018ScrewInLampSavignsMethods-11Dec2017.pdf |  | Updated to indicate claim/filing status
932 | NG-HVAC-Blr-Stm-gt2500kBtuh-81p0Et-Drft | Steam boiler (> 2500 kBtuh, 81.0 Et, OA Reset from 140 to 165 F) | DEER2016 | D16v2 | 2020-11-24 16:30 | NG-HVAC-Blr-Stm-gt2500kBtuh-81p0Et-Drft | DEER | Standard | None | 0 | 0 | None |  | 0 |  | 0 | Com | Any | HVAC | SpaceHeat | SteamHtg_eq | Boiler_Et |  | HVAC-Blr | Steam boiler,> 2500 kBtuh; Pre-2005: 75.0 Et, No reset 2006 - 2009: 75.0 Et, OA Reset from 140 to 165 F 2010 - 2013: 75.0 Et, OA Reset from 140 to 165 F 2014 - 2015: 79.0 Et, OA Reset from 140 to 165 F | Steam boiler (> 2500 kBtuh, 79.0 Et, 82.0Ec, OA Reset from 140 to 165 F) | Steam boiler (> 2500 kBtuh, 81.0 Et, OA Reset from 140 to 165 F) |  |  |  | Available |  | 0 | 0 |  | ErRobNc |  | HVAC-Blr |  | None | 2016-01-01 | 2019-12-31 | DEER2016 Update (non-Ltg) |  |  |  |  | Standard | Measure expired due to DEER2020 update | 1 | 1 | 0 | Deemed Ex Ante Team |  | Measure expired due to DEER2020 update |  | Updated to indicate claim/filing status
933 | C-In-CFLscw-Circ9(26w)-dWP15 | Commercial Indoor General Lighting: CFL Lamp with integated Ballast replaces pre-existing standard lighting Wattage. Measure includes Code case. Impacts: CFL-based HOU (varies by BldgType) | ExAnte2017 | Disposition | 2020-11-24 16:30 | Com-Iltg-dWatt-CFL | NonDEER | Scaled | BaseRatio | 0 | 0 | None |  | 0 |  | 1 | Com | Any | Lighting | InGen-CFL | Ltg_Lamp | CFLint_lamp |  | ILtg-CFL-Com | All Nonres (except globe & candelabra) CFL base case, Total Watts = 1.59 x Msr Watts | All Nonres (except globe & candelabra) CFL base case, Total Watts = 1.59 x Msr Watts | CFL Lamp: T-9 Circular Tube, 26 Watts | CFLratio0159 | CFLratio0159 | CFLscw-Circ9(26w) | Available |  |  |  | 2017ScrewInLampDisposition | ErRobNc |  |  |  | 2017Dispo-Com-InLtg | 2017-07-01 | 2018-06-30 | InEA_modVal |  |  |  |  | Standard | Revise expiry date to 60/30/2018 Commission Staff direction 2018ScrewInLampSavignsMethods-11Dec2017.pdf | 1 | 1 | 0 | Deemed Ex Ante Team |  | Revise expiry date to 60/30/2018 Commission Staff direction 2018ScrewInLampSavignsMethods-11Dec2017.pdf |  | Updated to indicate claim/filing status
933 | NG-HVAC-Blr-Stm-gt2500kBtuh-82p0Et-Drft | Steam boiler (> 2500 kBtuh, 82.0 Et, OA Reset from 140 to 165 F) | DEER2016 | D16v2 | 2020-11-24 16:30 | NG-HVAC-Blr-Stm-gt2500kBtuh-82p0Et-Drft | DEER | Standard | None | 0 | 0 | None |  | 0 |  | 0 | Com | Any | HVAC | SpaceHeat | SteamHtg_eq | Boiler_Et |  | HVAC-Blr | Steam boiler,> 2500 kBtuh; Pre-2005: 75.0 Et, No reset 2006 - 2009: 75.0 Et, OA Reset from 140 to 165 F 2010 - 2013: 75.0 Et, OA Reset from 140 to 165 F 2014 - 2015: 79.0 Et, OA Reset from 140 to 165 F | Steam boiler (> 2500 kBtuh, 79.0 Et, 82.0Ec, OA Reset from 140 to 165 F) | Steam boiler (> 2500 kBtuh, 82.0 Et, OA Reset from 140 to 165 F) |  |  |  | Available |  | 0 | 0 |  | ErRobNc |  | HVAC-Blr |  | None | 2016-01-01 | 2019-12-31 | DEER2016 Update (non-Ltg) |  |  |  |  | Standard | Measure expired due to DEER2020 update | 1 | 1 | 0 | Deemed Ex Ante Team |  | Measure expired due to DEER2020 update |  | Updated to indicate claim/filing status
934 | C-In-CFLscw-Circ9(32w)-dWP19 | Commercial Indoor General Lighting: CFL Lamp with integated Ballast replaces pre-existing standard lighting Wattage. Measure includes Code case. Impacts: CFL-based HOU (varies by BldgType) | ExAnte2017 | Disposition | 2020-11-24 16:30 | Com-Iltg-dWatt-CFL | NonDEER | Scaled | BaseRatio | 0 | 0 | None |  | 0 |  | 1 | Com | Any | Lighting | InGen-CFL | Ltg_Lamp | CFLint_lamp |  | ILtg-CFL-Com | All Nonres (except globe & candelabra) CFL base case, Total Watts = 1.59 x Msr Watts | All Nonres (except globe & candelabra) CFL base case, Total Watts = 1.59 x Msr Watts | CFL Lamp: T-9 Circular Tube, 32 Watts | CFLratio0159 | CFLratio0159 | CFLscw-Circ9(32w) | Available |  |  |  | 2017ScrewInLampDisposition | ErRobNc |  |  |  | 2017Dispo-Com-InLtg | 2017-07-01 | 2018-06-30 | InEA_modVal |  |  |  |  | Standard | Revise expiry date to 60/30/2018 Commission Staff direction 2018ScrewInLampSavignsMethods-11Dec2017.pdf | 1 | 1 | 0 | Deemed Ex Ante Team |  | Revise expiry date to 60/30/2018 Commission Staff direction 2018ScrewInLampSavignsMethods-11Dec2017.pdf |  | Updated to indicate claim/filing status
935 | C-In-CFLscw-Circ9(40w)-dWP24 | Commercial Indoor General Lighting: CFL Lamp with integated Ballast replaces pre-existing standard lighting Wattage. Measure includes Code case. Impacts: CFL-based HOU (varies by BldgType) | ExAnte2017 | Disposition | 2020-11-24 16:30 | Com-Iltg-dWatt-CFL | NonDEER | Scaled | BaseRatio | 0 | 0 | None |  | 0 |  | 1 | Com | Any | Lighting | InGen-CFL | Ltg_Lamp | CFLint_lamp |  | ILtg-CFL-Com | All Nonres (except globe & candelabra) CFL base case, Total Watts = 1.59 x Msr Watts | All Nonres (except globe & candelabra) CFL base case, Total Watts = 1.59 x Msr Watts | CFL Lamp: T-9 Circular Tube, 40 Watts | CFLratio0159 | CFLratio0159 | CFLscw-Circ9(40w) | Available |  |  |  | 2017ScrewInLampDisposition | ErRobNc |  |  |  | 2017Dispo-Com-InLtg | 2017-07-01 | 2018-06-30 | InEA_modVal |  |  |  |  | Standard | Revise expiry date to 60/30/2018 Commission Staff direction 2018ScrewInLampSavignsMethods-11Dec2017.pdf | 1 | 1 | 0 | Deemed Ex Ante Team |  | Revise expiry date to 60/30/2018 Commission Staff direction 2018ScrewInLampSavignsMethods-11Dec2017.pdf |  | Updated to indicate claim/filing status
936 | C-In-CFLscw-Circ9(55w)-dWP32 | Commercial Indoor General Lighting: CFL Lamp with integated Ballast replaces pre-existing standard lighting Wattage. Measure includes Code case. Impacts: CFL-based HOU (varies by BldgType) | ExAnte2017 | Disposition | 2020-11-24 16:30 | Com-Iltg-dWatt-CFL | NonDEER | Scaled | BaseRatio | 0 | 0 | None |  | 0 |  | 1 | Com | Any | Lighting | InGen-CFL | Ltg_Lamp | CFLint_lamp |  | ILtg-CFL-Com | All Nonres (except globe & candelabra) CFL base case, Total Watts = 1.59 x Msr Watts | All Nonres (except globe & candelabra) CFL base case, Total Watts = 1.59 x Msr Watts | CFL Lamp: T-9 Circular Tube, 55 Watts | CFLratio0159 | CFLratio0159 | CFLscw-Circ9(55w) | Available |  |  |  | 2017ScrewInLampDisposition | ErRobNc |  |  |  | 2017Dispo-Com-InLtg | 2017-07-01 | 2018-06-30 | InEA_modVal |  |  |  |  | Standard | Revise expiry date to 60/30/2018 Commission Staff direction 2018ScrewInLampSavignsMethods-11Dec2017.pdf | 1 | 1 | 0 | Deemed Ex Ante Team |  | Revise expiry date to 60/30/2018 Commission Staff direction 2018ScrewInLampSavignsMethods-11Dec2017.pdf |  | Updated to indicate claim/filing status
937 | C-In-CFLscw-PAR38(23w)-dWP14 | Commercial Indoor General Lighting: CFL Lamp with integated Ballast replaces pre-existing standard lighting Wattage. Measure includes Code case. Impacts: CFL-based HOU (varies by BldgType) | ExAnte2017 | Disposition | 2020-11-24 16:30 | Com-Iltg-dWatt-CFL | NonDEER | Scaled | BaseRatio | 0 | 0 | None |  | 0 |  | 1 | Com | Any | Lighting | InGen-CFL | Ltg_Lamp | CFLint_lamp | CFLscw-PAR38(23w) | ILtg-CFL-Com | All Nonres (except globe & candelabra) CFL base case, Total Watts = 1.59 x Msr Watts | All Nonres (except globe & candelabra) CFL base case, Total Watts = 1.59 x Msr Watts | CFL Lamp: PAR38, 900 initial lumens, 23 Watts | CFLratio0159 | CFLratio0159 | CFLscw-PAR38(23w) | Available |  |  |  | 2017ScrewInLampDisposition | ErRobNc |  |  |  | 2017Dispo-Com-InLtg | 2017-07-01 | 2018-06-30 | InEA_modVal |  |  |  |  | Standard | Revise expiry date to 60/30/2018 Commission Staff direction 2018ScrewInLampSavignsMethods-11Dec2017.pdf | 1 | 1 | 0 | Deemed Ex Ante Team |  | Revise expiry date to 60/30/2018 Commission Staff direction 2018ScrewInLampSavignsMethods-11Dec2017.pdf |  | Updated to indicate claim/filing status
938 | C-In-CFLscw-Refl(10w)-dWP6 | Commercial Indoor General Lighting: CFL Lamp with integated Ballast replaces pre-existing standard lighting Wattage. Measure includes Code case. Impacts: CFL-based HOU (varies by BldgType) | ExAnte2017 | Disposition | 2020-11-24 16:30 | Com-Iltg-dWatt-CFL | NonDEER | Scaled | BaseRatio | 0 | 0 | None |  | 0 |  | 1 | Com | Any | Lighting | InGen-CFL | Ltg_Lamp | CFLint_lamp | CFLscw-Refl(10w) | ILtg-CFL-Com | All Nonres (except globe & candelabra) CFL base case, Total Watts = 1.59 x Msr Watts | All Nonres (except globe & candelabra) CFL base case, Total Watts = 1.59 x Msr Watts | CFL Lamp: Reflector, 10 Watts | CFLratio0159 | CFLratio0159 | CFLscw-Refl(10w) | Available |  |  |  | 2017ScrewInLampDisposition | ErRobNc |  |  |  | 2017Dispo-Com-InLtg | 2017-07-01 | 2018-06-30 | InEA_modVal |  |  |  |  | Standard | Revise expiry date to 60/30/2018 Commission Staff direction 2018ScrewInLampSavignsMethods-11Dec2017.pdf | 1 | 1 | 0 | Deemed Ex Ante Team |  | Revise expiry date to 60/30/2018 Commission Staff direction 2018ScrewInLampSavignsMethods-11Dec2017.pdf |  | Updated to indicate claim/filing status
939 | C-In-CFLscw-Refl-1(15w)-dWP9 | Commercial Indoor General Lighting: CFL Lamp with integated Ballast replaces pre-existing standard lighting Wattage. Measure includes Code case. Impacts: CFL-based HOU (varies by BldgType) | ExAnte2017 | Disposition | 2020-11-24 16:30 | Com-Iltg-dWatt-CFL | NonDEER | Scaled | BaseRatio | 0 | 0 | None |  | 0 |  | 1 | Com | Any | Lighting | InGen-CFL | Ltg_Lamp | CFLint_lamp | CFLscw-Refl-1(15w) | ILtg-CFL-Com | All Nonres (except globe & candelabra) CFL base case, Total Watts = 1.59 x Msr Watts | All Nonres (except globe & candelabra) CFL base case, Total Watts = 1.59 x Msr Watts | CFL Lamp: Reflector, 565 initial lumens, 15 Watts | CFLratio0159 | CFLratio0159 | CFLscw-Refl-1(15w) | Available |  |  |  | 2017ScrewInLampDisposition | ErRobNc |  |  |  | 2017Dispo-Com-InLtg | 2017-07-01 | 2018-06-30 | InEA_modVal |  |  |  |  | Standard | Revise expiry date to 60/30/2018 Commission Staff direction 2018ScrewInLampSavignsMethods-11Dec2017.pdf | 1 | 1 | 0 | Deemed Ex Ante Team |  | Revise expiry date to 60/30/2018 Commission Staff direction 2018ScrewInLampSavignsMethods-11Dec2017.pdf |  | Updated to indicate claim/filing status
940 | C-In-CFLscw-Refl(11w)-dWP6 | Commercial Indoor General Lighting: CFL Lamp with integated Ballast replaces pre-existing standard lighting Wattage. Measure includes Code case. Impacts: CFL-based HOU (varies by BldgType) | ExAnte2017 | Disposition | 2020-11-24 16:30 | Com-Iltg-dWatt-CFL | NonDEER | Scaled | BaseRatio | 0 | 0 | None |  | 0 |  | 1 | Com | Any | Lighting | InGen-CFL | Ltg_Lamp | CFLint_lamp | CFLscw-Refl(11w) | ILtg-CFL-Com | All Nonres (except globe & candelabra) CFL base case, Total Watts = 1.59 x Msr Watts | All Nonres (except globe & candelabra) CFL base case, Total Watts = 1.59 x Msr Watts | CFL Lamp: Reflector, 11 Watts | CFLratio0159 | CFLratio0159 | CFLscw-Refl(11w) | Available |  |  |  | 2017ScrewInLampDisposition | ErRobNc |  |  |  | 2017Dispo-Com-InLtg | 2017-07-01 | 2018-06-30 | InEA_modVal |  |  |  |  | Standard | Revise expiry date to 60/30/2018 Commission Staff direction 2018ScrewInLampSavignsMethods-11Dec2017.pdf | 1 | 1 | 0 | Deemed Ex Ante Team |  | Revise expiry date to 60/30/2018 Commission Staff direction 2018ScrewInLampSavignsMethods-11Dec2017.pdf |  | Updated to indicate claim/filing status
941 | C-In-CFLscw-Refl-1(23w)-dWP14 | Commercial Indoor General Lighting: CFL Lamp with integated Ballast replaces pre-existing standard lighting Wattage. Measure includes Code case. Impacts: CFL-based HOU (varies by BldgType) | ExAnte2017 | Disposition | 2020-11-24 16:30 | Com-Iltg-dWatt-CFL | NonDEER | Scaled | BaseRatio | 0 | 0 | None |  | 0 |  | 1 | Com | Any | Lighting | InGen-CFL | Ltg_Lamp | CFLint_lamp | CFLscw-Refl-1(23w) | ILtg-CFL-Com | All Nonres (except globe & candelabra) CFL base case, Total Watts = 1.59 x Msr Watts | All Nonres (except globe & candelabra) CFL base case, Total Watts = 1.59 x Msr Watts | CFL Lamp: Reflector, 880 initial lumens, 23 Watts | CFLratio0159 | CFLratio0159 | CFLscw-Refl-1(23w) | Available |  |  |  | 2017ScrewInLampDisposition | ErRobNc |  |  |  | 2017Dispo-Com-InLtg | 2017-07-01 | 2018-06-30 | InEA_modVal |  |  |  |  | Standard | Revise expiry date to 60/30/2018 Commission Staff direction 2018ScrewInLampSavignsMethods-11Dec2017.pdf | 1 | 1 | 0 | Deemed Ex Ante Team |  | Revise expiry date to 60/30/2018 Commission Staff direction 2018ScrewInLampSavignsMethods-11Dec2017.pdf |  | Updated to indicate claim/filing status
942 | C-In-CFLscw-Refl(12w)-dWP7 | Commercial Indoor General Lighting: CFL Lamp with integated Ballast replaces pre-existing standard lighting Wattage. Measure includes Code case. Impacts: CFL-based HOU (varies by BldgType) | ExAnte2017 | Disposition | 2020-11-24 16:30 | Com-Iltg-dWatt-CFL | NonDEER | Scaled | BaseRatio | 0 | 0 | None |  | 0 |  | 1 | Com | Any | Lighting | InGen-CFL | Ltg_Lamp | CFLint_lamp | CFLscw-Refl(12w) | ILtg-CFL-Com | All Nonres (except globe & candelabra) CFL base case, Total Watts = 1.59 x Msr Watts | All Nonres (except globe & candelabra) CFL base case, Total Watts = 1.59 x Msr Watts | CFL Lamp: Reflector, 12 Watts | CFLratio0159 | CFLratio0159 | CFLscw-Refl(12w) | Available |  |  |  | 2017ScrewInLampDisposition | ErRobNc |  |  |  | 2017Dispo-Com-InLtg | 2017-07-01 | 2018-06-30 | InEA_modVal |  |  |  |  | Standard | Revise expiry date to 60/30/2018 Commission Staff direction 2018ScrewInLampSavignsMethods-11Dec2017.pdf | 1 | 1 | 0 | Deemed Ex Ante Team |  | Revise expiry date to 60/30/2018 Commission Staff direction 2018ScrewInLampSavignsMethods-11Dec2017.pdf |  | Updated to indicate claim/filing status
943 | C-In-CFLscw-Refl(13w)-dWP8 | Commercial Indoor General Lighting: CFL Lamp with integated Ballast replaces pre-existing standard lighting Wattage. Measure includes Code case. Impacts: CFL-based HOU (varies by BldgType) | ExAnte2017 | Disposition | 2020-11-24 16:30 | Com-Iltg-dWatt-CFL | NonDEER | Scaled | BaseRatio | 0 | 0 | None |  | 0 |  | 1 | Com | Any | Lighting | InGen-CFL | Ltg_Lamp | CFLint_lamp | CFLscw-Refl(13w) | ILtg-CFL-Com | All Nonres (except globe & candelabra) CFL base case, Total Watts = 1.59 x Msr Watts | All Nonres (except globe & candelabra) CFL base case, Total Watts = 1.59 x Msr Watts | CFL Lamp: Reflector, 13 Watts | CFLratio0159 | CFLratio0159 | CFLscw-Refl(13w) | Available |  |  |  | 2017ScrewInLampDisposition | ErRobNc |  |  |  | 2017Dispo-Com-InLtg | 2017-07-01 | 2018-06-30 | InEA_modVal |  |  |  |  | Standard | Revise expiry date to 60/30/2018 Commission Staff direction 2018ScrewInLampSavignsMethods-11Dec2017.pdf | 1 | 1 | 0 | Deemed Ex Ante Team |  | Revise expiry date to 60/30/2018 Commission Staff direction 2018ScrewInLampSavignsMethods-11Dec2017.pdf |  | Updated to indicate claim/filing status
944 | C-In-CFLscw-Refl(14w)-dWP8 | Commercial Indoor General Lighting: CFL Lamp with integated Ballast replaces pre-existing standard lighting Wattage. Measure includes Code case. Impacts: CFL-based HOU (varies by BldgType) | ExAnte2017 | Disposition | 2020-11-24 16:30 | Com-Iltg-dWatt-CFL | NonDEER | Scaled | BaseRatio | 0 | 0 | None |  | 0 |  | 1 | Com | Any | Lighting | InGen-CFL | Ltg_Lamp | CFLint_lamp | CFLscw-Refl(14w) | ILtg-CFL-Com | All Nonres (except globe & candelabra) CFL base case, Total Watts = 1.59 x Msr Watts | All Nonres (except globe & candelabra) CFL base case, Total Watts = 1.59 x Msr Watts | CFL Lamp: Reflector, 14 Watts | CFLratio0159 | CFLratio0159 | CFLscw-Refl(14w) | Available |  |  |  | 2017ScrewInLampDisposition | ErRobNc |  |  |  | 2017Dispo-Com-InLtg | 2017-07-01 | 2018-06-30 | InEA_modVal |  |  |  |  | Standard | Revise expiry date to 60/30/2018 Commission Staff direction 2018ScrewInLampSavignsMethods-11Dec2017.pdf | 1 | 1 | 0 | Deemed Ex Ante Team |  | Revise expiry date to 60/30/2018 Commission Staff direction 2018ScrewInLampSavignsMethods-11Dec2017.pdf |  | Updated to indicate claim/filing status
945 | C-In-CFLscw-Refl(16w)-dWP9 | Commercial Indoor General Lighting: CFL Lamp with integated Ballast replaces pre-existing standard lighting Wattage. Measure includes Code case. Impacts: CFL-based HOU (varies by BldgType) | ExAnte2017 | Disposition | 2020-11-24 16:30 | Com-Iltg-dWatt-CFL | NonDEER | Scaled | BaseRatio | 0 | 0 | None |  | 0 |  | 1 | Com | Any | Lighting | InGen-CFL | Ltg_Lamp | CFLint_lamp | CFLscw-Refl(16w) | ILtg-CFL-Com | All Nonres (except globe & candelabra) CFL base case, Total Watts = 1.59 x Msr Watts | All Nonres (except globe & candelabra) CFL base case, Total Watts = 1.59 x Msr Watts | CFL Lamp: Reflector, 604 initial lumens, 16 Watts | CFLratio0159 | CFLratio0159 | CFLscw-Refl(16w) | Available |  |  |  | 2017ScrewInLampDisposition | ErRobNc |  |  |  | 2017Dispo-Com-InLtg | 2017-07-01 | 2018-06-30 | InEA_modVal |  |  |  |  | Standard | Revise expiry date to 60/30/2018 Commission Staff direction 2018ScrewInLampSavignsMethods-11Dec2017.pdf | 1 | 1 | 0 | Deemed Ex Ante Team |  | Revise expiry date to 60/30/2018 Commission Staff direction 2018ScrewInLampSavignsMethods-11Dec2017.pdf |  | Updated to indicate claim/filing status
946 | C-In-CFLscw-Refl(18w)-dWP11 | Commercial Indoor General Lighting: CFL Lamp with integated Ballast replaces pre-existing standard lighting Wattage. Measure includes Code case. Impacts: CFL-based HOU (varies by BldgType) | ExAnte2017 | Disposition | 2020-11-24 16:30 | Com-Iltg-dWatt-CFL | NonDEER | Scaled | BaseRatio | 0 | 0 | None |  | 0 |  | 1 | Com | Any | Lighting | InGen-CFL | Ltg_Lamp | CFLint_lamp | CFLscw-Refl(18w) | ILtg-CFL-Com | All Nonres (except globe & candelabra) CFL base case, Total Watts = 1.59 x Msr Watts | All Nonres (except globe & candelabra) CFL base case, Total Watts = 1.59 x Msr Watts | CFL Lamp: Reflector, 683 initial lumens, 18 Watts | CFLratio0159 | CFLratio0159 | CFLscw-Refl(18w) | Available |  |  |  | 2017ScrewInLampDisposition | ErRobNc |  |  |  | 2017Dispo-Com-InLtg | 2017-07-01 | 2018-06-30 | InEA_modVal |  |  |  |  | Standard | Revise expiry date to 60/30/2018 Commission Staff direction 2018ScrewInLampSavignsMethods-11Dec2017.pdf | 1 | 1 | 0 | Deemed Ex Ante Team |  | Revise expiry date to 60/30/2018 Commission Staff direction 2018ScrewInLampSavignsMethods-11Dec2017.pdf |  | Updated to indicate claim/filing status
947 | C-In-CFLscw-Refl(19w)-dWP11 | Commercial Indoor General Lighting: CFL Lamp with integated Ballast replaces pre-existing standard lighting Wattage. Measure includes Code case. Impacts: CFL-based HOU (varies by BldgType) | ExAnte2017 | Disposition | 2020-11-24 16:30 | Com-Iltg-dWatt-CFL | NonDEER | Scaled | BaseRatio | 0 | 0 | None |  | 0 |  | 1 | Com | Any | Lighting | InGen-CFL | Ltg_Lamp | CFLint_lamp | CFLscw-Refl(19w) | ILtg-CFL-Com | All Nonres (except globe & candelabra) CFL base case, Total Watts = 1.59 x Msr Watts | All Nonres (except globe & candelabra) CFL base case, Total Watts = 1.59 x Msr Watts | CFL Lamp: Reflector, 723 initial lumens, 19 Watts | CFLratio0159 | CFLratio0159 | CFLscw-Refl(19w) | Available |  |  |  | 2017ScrewInLampDisposition | ErRobNc |  |  |  | 2017Dispo-Com-InLtg | 2017-07-01 | 2018-06-30 | InEA_modVal |  |  |  |  | Standard | Revise expiry date to 60/30/2018 Commission Staff direction 2018ScrewInLampSavignsMethods-11Dec2017.pdf | 1 | 1 | 0 | Deemed Ex Ante Team |  | Revise expiry date to 60/30/2018 Commission Staff direction 2018ScrewInLampSavignsMethods-11Dec2017.pdf |  | Updated to indicate claim/filing status
948 | C-In-CFLscw-Refl(20w)-dWP12 | Commercial Indoor General Lighting: CFL Lamp with integated Ballast replaces pre-existing standard lighting Wattage. Measure includes Code case. Impacts: CFL-based HOU (varies by BldgType) | ExAnte2017 | Disposition | 2020-11-24 16:30 | Com-Iltg-dWatt-CFL | NonDEER | Scaled | BaseRatio | 0 | 0 | None |  | 0 |  | 1 | Com | Any | Lighting | InGen-CFL | Ltg_Lamp | CFLint_lamp | CFLscw-Refl(20w) | ILtg-CFL-Com | All Nonres (except globe & candelabra) CFL base case, Total Watts = 1.59 x Msr Watts | All Nonres (except globe & candelabra) CFL base case, Total Watts = 1.59 x Msr Watts | CFL Lamp: Reflector, 762 initial lumens, 20 Watts | CFLratio0159 | CFLratio0159 | CFLscw-Refl(20w) | Available |  |  |  | 2017ScrewInLampDisposition | ErRobNc |  |  |  | 2017Dispo-Com-InLtg | 2017-07-01 | 2018-06-30 | InEA_modVal |  |  |  |  | Standard | Revise expiry date to 60/30/2018 Commission Staff direction 2018ScrewInLampSavignsMethods-11Dec2017.pdf | 1 | 1 | 0 | Deemed Ex Ante Team |  | Revise expiry date to 60/30/2018 Commission Staff direction 2018ScrewInLampSavignsMethods-11Dec2017.pdf |  | Updated to indicate claim/filing status
949 | C-In-CFLscw-Refl(22w)-dWP13 | Commercial Indoor General Lighting: CFL Lamp with integated Ballast replaces pre-existing standard lighting Wattage. Measure includes Code case. Impacts: CFL-based HOU (varies by BldgType) | ExAnte2017 | Disposition | 2020-11-24 16:30 | Com-Iltg-dWatt-CFL | NonDEER | Scaled | BaseRatio | 0 | 0 | None |  | 0 |  | 1 | Com | Any | Lighting | InGen-CFL | Ltg_Lamp | CFLint_lamp | CFLscw-Refl(22w) | ILtg-CFL-Com | All Nonres (except globe & candelabra) CFL base case, Total Watts = 1.59 x Msr Watts | All Nonres (except globe & candelabra) CFL base case, Total Watts = 1.59 x Msr Watts | CFL Lamp: Reflector, 841 initial lumens, 22 Watts | CFLratio0159 | CFLratio0159 | CFLscw-Refl(22w) | Available |  |  |  | 2017ScrewInLampDisposition | ErRobNc |  |  |  | 2017Dispo-Com-InLtg | 2017-07-01 | 2018-06-30 | InEA_modVal |  |  |  |  | Standard | Revise expiry date to 60/30/2018 Commission Staff direction 2018ScrewInLampSavignsMethods-11Dec2017.pdf | 1 | 1 | 0 | Deemed Ex Ante Team |  | Revise expiry date to 60/30/2018 Commission Staff direction 2018ScrewInLampSavignsMethods-11Dec2017.pdf |  | Updated to indicate claim/filing status
950 | C-In-CFLscw-Refl(24w)-dWP14 | Commercial Indoor General Lighting: CFL Lamp with integated Ballast replaces pre-existing standard lighting Wattage. Measure includes Code case. Impacts: CFL-based HOU (varies by BldgType) | ExAnte2017 | Disposition | 2020-11-24 16:30 | Com-Iltg-dWatt-CFL | NonDEER | Scaled | BaseRatio | 0 | 0 | None |  | 0 |  | 1 | Com | Any | Lighting | InGen-CFL | Ltg_Lamp | CFLint_lamp | CFLscw-Refl(24w) | ILtg-CFL-Com | All Nonres (except globe & candelabra) CFL base case, Total Watts = 1.59 x Msr Watts | All Nonres (except globe & candelabra) CFL base case, Total Watts = 1.59 x Msr Watts | CFL Lamp: Reflector, 925 initial lumens, 24 Watts | CFLratio0159 | CFLratio0159 | CFLscw-Refl(24w) | Available |  |  |  | 2017ScrewInLampDisposition | ErRobNc |  |  |  | 2017Dispo-Com-InLtg | 2017-07-01 | 2018-06-30 | InEA_modVal |  |  |  |  | Standard | Revise expiry date to 60/30/2018 Commission Staff direction 2018ScrewInLampSavignsMethods-11Dec2017.pdf | 1 | 1 | 0 | Deemed Ex Ante Team |  | Revise expiry date to 60/30/2018 Commission Staff direction 2018ScrewInLampSavignsMethods-11Dec2017.pdf |  | Updated to indicate claim/filing status
951 | C-In-CFLscw-Refl(25w)-dWP15 | Commercial Indoor General Lighting: CFL Lamp with integated Ballast replaces pre-existing standard lighting Wattage. Measure includes Code case. Impacts: CFL-based HOU (varies by BldgType) | ExAnte2017 | Disposition | 2020-11-24 16:30 | Com-Iltg-dWatt-CFL | NonDEER | Scaled | BaseRatio | 0 | 0 | None |  | 0 |  | 1 | Com | Any | Lighting | InGen-CFL | Ltg_Lamp | CFLint_lamp | CFLscw-Refl(25w) | ILtg-CFL-Com | All Nonres (except globe & candelabra) CFL base case, Total Watts = 1.59 x Msr Watts | All Nonres (except globe & candelabra) CFL base case, Total Watts = 1.59 x Msr Watts | CFL Lamp: Reflector, 970 initial lumens, 25 Watts | CFLratio0159 | CFLratio0159 | CFLscw-Refl(25w) | Available |  |  |  | 2017ScrewInLampDisposition | ErRobNc |  |  |  | 2017Dispo-Com-InLtg | 2017-07-01 | 2018-06-30 | InEA_modVal |  |  |  |  | Standard | Revise expiry date to 60/30/2018 Commission Staff direction 2018ScrewInLampSavignsMethods-11Dec2017.pdf | 1 | 1 | 0 | Deemed Ex Ante Team |  | Revise expiry date to 60/30/2018 Commission Staff direction 2018ScrewInLampSavignsMethods-11Dec2017.pdf |  | Updated to indicate claim/filing status
951 | RB-Appl-EffCW-med-ElecDHW-GasCDryer-Tier1-Front | Clothes washer, Front loading, Elec DHW, GasDryer, Tier1, IMEF =2.38-2.74, IWF <=3.7 | DEER2016 | D16v2 | 2020-11-24 16:30 | RB-Appl-EffCW-med-ElecDHW-GasCDryer-Tier1-Front | DEER | Standard | None | 0 | 0 | None |  | 0 |  | 0 | Res | Any | AppPlug | Laundry | Clean_equip | ClothesWash |  | Appl-EffCW |  | Clothes washer, Front loading, Elec DHW, GasDryer, Standard, IMEF =1.84, IWF =4.7 | Clothes washer, Front loading, Elec DHW, GasDryer, Tier1, IMEF =2.38-2.74, IWF <=3.7 |  |  |  | Exclude |  | 0 | 0 |  | RobNc |  | Appl-EffCW |  | None | 2016-01-01 | 2019-12-31 | DEER2016 Update (non-Ltg) |  |  |  |  | Component | Measure expired due to DEER2020 update | 1 | 1 | 0 | Deemed Ex Ante Team |  | Measure expired due to DEER2020 update |  | Updated to indicate claim/filing status
952 | C-In-CFLscw-Refl(26w)-dWP15 | Commercial Indoor General Lighting: CFL Lamp with integated Ballast replaces pre-existing standard lighting Wattage. Measure includes Code case. Impacts: CFL-based HOU (varies by BldgType) | ExAnte2017 | Disposition | 2020-11-24 16:30 | Com-Iltg-dWatt-CFL | NonDEER | Scaled | BaseRatio | 0 | 0 | None |  | 0 |  | 1 | Com | Any | Lighting | InGen-CFL | Ltg_Lamp | CFLint_lamp | CFLscw-Refl(26w) | ILtg-CFL-Com | All Nonres (except globe & candelabra) CFL base case, Total Watts = 1.59 x Msr Watts | All Nonres (except globe & candelabra) CFL base case, Total Watts = 1.59 x Msr Watts | CFL Lamp: Reflector, 26 Watts | CFLratio0159 | CFLratio0159 | CFLscw-Refl(26w) | Available |  |  |  | 2017ScrewInLampDisposition | ErRobNc |  |  |  | 2017Dispo-Com-InLtg | 2017-07-01 | 2018-06-30 | InEA_modVal |  |  |  |  | Standard | Revise expiry date to 60/30/2018 Commission Staff direction 2018ScrewInLampSavignsMethods-11Dec2017.pdf | 1 | 1 | 0 | Deemed Ex Ante Team |  | Revise expiry date to 60/30/2018 Commission Staff direction 2018ScrewInLampSavignsMethods-11Dec2017.pdf |  | Updated to indicate claim/filing status
952 | RB-Appl-EffCW-med-ElecDHW-GasCDryer-Tier2-Front | Clothes washer, Front loading, Elec DHW, GasDryer, Tier2, IMEF =2.74-2.92, IWF <=3.2 | DEER2016 | D16v2 | 2020-11-24 16:30 | RB-Appl-EffCW-med-ElecDHW-GasCDryer-Tier2-Front | DEER | Standard | None | 0 | 0 | None |  | 0 |  | 0 | Res | Any | AppPlug | Laundry | Clean_equip | ClothesWash |  | Appl-EffCW |  | Clothes washer, Front loading, Elec DHW, GasDryer, Standard, IMEF =1.84, IWF =4.7 | Clothes washer, Front loading, Elec DHW, GasDryer, Tier2, IMEF =2.74-2.92, IWF <=3.2 |  |  |  | Exclude |  | 0 | 0 |  | RobNc |  | Appl-EffCW |  | None | 2016-01-01 | 2019-12-31 | DEER2016 Update (non-Ltg) |  |  |  |  | Component | Measure expired due to DEER2020 update | 1 | 1 | 0 | Deemed Ex Ante Team |  | Measure expired due to DEER2020 update |  | Updated to indicate claim/filing status
953 | C-In-CFLscw-Refl(27w)-dWP16 | Commercial Indoor General Lighting: CFL Lamp with integated Ballast replaces pre-existing standard lighting Wattage. Measure includes Code case. Impacts: CFL-based HOU (varies by BldgType) | ExAnte2017 | Disposition | 2020-11-24 16:30 | Com-Iltg-dWatt-CFL | NonDEER | Scaled | BaseRatio | 0 | 0 | None |  | 0 |  | 1 | Com | Any | Lighting | InGen-CFL | Ltg_Lamp | CFLint_lamp |  | ILtg-CFL-Com | All Nonres (except globe & candelabra) CFL base case, Total Watts = 1.59 x Msr Watts | All Nonres (except globe & candelabra) CFL base case, Total Watts = 1.59 x Msr Watts | CFL Lamp: Reflector, 27 Watts | CFLratio0159 | CFLratio0159 | CFLscw-Refl(27w) | Available |  |  |  | 2017ScrewInLampDisposition | ErRobNc |  |  |  | 2017Dispo-Com-InLtg | 2017-07-01 | 2018-06-30 | InEA_modVal |  |  |  |  | Standard | Revise expiry date to 60/30/2018 Commission Staff direction 2018ScrewInLampSavignsMethods-11Dec2017.pdf | 1 | 1 | 0 | Deemed Ex Ante Team |  | Revise expiry date to 60/30/2018 Commission Staff direction 2018ScrewInLampSavignsMethods-11Dec2017.pdf |  | Updated to indicate claim/filing status
953 | RB-Appl-EffCW-med-ElecDHW-GasCDryer-Tier3-Front | Clothes washer, Front loading, Elec DHW, GasDryer, Tier3, IMEF >2.92, IWF <=3.2 | DEER2016 | D16v2 | 2020-11-24 16:30 | RB-Appl-EffCW-med-ElecDHW-GasCDryer-Tier3-Front | DEER | Standard | None | 0 | 0 | None |  | 0 |  | 0 | Res | Any | AppPlug | Laundry | Clean_equip | ClothesWash |  | Appl-EffCW |  | Clothes washer, Front loading, Elec DHW, GasDryer, Standard, IMEF =1.84, IWF =4.7 | Clothes washer, Front loading, Elec DHW, GasDryer, Tier3, IMEF >2.92, IWF <=3.2 |  |  |  | Exclude |  | 0 | 0 |  | RobNc |  | Appl-EffCW |  | None | 2016-01-01 | 2019-12-31 | DEER2016 Update (non-Ltg) |  |  |  |  | Component | Measure expired due to DEER2020 update | 1 | 1 | 0 | Deemed Ex Ante Team |  | Measure expired due to DEER2020 update |  | Updated to indicate claim/filing status
954 | C-In-CFLscw-Refl(28w)-dWP17 | Commercial Indoor General Lighting: CFL Lamp with integated Ballast replaces pre-existing standard lighting Wattage. Measure includes Code case. Impacts: CFL-based HOU (varies by BldgType) | ExAnte2017 | Disposition | 2020-11-24 16:30 | Com-Iltg-dWatt-CFL | NonDEER | Scaled | BaseRatio | 0 | 0 | None |  | 0 |  | 1 | Com | Any | Lighting | InGen-CFL | Ltg_Lamp | CFLint_lamp |  | ILtg-CFL-Com | All Nonres (except globe & candelabra) CFL base case, Total Watts = 1.59 x Msr Watts | All Nonres (except globe & candelabra) CFL base case, Total Watts = 1.59 x Msr Watts | CFL Lamp: Reflector, 28 Watts | CFLratio0159 | CFLratio0159 | CFLscw-Refl(28w) | Available |  |  |  | 2017ScrewInLampDisposition | ErRobNc |  |  |  | 2017Dispo-Com-InLtg | 2017-07-01 | 2018-06-30 | InEA_modVal |  |  |  |  | Standard | Revise expiry date to 60/30/2018 Commission Staff direction 2018ScrewInLampSavignsMethods-11Dec2017.pdf | 1 | 1 | 0 | Deemed Ex Ante Team |  | Revise expiry date to 60/30/2018 Commission Staff direction 2018ScrewInLampSavignsMethods-11Dec2017.pdf |  | Updated to indicate claim/filing status
954 | RB-Appl-EffCW-med-GasDHW-ElecCDryer-Tier1-Front | Clothes washer, Front loading, Gas DHW, ElecDryer, Tier1, IMEF =2.38-2.74, IWF <=3.7 | DEER2016 | D16v2 | 2020-11-24 16:30 | RB-Appl-EffCW-med-GasDHW-ElecCDryer-Tier1-Front | DEER | Standard | None | 0 | 0 | None |  | 0 |  | 0 | Res | Any | AppPlug | Laundry | Clean_equip | ClothesWash |  | Appl-EffCW |  | Clothes washer, Front loading, Gas DHW, ElecDryer, Standard, IMEF =1.84, IWF =4.7 | Clothes washer, Front loading, Gas DHW, ElecDryer, Tier1, IMEF =2.38-2.74, IWF <=3.7 |  |  |  | Exclude |  | 0 | 0 |  | RobNc |  | Appl-EffCW |  | None | 2016-01-01 | 2019-12-31 | DEER2016 Update (non-Ltg) |  |  |  |  | Component | Measure expired due to DEER2020 update | 1 | 1 | 0 | Deemed Ex Ante Team |  | Measure expired due to DEER2020 update |  | Updated to indicate claim/filing status
955 | C-In-CFLscw-Refl(30w)-dWP18 | Commercial Indoor General Lighting: CFL Lamp with integated Ballast replaces pre-existing standard lighting Wattage. Measure includes Code case. Impacts: CFL-based HOU (varies by BldgType) | ExAnte2017 | Disposition | 2020-11-24 16:30 | Com-Iltg-dWatt-CFL | NonDEER | Scaled | BaseRatio | 0 | 0 | None |  | 0 |  | 1 | Com | Any | Lighting | InGen-CFL | Ltg_Lamp | CFLint_lamp |  | ILtg-CFL-Com | All Nonres (except globe & candelabra) CFL base case, Total Watts = 1.59 x Msr Watts | All Nonres (except globe & candelabra) CFL base case, Total Watts = 1.59 x Msr Watts | CFL Lamp: Reflector, 30 Watts | CFLratio0159 | CFLratio0159 | CFLscw-Refl(30w) | Available |  |  |  | 2017ScrewInLampDisposition | ErRobNc |  |  |  | 2017Dispo-Com-InLtg | 2017-07-01 | 2018-06-30 | InEA_modVal |  |  |  |  | Standard | Revise expiry date to 60/30/2018 Commission Staff direction 2018ScrewInLampSavignsMethods-11Dec2017.pdf | 1 | 1 | 0 | Deemed Ex Ante Team |  | Revise expiry date to 60/30/2018 Commission Staff direction 2018ScrewInLampSavignsMethods-11Dec2017.pdf |  | Updated to indicate claim/filing status
955 | RB-Appl-EffCW-med-GasDHW-ElecCDryer-Tier2-Front | Clothes washer, Front loading, Gas DHW, ElecDryer, Tier2, IMEF =2.74-2.92, IWF <=3.2 | DEER2016 | D16v2 | 2020-11-24 16:30 | RB-Appl-EffCW-med-GasDHW-ElecCDryer-Tier2-Front | DEER | Standard | None | 0 | 0 | None |  | 0 |  | 0 | Res | Any | AppPlug | Laundry | Clean_equip | ClothesWash |  | Appl-EffCW |  | Clothes washer, Front loading, Gas DHW, ElecDryer, Standard, IMEF =1.84, IWF =4.7 | Clothes washer, Front loading, Gas DHW, ElecDryer, Tier2, IMEF =2.74-2.92, IWF <=3.2 |  |  |  | Exclude |  | 0 | 0 |  | RobNc |  | Appl-EffCW |  | None | 2016-01-01 | 2019-12-31 | DEER2016 Update (non-Ltg) |  |  |  |  | Component | Measure expired due to DEER2020 update | 1 | 1 | 0 | Deemed Ex Ante Team |  | Measure expired due to DEER2020 update |  | Updated to indicate claim/filing status
956 | C-In-CFLscw-Refl(32w)-dWP19 | Commercial Indoor General Lighting: CFL Lamp with integated Ballast replaces pre-existing standard lighting Wattage. Measure includes Code case. Impacts: CFL-based HOU (varies by BldgType) | ExAnte2017 | Disposition | 2020-11-24 16:30 | Com-Iltg-dWatt-CFL | NonDEER | Scaled | BaseRatio | 0 | 0 | None |  | 0 |  | 1 | Com | Any | Lighting | InGen-CFL | Ltg_Lamp | CFLint_lamp |  | ILtg-CFL-Com | All Nonres (except globe & candelabra) CFL base case, Total Watts = 1.59 x Msr Watts | All Nonres (except globe & candelabra) CFL base case, Total Watts = 1.59 x Msr Watts | CFL Lamp: Reflector, 32 Watts | CFLratio0159 | CFLratio0159 | CFLscw-Refl(32w) | Available |  |  |  | 2017ScrewInLampDisposition | ErRobNc |  |  |  | 2017Dispo-Com-InLtg | 2017-07-01 | 2018-06-30 | InEA_modVal |  |  |  |  | Standard | Revise expiry date to 60/30/2018 Commission Staff direction 2018ScrewInLampSavignsMethods-11Dec2017.pdf | 1 | 1 | 0 | Deemed Ex Ante Team |  | Revise expiry date to 60/30/2018 Commission Staff direction 2018ScrewInLampSavignsMethods-11Dec2017.pdf |  | Updated to indicate claim/filing status
956 | RB-Appl-EffCW-med-GasDHW-ElecCDryer-Tier3-Front | Clothes washer, Front loading, Gas DHW, ElecDryer, Tier3, IMEF >2.92, IWF <=3.2 | DEER2016 | D16v2 | 2020-11-24 16:30 | RB-Appl-EffCW-med-GasDHW-ElecCDryer-Tier3-Front | DEER | Standard | None | 0 | 0 | None |  | 0 |  | 0 | Res | Any | AppPlug | Laundry | Clean_equip | ClothesWash |  | Appl-EffCW |  | Clothes washer, Front loading, Gas DHW, ElecDryer, Standard, IMEF =1.84, IWF =4.7 | Clothes washer, Front loading, Gas DHW, ElecDryer, Tier3, IMEF >2.92, IWF <=3.2 |  |  |  | Exclude |  | 0 | 0 |  | RobNc |  | Appl-EffCW |  | None | 2016-01-01 | 2019-12-31 | DEER2016 Update (non-Ltg) |  |  |  |  | Component | Measure expired due to DEER2020 update | 1 | 1 | 0 | Deemed Ex Ante Team |  | Measure expired due to DEER2020 update |  | Updated to indicate claim/filing status
957 | C-In-CFLscw-Refl(40w)-dWP24 | Commercial Indoor General Lighting: CFL Lamp with integated Ballast replaces pre-existing standard lighting Wattage. Measure includes Code case. Impacts: CFL-based HOU (varies by BldgType) | ExAnte2017 | Disposition | 2020-11-24 16:30 | Com-Iltg-dWatt-CFL | NonDEER | Scaled | BaseRatio | 0 | 0 | None |  | 0 |  | 1 | Com | Any | Lighting | InGen-CFL | Ltg_Lamp | CFLint_lamp |  | ILtg-CFL-Com | All Nonres (except globe & candelabra) CFL base case, Total Watts = 1.59 x Msr Watts | All Nonres (except globe & candelabra) CFL base case, Total Watts = 1.59 x Msr Watts | CFL Lamp: Reflector, 40 Watts | CFLratio0159 | CFLratio0159 | CFLscw-Refl(40w) | Available |  |  |  | 2017ScrewInLampDisposition | ErRobNc |  |  |  | 2017Dispo-Com-InLtg | 2017-07-01 | 2018-06-30 | InEA_modVal |  |  |  |  | Standard | Revise expiry date to 60/30/2018 Commission Staff direction 2018ScrewInLampSavignsMethods-11Dec2017.pdf | 1 | 1 | 0 | Deemed Ex Ante Team |  | Revise expiry date to 60/30/2018 Commission Staff direction 2018ScrewInLampSavignsMethods-11Dec2017.pdf |  | Updated to indicate claim/filing status
957 | RE-Appl-EffCW-med-ElecDHW-ElecCDryer-Tier1-Front | Clothes washer, Front loading, Elec DHW, ElecDryer, Tier1, IMEF =2.38-2.74, IWF <=3.7 | DEER2016 | D16v2 | 2020-11-24 16:30 | RE-Appl-EffCW-med-ElecDHW-ElecCDryer-Tier1-Front | DEER | Standard | None | 0 | 0 | None |  | 0 |  | 0 | Res | Any | AppPlug | Laundry | Clean_equip | ClothesWash |  | Appl-EffCW |  | Clothes washer, Front loading, Elec DHW, ElecDryer, Standard, IMEF =1.84, IWF =4.7 | Clothes washer, Front loading, Elec DHW, ElecDryer, Tier1, IMEF =2.38-2.74, IWF <=3.7 |  |  |  | Exclude |  | 0 | 0 |  | RobNc |  | Appl-EffCW |  | None | 2016-01-01 | 2019-12-31 | DEER2016 Update (non-Ltg) |  |  |  |  | Component | Measure expired due to DEER2020 update | 1 | 1 | 0 | Deemed Ex Ante Team |  | Measure expired due to DEER2020 update |  | Updated to indicate claim/filing status
958 | C-In-CFLscw-Refl(42w)-dWP25 | Commercial Indoor General Lighting: CFL Lamp with integated Ballast replaces pre-existing standard lighting Wattage. Measure includes Code case. Impacts: CFL-based HOU (varies by BldgType) | ExAnte2017 | Disposition | 2020-11-24 16:30 | Com-Iltg-dWatt-CFL | NonDEER | Scaled | BaseRatio | 0 | 0 | None |  | 0 |  | 1 | Com | Any | Lighting | InGen-CFL | Ltg_Lamp | CFLint_lamp |  | ILtg-CFL-Com | All Nonres (except globe & candelabra) CFL base case, Total Watts = 1.59 x Msr Watts | All Nonres (except globe & candelabra) CFL base case, Total Watts = 1.59 x Msr Watts | CFL Lamp: Reflector, 42 Watts | CFLratio0159 | CFLratio0159 | CFLscw-Refl(42w) | Available |  |  |  | 2017ScrewInLampDisposition | ErRobNc |  |  |  | 2017Dispo-Com-InLtg | 2017-07-01 | 2018-06-30 | InEA_modVal |  |  |  |  | Standard | Revise expiry date to 60/30/2018 Commission Staff direction 2018ScrewInLampSavignsMethods-11Dec2017.pdf | 1 | 1 | 0 | Deemed Ex Ante Team |  | Revise expiry date to 60/30/2018 Commission Staff direction 2018ScrewInLampSavignsMethods-11Dec2017.pdf |  | Updated to indicate claim/filing status
958 | RE-Appl-EffCW-med-ElecDHW-ElecCDryer-Tier2-Front | Clothes washer, Front loading, Elec DHW, ElecDryer, Tier2, IMEF =2.74-2.92, IWF <=3.2 | DEER2016 | D16v2 | 2020-11-24 16:30 | RE-Appl-EffCW-med-ElecDHW-ElecCDryer-Tier2-Front | DEER | Standard | None | 0 | 0 | None |  | 0 |  | 0 | Res | Any | AppPlug | Laundry | Clean_equip | ClothesWash |  | Appl-EffCW |  | Clothes washer, Front loading, Elec DHW, ElecDryer, Standard, IMEF =1.84, IWF =4.7 | Clothes washer, Front loading, Elec DHW, ElecDryer, Tier2, IMEF =2.74-2.92, IWF <=3.2 |  |  |  | Exclude |  | 0 | 0 |  | RobNc |  | Appl-EffCW |  | None | 2016-01-01 | 2019-12-31 | DEER2016 Update (non-Ltg) |  |  |  |  | Component | Measure expired due to DEER2020 update | 1 | 1 | 0 | Deemed Ex Ante Team |  | Measure expired due to DEER2020 update |  | Updated to indicate claim/filing status
959 | C-In-CFLscw-Refl(45w)-dWP27 | Commercial Indoor General Lighting: CFL Lamp with integated Ballast replaces pre-existing standard lighting Wattage. Measure includes Code case. Impacts: CFL-based HOU (varies by BldgType) | ExAnte2017 | Disposition | 2020-11-24 16:30 | Com-Iltg-dWatt-CFL | NonDEER | Scaled | BaseRatio | 0 | 0 | None |  | 0 |  | 1 | Com | Any | Lighting | InGen-CFL | Ltg_Lamp | CFLint_lamp |  | ILtg-CFL-Com | All Nonres (except globe & candelabra) CFL base case, Total Watts = 1.59 x Msr Watts | All Nonres (except globe & candelabra) CFL base case, Total Watts = 1.59 x Msr Watts | CFL Lamp: Reflector, 45 Watts | CFLratio0159 | CFLratio0159 | CFLscw-Refl(45w) | Available |  |  |  | 2017ScrewInLampDisposition | ErRobNc |  |  |  | 2017Dispo-Com-InLtg | 2017-07-01 | 2018-06-30 | InEA_modVal |  |  |  |  | Standard | Revise expiry date to 60/30/2018 Commission Staff direction 2018ScrewInLampSavignsMethods-11Dec2017.pdf | 1 | 1 | 0 | Deemed Ex Ante Team |  | Revise expiry date to 60/30/2018 Commission Staff direction 2018ScrewInLampSavignsMethods-11Dec2017.pdf |  | Updated to indicate claim/filing status
959 | RE-Appl-EffCW-med-ElecDHW-ElecCDryer-Tier3-Front | Clothes washer, Front loading, Elec DHW, ElecDryer, Tier3, IMEF >2.92, IWF <=3.2 | DEER2016 | D16v2 | 2020-11-24 16:30 | RE-Appl-EffCW-med-ElecDHW-ElecCDryer-Tier3-Front | DEER | Standard | None | 0 | 0 | None |  | 0 |  | 0 | Res | Any | AppPlug | Laundry | Clean_equip | ClothesWash |  | Appl-EffCW |  | Clothes washer, Front loading, Elec DHW, ElecDryer, Standard, IMEF =1.84, IWF =4.7 | Clothes washer, Front loading, Elec DHW, ElecDryer, Tier3, IMEF >2.92, IWF <=3.2 |  |  |  | Exclude |  | 0 | 0 |  | RobNc |  | Appl-EffCW |  | None | 2016-01-01 | 2019-12-31 | DEER2016 Update (non-Ltg) |  |  |  |  | Component | Measure expired due to DEER2020 update | 1 | 1 | 0 | Deemed Ex Ante Team |  | Measure expired due to DEER2020 update |  | Updated to indicate claim/filing status
960 | C-In-CFLscw-Refl(55w)-dWP32 | Commercial Indoor General Lighting: CFL Lamp with integated Ballast replaces pre-existing standard lighting Wattage. Measure includes Code case. Impacts: CFL-based HOU (varies by BldgType) | ExAnte2017 | Disposition | 2020-11-24 16:30 | Com-Iltg-dWatt-CFL | NonDEER | Scaled | BaseRatio | 0 | 0 | None |  | 0 |  | 1 | Com | Any | Lighting | InGen-CFL | Ltg_Lamp | CFLint_lamp |  | ILtg-CFL-Com | All Nonres (except globe & candelabra) CFL base case, Total Watts = 1.59 x Msr Watts | All Nonres (except globe & candelabra) CFL base case, Total Watts = 1.59 x Msr Watts | CFL Lamp: Reflector, 55 Watts | CFLratio0159 | CFLratio0159 | CFLscw-Refl(55w) | Available |  |  |  | 2017ScrewInLampDisposition | ErRobNc |  |  |  | 2017Dispo-Com-InLtg | 2017-07-01 | 2018-06-30 | InEA_modVal |  |  |  |  | Standard | Revise expiry date to 60/30/2018 Commission Staff direction 2018ScrewInLampSavignsMethods-11Dec2017.pdf | 1 | 1 | 0 | Deemed Ex Ante Team |  | Revise expiry date to 60/30/2018 Commission Staff direction 2018ScrewInLampSavignsMethods-11Dec2017.pdf |  | Updated to indicate claim/filing status
960 | RB-Appl-EffCW-med-GasDHW-GasCDryer-Tier1-Front | Clothes washer, Front loading, Gas DHW, GasDryer, Tier1, IMEF =2.38-2.74, IWF <=3.7 | DEER2016 | D16v2 | 2020-11-24 16:30 | RB-Appl-EffCW-med-GasDHW-GasCDryer-Tier1-Front | DEER | Standard | None | 0 | 0 | None |  | 0 |  | 0 | Res | Any | AppPlug | Laundry | Clean_equip | ClothesWash |  | Appl-EffCW |  | Clothes washer, Front loading, Gas DHW, GasDryer, Standard, IMEF =1.84, IWF =4.7 | Clothes washer, Front loading, Gas DHW, GasDryer, Tier1, IMEF =2.38-2.74, IWF <=3.7 |  |  |  | Exclude |  | 0 | 0 |  | RobNc |  | Appl-EffCW |  | None | 2016-01-01 | 2019-12-31 | DEER2016 Update (non-Ltg) |  |  |  |  | Component | Measure expired due to DEER2020 update | 1 | 1 | 0 | Deemed Ex Ante Team |  | Measure expired due to DEER2020 update |  | Updated to indicate claim/filing status
961 | C-In-CFLscw-Refl(7w)-dWP4 | Commercial Indoor General Lighting: CFL Lamp with integated Ballast replaces pre-existing standard lighting Wattage. Measure includes Code case. Impacts: CFL-based HOU (varies by BldgType) | ExAnte2017 | Disposition | 2020-11-24 16:30 | Com-Iltg-dWatt-CFL | NonDEER | Scaled | BaseRatio | 0 | 0 | None |  | 0 |  | 1 | Com | Any | Lighting | InGen-CFL | Ltg_Lamp | CFLint_lamp | CFLscw-Refl(7w) | ILtg-CFL-Com | All Nonres (except globe & candelabra) CFL base case, Total Watts = 1.59 x Msr Watts | All Nonres (except globe & candelabra) CFL base case, Total Watts = 1.59 x Msr Watts | CFL Lamp: Reflector, 7 Watts | CFLratio0159 | CFLratio0159 | CFLscw-Refl(7w) | Available |  |  |  | 2017ScrewInLampDisposition | ErRobNc |  |  |  | 2017Dispo-Com-InLtg | 2017-07-01 | 2018-06-30 | InEA_modVal |  |  |  |  | Standard | Revise expiry date to 60/30/2018 Commission Staff direction 2018ScrewInLampSavignsMethods-11Dec2017.pdf | 1 | 1 | 0 | Deemed Ex Ante Team |  | Revise expiry date to 60/30/2018 Commission Staff direction 2018ScrewInLampSavignsMethods-11Dec2017.pdf |  | Updated to indicate claim/filing status
961 | RB-Appl-EffCW-med-GasDHW-GasCDryer-Tier2-Front | Clothes washer, Front loading, Gas DHW, GasDryer, Tier2, IMEF =2.74-2.92, IWF <=3.2 | DEER2016 | D16v2 | 2020-11-24 16:30 | RB-Appl-EffCW-med-GasDHW-GasCDryer-Tier2-Front | DEER | Standard | None | 0 | 0 | None |  | 0 |  | 0 | Res | Any | AppPlug | Laundry | Clean_equip | ClothesWash |  | Appl-EffCW |  | Clothes washer, Front loading, Gas DHW, GasDryer, Standard, IMEF =1.84, IWF =4.7 | Clothes washer, Front loading, Gas DHW, GasDryer, Tier2, IMEF =2.74-2.92, IWF <=3.2 |  |  |  | Exclude |  | 0 | 0 |  | RobNc |  | Appl-EffCW |  | None | 2016-01-01 | 2019-12-31 | DEER2016 Update (non-Ltg) |  |  |  |  | Component | Measure expired due to DEER2020 update | 1 | 1 | 0 | Deemed Ex Ante Team |  | Measure expired due to DEER2020 update |  | Updated to indicate claim/filing status
962 | C-In-CFLscw-Refl(8w)-dWP5 | Commercial Indoor General Lighting: CFL Lamp with integated Ballast replaces pre-existing standard lighting Wattage. Measure includes Code case. Impacts: CFL-based HOU (varies by BldgType) | ExAnte2017 | Disposition | 2020-11-24 16:30 | Com-Iltg-dWatt-CFL | NonDEER | Scaled | BaseRatio | 0 | 0 | None |  | 0 |  | 1 | Com | Any | Lighting | InGen-CFL | Ltg_Lamp | CFLint_lamp | CFLscw-Refl(8w) | ILtg-CFL-Com | All Nonres (except globe & candelabra) CFL base case, Total Watts = 1.59 x Msr Watts | All Nonres (except globe & candelabra) CFL base case, Total Watts = 1.59 x Msr Watts | CFL Lamp: Reflector, 8 Watts | CFLratio0159 | CFLratio0159 | CFLscw-Refl(8w) | Available |  |  |  | 2017ScrewInLampDisposition | ErRobNc |  |  |  | 2017Dispo-Com-InLtg | 2017-07-01 | 2018-06-30 | InEA_modVal |  |  |  |  | Standard | Revise expiry date to 60/30/2018 Commission Staff direction 2018ScrewInLampSavignsMethods-11Dec2017.pdf | 1 | 1 | 0 | Deemed Ex Ante Team |  | Revise expiry date to 60/30/2018 Commission Staff direction 2018ScrewInLampSavignsMethods-11Dec2017.pdf |  | Updated to indicate claim/filing status
962 | RB-Appl-EffCW-med-GasDHW-GasCDryer-Tier3-Front | Clothes washer, Front loading, Gas DHW, GasDryer, Tier3, IMEF >2.92, IWF <=3.2 | DEER2016 | D16v2 | 2020-11-24 16:30 | RB-Appl-EffCW-med-GasDHW-GasCDryer-Tier3-Front | DEER | Standard | None | 0 | 0 | None |  | 0 |  | 0 | Res | Any | AppPlug | Laundry | Clean_equip | ClothesWash |  | Appl-EffCW |  | Clothes washer, Front loading, Gas DHW, GasDryer, Standard, IMEF =1.84, IWF =4.7 | Clothes washer, Front loading, Gas DHW, GasDryer, Tier3, IMEF >2.92, IWF <=3.2 |  |  |  | Exclude |  | 0 | 0 |  | RobNc |  | Appl-EffCW |  | None | 2016-01-01 | 2019-12-31 | DEER2016 Update (non-Ltg) |  |  |  |  | Component | Measure expired due to DEER2020 update | 1 | 1 | 0 | Deemed Ex Ante Team |  | Measure expired due to DEER2020 update |  | Updated to indicate claim/filing status
963 | C-In-CFLscw-Refl(9w)-dWP5 | Commercial Indoor General Lighting: CFL Lamp with integated Ballast replaces pre-existing standard lighting Wattage. Measure includes Code case. Impacts: CFL-based HOU (varies by BldgType) | ExAnte2017 | Disposition | 2020-11-24 16:30 | Com-Iltg-dWatt-CFL | NonDEER | Scaled | BaseRatio | 0 | 0 | None |  | 0 |  | 1 | Com | Any | Lighting | InGen-CFL | Ltg_Lamp | CFLint_lamp | CFLscw-Refl(9w) | ILtg-CFL-Com | All Nonres (except globe & candelabra) CFL base case, Total Watts = 1.59 x Msr Watts | All Nonres (except globe & candelabra) CFL base case, Total Watts = 1.59 x Msr Watts | CFL Lamp: Reflector, 9 Watts | CFLratio0159 | CFLratio0159 | CFLscw-Refl(9w) | Available |  |  |  | 2017ScrewInLampDisposition | ErRobNc |  |  |  | 2017Dispo-Com-InLtg | 2017-07-01 | 2018-06-30 | InEA_modVal |  |  |  |  | Standard | Revise expiry date to 60/30/2018 Commission Staff direction 2018ScrewInLampSavignsMethods-11Dec2017.pdf | 1 | 1 | 0 | Deemed Ex Ante Team |  | Revise expiry date to 60/30/2018 Commission Staff direction 2018ScrewInLampSavignsMethods-11Dec2017.pdf |  | Updated to indicate claim/filing status
963 | RB-Appl-EffCW-med-ElecDHW-GasCDryer-Tier1-Top | Clothes washer, Top loading, Elec DHW, GasDryer, Tier1, IMEF =2.06-2.2, IWF <=4.3 | DEER2016 | D16v2 | 2020-11-24 16:30 | RB-Appl-EffCW-med-ElecDHW-GasCDryer-Tier1-Top | DEER | Standard | None | 0 | 0 | None |  | 0 |  | 0 | Res | Any | AppPlug | Laundry | Clean_equip | ClothesWash |  | Appl-EffCW |  | Clothes washer, Top loading, Elec DHW, GasDryer, Standard, IMEF =1.29, IWF =8.4 | Clothes washer, Top loading, Elec DHW, GasDryer, Tier1, IMEF =2.06-2.2, IWF <=4.3 |  |  |  | Exclude |  | 0 | 0 |  | RobNc |  | Appl-EffCW |  | None | 2016-01-01 | 2019-12-31 | DEER2016 Update (non-Ltg) |  |  |  |  | Component | Measure expired due to DEER2020 update | 1 | 1 | 0 | Deemed Ex Ante Team |  | Measure expired due to DEER2020 update |  | Updated to indicate claim/filing status
964 | RB-Appl-EffCW-med-ElecDHW-GasCDryer-Tier2-Top | Clothes washer, Top loading, Elec DHW, GasDryer, Tier2, IMEF >2.2, IWF <=4 | DEER2016 | D16v2 | 2020-11-24 16:30 | RB-Appl-EffCW-med-ElecDHW-GasCDryer-Tier2-Top | DEER | Standard | None | 0 | 0 | None |  | 0 |  | 0 | Res | Any | AppPlug | Laundry | Clean_equip | ClothesWash |  | Appl-EffCW |  | Clothes washer, Top loading, Elec DHW, GasDryer, Standard, IMEF =1.29, IWF =8.4 | Clothes washer, Top loading, Elec DHW, GasDryer, Tier2, IMEF >2.2, IWF <=4 |  |  |  | Exclude |  | 0 | 0 |  | RobNc |  | Appl-EffCW |  | None | 2016-01-01 | 2019-12-31 | DEER2016 Update (non-Ltg) |  |  |  |  | Component | Measure expired due to DEER2020 update | 1 | 1 | 0 | Deemed Ex Ante Team |  | Measure expired due to DEER2020 update |  | Updated to indicate claim/filing status
964 | R-In-CFLscw(100)-dWP56 | Residential Indoor General Lighting: CFL Lamp with integated Ballast replaces pre-existing standard lighting Wattage. Measure includes Code case. Impacts: CFL-based HOU (varies by BldgType) | ExAnte2017 | Disposition | 2020-11-24 16:30 | Res-Iltg-dWatt-CFL | NonDEER | Scaled | BaseRatio | 0 | 0 | None |  | 0 |  | 1 | Res | Any | Lighting | InGen-CFL | Ltg_Lamp | CFLint_lamp |  | ILtg-CFL-Res | Res interior non-refl CFL base case, Total Watts = 1.56 x Msr Watts | Res interior non-refl CFL base case, Total Watts = 1.56 x Msr Watts | CFL Lamp: Non-Reflector, 100 Watts | CFLratio0156 | CFLratio0156 | CFLscw(100w) | Available |  |  |  | 2017ScrewInLampDisposition | ErRobNc |  |  |  | 2017Dispo-Res-InLtg | 2017-07-01 | 2018-06-30 | InEA_modVal |  |  |  |  | Standard | Remove expiry date per Commission Staff direction 2018ScrewInLampSavignsMethods-11Dec2017.pdf | 1 | 1 | 0 | Deemed Ex Ante Team |  | Remove expiry date per Commission Staff direction 2018ScrewInLampSavignsMethods-11Dec2017.pdf |  | Updated to indicate claim/filing status
965 | RB-Appl-EffCW-med-GasDHW-ElecCDryer-Tier1-Top | Clothes washer, Top loading, Gas DHW, ElecDryer, Tier1, IMEF =2.06-2.2, IWF <=4.3 | DEER2016 | D16v2 | 2020-11-24 16:30 | RB-Appl-EffCW-med-GasDHW-ElecCDryer-Tier1-Top | DEER | Standard | None | 0 | 0 | None |  | 0 |  | 0 | Res | Any | AppPlug | Laundry | Clean_equip | ClothesWash |  | Appl-EffCW |  | Clothes washer, Top loading, Gas DHW, ElecDryer, Standard, IMEF =1.29, IWF =8.4 | Clothes washer, Top loading, Gas DHW, ElecDryer, Tier1, IMEF =2.06-2.2, IWF <=4.3 |  |  |  | Exclude |  | 0 | 0 |  | RobNc |  | Appl-EffCW |  | None | 2016-01-01 | 2019-12-31 | DEER2016 Update (non-Ltg) |  |  |  |  | Component | Measure expired due to DEER2020 update | 1 | 1 | 0 | Deemed Ex Ante Team |  | Measure expired due to DEER2020 update |  | Updated to indicate claim/filing status
965 | R-In-CFLscw-Refl(100w)-dWP74 | Residential Indoor General Lighting: CFL Lamp with integated Ballast replaces pre-existing standard lighting Wattage. Measure includes Code case. Impacts: CFL-based HOU (varies by BldgType) | ExAnte2017 | Disposition | 2020-11-24 16:30 | Res-Iltg-dWatt-CFL | NonDEER | Scaled | BaseRatio | 0 | 0 | None |  | 0 |  | 1 | Res | Any | Lighting | InGen-CFL | Ltg_Lamp | CFLint_lamp |  | ILtg-CFL-Res | Res interior reflector and Res exterior CFL base case, Total Watts = 1.74 x Msr Watts | Res interior reflector and Res exterior CFL base case, Total Watts = 1.74 x Msr Watts | CFL Lamp: Reflector, 100 Watts | CFLratio0174 | CFLratio0174 | CFLscw-Refl(100w) | Available |  |  |  | 2017ScrewInLampDisposition | ErRobNc |  |  |  | 2017Dispo-Res-InLtg | 2017-07-01 | 2018-06-30 | InEA_modVal |  |  |  |  | Standard | Revise expiry date to 60/30/2018 Commission Staff direction 2018ScrewInLampSavignsMethods-11Dec2017.pdf | 1 | 1 | 0 | Deemed Ex Ante Team |  | Revise expiry date to 60/30/2018 Commission Staff direction 2018ScrewInLampSavignsMethods-11Dec2017.pdf |  | Updated to indicate claim/filing status
966 | RB-Appl-EffCW-med-GasDHW-ElecCDryer-Tier2-Top | Clothes washer, Top loading, Gas DHW, ElecDryer, Tier2, IMEF >2.2, IWF <=4 | DEER2016 | D16v2 | 2020-11-24 16:30 | RB-Appl-EffCW-med-GasDHW-ElecCDryer-Tier2-Top | DEER | Standard | None | 0 | 0 | None |  | 0 |  | 0 | Res | Any | AppPlug | Laundry | Clean_equip | ClothesWash |  | Appl-EffCW |  | Clothes washer, Top loading, Gas DHW, ElecDryer, Standard, IMEF =1.29, IWF =8.4 | Clothes washer, Top loading, Gas DHW, ElecDryer, Tier2, IMEF >2.2, IWF <=4 |  |  |  | Exclude |  | 0 | 0 |  | RobNc |  | Appl-EffCW |  | None | 2016-01-01 | 2019-12-31 | DEER2016 Update (non-Ltg) |  |  |  |  | Component | Measure expired due to DEER2020 update | 1 | 1 | 0 | Deemed Ex Ante Team |  | Measure expired due to DEER2020 update |  | Updated to indicate claim/filing status
966 | R-In-CFLscw(10)-dWP6 | Residential Indoor General Lighting: CFL Lamp with integated Ballast replaces pre-existing standard lighting Wattage. Measure includes Code case. Impacts: CFL-based HOU (varies by BldgType) | ExAnte2017 | Disposition | 2020-11-24 16:30 | Res-Iltg-dWatt-CFL | NonDEER | Scaled | BaseRatio | 0 | 0 | None |  | 0 |  | 1 | Res | Any | Lighting | InGen-CFL | Ltg_Lamp | CFLint_lamp | CFLscw(10w) | ILtg-CFL-Res | Res interior non-refl CFL base case, Total Watts = 1.56 x Msr Watts | Res interior non-refl CFL base case, Total Watts = 1.56 x Msr Watts | CFL Lamp: Non-Reflector, 382 initial lumens, 10 Watts | CFLratio0156 | CFLratio0156 | CFLscw(10w) | Available |  |  |  | 2017ScrewInLampDisposition | ErRobNc |  |  |  | 2017Dispo-Res-InLtg | 2017-07-01 | 2018-06-30 | InEA_modVal |  |  |  |  | Standard | Remove expiry date per Commission Staff direction 2018ScrewInLampSavignsMethods-11Dec2017.pdf | 1 | 1 | 0 | Deemed Ex Ante Team |  | Remove expiry date per Commission Staff direction 2018ScrewInLampSavignsMethods-11Dec2017.pdf |  | Updated to indicate claim/filing status
967 | RE-Appl-EffCW-med-ElecDHW-ElecCDryer-Tier1-Top | Clothes washer, Top loading, Elec DHW, ElecDryer, Tier1, IMEF =2.06-2.2, IWF <=4.3 | DEER2016 | D16v2 | 2020-11-24 16:30 | RE-Appl-EffCW-med-ElecDHW-ElecCDryer-Tier1-Top | DEER | Standard | None | 0 | 0 | None |  | 0 |  | 0 | Res | Any | AppPlug | Laundry | Clean_equip | ClothesWash |  | Appl-EffCW |  | Clothes washer, Top loading, Elec DHW, ElecDryer, Standard, IMEF =1.29, IWF =8.4 | Clothes washer, Top loading, Elec DHW, ElecDryer, Tier1, IMEF =2.06-2.2, IWF <=4.3 |  |  |  | Exclude |  | 0 | 0 |  | RobNc |  | Appl-EffCW |  | None | 2016-01-01 | 2019-12-31 | DEER2016 Update (non-Ltg) |  |  |  |  | Component | Measure expired due to DEER2020 update | 1 | 1 | 0 | Deemed Ex Ante Team |  | Measure expired due to DEER2020 update |  | Updated to indicate claim/filing status
967 | R-In-CFLscw(11)-dWP6 | Residential Indoor General Lighting: CFL Lamp with integated Ballast replaces pre-existing standard lighting Wattage. Measure includes Code case. Impacts: CFL-based HOU (varies by BldgType) | ExAnte2017 | Disposition | 2020-11-24 16:30 | Res-Iltg-dWatt-CFL | NonDEER | Scaled | BaseRatio | 0 | 0 | None |  | 0 |  | 1 | Res | Any | Lighting | InGen-CFL | Ltg_Lamp | CFLint_lamp | CFLscw(11w) | ILtg-CFL-Res | Res interior non-refl CFL base case, Total Watts = 1.56 x Msr Watts | Res interior non-refl CFL base case, Total Watts = 1.56 x Msr Watts | CFL Lamp: Non-Reflector, 420 initial lumens, 11 Watts | CFLratio0156 | CFLratio0156 | CFLscw(11w) | Available |  |  |  | 2017ScrewInLampDisposition | ErRobNc |  |  |  | 2017Dispo-Res-InLtg | 2017-07-01 | 2018-06-30 | InEA_modVal |  |  |  |  | Standard | Remove expiry date per Commission Staff direction 2018ScrewInLampSavignsMethods-11Dec2017.pdf | 1 | 1 | 0 | Deemed Ex Ante Team |  | Remove expiry date per Commission Staff direction 2018ScrewInLampSavignsMethods-11Dec2017.pdf |  | Updated to indicate claim/filing status
968 | RE-Appl-EffCW-med-ElecDHW-ElecCDryer-Tier2-Top | Clothes washer, Top loading, Elec DHW, ElecDryer, Tier2, IMEF >2.2, IWF <=4 | DEER2016 | D16v2 | 2020-11-24 16:30 | RE-Appl-EffCW-med-ElecDHW-ElecCDryer-Tier2-Top | DEER | Standard | None | 0 | 0 | None |  | 0 |  | 0 | Res | Any | AppPlug | Laundry | Clean_equip | ClothesWash |  | Appl-EffCW |  | Clothes washer, Top loading, Elec DHW, ElecDryer, Standard, IMEF =1.29, IWF =8.4 | Clothes washer, Top loading, Elec DHW, ElecDryer, Tier2, IMEF >2.2, IWF <=4 |  |  |  | Exclude |  | 0 | 0 |  | RobNc |  | Appl-EffCW |  | None | 2016-01-01 | 2019-12-31 | DEER2016 Update (non-Ltg) |  |  |  |  | Component | Measure expired due to DEER2020 update | 1 | 1 | 0 | Deemed Ex Ante Team |  | Measure expired due to DEER2020 update |  | Updated to indicate claim/filing status
968 | R-In-CFLscw(12)-dWP7 | Residential Indoor General Lighting: CFL Lamp with integated Ballast replaces pre-existing standard lighting Wattage. Measure includes Code case. Impacts: CFL-based HOU (varies by BldgType) | ExAnte2017 | Disposition | 2020-11-24 16:30 | Res-Iltg-dWatt-CFL | NonDEER | Scaled | BaseRatio | 0 | 0 | None |  | 0 |  | 1 | Res | Any | Lighting | InGen-CFL | Ltg_Lamp | CFLint_lamp | CFLscw(12w) | ILtg-CFL-Res | Res interior non-refl CFL base case, Total Watts = 1.56 x Msr Watts | Res interior non-refl CFL base case, Total Watts = 1.56 x Msr Watts | CFL Lamp: Non-Reflector, 540 initial lumens, 12 Watts | CFLratio0156 | CFLratio0156 | CFLscw(12w) | Available |  |  |  | 2017ScrewInLampDisposition | ErRobNc |  |  |  | 2017Dispo-Res-InLtg | 2017-07-01 | 2018-06-30 | InEA_modVal |  |  |  |  | Standard | Remove expiry date per Commission Staff direction 2018ScrewInLampSavignsMethods-11Dec2017.pdf | 1 | 1 | 0 | Deemed Ex Ante Team |  | Remove expiry date per Commission Staff direction 2018ScrewInLampSavignsMethods-11Dec2017.pdf |  | Updated to indicate claim/filing status
969 | RB-Appl-EffCW-med-GasDHW-GasCDryer-Tier1-Top | Clothes washer, Top loading, Gas DHW, GasDryer, Tier1, IMEF =2.06-2.2, IWF <=4.3 | DEER2016 | D16v2 | 2020-11-24 16:30 | RB-Appl-EffCW-med-GasDHW-GasCDryer-Tier1-Top | DEER | Standard | None | 0 | 0 | None |  | 0 |  | 0 | Res | Any | AppPlug | Laundry | Clean_equip | ClothesWash |  | Appl-EffCW |  | Clothes washer, Top loading, Gas DHW, GasDryer, Standard, IMEF =1.29, IWF =8.4 | Clothes washer, Top loading, Gas DHW, GasDryer, Tier1, IMEF =2.06-2.2, IWF <=4.3 |  |  |  | Exclude |  | 0 | 0 |  | RobNc |  | Appl-EffCW |  | None | 2016-01-01 | 2019-12-31 | DEER2016 Update (non-Ltg) |  |  |  |  | Component | Measure expired due to DEER2020 update | 1 | 1 | 0 | Deemed Ex Ante Team |  | Measure expired due to DEER2020 update |  | Updated to indicate claim/filing status
969 | R-In-CFLscw(13)-dWP7 | Residential Indoor General Lighting: CFL Lamp with integated Ballast replaces pre-existing standard lighting Wattage. Measure includes Code case. Impacts: CFL-based HOU (varies by BldgType) | ExAnte2017 | Disposition | 2020-11-24 16:30 | Res-Iltg-dWatt-CFL | NonDEER | Scaled | BaseRatio | 0 | 0 | None |  | 0 |  | 1 | Res | Any | Lighting | InGen-CFL | Ltg_Lamp | CFLint_lamp | CFLscw(13w) | ILtg-CFL-Res | Res interior non-refl CFL base case, Total Watts = 1.56 x Msr Watts | Res interior non-refl CFL base case, Total Watts = 1.56 x Msr Watts | CFL Lamp: Non-Reflector, 660 initial lumens, 13 Watts | CFLratio0156 | CFLratio0156 | CFLscw(13w) | Available |  |  |  | 2017ScrewInLampDisposition | ErRobNc |  |  |  | 2017Dispo-Res-InLtg | 2017-07-01 | 2018-06-30 | InEA_modVal |  |  |  |  | Standard | Remove expiry date per Commission Staff direction 2018ScrewInLampSavignsMethods-11Dec2017.pdf | 1 | 1 | 0 | Deemed Ex Ante Team |  | Remove expiry date per Commission Staff direction 2018ScrewInLampSavignsMethods-11Dec2017.pdf |  | Updated to indicate claim/filing status
970 | RB-Appl-EffCW-med-GasDHW-GasCDryer-Tier2-Top | Clothes washer, Top loading, Gas DHW, GasDryer, Tier2, IMEF >2.2, IWF <=4 | DEER2016 | D16v2 | 2020-11-24 16:30 | RB-Appl-EffCW-med-GasDHW-GasCDryer-Tier2-Top | DEER | Standard | None | 0 | 0 | None |  | 0 |  | 0 | Res | Any | AppPlug | Laundry | Clean_equip | ClothesWash |  | Appl-EffCW |  | Clothes washer, Top loading, Gas DHW, GasDryer, Standard, IMEF =1.29, IWF =8.4 | Clothes washer, Top loading, Gas DHW, GasDryer, Tier2, IMEF >2.2, IWF <=4 |  |  |  | Exclude |  | 0 | 0 |  | RobNc |  | Appl-EffCW |  | None | 2016-01-01 | 2019-12-31 | DEER2016 Update (non-Ltg) |  |  |  |  | Component | Measure expired due to DEER2020 update | 1 | 1 | 0 | Deemed Ex Ante Team |  | Measure expired due to DEER2020 update |  | Updated to indicate claim/filing status
970 | R-In-CFLscw(14)-dWP8 | Residential Indoor General Lighting: CFL Lamp with integated Ballast replaces pre-existing standard lighting Wattage. Measure includes Code case. Impacts: CFL-based HOU (varies by BldgType) | ExAnte2017 | Disposition | 2020-11-24 16:30 | Res-Iltg-dWatt-CFL | NonDEER | Scaled | BaseRatio | 0 | 0 | None |  | 0 |  | 1 | Res | Any | Lighting | InGen-CFL | Ltg_Lamp | CFLint_lamp | CFLscw(14w) | ILtg-CFL-Res | Res interior non-refl CFL base case, Total Watts = 1.56 x Msr Watts | Res interior non-refl CFL base case, Total Watts = 1.56 x Msr Watts | CFL Lamp: Non-Reflector, 713 initial lumens, 14 Watts | CFLratio0156 | CFLratio0156 | CFLscw(14w) | Available |  |  |  | 2017ScrewInLampDisposition | ErRobNc |  |  |  | 2017Dispo-Res-InLtg | 2017-07-01 | 2018-06-30 | InEA_modVal |  |  |  |  | Standard | Remove expiry date per Commission Staff direction 2018ScrewInLampSavignsMethods-11Dec2017.pdf | 1 | 1 | 0 | Deemed Ex Ante Team |  | Remove expiry date per Commission Staff direction 2018ScrewInLampSavignsMethods-11Dec2017.pdf |  | Updated to indicate claim/filing status
971 | RB-Appl-EffCW-med-Tier1-Front | Clothes washer, Front loading, Weighted Fuel Type, Tier1, IMEF =2.38-2.74, IWF <=3.7 | DEER2016 | D16v2 | 2020-11-24 16:30 | RB-Appl-EffCW-med-Tier1-Front | DEER | CrossMeasWtd | None | 0 | 0 | None | ClothesWasher-Front-Tier1 | 0 |  | 0 | Res | Any | AppPlug | Laundry | Clean_equip | ClothesWash |  | Appl-EffCW |  | Clothes washer, Front loading, Weighted Fuel Types, Standard, IMEF =1.84, IWF =4.7 | Clothes washer, Front loading, Weighted Fuel Types, Tier1, IMEF =2.38-2.74, IWF <=3.7 |  |  |  | Exclude |  | 0 | 0 |  | RobNc |  | Appl-EffCW |  | None | 2016-01-01 | 2019-12-31 | DEER2016 Update (non-Ltg) |  |  |  |  | Standard | Measure expired due to DEER2020 update | 1 | 1 | 0 | Deemed Ex Ante Team |  | Measure expired due to DEER2020 update |  | Updated to indicate claim/filing status
971 | R-In-CFLscw(150)-dWP84 | Residential Indoor General Lighting: CFL Lamp with integated Ballast replaces pre-existing standard lighting Wattage. Measure includes Code case. Impacts: CFL-based HOU (varies by BldgType) | ExAnte2017 | Disposition | 2020-11-24 16:30 | Res-Iltg-dWatt-CFL | NonDEER | Scaled | BaseRatio | 0 | 0 | None |  | 0 |  | 1 | Res | Any | Lighting | InGen-CFL | Ltg_Lamp | CFLint_lamp |  | ILtg-CFL-Res | Res interior non-refl CFL base case, Total Watts = 1.56 x Msr Watts | Res interior non-refl CFL base case, Total Watts = 1.56 x Msr Watts | CFL Lamp: Non-Reflector, 150 Watts | CFLratio0156 | CFLratio0156 | CFLscw(150w) | Available |  |  |  | 2017ScrewInLampDisposition | ErRobNc |  |  |  | 2017Dispo-Res-InLtg | 2017-07-01 | 2018-06-30 | InEA_modVal |  |  |  |  | Standard | Remove expiry date per Commission Staff direction 2018ScrewInLampSavignsMethods-11Dec2017.pdf | 1 | 1 | 0 | Deemed Ex Ante Team |  | Remove expiry date per Commission Staff direction 2018ScrewInLampSavignsMethods-11Dec2017.pdf |  | Updated to indicate claim/filing status
972 | RB-Appl-EffCW-med-Tier2-Front | Clothes washer, Front loading, Weighted Fuel Type, Tier2, IMEF =2.74-2.92, IWF <=3.2 | DEER2016 | D16v2 | 2020-11-24 16:30 | RB-Appl-EffCW-med-Tier2-Front | DEER | CrossMeasWtd | None | 0 | 0 | None | ClothesWasher-Front-Tier2 | 0 |  | 0 | Res | Any | AppPlug | Laundry | Clean_equip | ClothesWash |  | Appl-EffCW |  | Clothes washer, Front loading, Weighted Fuel Types, Standard, IMEF =1.84, IWF =4.7 | Clothes washer, Front loading, Weighted Fuel Types, Tier2, IMEF =2.74-2.92, IWF <=3.2 |  |  |  | Exclude |  | 0 | 0 |  | RobNc |  | Appl-EffCW |  | None | 2016-01-01 | 2019-12-31 | DEER2016 Update (non-Ltg) |  |  |  |  | Standard | Measure expired due to DEER2020 update | 1 | 1 | 0 | Deemed Ex Ante Team |  | Measure expired due to DEER2020 update |  | Updated to indicate claim/filing status
972 | R-In-CFLscw-Refl(150w)-dWP111 | Residential Indoor General Lighting: CFL Lamp with integated Ballast replaces pre-existing standard lighting Wattage. Measure includes Code case. Impacts: CFL-based HOU (varies by BldgType) | ExAnte2017 | Disposition | 2020-11-24 16:30 | Res-Iltg-dWatt-CFL | NonDEER | Scaled | BaseRatio | 0 | 0 | None |  | 0 |  | 1 | Res | Any | Lighting | InGen-CFL | Ltg_Lamp | CFLint_lamp |  | ILtg-CFL-Res | Res interior reflector and Res exterior CFL base case, Total Watts = 1.74 x Msr Watts | Res interior reflector and Res exterior CFL base case, Total Watts = 1.74 x Msr Watts | CFL Lamp: Reflector, 150 Watts | CFLratio0174 | CFLratio0174 | CFLscw-Refl(150w) | Available |  |  |  | 2017ScrewInLampDisposition | ErRobNc |  |  |  | 2017Dispo-Res-InLtg | 2017-07-01 | 2018-06-30 | InEA_modVal |  |  |  |  | Standard | Revise expiry date to 60/30/2018 Commission Staff direction 2018ScrewInLampSavignsMethods-11Dec2017.pdf | 1 | 1 | 0 | Deemed Ex Ante Team |  | Revise expiry date to 60/30/2018 Commission Staff direction 2018ScrewInLampSavignsMethods-11Dec2017.pdf |  | Updated to indicate claim/filing status
973 | RB-Appl-EffCW-med-Tier3-Front | Clothes washer, Front loading, Weighted Fuel Type, Tier3, IMEF >2.92, IWF <=3.2 | DEER2016 | D16v2 | 2020-11-24 16:30 | RB-Appl-EffCW-med-Tier3-Front | DEER | CrossMeasWtd | None | 0 | 0 | None | ClothesWasher-Front-Tier3 | 0 |  | 0 | Res | Any | AppPlug | Laundry | Clean_equip | ClothesWash |  | Appl-EffCW |  | Clothes washer, Front loading, Weighted Fuel Types, Standard, IMEF =1.84, IWF =4.7 | Clothes washer, Front loading, Weighted Fuel Types, Tier3, IMEF >2.92, IWF <=3.2 |  |  |  | Exclude |  | 0 | 0 |  | RobNc |  | Appl-EffCW |  | None | 2016-01-01 | 2019-12-31 | DEER2016 Update (non-Ltg) |  |  |  |  | Standard | Measure expired due to DEER2020 update | 1 | 1 | 0 | Deemed Ex Ante Team |  | Measure expired due to DEER2020 update |  | Updated to indicate claim/filing status
973 | R-In-CFLscw(15)-dWP8 | Residential Indoor General Lighting: CFL Lamp with integated Ballast replaces pre-existing standard lighting Wattage. Measure includes Code case. Impacts: CFL-based HOU (varies by BldgType) | ExAnte2017 | Disposition | 2020-11-24 16:30 | Res-Iltg-dWatt-CFL | NonDEER | Scaled | BaseRatio | 0 | 0 | None |  | 0 |  | 1 | Res | Any | Lighting | InGen-CFL | Ltg_Lamp | CFLint_lamp | CFLscw(15w) | ILtg-CFL-Res | Res interior non-refl CFL base case, Total Watts = 1.56 x Msr Watts | Res interior non-refl CFL base case, Total Watts = 1.56 x Msr Watts | CFL Lamp: Non-Reflector, 765 initial lumens, 15 Watts | CFLratio0156 | CFLratio0156 | CFLscw(15w) | Available |  |  |  | 2017ScrewInLampDisposition | ErRobNc |  |  |  | 2017Dispo-Res-InLtg | 2017-07-01 | 2018-06-30 | InEA_modVal |  |  |  |  | Standard | Remove expiry date per Commission Staff direction 2018ScrewInLampSavignsMethods-11Dec2017.pdf | 1 | 1 | 0 | Deemed Ex Ante Team |  | Remove expiry date per Commission Staff direction 2018ScrewInLampSavignsMethods-11Dec2017.pdf |  | Updated to indicate claim/filing status
974 | RB-Appl-EffCW-med-Tier1-Top | Clothes washer, Top loading, Weighted Fuel Type, Tier1, IMEF =2.06-2.2, IWF <=4.3 | DEER2016 | D16v2 | 2020-11-24 16:30 | RB-Appl-EffCW-med-Tier1-Top | DEER | CrossMeasWtd | None | 0 | 0 | None | ClothesWasher-Top-Tier1 | 0 |  | 0 | Res | Any | AppPlug | Laundry | Clean_equip | ClothesWash |  | Appl-EffCW |  | Clothes washer, Top loading, Weighted Fuel Types, Standard, IMEF =1.29, IWF =8.4 | Clothes washer, Top loading, Weighted Fuel Types, Tier1, IMEF =2.06-2.2, IWF <=4.3 |  |  |  | Exclude |  | 0 | 0 |  | RobNc |  | Appl-EffCW |  | None | 2016-01-01 | 2019-12-31 | DEER2016 Update (non-Ltg) |  |  |  |  | Standard | Measure expired due to DEER2020 update | 1 | 1 | 0 | Deemed Ex Ante Team |  | Measure expired due to DEER2020 update |  | Updated to indicate claim/filing status
974 | R-In-CFLscw(16)-dWP9 | Residential Indoor General Lighting: CFL Lamp with integated Ballast replaces pre-existing standard lighting Wattage. Measure includes Code case. Impacts: CFL-based HOU (varies by BldgType) | ExAnte2017 | Disposition | 2020-11-24 16:30 | Res-Iltg-dWatt-CFL | NonDEER | Scaled | BaseRatio | 0 | 0 | None |  | 0 |  | 1 | Res | Any | Lighting | InGen-CFL | Ltg_Lamp | CFLint_lamp | CFLscw(16w) | ILtg-CFL-Res | Res interior non-refl CFL base case, Total Watts = 1.56 x Msr Watts | Res interior non-refl CFL base case, Total Watts = 1.56 x Msr Watts | CFL Lamp: Non-Reflector, 810 initial lumens, 16 Watts | CFLratio0156 | CFLratio0156 | CFLscw(16w) | Available |  |  |  | 2017ScrewInLampDisposition | ErRobNc |  |  |  | 2017Dispo-Res-InLtg | 2017-07-01 | 2018-06-30 | InEA_modVal |  |  |  |  | Standard | Remove expiry date per Commission Staff direction 2018ScrewInLampSavignsMethods-11Dec2017.pdf | 1 | 1 | 0 | Deemed Ex Ante Team |  | Remove expiry date per Commission Staff direction 2018ScrewInLampSavignsMethods-11Dec2017.pdf |  | Updated to indicate claim/filing status
975 | RB-Appl-EffCW-med-Tier2-Top | Clothes washer, Top loading, Weighted Fuel Type, Tier2, IMEF >2.2, IWF <=4 | DEER2016 | D16v2 | 2020-11-24 16:30 | RB-Appl-EffCW-med-Tier2-Top | DEER | CrossMeasWtd | None | 0 | 0 | None | ClothesWasher-Top-Tier2 | 0 |  | 0 | Res | Any | AppPlug | Laundry | Clean_equip | ClothesWash |  | Appl-EffCW |  | Clothes washer, Top loading, Weighted Fuel Types, Standard, IMEF =1.29, IWF =8.4 | Clothes washer, Top loading, Weighted Fuel Types, Tier2, IMEF >2.2, IWF <=4 |  |  |  | Exclude |  | 0 | 0 |  | RobNc |  | Appl-EffCW |  | None | 2016-01-01 | 2019-12-31 | DEER2016 Update (non-Ltg) |  |  |  |  | Standard | Measure expired due to DEER2020 update | 1 | 1 | 0 | Deemed Ex Ante Team |  | Measure expired due to DEER2020 update |  | Updated to indicate claim/filing status
975 | R-In-CFLscw(17)-dWP10 | Residential Indoor General Lighting: CFL Lamp with integated Ballast replaces pre-existing standard lighting Wattage. Measure includes Code case. Impacts: CFL-based HOU (varies by BldgType) | ExAnte2017 | Disposition | 2020-11-24 16:30 | Res-Iltg-dWatt-CFL | NonDEER | Scaled | BaseRatio | 0 | 0 | None |  | 0 |  | 1 | Res | Any | Lighting | InGen-CFL | Ltg_Lamp | CFLint_lamp | CFLscw(17w) | ILtg-CFL-Res | Res interior non-refl CFL base case, Total Watts = 1.56 x Msr Watts | Res interior non-refl CFL base case, Total Watts = 1.56 x Msr Watts | CFL Lamp: Non-Reflector, 845 initial lumens, 17 Watts | CFLratio0156 | CFLratio0156 | CFLscw(17w) | Available |  |  |  | 2017ScrewInLampDisposition | ErRobNc |  |  |  | 2017Dispo-Res-InLtg | 2017-07-01 | 2018-06-30 | InEA_modVal |  |  |  |  | Standard | Remove expiry date per Commission Staff direction 2018ScrewInLampSavignsMethods-11Dec2017.pdf | 1 | 1 | 0 | Deemed Ex Ante Team |  | Remove expiry date per Commission Staff direction 2018ScrewInLampSavignsMethods-11Dec2017.pdf |  | Updated to indicate claim/filing status
976 | R-In-CFLscw(18)-dWP10 | Residential Indoor General Lighting: CFL Lamp with integated Ballast replaces pre-existing standard lighting Wattage. Measure includes Code case. Impacts: CFL-based HOU (varies by BldgType) | ExAnte2017 | Disposition | 2020-11-24 16:30 | Res-Iltg-dWatt-CFL | NonDEER | Scaled | BaseRatio | 0 | 0 | None |  | 0 |  | 1 | Res | Any | Lighting | InGen-CFL | Ltg_Lamp | CFLint_lamp | CFLscw(18w) | ILtg-CFL-Res | Res interior non-refl CFL base case, Total Watts = 1.56 x Msr Watts | Res interior non-refl CFL base case, Total Watts = 1.56 x Msr Watts | CFL Lamp: Non-Reflector, 885 initial lumens, 18 Watts | CFLratio0156 | CFLratio0156 | CFLscw(18w) | Available |  |  |  | 2017ScrewInLampDisposition | ErRobNc |  |  |  | 2017Dispo-Res-InLtg | 2017-07-01 | 2018-06-30 | InEA_modVal |  |  |  |  | Standard | Remove expiry date per Commission Staff direction 2018ScrewInLampSavignsMethods-11Dec2017.pdf | 1 | 1 | 0 | Deemed Ex Ante Team |  | Remove expiry date per Commission Staff direction 2018ScrewInLampSavignsMethods-11Dec2017.pdf |  | Updated to indicate claim/filing status
977 | R-In-CFLscw(19)-dWP11 | Residential Indoor General Lighting: CFL Lamp with integated Ballast replaces pre-existing standard lighting Wattage. Measure includes Code case. Impacts: CFL-based HOU (varies by BldgType) | ExAnte2017 | Disposition | 2020-11-24 16:30 | Res-Iltg-dWatt-CFL | NonDEER | Scaled | BaseRatio | 0 | 0 | None |  | 0 |  | 1 | Res | Any | Lighting | InGen-CFL | Ltg_Lamp | CFLint_lamp | CFLscw(19w) | ILtg-CFL-Res | Res interior non-refl CFL base case, Total Watts = 1.56 x Msr Watts | Res interior non-refl CFL base case, Total Watts = 1.56 x Msr Watts | CFL Lamp: Non-Reflector, 925 initial lumens, 19 Watts | CFLratio0156 | CFLratio0156 | CFLscw(19w) | Available |  |  |  | 2017ScrewInLampDisposition | ErRobNc |  |  |  | 2017Dispo-Res-InLtg | 2017-07-01 | 2018-06-30 | InEA_modVal |  |  |  |  | Standard | Remove expiry date per Commission Staff direction 2018ScrewInLampSavignsMethods-11Dec2017.pdf | 1 | 1 | 0 | Deemed Ex Ante Team |  | Remove expiry date per Commission Staff direction 2018ScrewInLampSavignsMethods-11Dec2017.pdf |  | Updated to indicate claim/filing status
978 | R-In-CFLscw(200)-dWP112 | Residential Indoor General Lighting: CFL Lamp with integated Ballast replaces pre-existing standard lighting Wattage. Measure includes Code case. Impacts: CFL-based HOU (varies by BldgType) | ExAnte2017 | Disposition | 2020-11-24 16:30 | Res-Iltg-dWatt-CFL | NonDEER | Scaled | BaseRatio | 0 | 0 | None |  | 0 |  | 1 | Res | Any | Lighting | InGen-CFL | Ltg_Lamp | CFLint_lamp |  | ILtg-CFL-Res | Res interior non-refl CFL base case, Total Watts = 1.56 x Msr Watts | Res interior non-refl CFL base case, Total Watts = 1.56 x Msr Watts | CFL Lamp: Non-Reflector, 200 Watts | CFLratio0156 | CFLratio0156 | CFLscw(200w) | Available |  |  |  | 2017ScrewInLampDisposition | ErRobNc |  |  |  | 2017Dispo-Res-InLtg | 2017-07-01 | 2018-06-30 | InEA_modVal |  |  |  |  | Standard | Remove expiry date per Commission Staff direction 2018ScrewInLampSavignsMethods-11Dec2017.pdf | 1 | 1 | 0 | Deemed Ex Ante Team |  | Remove expiry date per Commission Staff direction 2018ScrewInLampSavignsMethods-11Dec2017.pdf |  | Updated to indicate claim/filing status
979 | R-In-CFLscw-Refl(200w)-dWP148 | Residential Indoor General Lighting: CFL Lamp with integated Ballast replaces pre-existing standard lighting Wattage. Measure includes Code case. Impacts: CFL-based HOU (varies by BldgType) | ExAnte2017 | Disposition | 2020-11-24 16:30 | Res-Iltg-dWatt-CFL | NonDEER | Scaled | BaseRatio | 0 | 0 | None |  | 0 |  | 1 | Res | Any | Lighting | InGen-CFL | Ltg_Lamp | CFLint_lamp |  | ILtg-CFL-Res | Res interior reflector and Res exterior CFL base case, Total Watts = 1.74 x Msr Watts | Res interior reflector and Res exterior CFL base case, Total Watts = 1.74 x Msr Watts | CFL Lamp: Reflector, 200 Watts | CFLratio0174 | CFLratio0174 | CFLscw-Refl(200w) | Available |  |  |  | 2017ScrewInLampDisposition | ErRobNc |  |  |  | 2017Dispo-Res-InLtg | 2017-07-01 | 2018-06-30 | InEA_modVal |  |  |  |  | Standard | Revise expiry date to 60/30/2018 Commission Staff direction 2018ScrewInLampSavignsMethods-11Dec2017.pdf | 1 | 1 | 0 | Deemed Ex Ante Team |  | Revise expiry date to 60/30/2018 Commission Staff direction 2018ScrewInLampSavignsMethods-11Dec2017.pdf |  | Updated to indicate claim/filing status
980 | R-In-CFLscw(20)-dWP11 | Residential Indoor General Lighting: CFL Lamp with integated Ballast replaces pre-existing standard lighting Wattage. Measure includes Code case. Impacts: CFL-based HOU (varies by BldgType) | ExAnte2017 | Disposition | 2020-11-24 16:30 | Res-Iltg-dWatt-CFL | NonDEER | Scaled | BaseRatio | 0 | 0 | None |  | 0 |  | 1 | Res | Any | Lighting | InGen-CFL | Ltg_Lamp | CFLint_lamp | CFLscw(20w) | ILtg-CFL-Res | Res interior non-refl CFL base case, Total Watts = 1.56 x Msr Watts | Res interior non-refl CFL base case, Total Watts = 1.56 x Msr Watts | CFL Lamp: Non-Reflector, 965 initial lumens, 20 Watts | CFLratio0156 | CFLratio0156 | CFLscw(20w) | Available |  |  |  | 2017ScrewInLampDisposition | ErRobNc |  |  |  | 2017Dispo-Res-InLtg | 2017-07-01 | 2018-06-30 | InEA_modVal |  |  |  |  | Standard | Remove expiry date per Commission Staff direction 2018ScrewInLampSavignsMethods-11Dec2017.pdf | 1 | 1 | 0 | Deemed Ex Ante Team |  | Remove expiry date per Commission Staff direction 2018ScrewInLampSavignsMethods-11Dec2017.pdf |  | Updated to indicate claim/filing status
981 | R-In-CFLscw(21)-dWP12 | Residential Indoor General Lighting: CFL Lamp with integated Ballast replaces pre-existing standard lighting Wattage. Measure includes Code case. Impacts: CFL-based HOU (varies by BldgType) | ExAnte2017 | Disposition | 2020-11-24 16:30 | Res-Iltg-dWatt-CFL | NonDEER | Scaled | BaseRatio | 0 | 0 | None |  | 0 |  | 1 | Res | Any | Lighting | InGen-CFL | Ltg_Lamp | CFLint_lamp | CFLscw(21w) | ILtg-CFL-Res | Res interior non-refl CFL base case, Total Watts = 1.56 x Msr Watts | Res interior non-refl CFL base case, Total Watts = 1.56 x Msr Watts | CFL Lamp: Non-Reflector, 1070 initial lumens, 21 Watts | CFLratio0156 | CFLratio0156 | CFLscw(21w) | Available |  |  |  | 2017ScrewInLampDisposition | ErRobNc |  |  |  | 2017Dispo-Res-InLtg | 2017-07-01 | 2018-06-30 | InEA_modVal |  |  |  |  | Standard | Remove expiry date per Commission Staff direction 2018ScrewInLampSavignsMethods-11Dec2017.pdf | 1 | 1 | 0 | Deemed Ex Ante Team |  | Remove expiry date per Commission Staff direction 2018ScrewInLampSavignsMethods-11Dec2017.pdf |  | Updated to indicate claim/filing status
982 | R-In-CFLscw(22)-dWP12 | Residential Indoor General Lighting: CFL Lamp with integated Ballast replaces pre-existing standard lighting Wattage. Measure includes Code case. Impacts: CFL-based HOU (varies by BldgType) | ExAnte2017 | Disposition | 2020-11-24 16:30 | Res-Iltg-dWatt-CFL | NonDEER | Scaled | BaseRatio | 0 | 0 | None |  | 0 |  | 1 | Res | Any | Lighting | InGen-CFL | Ltg_Lamp | CFLint_lamp | CFLscw(22w) | ILtg-CFL-Res | Res interior non-refl CFL base case, Total Watts = 1.56 x Msr Watts | Res interior non-refl CFL base case, Total Watts = 1.56 x Msr Watts | CFL Lamp: Non-Reflector, 1175 initial lumens, 22 Watts | CFLratio0156 | CFLratio0156 | CFLscw(22w) | Available |  |  |  | 2017ScrewInLampDisposition | ErRobNc |  |  |  | 2017Dispo-Res-InLtg | 2017-07-01 | 2018-06-30 | InEA_modVal |  |  |  |  | Standard | Remove expiry date per Commission Staff direction 2018ScrewInLampSavignsMethods-11Dec2017.pdf | 1 | 1 | 0 | Deemed Ex Ante Team |  | Remove expiry date per Commission Staff direction 2018ScrewInLampSavignsMethods-11Dec2017.pdf |  | Updated to indicate claim/filing status
983 | R-In-CFLscw(23)-dWP13 | Residential Indoor General Lighting: CFL Lamp with integated Ballast replaces pre-existing standard lighting Wattage. Measure includes Code case. Impacts: CFL-based HOU (varies by BldgType) | ExAnte2017 | Disposition | 2020-11-24 16:30 | Res-Iltg-dWatt-CFL | NonDEER | Scaled | BaseRatio | 0 | 0 | None |  | 0 |  | 1 | Res | Any | Lighting | InGen-CFL | Ltg_Lamp | CFLint_lamp | CFLscw(23w) | ILtg-CFL-Res | Res interior non-refl CFL base case, Total Watts = 1.56 x Msr Watts | Res interior non-refl CFL base case, Total Watts = 1.56 x Msr Watts | CFL Lamp: Non-Reflector, 1280 initial lumens, 23 Watts | CFLratio0156 | CFLratio0156 | CFLscw(23w) | Available |  |  |  | 2017ScrewInLampDisposition | ErRobNc |  |  |  | 2017Dispo-Res-InLtg | 2017-07-01 | 2018-06-30 | InEA_modVal |  |  |  |  | Standard | Remove expiry date per Commission Staff direction 2018ScrewInLampSavignsMethods-11Dec2017.pdf | 1 | 1 | 0 | Deemed Ex Ante Team |  | Remove expiry date per Commission Staff direction 2018ScrewInLampSavignsMethods-11Dec2017.pdf |  | Updated to indicate claim/filing status
984 | R-In-CFLscw(24)-dWP13 | Residential Indoor General Lighting: CFL Lamp with integated Ballast replaces pre-existing standard lighting Wattage. Measure includes Code case. Impacts: CFL-based HOU (varies by BldgType) | ExAnte2017 | Disposition | 2020-11-24 16:30 | Res-Iltg-dWatt-CFL | NonDEER | Scaled | BaseRatio | 0 | 0 | None |  | 0 |  | 1 | Res | Any | Lighting | InGen-CFL | Ltg_Lamp | CFLint_lamp | CFLscw(24w) | ILtg-CFL-Res | Res interior non-refl CFL base case, Total Watts = 1.56 x Msr Watts | Res interior non-refl CFL base case, Total Watts = 1.56 x Msr Watts | CFL Lamp: Non-Reflector, 1295 initial lumens, 24 Watts | CFLratio0156 | CFLratio0156 | CFLscw(24w) | Available |  |  |  | 2017ScrewInLampDisposition | ErRobNc |  |  |  | 2017Dispo-Res-InLtg | 2017-07-01 | 2018-06-30 | InEA_modVal |  |  |  |  | Standard | Remove expiry date per Commission Staff direction 2018ScrewInLampSavignsMethods-11Dec2017.pdf | 1 | 1 | 0 | Deemed Ex Ante Team |  | Remove expiry date per Commission Staff direction 2018ScrewInLampSavignsMethods-11Dec2017.pdf |  | Updated to indicate claim/filing status
985 | R-In-CFLscw(25)-dWP14 | Residential Indoor General Lighting: CFL Lamp with integated Ballast replaces pre-existing standard lighting Wattage. Measure includes Code case. Impacts: CFL-based HOU (varies by BldgType) | ExAnte2017 | Disposition | 2020-11-24 16:30 | Res-Iltg-dWatt-CFL | NonDEER | Scaled | BaseRatio | 0 | 0 | None |  | 0 |  | 1 | Res | Any | Lighting | InGen-CFL | Ltg_Lamp | CFLint_lamp | CFLscw(25w) | ILtg-CFL-Res | Res interior non-refl CFL base case, Total Watts = 1.56 x Msr Watts | Res interior non-refl CFL base case, Total Watts = 1.56 x Msr Watts | CFL Lamp: Non-Reflector, 1310 initial lumens, 25 Watts | CFLratio0156 | CFLratio0156 | CFLscw(25w) | Available |  |  |  | 2017ScrewInLampDisposition | ErRobNc |  |  |  | 2017Dispo-Res-InLtg | 2017-07-01 | 2018-06-30 | InEA_modVal |  |  |  |  | Standard | Remove expiry date per Commission Staff direction 2018ScrewInLampSavignsMethods-11Dec2017.pdf | 1 | 1 | 0 | Deemed Ex Ante Team |  | Remove expiry date per Commission Staff direction 2018ScrewInLampSavignsMethods-11Dec2017.pdf |  | Updated to indicate claim/filing status
986 | R-In-CFLscw(26)-dWP15 | Residential Indoor General Lighting: CFL Lamp with integated Ballast replaces pre-existing standard lighting Wattage. Measure includes Code case. Impacts: CFL-based HOU (varies by BldgType) | ExAnte2017 | Disposition | 2020-11-24 16:30 | Res-Iltg-dWatt-CFL | NonDEER | Scaled | BaseRatio | 0 | 0 | None |  | 0 |  | 1 | Res | Any | Lighting | InGen-CFL | Ltg_Lamp | CFLint_lamp | CFLscw(26w) | ILtg-CFL-Res | Res interior non-refl CFL base case, Total Watts = 1.56 x Msr Watts | Res interior non-refl CFL base case, Total Watts = 1.56 x Msr Watts | CFL Lamp: Non-Reflector, 1368 initial lumens, 26 Watts | CFLratio0156 | CFLratio0156 | CFLscw(26w) | Available |  |  |  | 2017ScrewInLampDisposition | ErRobNc |  |  |  | 2017Dispo-Res-InLtg | 2017-07-01 | 2018-06-30 | InEA_modVal |  |  |  |  | Standard | Remove expiry date per Commission Staff direction 2018ScrewInLampSavignsMethods-11Dec2017.pdf | 1 | 1 | 0 | Deemed Ex Ante Team |  | Remove expiry date per Commission Staff direction 2018ScrewInLampSavignsMethods-11Dec2017.pdf |  | Updated to indicate claim/filing status
987 | R-In-CFLscw(27)-dWP15 | Residential Indoor General Lighting: CFL Lamp with integated Ballast replaces pre-existing standard lighting Wattage. Measure includes Code case. Impacts: CFL-based HOU (varies by BldgType) | ExAnte2017 | Disposition | 2020-11-24 16:30 | Res-Iltg-dWatt-CFL | NonDEER | Scaled | BaseRatio | 0 | 0 | None |  | 0 |  | 1 | Res | Any | Lighting | InGen-CFL | Ltg_Lamp | CFLint_lamp | CFLscw(27w) | ILtg-CFL-Res | Res interior non-refl CFL base case, Total Watts = 1.56 x Msr Watts | Res interior non-refl CFL base case, Total Watts = 1.56 x Msr Watts | CFL Lamp: Non-Reflector, 1427 initial lumens, 27 Watts | CFLratio0156 | CFLratio0156 | CFLscw(27w) | Available |  |  |  | 2017ScrewInLampDisposition | ErRobNc |  |  |  | 2017Dispo-Res-InLtg | 2017-07-01 | 2018-06-30 | InEA_modVal |  |  |  |  | Standard | Remove expiry date per Commission Staff direction 2018ScrewInLampSavignsMethods-11Dec2017.pdf | 1 | 1 | 0 | Deemed Ex Ante Team |  | Remove expiry date per Commission Staff direction 2018ScrewInLampSavignsMethods-11Dec2017.pdf |  | Updated to indicate claim/filing status
988 | R-In-CFLscw(28)-dWP16 | Residential Indoor General Lighting: CFL Lamp with integated Ballast replaces pre-existing standard lighting Wattage. Measure includes Code case. Impacts: CFL-based HOU (varies by BldgType) | ExAnte2017 | Disposition | 2020-11-24 16:30 | Res-Iltg-dWatt-CFL | NonDEER | Scaled | BaseRatio | 0 | 0 | None |  | 0 |  | 1 | Res | Any | Lighting | InGen-CFL | Ltg_Lamp | CFLint_lamp | CFLscw(28w) | ILtg-CFL-Res | Res interior non-refl CFL base case, Total Watts = 1.56 x Msr Watts | Res interior non-refl CFL base case, Total Watts = 1.56 x Msr Watts | CFL Lamp: Non-Reflector, 1485 initial lumens, 28 Watts | CFLratio0156 | CFLratio0156 | CFLscw(28w) | Available |  |  |  | 2017ScrewInLampDisposition | ErRobNc |  |  |  | 2017Dispo-Res-InLtg | 2017-07-01 | 2018-06-30 | InEA_modVal |  |  |  |  | Standard | Remove expiry date per Commission Staff direction 2018ScrewInLampSavignsMethods-11Dec2017.pdf | 1 | 1 | 0 | Deemed Ex Ante Team |  | Remove expiry date per Commission Staff direction 2018ScrewInLampSavignsMethods-11Dec2017.pdf |  | Updated to indicate claim/filing status
989 | R-In-CFLscw(29)-dWP16 | Residential Indoor General Lighting: CFL Lamp with integated Ballast replaces pre-existing standard lighting Wattage. Measure includes Code case. Impacts: CFL-based HOU (varies by BldgType) | ExAnte2017 | Disposition | 2020-11-24 16:30 | Res-Iltg-dWatt-CFL | NonDEER | Scaled | BaseRatio | 0 | 0 | None |  | 0 |  | 1 | Res | Any | Lighting | InGen-CFL | Ltg_Lamp | CFLint_lamp | CFLscw(29w) | ILtg-CFL-Res | Res interior non-refl CFL base case, Total Watts = 1.56 x Msr Watts | Res interior non-refl CFL base case, Total Watts = 1.56 x Msr Watts | CFL Lamp: Non-Reflector, 29 Watts | CFLratio0156 | CFLratio0156 | CFLscw(29w) | Available |  |  |  | 2017ScrewInLampDisposition | ErRobNc |  |  |  | 2017Dispo-Res-InLtg | 2017-07-01 | 2018-06-30 | InEA_modVal |  |  |  |  | Standard | Remove expiry date per Commission Staff direction 2018ScrewInLampSavignsMethods-11Dec2017.pdf | 1 | 1 | 0 | Deemed Ex Ante Team |  | Remove expiry date per Commission Staff direction 2018ScrewInLampSavignsMethods-11Dec2017.pdf |  | Updated to indicate claim/filing status
990 | R-In-CFLscw(30)-dWP17 | Residential Indoor General Lighting: CFL Lamp with integated Ballast replaces pre-existing standard lighting Wattage. Measure includes Code case. Impacts: CFL-based HOU (varies by BldgType) | ExAnte2017 | Disposition | 2020-11-24 16:30 | Res-Iltg-dWatt-CFL | NonDEER | Scaled | BaseRatio | 0 | 0 | None |  | 0 |  | 1 | Res | Any | Lighting | InGen-CFL | Ltg_Lamp | CFLint_lamp | CFLscw(30w) | ILtg-CFL-Res | Res interior non-refl CFL base case, Total Watts = 1.56 x Msr Watts | Res interior non-refl CFL base case, Total Watts = 1.56 x Msr Watts | CFL Lamp: Non-Reflector, 30 Watts | CFLratio0156 | CFLratio0156 | CFLscw(30w) | Available |  |  |  | 2017ScrewInLampDisposition | ErRobNc |  |  |  | 2017Dispo-Res-InLtg | 2017-07-01 | 2018-06-30 | InEA_modVal |  |  |  |  | Standard | Remove expiry date per Commission Staff direction 2018ScrewInLampSavignsMethods-11Dec2017.pdf | 1 | 1 | 0 | Deemed Ex Ante Team |  | Remove expiry date per Commission Staff direction 2018ScrewInLampSavignsMethods-11Dec2017.pdf |  | Updated to indicate claim/filing status
991 | R-In-CFLscw(31)-dWP17 | Residential Indoor General Lighting: CFL Lamp with integated Ballast replaces pre-existing standard lighting Wattage. Measure includes Code case. Impacts: CFL-based HOU (varies by BldgType) | ExAnte2017 | Disposition | 2020-11-24 16:30 | Res-Iltg-dWatt-CFL | NonDEER | Scaled | BaseRatio | 0 | 0 | None |  | 0 |  | 1 | Res | Any | Lighting | InGen-CFL | Ltg_Lamp | CFLint_lamp | CFLscw(31w) | ILtg-CFL-Res | Res interior non-refl CFL base case, Total Watts = 1.56 x Msr Watts | Res interior non-refl CFL base case, Total Watts = 1.56 x Msr Watts | CFL Lamp: Non-Reflector, 31 Watts | CFLratio0156 | CFLratio0156 | CFLscw(31w) | Available |  |  |  | 2017ScrewInLampDisposition | ErRobNc |  |  |  | 2017Dispo-Res-InLtg | 2017-07-01 | 2018-06-30 | InEA_modVal |  |  |  |  | Standard | Remove expiry date per Commission Staff direction 2018ScrewInLampSavignsMethods-11Dec2017.pdf | 1 | 1 | 0 | Deemed Ex Ante Team |  | Remove expiry date per Commission Staff direction 2018ScrewInLampSavignsMethods-11Dec2017.pdf |  | Updated to indicate claim/filing status
992 | R-In-CFLscw-Refl(31w)-dWP23 | Residential Indoor General Lighting: CFL Lamp with integated Ballast replaces pre-existing standard lighting Wattage. Measure includes Code case. Impacts: CFL-based HOU (varies by BldgType) | ExAnte2017 | Disposition | 2020-11-24 16:30 | Res-Iltg-dWatt-CFL | NonDEER | Scaled | BaseRatio | 0 | 0 | None |  | 0 |  | 1 | Res | Any | Lighting | InGen-CFL | Ltg_Lamp | CFLint_lamp |  | ILtg-CFL-Res | Res interior reflector and Res exterior CFL base case, Total Watts = 1.74 x Msr Watts | Res interior reflector and Res exterior CFL base case, Total Watts = 1.74 x Msr Watts | CFL Lamp: Reflector, 31 Watts | CFLratio0174 | CFLratio0174 | CFLscw-Refl(31w) | Available |  |  |  | 2017ScrewInLampDisposition | ErRobNc |  |  |  | 2017Dispo-Res-InLtg | 2017-07-01 | 2018-06-30 | InEA_modVal |  |  |  |  | Standard | Revise expiry date to 60/30/2018 Commission Staff direction 2018ScrewInLampSavignsMethods-11Dec2017.pdf | 1 | 1 | 0 | Deemed Ex Ante Team |  | Revise expiry date to 60/30/2018 Commission Staff direction 2018ScrewInLampSavignsMethods-11Dec2017.pdf |  | Updated to indicate claim/filing status
993 | R-In-CFLscw(32)-dWP18 | Residential Indoor General Lighting: CFL Lamp with integated Ballast replaces pre-existing standard lighting Wattage. Measure includes Code case. Impacts: CFL-based HOU (varies by BldgType) | ExAnte2017 | Disposition | 2020-11-24 16:30 | Res-Iltg-dWatt-CFL | NonDEER | Scaled | BaseRatio | 0 | 0 | None |  | 0 |  | 1 | Res | Any | Lighting | InGen-CFL | Ltg_Lamp | CFLint_lamp | CFLscw(32w) | ILtg-CFL-Res | Res interior non-refl CFL base case, Total Watts = 1.56 x Msr Watts | Res interior non-refl CFL base case, Total Watts = 1.56 x Msr Watts | CFL Lamp: Non-Reflector, 32 Watts | CFLratio0156 | CFLratio0156 | CFLscw(32w) | Available |  |  |  | 2017ScrewInLampDisposition | ErRobNc |  |  |  | 2017Dispo-Res-InLtg | 2017-07-01 | 2018-06-30 | InEA_modVal |  |  |  |  | Standard | Remove expiry date per Commission Staff direction 2018ScrewInLampSavignsMethods-11Dec2017.pdf | 1 | 1 | 0 | Deemed Ex Ante Team |  | Remove expiry date per Commission Staff direction 2018ScrewInLampSavignsMethods-11Dec2017.pdf |  | Updated to indicate claim/filing status
994 | R-In-CFLscw(36)-dWP20 | Residential Indoor General Lighting: CFL Lamp with integated Ballast replaces pre-existing standard lighting Wattage. Measure includes Code case. Impacts: CFL-based HOU (varies by BldgType) | ExAnte2017 | Disposition | 2020-11-24 16:30 | Res-Iltg-dWatt-CFL | NonDEER | Scaled | BaseRatio | 0 | 0 | None |  | 0 |  | 1 | Res | Any | Lighting | InGen-CFL | Ltg_Lamp | CFLint_lamp | CFLscw(36w) | ILtg-CFL-Res | Res interior non-refl CFL base case, Total Watts = 1.56 x Msr Watts | Res interior non-refl CFL base case, Total Watts = 1.56 x Msr Watts | CFL Lamp: Any Non-reflector, 36 Watts | CFLratio0156 | CFLratio0156 | CFLscw(36w) | Available |  |  |  | 2017ScrewInLampDisposition | ErRobNc |  |  |  | 2017Dispo-Res-InLtg | 2017-07-01 | 2018-06-30 | InEA_modVal |  |  |  |  | Standard | Remove expiry date per Commission Staff direction 2018ScrewInLampSavignsMethods-11Dec2017.pdf | 1 | 1 | 0 | Deemed Ex Ante Team |  | Remove expiry date per Commission Staff direction 2018ScrewInLampSavignsMethods-11Dec2017.pdf |  | Updated to indicate claim/filing status
995 | R-In-CFLscw(3)-dWP2 | Residential Indoor General Lighting: CFL Lamp with integated Ballast replaces pre-existing standard lighting Wattage. Measure includes Code case. Impacts: CFL-based HOU (varies by BldgType) | ExAnte2017 | Disposition | 2020-11-24 16:30 | Res-Iltg-dWatt-CFL | NonDEER | Scaled | BaseRatio | 0 | 0 | None |  | 0 |  | 1 | Res | Any | Lighting | InGen-CFL | Ltg_Lamp | CFLint_lamp | CFLscw(3w) | ILtg-CFL-Res | Res interior non-refl CFL base case, Total Watts = 1.56 x Msr Watts | Res interior non-refl CFL base case, Total Watts = 1.56 x Msr Watts | CFL Lamp: Non-Reflector, 3 Watts | CFLratio0156 | CFLratio0156 | CFLscw(3w) | Available |  |  |  | 2017ScrewInLampDisposition | ErRobNc |  |  |  | 2017Dispo-Res-InLtg | 2017-07-01 | 2018-06-30 | InEA_modVal |  |  |  |  | Standard | Remove expiry date per Commission Staff direction 2018ScrewInLampSavignsMethods-11Dec2017.pdf | 1 | 1 | 0 | Deemed Ex Ante Team |  | Remove expiry date per Commission Staff direction 2018ScrewInLampSavignsMethods-11Dec2017.pdf |  | Updated to indicate claim/filing status
996 | R-In-CFLscw(40)-dWP22 | Residential Indoor General Lighting: CFL Lamp with integated Ballast replaces pre-existing standard lighting Wattage. Measure includes Code case. Impacts: CFL-based HOU (varies by BldgType) | ExAnte2017 | Disposition | 2020-11-24 16:30 | Res-Iltg-dWatt-CFL | NonDEER | Scaled | BaseRatio | 0 | 0 | None |  | 0 |  | 1 | Res | Any | Lighting | InGen-CFL | Ltg_Lamp | CFLint_lamp | CFLscw(40w) | ILtg-CFL-Res | Res interior non-refl CFL base case, Total Watts = 1.56 x Msr Watts | Res interior non-refl CFL base case, Total Watts = 1.56 x Msr Watts | CFL Lamp: Non-Reflector, 40 Watts | CFLratio0156 | CFLratio0156 | CFLscw(40w) | Available |  |  |  | 2017ScrewInLampDisposition | ErRobNc |  |  |  | 2017Dispo-Res-InLtg | 2017-07-01 | 2018-06-30 | InEA_modVal |  |  |  |  | Standard | Remove expiry date per Commission Staff direction 2018ScrewInLampSavignsMethods-11Dec2017.pdf | 1 | 1 | 0 | Deemed Ex Ante Team |  | Remove expiry date per Commission Staff direction 2018ScrewInLampSavignsMethods-11Dec2017.pdf |  | Updated to indicate claim/filing status
997 | R-In-CFLscw(42)-dWP24 | Residential Indoor General Lighting: CFL Lamp with integated Ballast replaces pre-existing standard lighting Wattage. Measure includes Code case. Impacts: CFL-based HOU (varies by BldgType) | ExAnte2017 | Disposition | 2020-11-24 16:30 | Res-Iltg-dWatt-CFL | NonDEER | Scaled | BaseRatio | 0 | 0 | None |  | 0 |  | 1 | Res | Any | Lighting | InGen-CFL | Ltg_Lamp | CFLint_lamp | CFLscw(42w) | ILtg-CFL-Res | Res interior non-refl CFL base case, Total Watts = 1.56 x Msr Watts | Res interior non-refl CFL base case, Total Watts = 1.56 x Msr Watts | CFL Lamp: Non-Reflector, 42 Watts | CFLratio0156 | CFLratio0156 | CFLscw(42w) | Available |  |  |  | 2017ScrewInLampDisposition | ErRobNc |  |  |  | 2017Dispo-Res-InLtg | 2017-07-01 | 2018-06-30 | InEA_modVal |  |  |  |  | Standard | Remove expiry date per Commission Staff direction 2018ScrewInLampSavignsMethods-11Dec2017.pdf | 1 | 1 | 0 | Deemed Ex Ante Team |  | Remove expiry date per Commission Staff direction 2018ScrewInLampSavignsMethods-11Dec2017.pdf |  | Updated to indicate claim/filing status
998 | R-In-CFLscw(45)-dWP25 | Residential Indoor General Lighting: CFL Lamp with integated Ballast replaces pre-existing standard lighting Wattage. Measure includes Code case. Impacts: CFL-based HOU (varies by BldgType) | ExAnte2017 | Disposition | 2020-11-24 16:30 | Res-Iltg-dWatt-CFL | NonDEER | Scaled | BaseRatio | 0 | 0 | None |  | 0 |  | 1 | Res | Any | Lighting | InGen-CFL | Ltg_Lamp | CFLint_lamp | CFLscw(45w) | ILtg-CFL-Res | Res interior non-refl CFL base case, Total Watts = 1.56 x Msr Watts | Res interior non-refl CFL base case, Total Watts = 1.56 x Msr Watts | CFL Lamp: Any Non-reflector, 45 Watts | CFLratio0156 | CFLratio0156 | CFLscw(45w) | Available |  |  |  | 2017ScrewInLampDisposition | ErRobNc |  |  |  | 2017Dispo-Res-InLtg | 2017-07-01 | 2018-06-30 | InEA_modVal |  |  |  |  | Standard | Remove expiry date per Commission Staff direction 2018ScrewInLampSavignsMethods-11Dec2017.pdf | 1 | 1 | 0 | Deemed Ex Ante Team |  | Remove expiry date per Commission Staff direction 2018ScrewInLampSavignsMethods-11Dec2017.pdf |  | Updated to indicate claim/filing status
999 | R-In-CFLscw(4)-dWP2 | Residential Indoor General Lighting: CFL Lamp with integated Ballast replaces pre-existing standard lighting Wattage. Measure includes Code case. Impacts: CFL-based HOU (varies by BldgType) | ExAnte2017 | Disposition | 2020-11-24 16:30 | Res-Iltg-dWatt-CFL | NonDEER | Scaled | BaseRatio | 0 | 0 | None |  | 0 |  | 1 | Res | Any | Lighting | InGen-CFL | Ltg_Lamp | CFLint_lamp | CFLscw(4w) | ILtg-CFL-Res | Res interior non-refl CFL base case, Total Watts = 1.56 x Msr Watts | Res interior non-refl CFL base case, Total Watts = 1.56 x Msr Watts | CFL Lamp: Non-Reflector, 4 Watts | CFLratio0156 | CFLratio0156 | CFLscw(4w) | Available |  |  |  | 2017ScrewInLampDisposition | ErRobNc |  |  |  | 2017Dispo-Res-InLtg | 2017-07-01 | 2018-06-30 | InEA_modVal |  |  |  |  | Standard | Remove expiry date per Commission Staff direction 2018ScrewInLampSavignsMethods-11Dec2017.pdf | 1 | 1 | 0 | Deemed Ex Ante Team |  | Remove expiry date per Commission Staff direction 2018ScrewInLampSavignsMethods-11Dec2017.pdf |  | Updated to indicate claim/filing status
1000 | R-In-CFLscw(55)-dWP31 | Residential Indoor General Lighting: CFL Lamp with integated Ballast replaces pre-existing standard lighting Wattage. Measure includes Code case. Impacts: CFL-based HOU (varies by BldgType) | ExAnte2017 | Disposition | 2020-11-24 16:30 | Res-Iltg-dWatt-CFL | NonDEER | Scaled | BaseRatio | 0 | 0 | None |  | 0 |  | 1 | Res | Any | Lighting | InGen-CFL | Ltg_Lamp | CFLint_lamp | CFLscw(55w) | ILtg-CFL-Res | Res interior non-refl CFL base case, Total Watts = 1.56 x Msr Watts | Res interior non-refl CFL base case, Total Watts = 1.56 x Msr Watts | CFL Lamp: Non-Reflector, 55 Watts | CFLratio0156 | CFLratio0156 | CFLscw(55w) | Available |  |  |  | 2017ScrewInLampDisposition | ErRobNc |  |  |  | 2017Dispo-Res-InLtg | 2017-07-01 | 2018-06-30 | InEA_modVal |  |  |  |  | Standard | Remove expiry date per Commission Staff direction 2018ScrewInLampSavignsMethods-11Dec2017.pdf | 1 | 1 | 0 | Deemed Ex Ante Team |  | Remove expiry date per Commission Staff direction 2018ScrewInLampSavignsMethods-11Dec2017.pdf |  | Updated to indicate claim/filing status
1001 | Appl-Dishwash-StdSize-180-EAEU | Energy Star(R) Dish Washer - Standard Size - Typical Water Heater fuel - EAEU = 180, EF = 1.26 | DEER2014 | D13 v1.00 | 2020-11-24 16:30 | Appl-Dishwash-StdSize-180-EAEU | DEER | CrossMeasWtd | None | 0 | 0 | None | Dishwasher-Tier2 | 0 |  | 0 | Res | Any | AppPlug | KitchenApp | Clean_equip | DishWash |  | Appl-EffDW | Energy Star(R) Dish Washer - Standard Size - EAEU = 355, EF = 0.62, or Code Level for New Vintage | Energy Star(R) Dish Washer - Standard Size - EAEU = 307, EF = 0.72 | Energy Star(R) Dish Washer - Standard Size - EAEU = 180, EF = 1.26 |  |  |  | Available | New Efficiency levels for DEER2013 | 0 | 0 |  | RobNc |  | Appl-EffDW |  | None | 2014-07-01 | 2019-12-31 | DEER |  |  |  |  | Standard |  | 1 | 1 | 0 | Deemed Ex Ante Team |  |  |  | Updated to indicate claim/filing status
1001 | R-In-CFLscw(5)-dWP3 | Residential Indoor General Lighting: CFL Lamp with integated Ballast replaces pre-existing standard lighting Wattage. Measure includes Code case. Impacts: CFL-based HOU (varies by BldgType) | ExAnte2017 | Disposition | 2020-11-24 16:30 | Res-Iltg-dWatt-CFL | NonDEER | Scaled | BaseRatio | 0 | 0 | None |  | 0 |  | 1 | Res | Any | Lighting | InGen-CFL | Ltg_Lamp | CFLint_lamp | CFLscw(5w) | ILtg-CFL-Res | Res interior non-refl CFL base case, Total Watts = 1.56 x Msr Watts | Res interior non-refl CFL base case, Total Watts = 1.56 x Msr Watts | CFL Lamp: Non-Reflector, 5 Watts | CFLratio0156 | CFLratio0156 | CFLscw(5w) | Available |  |  |  | 2017ScrewInLampDisposition | ErRobNc |  |  |  | 2017Dispo-Res-InLtg | 2017-07-01 | 2018-06-30 | InEA_modVal |  |  |  |  | Standard | Remove expiry date per Commission Staff direction 2018ScrewInLampSavignsMethods-11Dec2017.pdf | 1 | 1 | 0 | Deemed Ex Ante Team |  | Remove expiry date per Commission Staff direction 2018ScrewInLampSavignsMethods-11Dec2017.pdf |  | Updated to indicate claim/filing status
1002 | Appl-Dishwash-StdSize-260-EAEU | Energy Star(R) Dish Washer - Standard Size - Typical Water Heater fuel - EAEU = 260, EF = 0.86 | DEER2014 | D13 v1.00 | 2020-11-24 16:30 | Appl-Dishwash-StdSize-260-EAEU | DEER | CrossMeasWtd | None | 0 | 0 | None | Dishwasher-Tier1 | 0 |  | 0 | Res | Any | AppPlug | KitchenApp | Clean_equip | DishWash |  | Appl-EffDW | Energy Star(R) Dish Washer - Standard Size - EAEU = 355, EF = 0.62, or Code Level for New Vintage | Energy Star(R) Dish Washer - Standard Size - EAEU = 307, EF = 0.72 | Energy Star(R) Dish Washer - Standard Size - EAEU = 260, EF = 0.86 |  |  |  | Available | New Efficiency levels for DEER2013 | 0 | 0 |  | RobNc |  | Appl-EffDW |  | None | 2014-07-01 | 2019-12-31 | DEER |  |  |  |  | Standard |  | 1 | 1 | 0 | Deemed Ex Ante Team |  |  |  | Updated to indicate claim/filing status
1002 | R-In-CFLscw-Refl(60w)-dWP44 | Residential Indoor General Lighting: CFL Lamp with integated Ballast replaces pre-existing standard lighting Wattage. Measure includes Code case. Impacts: CFL-based HOU (varies by BldgType) | ExAnte2017 | Disposition | 2020-11-24 16:30 | Res-Iltg-dWatt-CFL | NonDEER | Scaled | BaseRatio | 0 | 0 | None |  | 0 |  | 1 | Res | Any | Lighting | InGen-CFL | Ltg_Lamp | CFLint_lamp |  | ILtg-CFL-Res | Res interior reflector and Res exterior CFL base case, Total Watts = 1.74 x Msr Watts | Res interior reflector and Res exterior CFL base case, Total Watts = 1.74 x Msr Watts | CFL Lamp: Reflector, 60 Watts | CFLratio0174 | CFLratio0174 | CFLscw-Refl(60w) | Available |  |  |  | 2017ScrewInLampDisposition | ErRobNc |  |  |  | 2017Dispo-Res-InLtg | 2017-07-01 | 2018-06-30 | InEA_modVal |  |  |  |  | Standard | Revise expiry date to 60/30/2018 Commission Staff direction 2018ScrewInLampSavignsMethods-11Dec2017.pdf | 1 | 1 | 0 | Deemed Ex Ante Team |  | Revise expiry date to 60/30/2018 Commission Staff direction 2018ScrewInLampSavignsMethods-11Dec2017.pdf |  | Updated to indicate claim/filing status
1003 | R-In-CFLscw(60)-dWP34 | Residential Indoor General Lighting: CFL Lamp with integated Ballast replaces pre-existing standard lighting Wattage. Measure includes Code case. Impacts: CFL-based HOU (varies by BldgType) | ExAnte2017 | Disposition | 2020-11-24 16:30 | Res-Iltg-dWatt-CFL | NonDEER | Scaled | BaseRatio | 0 | 0 | None |  | 0 |  | 1 | Res | Any | Lighting | InGen-CFL | Ltg_Lamp | CFLint_lamp |  | ILtg-CFL-Res | Res interior non-refl CFL base case, Total Watts = 1.56 x Msr Watts | Res interior non-refl CFL base case, Total Watts = 1.56 x Msr Watts | CFL Lamp: Non-Reflector, 60 Watts | CFLratio0156 | CFLratio0156 | CFLscw(60w) | Available |  |  |  | 2017ScrewInLampDisposition | ErRobNc |  |  |  | 2017Dispo-Res-InLtg | 2017-07-01 | 2018-06-30 | InEA_modVal |  |  |  |  | Standard | Remove expiry date per Commission Staff direction 2018ScrewInLampSavignsMethods-11Dec2017.pdf | 1 | 1 | 0 | Deemed Ex Ante Team |  | Remove expiry date per Commission Staff direction 2018ScrewInLampSavignsMethods-11Dec2017.pdf |  | Updated to indicate claim/filing status
1004 | R-In-CFLscw(6)-dWP3 | Residential Indoor General Lighting: CFL Lamp with integated Ballast replaces pre-existing standard lighting Wattage. Measure includes Code case. Impacts: CFL-based HOU (varies by BldgType) | ExAnte2017 | Disposition | 2020-11-24 16:30 | Res-Iltg-dWatt-CFL | NonDEER | Scaled | BaseRatio | 0 | 0 | None |  | 0 |  | 1 | Res | Any | Lighting | InGen-CFL | Ltg_Lamp | CFLint_lamp | CFLscw(6w) | ILtg-CFL-Res | Res interior non-refl CFL base case, Total Watts = 1.56 x Msr Watts | Res interior non-refl CFL base case, Total Watts = 1.56 x Msr Watts | CFL Lamp: Non-Reflector, 6 Watts | CFLratio0156 | CFLratio0156 | CFLscw(6w) | Available |  |  |  | 2017ScrewInLampDisposition | ErRobNc |  |  |  | 2017Dispo-Res-InLtg | 2017-07-01 | 2018-06-30 | InEA_modVal |  |  |  |  | Standard | Remove expiry date per Commission Staff direction 2018ScrewInLampSavignsMethods-11Dec2017.pdf | 1 | 1 | 0 | Deemed Ex Ante Team |  | Remove expiry date per Commission Staff direction 2018ScrewInLampSavignsMethods-11Dec2017.pdf |  | Updated to indicate claim/filing status
1005 | R-In-CFLscw(7)-dWP4 | Residential Indoor General Lighting: CFL Lamp with integated Ballast replaces pre-existing standard lighting Wattage. Measure includes Code case. Impacts: CFL-based HOU (varies by BldgType) | ExAnte2017 | Disposition | 2020-11-24 16:30 | Res-Iltg-dWatt-CFL | NonDEER | Scaled | BaseRatio | 0 | 0 | None |  | 0 |  | 1 | Res | Any | Lighting | InGen-CFL | Ltg_Lamp | CFLint_lamp | CFLscw(7w) | ILtg-CFL-Res | Res interior non-refl CFL base case, Total Watts = 1.56 x Msr Watts | Res interior non-refl CFL base case, Total Watts = 1.56 x Msr Watts | CFL Lamp: Non-Reflector, 296 initial lumens, 7 Watts | CFLratio0156 | CFLratio0156 | CFLscw(7w) | Available |  |  |  | 2017ScrewInLampDisposition | ErRobNc |  |  |  | 2017Dispo-Res-InLtg | 2017-07-01 | 2018-06-30 | InEA_modVal |  |  |  |  | Standard | Remove expiry date per Commission Staff direction 2018ScrewInLampSavignsMethods-11Dec2017.pdf | 1 | 1 | 0 | Deemed Ex Ante Team |  | Remove expiry date per Commission Staff direction 2018ScrewInLampSavignsMethods-11Dec2017.pdf |  | Updated to indicate claim/filing status
1006 | R-In-CFLscw(80)-dWP45 | Residential Indoor General Lighting: CFL Lamp with integated Ballast replaces pre-existing standard lighting Wattage. Measure includes Code case. Impacts: CFL-based HOU (varies by BldgType) | ExAnte2017 | Disposition | 2020-11-24 16:30 | Res-Iltg-dWatt-CFL | NonDEER | Scaled | BaseRatio | 0 | 0 | None |  | 0 |  | 1 | Res | Any | Lighting | InGen-CFL | Ltg_Lamp | CFLint_lamp |  | ILtg-CFL-Res | Res interior non-refl CFL base case, Total Watts = 1.56 x Msr Watts | Res interior non-refl CFL base case, Total Watts = 1.56 x Msr Watts | CFL Lamp: Non-Reflector, 80 Watts | CFLratio0156 | CFLratio0156 | CFLscw(80w) | Available |  |  |  | 2017ScrewInLampDisposition | ErRobNc |  |  |  | 2017Dispo-Res-InLtg | 2017-07-01 | 2018-06-30 | InEA_modVal |  |  |  |  | Standard | Remove expiry date per Commission Staff direction 2018ScrewInLampSavignsMethods-11Dec2017.pdf | 1 | 1 | 0 | Deemed Ex Ante Team |  | Remove expiry date per Commission Staff direction 2018ScrewInLampSavignsMethods-11Dec2017.pdf |  | Updated to indicate claim/filing status
1007 | R-In-CFLscw-Refl(80w)-dWP59 | Residential Indoor General Lighting: CFL Lamp with integated Ballast replaces pre-existing standard lighting Wattage. Measure includes Code case. Impacts: CFL-based HOU (varies by BldgType) | ExAnte2017 | Disposition | 2020-11-24 16:30 | Res-Iltg-dWatt-CFL | NonDEER | Scaled | BaseRatio | 0 | 0 | None |  | 0 |  | 1 | Res | Any | Lighting | InGen-CFL | Ltg_Lamp | CFLint_lamp |  | ILtg-CFL-Res | Res interior reflector and Res exterior CFL base case, Total Watts = 1.74 x Msr Watts | Res interior reflector and Res exterior CFL base case, Total Watts = 1.74 x Msr Watts | CFL Lamp: Reflector, 80 Watts | CFLratio0174 | CFLratio0174 | CFLscw-Refl(80w) | Available |  |  |  | 2017ScrewInLampDisposition | ErRobNc |  |  |  | 2017Dispo-Res-InLtg | 2017-07-01 | 2018-06-30 | InEA_modVal |  |  |  |  | Standard | Revise expiry date to 60/30/2018 Commission Staff direction 2018ScrewInLampSavignsMethods-11Dec2017.pdf | 1 | 1 | 0 | Deemed Ex Ante Team |  | Revise expiry date to 60/30/2018 Commission Staff direction 2018ScrewInLampSavignsMethods-11Dec2017.pdf |  | Updated to indicate claim/filing status
1008 | R-In-CFLscw(8)-dWP4 | Residential Indoor General Lighting: CFL Lamp with integated Ballast replaces pre-existing standard lighting Wattage. Measure includes Code case. Impacts: CFL-based HOU (varies by BldgType) | ExAnte2017 | Disposition | 2020-11-24 16:30 | Res-Iltg-dWatt-CFL | NonDEER | Scaled | BaseRatio | 0 | 0 | None |  | 0 |  | 1 | Res | Any | Lighting | InGen-CFL | Ltg_Lamp | CFLint_lamp | CFLscw(8w) | ILtg-CFL-Res | Res interior non-refl CFL base case, Total Watts = 1.56 x Msr Watts | Res interior non-refl CFL base case, Total Watts = 1.56 x Msr Watts | CFL Lamp: Non-Reflector, 320 initial lumens, 8 Watts | CFLratio0156 | CFLratio0156 | CFLscw(8w) | Available |  |  |  | 2017ScrewInLampDisposition | ErRobNc |  |  |  | 2017Dispo-Res-InLtg | 2017-07-01 | 2018-06-30 | InEA_modVal |  |  |  |  | Standard | Remove expiry date per Commission Staff direction 2018ScrewInLampSavignsMethods-11Dec2017.pdf | 1 | 1 | 0 | Deemed Ex Ante Team |  | Remove expiry date per Commission Staff direction 2018ScrewInLampSavignsMethods-11Dec2017.pdf |  | Updated to indicate claim/filing status
1009 | R-In-CFLscw(9)-dWP5 | Residential Indoor General Lighting: CFL Lamp with integated Ballast replaces pre-existing standard lighting Wattage. Measure includes Code case. Impacts: CFL-based HOU (varies by BldgType) | ExAnte2017 | Disposition | 2020-11-24 16:30 | Res-Iltg-dWatt-CFL | NonDEER | Scaled | BaseRatio | 0 | 0 | None |  | 0 |  | 1 | Res | Any | Lighting | InGen-CFL | Ltg_Lamp | CFLint_lamp | CFLscw(9w) | ILtg-CFL-Res | Res interior non-refl CFL base case, Total Watts = 1.56 x Msr Watts | Res interior non-refl CFL base case, Total Watts = 1.56 x Msr Watts | CFL Lamp: Non-Reflector, 344 initial lumens, 9 Watts | CFLratio0156 | CFLratio0156 | CFLscw(9w) | Available |  |  |  | 2017ScrewInLampDisposition | ErRobNc |  |  |  | 2017Dispo-Res-InLtg | 2017-07-01 | 2018-06-30 | InEA_modVal |  |  |  |  | Standard | Remove expiry date per Commission Staff direction 2018ScrewInLampSavignsMethods-11Dec2017.pdf | 1 | 1 | 0 | Deemed Ex Ante Team |  | Remove expiry date per Commission Staff direction 2018ScrewInLampSavignsMethods-11Dec2017.pdf |  | Updated to indicate claim/filing status
1010 | R-In-CFLscw-A(10)-dWP6 | Residential Indoor General Lighting: CFL Lamp with integated Ballast replaces pre-existing standard lighting Wattage. Measure includes Code case. Impacts: CFL-based HOU (varies by BldgType) | ExAnte2017 | Disposition | 2020-11-24 16:30 | Res-Iltg-dWatt-CFL | NonDEER | Scaled | BaseRatio | 0 | 0 | None |  | 0 |  | 1 | Res | Any | Lighting | InGen-CFL | Ltg_Lamp | CFLint_lamp | CFLscw-A(10w) | ILtg-CFL-Res | Res interior non-refl CFL base case, Total Watts = 1.56 x Msr Watts | Res interior non-refl CFL base case, Total Watts = 1.56 x Msr Watts | CFL Lamp: A-lamp, 10 Watts | CFLratio0156 | CFLratio0156 | CFLscw-A(10w) | Available |  |  |  | 2017ScrewInLampDisposition | ErRobNc |  |  |  | 2017Dispo-Res-InLtg | 2017-07-01 | 2018-06-30 | InEA_modVal |  |  |  |  | Standard | Remove expiry date per Commission Staff direction 2018ScrewInLampSavignsMethods-11Dec2017.pdf | 1 | 1 | 0 | Deemed Ex Ante Team |  | Remove expiry date per Commission Staff direction 2018ScrewInLampSavignsMethods-11Dec2017.pdf |  | Updated to indicate claim/filing status
1011 | R-In-CFLscw-A(11)-dWP6 | Residential Indoor General Lighting: CFL Lamp with integated Ballast replaces pre-existing standard lighting Wattage. Measure includes Code case. Impacts: CFL-based HOU (varies by BldgType) | ExAnte2017 | Disposition | 2020-11-24 16:30 | Res-Iltg-dWatt-CFL | NonDEER | Scaled | BaseRatio | 0 | 0 | None |  | 0 |  | 1 | Res | Any | Lighting | InGen-CFL | Ltg_Lamp | CFLint_lamp | CFLscw-A(11w) | ILtg-CFL-Res | Res interior non-refl CFL base case, Total Watts = 1.56 x Msr Watts | Res interior non-refl CFL base case, Total Watts = 1.56 x Msr Watts | CFL Lamp: A-lamp, 11 Watts | CFLratio0156 | CFLratio0156 | CFLscw-A(11w) | Available |  |  |  | 2017ScrewInLampDisposition | ErRobNc |  |  |  | 2017Dispo-Res-InLtg | 2017-07-01 | 2018-06-30 | InEA_modVal |  |  |  |  | Standard | Remove expiry date per Commission Staff direction 2018ScrewInLampSavignsMethods-11Dec2017.pdf | 1 | 1 | 0 | Deemed Ex Ante Team |  | Remove expiry date per Commission Staff direction 2018ScrewInLampSavignsMethods-11Dec2017.pdf |  | Updated to indicate claim/filing status
1012 | R-In-CFLscw-A(12)-dWP7 | Residential Indoor General Lighting: CFL Lamp with integated Ballast replaces pre-existing standard lighting Wattage. Measure includes Code case. Impacts: CFL-based HOU (varies by BldgType) | ExAnte2017 | Disposition | 2020-11-24 16:30 | Res-Iltg-dWatt-CFL | NonDEER | Scaled | BaseRatio | 0 | 0 | None |  | 0 |  | 1 | Res | Any | Lighting | InGen-CFL | Ltg_Lamp | CFLint_lamp | CFLscw-A(12w) | ILtg-CFL-Res | Res interior non-refl CFL base case, Total Watts = 1.56 x Msr Watts | Res interior non-refl CFL base case, Total Watts = 1.56 x Msr Watts | CFL Lamp: A-lamp, 12 Watts | CFLratio0156 | CFLratio0156 | CFLscw-A(12w) | Available |  |  |  | 2017ScrewInLampDisposition | ErRobNc |  |  |  | 2017Dispo-Res-InLtg | 2017-07-01 | 2018-06-30 | InEA_modVal |  |  |  |  | Standard | Remove expiry date per Commission Staff direction 2018ScrewInLampSavignsMethods-11Dec2017.pdf | 1 | 1 | 0 | Deemed Ex Ante Team |  | Remove expiry date per Commission Staff direction 2018ScrewInLampSavignsMethods-11Dec2017.pdf |  | Updated to indicate claim/filing status
1013 | R-In-CFLscw-A(13)-dWP7 | Residential Indoor General Lighting: CFL Lamp with integated Ballast replaces pre-existing standard lighting Wattage. Measure includes Code case. Impacts: CFL-based HOU (varies by BldgType) | ExAnte2017 | Disposition | 2020-11-24 16:30 | Res-Iltg-dWatt-CFL | NonDEER | Scaled | BaseRatio | 0 | 0 | None |  | 0 |  | 1 | Res | Any | Lighting | InGen-CFL | Ltg_Lamp | CFLint_lamp | CFLscw-A(13w) | ILtg-CFL-Res | Res interior non-refl CFL base case, Total Watts = 1.56 x Msr Watts | Res interior non-refl CFL base case, Total Watts = 1.56 x Msr Watts | CFL Lamp: A-lamp, 13 Watts | CFLratio0156 | CFLratio0156 | CFLscw-A(13w) | Available |  |  |  | 2017ScrewInLampDisposition | ErRobNc |  |  |  | 2017Dispo-Res-InLtg | 2017-07-01 | 2018-06-30 | InEA_modVal |  |  |  |  | Standard | Remove expiry date per Commission Staff direction 2018ScrewInLampSavignsMethods-11Dec2017.pdf | 1 | 1 | 0 | Deemed Ex Ante Team |  | Remove expiry date per Commission Staff direction 2018ScrewInLampSavignsMethods-11Dec2017.pdf |  | Updated to indicate claim/filing status
1014 | R-In-CFLscw-A(14)-dWP8 | Residential Indoor General Lighting: CFL Lamp with integated Ballast replaces pre-existing standard lighting Wattage. Measure includes Code case. Impacts: CFL-based HOU (varies by BldgType) | ExAnte2017 | Disposition | 2020-11-24 16:30 | Res-Iltg-dWatt-CFL | NonDEER | Scaled | BaseRatio | 0 | 0 | None |  | 0 |  | 1 | Res | Any | Lighting | InGen-CFL | Ltg_Lamp | CFLint_lamp | CFLscw-A(14w) | ILtg-CFL-Res | Res interior non-refl CFL base case, Total Watts = 1.56 x Msr Watts | Res interior non-refl CFL base case, Total Watts = 1.56 x Msr Watts | CFL Lamp: A-lamp, 14 Watts | CFLratio0156 | CFLratio0156 | CFLscw-A(14w) | Available |  |  |  | 2017ScrewInLampDisposition | ErRobNc |  |  |  | 2017Dispo-Res-InLtg | 2017-07-01 | 2018-06-30 | InEA_modVal |  |  |  |  | Standard | Remove expiry date per Commission Staff direction 2018ScrewInLampSavignsMethods-11Dec2017.pdf | 1 | 1 | 0 | Deemed Ex Ante Team |  | Remove expiry date per Commission Staff direction 2018ScrewInLampSavignsMethods-11Dec2017.pdf |  | Updated to indicate claim/filing status
1015 | R-In-CFLscw-A(15)-dWP8 | Residential Indoor General Lighting: CFL Lamp with integated Ballast replaces pre-existing standard lighting Wattage. Measure includes Code case. Impacts: CFL-based HOU (varies by BldgType) | ExAnte2017 | Disposition | 2020-11-24 16:30 | Res-Iltg-dWatt-CFL | NonDEER | Scaled | BaseRatio | 0 | 0 | None |  | 0 |  | 1 | Res | Any | Lighting | InGen-CFL | Ltg_Lamp | CFLint_lamp | CFLscw-A(15w) | ILtg-CFL-Res | Res interior non-refl CFL base case, Total Watts = 1.56 x Msr Watts | Res interior non-refl CFL base case, Total Watts = 1.56 x Msr Watts | CFL Lamp: A-lamp, 15 Watts | CFLratio0156 | CFLratio0156 | CFLscw-A(15w) | Available |  |  |  | 2017ScrewInLampDisposition | ErRobNc |  |  |  | 2017Dispo-Res-InLtg | 2017-07-01 | 2018-06-30 | InEA_modVal |  |  |  |  | Standard | Remove expiry date per Commission Staff direction 2018ScrewInLampSavignsMethods-11Dec2017.pdf | 1 | 1 | 0 | Deemed Ex Ante Team |  | Remove expiry date per Commission Staff direction 2018ScrewInLampSavignsMethods-11Dec2017.pdf |  | Updated to indicate claim/filing status
1016 | R-In-CFLscw-A(16)-dWP9 | Residential Indoor General Lighting: CFL Lamp with integated Ballast replaces pre-existing standard lighting Wattage. Measure includes Code case. Impacts: CFL-based HOU (varies by BldgType) | ExAnte2017 | Disposition | 2020-11-24 16:30 | Res-Iltg-dWatt-CFL | NonDEER | Scaled | BaseRatio | 0 | 0 | None |  | 0 |  | 1 | Res | Any | Lighting | InGen-CFL | Ltg_Lamp | CFLint_lamp | CFLscw-A(16w) | ILtg-CFL-Res | Res interior non-refl CFL base case, Total Watts = 1.56 x Msr Watts | Res interior non-refl CFL base case, Total Watts = 1.56 x Msr Watts | CFL Lamp: A-lamp, 16 Watts | CFLratio0156 | CFLratio0156 | CFLscw-A(16w) | Available |  |  |  | 2017ScrewInLampDisposition | ErRobNc |  |  |  | 2017Dispo-Res-InLtg | 2017-07-01 | 2018-06-30 | InEA_modVal |  |  |  |  | Standard | Remove expiry date per Commission Staff direction 2018ScrewInLampSavignsMethods-11Dec2017.pdf | 1 | 1 | 0 | Deemed Ex Ante Team |  | Remove expiry date per Commission Staff direction 2018ScrewInLampSavignsMethods-11Dec2017.pdf |  | Updated to indicate claim/filing status
1017 | R-In-CFLscw-A(18)-dWP10 | Residential Indoor General Lighting: CFL Lamp with integated Ballast replaces pre-existing standard lighting Wattage. Measure includes Code case. Impacts: CFL-based HOU (varies by BldgType) | ExAnte2017 | Disposition | 2020-11-24 16:30 | Res-Iltg-dWatt-CFL | NonDEER | Scaled | BaseRatio | 0 | 0 | None |  | 0 |  | 1 | Res | Any | Lighting | InGen-CFL | Ltg_Lamp | CFLint_lamp | CFLscw-A(18w) | ILtg-CFL-Res | Res interior non-refl CFL base case, Total Watts = 1.56 x Msr Watts | Res interior non-refl CFL base case, Total Watts = 1.56 x Msr Watts | CFL Lamp: A-lamp, 18 Watts | CFLratio0156 | CFLratio0156 | CFLscw-A(18w) | Available |  |  |  | 2017ScrewInLampDisposition | ErRobNc |  |  |  | 2017Dispo-Res-InLtg | 2017-07-01 | 2018-06-30 | InEA_modVal |  |  |  |  | Standard | Remove expiry date per Commission Staff direction 2018ScrewInLampSavignsMethods-11Dec2017.pdf | 1 | 1 | 0 | Deemed Ex Ante Team |  | Remove expiry date per Commission Staff direction 2018ScrewInLampSavignsMethods-11Dec2017.pdf |  | Updated to indicate claim/filing status
1018 | R-In-CFLscw-A(19)-dWP11 | Residential Indoor General Lighting: CFL Lamp with integated Ballast replaces pre-existing standard lighting Wattage. Measure includes Code case. Impacts: CFL-based HOU (varies by BldgType) | ExAnte2017 | Disposition | 2020-11-24 16:30 | Res-Iltg-dWatt-CFL | NonDEER | Scaled | BaseRatio | 0 | 0 | None |  | 0 |  | 1 | Res | Any | Lighting | InGen-CFL | Ltg_Lamp | CFLint_lamp | CFLscw-A(19w) | ILtg-CFL-Res | Res interior non-refl CFL base case, Total Watts = 1.56 x Msr Watts | Res interior non-refl CFL base case, Total Watts = 1.56 x Msr Watts | CFL Lamp: A-lamp, 19 Watts | CFLratio0156 | CFLratio0156 | CFLscw-A(19w) | Available |  |  |  | 2017ScrewInLampDisposition | ErRobNc |  |  |  | 2017Dispo-Res-InLtg | 2017-07-01 | 2018-06-30 | InEA_modVal |  |  |  |  | Standard | Remove expiry date per Commission Staff direction 2018ScrewInLampSavignsMethods-11Dec2017.pdf | 1 | 1 | 0 | Deemed Ex Ante Team |  | Remove expiry date per Commission Staff direction 2018ScrewInLampSavignsMethods-11Dec2017.pdf |  | Updated to indicate claim/filing status
1019 | R-In-CFLscw-A(20)-dWP11 | Residential Indoor General Lighting: CFL Lamp with integated Ballast replaces pre-existing standard lighting Wattage. Measure includes Code case. Impacts: CFL-based HOU (varies by BldgType) | ExAnte2017 | Disposition | 2020-11-24 16:30 | Res-Iltg-dWatt-CFL | NonDEER | Scaled | BaseRatio | 0 | 0 | None |  | 0 |  | 1 | Res | Any | Lighting | InGen-CFL | Ltg_Lamp | CFLint_lamp | CFLscw-A(20w) | ILtg-CFL-Res | Res interior non-refl CFL base case, Total Watts = 1.56 x Msr Watts | Res interior non-refl CFL base case, Total Watts = 1.56 x Msr Watts | CFL Lamp: A-lamp, 20 Watts | CFLratio0156 | CFLratio0156 | CFLscw-A(20w) | Available |  |  |  | 2017ScrewInLampDisposition | ErRobNc |  |  |  | 2017Dispo-Res-InLtg | 2017-07-01 | 2018-06-30 | InEA_modVal |  |  |  |  | Standard | Remove expiry date per Commission Staff direction 2018ScrewInLampSavignsMethods-11Dec2017.pdf | 1 | 1 | 0 | Deemed Ex Ante Team |  | Remove expiry date per Commission Staff direction 2018ScrewInLampSavignsMethods-11Dec2017.pdf |  | Updated to indicate claim/filing status
1020 | R-In-CFLscw-A(22)-dWP12 | Residential Indoor General Lighting: CFL Lamp with integated Ballast replaces pre-existing standard lighting Wattage. Measure includes Code case. Impacts: CFL-based HOU (varies by BldgType) | ExAnte2017 | Disposition | 2020-11-24 16:30 | Res-Iltg-dWatt-CFL | NonDEER | Scaled | BaseRatio | 0 | 0 | None |  | 0 |  | 1 | Res | Any | Lighting | InGen-CFL | Ltg_Lamp | CFLint_lamp | CFLscw-A(22w) | ILtg-CFL-Res | Res interior non-refl CFL base case, Total Watts = 1.56 x Msr Watts | Res interior non-refl CFL base case, Total Watts = 1.56 x Msr Watts | CFL Lamp: A-lamp, 22 Watts | CFLratio0156 | CFLratio0156 | CFLscw-A(22w) | Available |  |  |  | 2017ScrewInLampDisposition | ErRobNc |  |  |  | 2017Dispo-Res-InLtg | 2017-07-01 | 2018-06-30 | InEA_modVal |  |  |  |  | Standard | Remove expiry date per Commission Staff direction 2018ScrewInLampSavignsMethods-11Dec2017.pdf | 1 | 1 | 0 | Deemed Ex Ante Team |  | Remove expiry date per Commission Staff direction 2018ScrewInLampSavignsMethods-11Dec2017.pdf |  | Updated to indicate claim/filing status
1021 | R-In-CFLscw-A(23)-dWP13 | Residential Indoor General Lighting: CFL Lamp with integated Ballast replaces pre-existing standard lighting Wattage. Measure includes Code case. Impacts: CFL-based HOU (varies by BldgType) | ExAnte2017 | Disposition | 2020-11-24 16:30 | Res-Iltg-dWatt-CFL | NonDEER | Scaled | BaseRatio | 0 | 0 | None |  | 0 |  | 1 | Res | Any | Lighting | InGen-CFL | Ltg_Lamp | CFLint_lamp | CFLscw-A(23w) | ILtg-CFL-Res | Res interior non-refl CFL base case, Total Watts = 1.56 x Msr Watts | Res interior non-refl CFL base case, Total Watts = 1.56 x Msr Watts | CFL Lamp: A-lamp, 23 Watts | CFLratio0156 | CFLratio0156 | CFLscw-A(23w) | Available |  |  |  | 2017ScrewInLampDisposition | ErRobNc |  |  |  | 2017Dispo-Res-InLtg | 2017-07-01 | 2018-06-30 | InEA_modVal |  |  |  |  | Standard | Remove expiry date per Commission Staff direction 2018ScrewInLampSavignsMethods-11Dec2017.pdf | 1 | 1 | 0 | Deemed Ex Ante Team |  | Remove expiry date per Commission Staff direction 2018ScrewInLampSavignsMethods-11Dec2017.pdf |  | Updated to indicate claim/filing status
1022 | R-In-CFLscw-A(24)-dWP13 | Residential Indoor General Lighting: CFL Lamp with integated Ballast replaces pre-existing standard lighting Wattage. Measure includes Code case. Impacts: CFL-based HOU (varies by BldgType) | ExAnte2017 | Disposition | 2020-11-24 16:30 | Res-Iltg-dWatt-CFL | NonDEER | Scaled | BaseRatio | 0 | 0 | None |  | 0 |  | 1 | Res | Any | Lighting | InGen-CFL | Ltg_Lamp | CFLint_lamp | CFLscw-A(24w) | ILtg-CFL-Res | Res interior non-refl CFL base case, Total Watts = 1.56 x Msr Watts | Res interior non-refl CFL base case, Total Watts = 1.56 x Msr Watts | CFL Lamp: A-lamp, 24 Watts | CFLratio0156 | CFLratio0156 | CFLscw-A(24w) | Available |  |  |  | 2017ScrewInLampDisposition | ErRobNc |  |  |  | 2017Dispo-Res-InLtg | 2017-07-01 | 2018-06-30 | InEA_modVal |  |  |  |  | Standard | Remove expiry date per Commission Staff direction 2018ScrewInLampSavignsMethods-11Dec2017.pdf | 1 | 1 | 0 | Deemed Ex Ante Team |  | Remove expiry date per Commission Staff direction 2018ScrewInLampSavignsMethods-11Dec2017.pdf |  | Updated to indicate claim/filing status
1023 | R-In-CFLscw-A(25)-dWP14 | Residential Indoor General Lighting: CFL Lamp with integated Ballast replaces pre-existing standard lighting Wattage. Measure includes Code case. Impacts: CFL-based HOU (varies by BldgType) | ExAnte2017 | Disposition | 2020-11-24 16:30 | Res-Iltg-dWatt-CFL | NonDEER | Scaled | BaseRatio | 0 | 0 | None |  | 0 |  | 1 | Res | Any | Lighting | InGen-CFL | Ltg_Lamp | CFLint_lamp | CFLscw-A(25w) | ILtg-CFL-Res | Res interior non-refl CFL base case, Total Watts = 1.56 x Msr Watts | Res interior non-refl CFL base case, Total Watts = 1.56 x Msr Watts | CFL Lamp: A-lamp, 25 Watts | CFLratio0156 | CFLratio0156 | CFLscw-A(25w) | Available |  |  |  | 2017ScrewInLampDisposition | ErRobNc |  |  |  | 2017Dispo-Res-InLtg | 2017-07-01 | 2018-06-30 | InEA_modVal |  |  |  |  | Standard | Remove expiry date per Commission Staff direction 2018ScrewInLampSavignsMethods-11Dec2017.pdf | 1 | 1 | 0 | Deemed Ex Ante Team |  | Remove expiry date per Commission Staff direction 2018ScrewInLampSavignsMethods-11Dec2017.pdf |  | Updated to indicate claim/filing status
1024 | R-In-CFLscw-A(26)-dWP15 | Residential Indoor General Lighting: CFL Lamp with integated Ballast replaces pre-existing standard lighting Wattage. Measure includes Code case. Impacts: CFL-based HOU (varies by BldgType) | ExAnte2017 | Disposition | 2020-11-24 16:30 | Res-Iltg-dWatt-CFL | NonDEER | Scaled | BaseRatio | 0 | 0 | None |  | 0 |  | 1 | Res | Any | Lighting | InGen-CFL | Ltg_Lamp | CFLint_lamp | CFLscw-A(26w) | ILtg-CFL-Res | Res interior non-refl CFL base case, Total Watts = 1.56 x Msr Watts | Res interior non-refl CFL base case, Total Watts = 1.56 x Msr Watts | CFL Lamp: A-lamp, 26 Watts | CFLratio0156 | CFLratio0156 | CFLscw-A(26w) | Available |  |  |  | 2017ScrewInLampDisposition | ErRobNc |  |  |  | 2017Dispo-Res-InLtg | 2017-07-01 | 2018-06-30 | InEA_modVal |  |  |  |  | Standard | Remove expiry date per Commission Staff direction 2018ScrewInLampSavignsMethods-11Dec2017.pdf | 1 | 1 | 0 | Deemed Ex Ante Team |  | Remove expiry date per Commission Staff direction 2018ScrewInLampSavignsMethods-11Dec2017.pdf |  | Updated to indicate claim/filing status
1025 | R-In-CFLscw-A(27)-dWP15 | Residential Indoor General Lighting: CFL Lamp with integated Ballast replaces pre-existing standard lighting Wattage. Measure includes Code case. Impacts: CFL-based HOU (varies by BldgType) | ExAnte2017 | Disposition | 2020-11-24 16:30 | Res-Iltg-dWatt-CFL | NonDEER | Scaled | BaseRatio | 0 | 0 | None |  | 0 |  | 1 | Res | Any | Lighting | InGen-CFL | Ltg_Lamp | CFLint_lamp | CFLscw-A(27w) | ILtg-CFL-Res | Res interior non-refl CFL base case, Total Watts = 1.56 x Msr Watts | Res interior non-refl CFL base case, Total Watts = 1.56 x Msr Watts | CFL Lamp: A-lamp, 27 Watts | CFLratio0156 | CFLratio0156 | CFLscw-A(27w) | Available |  |  |  | 2017ScrewInLampDisposition | ErRobNc |  |  |  | 2017Dispo-Res-InLtg | 2017-07-01 | 2018-06-30 | InEA_modVal |  |  |  |  | Standard | Remove expiry date per Commission Staff direction 2018ScrewInLampSavignsMethods-11Dec2017.pdf | 1 | 1 | 0 | Deemed Ex Ante Team |  | Remove expiry date per Commission Staff direction 2018ScrewInLampSavignsMethods-11Dec2017.pdf |  | Updated to indicate claim/filing status
1026 | R-In-CFLscw-A(28)-dWP16 | Residential Indoor General Lighting: CFL Lamp with integated Ballast replaces pre-existing standard lighting Wattage. Measure includes Code case. Impacts: CFL-based HOU (varies by BldgType) | ExAnte2017 | Disposition | 2020-11-24 16:30 | Res-Iltg-dWatt-CFL | NonDEER | Scaled | BaseRatio | 0 | 0 | None |  | 0 |  | 1 | Res | Any | Lighting | InGen-CFL | Ltg_Lamp | CFLint_lamp | CFLscw-A(28w) | ILtg-CFL-Res | Res interior non-refl CFL base case, Total Watts = 1.56 x Msr Watts | Res interior non-refl CFL base case, Total Watts = 1.56 x Msr Watts | CFL Lamp: A-lamp, 28 Watts | CFLratio0156 | CFLratio0156 | CFLscw-A(28w) | Available |  |  |  | 2017ScrewInLampDisposition | ErRobNc |  |  |  | 2017Dispo-Res-InLtg | 2017-07-01 | 2018-06-30 | InEA_modVal |  |  |  |  | Standard | Remove expiry date per Commission Staff direction 2018ScrewInLampSavignsMethods-11Dec2017.pdf | 1 | 1 | 0 | Deemed Ex Ante Team |  | Remove expiry date per Commission Staff direction 2018ScrewInLampSavignsMethods-11Dec2017.pdf |  | Updated to indicate claim/filing status
1027 | R-In-CFLscw-A(30)-dWP17 | Residential Indoor General Lighting: CFL Lamp with integated Ballast replaces pre-existing standard lighting Wattage. Measure includes Code case. Impacts: CFL-based HOU (varies by BldgType) | ExAnte2017 | Disposition | 2020-11-24 16:30 | Res-Iltg-dWatt-CFL | NonDEER | Scaled | BaseRatio | 0 | 0 | None |  | 0 |  | 1 | Res | Any | Lighting | InGen-CFL | Ltg_Lamp | CFLint_lamp | CFLscw-A(30w) | ILtg-CFL-Res | Res interior non-refl CFL base case, Total Watts = 1.56 x Msr Watts | Res interior non-refl CFL base case, Total Watts = 1.56 x Msr Watts | CFL Lamp: A-lamp, 30 Watts | CFLratio0156 | CFLratio0156 | CFLscw-A(30w) | Available |  |  |  | 2017ScrewInLampDisposition | ErRobNc |  |  |  | 2017Dispo-Res-InLtg | 2017-07-01 | 2018-06-30 | InEA_modVal |  |  |  |  | Standard | Remove expiry date per Commission Staff direction 2018ScrewInLampSavignsMethods-11Dec2017.pdf | 1 | 1 | 0 | Deemed Ex Ante Team |  | Remove expiry date per Commission Staff direction 2018ScrewInLampSavignsMethods-11Dec2017.pdf |  | Updated to indicate claim/filing status
1028 | R-In-CFLscw-A(32)-dWP18 | Residential Indoor General Lighting: CFL Lamp with integated Ballast replaces pre-existing standard lighting Wattage. Measure includes Code case. Impacts: CFL-based HOU (varies by BldgType) | ExAnte2017 | Disposition | 2020-11-24 16:30 | Res-Iltg-dWatt-CFL | NonDEER | Scaled | BaseRatio | 0 | 0 | None |  | 0 |  | 1 | Res | Any | Lighting | InGen-CFL | Ltg_Lamp | CFLint_lamp | CFLscw-A(32w) | ILtg-CFL-Res | Res interior non-refl CFL base case, Total Watts = 1.56 x Msr Watts | Res interior non-refl CFL base case, Total Watts = 1.56 x Msr Watts | CFL Lamp: A-lamp, 32 Watts | CFLratio0156 | CFLratio0156 | CFLscw-A(32w) | Available |  |  |  | 2017ScrewInLampDisposition | ErRobNc |  |  |  | 2017Dispo-Res-InLtg | 2017-07-01 | 2018-06-30 | InEA_modVal |  |  |  |  | Standard | Remove expiry date per Commission Staff direction 2018ScrewInLampSavignsMethods-11Dec2017.pdf | 1 | 1 | 0 | Deemed Ex Ante Team |  | Remove expiry date per Commission Staff direction 2018ScrewInLampSavignsMethods-11Dec2017.pdf |  | Updated to indicate claim/filing status
1029 | R-In-CFLscw-A(40)-dWP22 | Residential Indoor General Lighting: CFL Lamp with integated Ballast replaces pre-existing standard lighting Wattage. Measure includes Code case. Impacts: CFL-based HOU (varies by BldgType) | ExAnte2017 | Disposition | 2020-11-24 16:30 | Res-Iltg-dWatt-CFL | NonDEER | Scaled | BaseRatio | 0 | 0 | None |  | 0 |  | 1 | Res | Any | Lighting | InGen-CFL | Ltg_Lamp | CFLint_lamp | CFLscw-A(40w) | ILtg-CFL-Res | Res interior non-refl CFL base case, Total Watts = 1.56 x Msr Watts | Res interior non-refl CFL base case, Total Watts = 1.56 x Msr Watts | CFL Lamp: A-lamp, 40 Watts | CFLratio0156 | CFLratio0156 | CFLscw-A(40w) | Available |  |  |  | 2017ScrewInLampDisposition | ErRobNc |  |  |  | 2017Dispo-Res-InLtg | 2017-07-01 | 2018-06-30 | InEA_modVal |  |  |  |  | Standard | Remove expiry date per Commission Staff direction 2018ScrewInLampSavignsMethods-11Dec2017.pdf | 1 | 1 | 0 | Deemed Ex Ante Team |  | Remove expiry date per Commission Staff direction 2018ScrewInLampSavignsMethods-11Dec2017.pdf |  | Updated to indicate claim/filing status
1030 | R-In-CFLscw-A(42)-dWP24 | Residential Indoor General Lighting: CFL Lamp with integated Ballast replaces pre-existing standard lighting Wattage. Measure includes Code case. Impacts: CFL-based HOU (varies by BldgType) | ExAnte2017 | Disposition | 2020-11-24 16:30 | Res-Iltg-dWatt-CFL | NonDEER | Scaled | BaseRatio | 0 | 0 | None |  | 0 |  | 1 | Res | Any | Lighting | InGen-CFL | Ltg_Lamp | CFLint_lamp | CFLscw-A(42w) | ILtg-CFL-Res | Res interior non-refl CFL base case, Total Watts = 1.56 x Msr Watts | Res interior non-refl CFL base case, Total Watts = 1.56 x Msr Watts | CFL Lamp: A-lamp, 42 Watts | CFLratio0156 | CFLratio0156 | CFLscw-A(42w) | Available |  |  |  | 2017ScrewInLampDisposition | ErRobNc |  |  |  | 2017Dispo-Res-InLtg | 2017-07-01 | 2018-06-30 | InEA_modVal |  |  |  |  | Standard | Remove expiry date per Commission Staff direction 2018ScrewInLampSavignsMethods-11Dec2017.pdf | 1 | 1 | 0 | Deemed Ex Ante Team |  | Remove expiry date per Commission Staff direction 2018ScrewInLampSavignsMethods-11Dec2017.pdf |  | Updated to indicate claim/filing status
1031 | R-In-CFLscw-A(45)-dWP25 | Residential Indoor General Lighting: CFL Lamp with integated Ballast replaces pre-existing standard lighting Wattage. Measure includes Code case. Impacts: CFL-based HOU (varies by BldgType) | ExAnte2017 | Disposition | 2020-11-24 16:30 | Res-Iltg-dWatt-CFL | NonDEER | Scaled | BaseRatio | 0 | 0 | None |  | 0 |  | 1 | Res | Any | Lighting | InGen-CFL | Ltg_Lamp | CFLint_lamp | CFLscw-A(45w) | ILtg-CFL-Res | Res interior non-refl CFL base case, Total Watts = 1.56 x Msr Watts | Res interior non-refl CFL base case, Total Watts = 1.56 x Msr Watts | CFL Lamp: A-lamp, 45 Watts | CFLratio0156 | CFLratio0156 | CFLscw-A(45w) | Available |  |  |  | 2017ScrewInLampDisposition | ErRobNc |  |  |  | 2017Dispo-Res-InLtg | 2017-07-01 | 2018-06-30 | InEA_modVal |  |  |  |  | Standard | Remove expiry date per Commission Staff direction 2018ScrewInLampSavignsMethods-11Dec2017.pdf | 1 | 1 | 0 | Deemed Ex Ante Team |  | Remove expiry date per Commission Staff direction 2018ScrewInLampSavignsMethods-11Dec2017.pdf |  | Updated to indicate claim/filing status
1032 | R-In-CFLscw-A(55)-dWP31 | Residential Indoor General Lighting: CFL Lamp with integated Ballast replaces pre-existing standard lighting Wattage. Measure includes Code case. Impacts: CFL-based HOU (varies by BldgType) | ExAnte2017 | Disposition | 2020-11-24 16:30 | Res-Iltg-dWatt-CFL | NonDEER | Scaled | BaseRatio | 0 | 0 | None |  | 0 |  | 1 | Res | Any | Lighting | InGen-CFL | Ltg_Lamp | CFLint_lamp | CFLscw-A(55w) | ILtg-CFL-Res | Res interior non-refl CFL base case, Total Watts = 1.56 x Msr Watts | Res interior non-refl CFL base case, Total Watts = 1.56 x Msr Watts | CFL Lamp: A-lamp, 55 Watts | CFLratio0156 | CFLratio0156 | CFLscw-A(55w) | Available |  |  |  | 2017ScrewInLampDisposition | ErRobNc |  |  |  | 2017Dispo-Res-InLtg | 2017-07-01 | 2018-06-30 | InEA_modVal |  |  |  |  | Standard | Remove expiry date per Commission Staff direction 2018ScrewInLampSavignsMethods-11Dec2017.pdf | 1 | 1 | 0 | Deemed Ex Ante Team |  | Remove expiry date per Commission Staff direction 2018ScrewInLampSavignsMethods-11Dec2017.pdf |  | Updated to indicate claim/filing status
1033 | R-In-CFLscw-A(7)-dWP4 | Residential Indoor General Lighting: CFL Lamp with integated Ballast replaces pre-existing standard lighting Wattage. Measure includes Code case. Impacts: CFL-based HOU (varies by BldgType) | ExAnte2017 | Disposition | 2020-11-24 16:30 | Res-Iltg-dWatt-CFL | NonDEER | Scaled | BaseRatio | 0 | 0 | None |  | 0 |  | 1 | Res | Any | Lighting | InGen-CFL | Ltg_Lamp | CFLint_lamp | CFLscw-A(7w) | ILtg-CFL-Res | Res interior non-refl CFL base case, Total Watts = 1.56 x Msr Watts | Res interior non-refl CFL base case, Total Watts = 1.56 x Msr Watts | CFL Lamp: A-lamp, 7 Watts | CFLratio0156 | CFLratio0156 | CFLscw-A(7w) | Available |  |  |  | 2017ScrewInLampDisposition | ErRobNc |  |  |  | 2017Dispo-Res-InLtg | 2017-07-01 | 2018-06-30 | InEA_modVal |  |  |  |  | Standard | Remove expiry date per Commission Staff direction 2018ScrewInLampSavignsMethods-11Dec2017.pdf | 1 | 1 | 0 | Deemed Ex Ante Team |  | Remove expiry date per Commission Staff direction 2018ScrewInLampSavignsMethods-11Dec2017.pdf |  | Updated to indicate claim/filing status
1034 | R-In-CFLscw-A(8)-dWP4 | Residential Indoor General Lighting: CFL Lamp with integated Ballast replaces pre-existing standard lighting Wattage. Measure includes Code case. Impacts: CFL-based HOU (varies by BldgType) | ExAnte2017 | Disposition | 2020-11-24 16:30 | Res-Iltg-dWatt-CFL | NonDEER | Scaled | BaseRatio | 0 | 0 | None |  | 0 |  | 1 | Res | Any | Lighting | InGen-CFL | Ltg_Lamp | CFLint_lamp | CFLscw-A(8w) | ILtg-CFL-Res | Res interior non-refl CFL base case, Total Watts = 1.56 x Msr Watts | Res interior non-refl CFL base case, Total Watts = 1.56 x Msr Watts | CFL Lamp: A-lamp, 8 Watts | CFLratio0156 | CFLratio0156 | CFLscw-A(8w) | Available |  |  |  | 2017ScrewInLampDisposition | ErRobNc |  |  |  | 2017Dispo-Res-InLtg | 2017-07-01 | 2018-06-30 | InEA_modVal |  |  |  |  | Standard | Remove expiry date per Commission Staff direction 2018ScrewInLampSavignsMethods-11Dec2017.pdf | 1 | 1 | 0 | Deemed Ex Ante Team |  | Remove expiry date per Commission Staff direction 2018ScrewInLampSavignsMethods-11Dec2017.pdf |  | Updated to indicate claim/filing status
1035 | R-In-CFLscw-A(9)-dWP5 | Residential Indoor General Lighting: CFL Lamp with integated Ballast replaces pre-existing standard lighting Wattage. Measure includes Code case. Impacts: CFL-based HOU (varies by BldgType) | ExAnte2017 | Disposition | 2020-11-24 16:30 | Res-Iltg-dWatt-CFL | NonDEER | Scaled | BaseRatio | 0 | 0 | None |  | 0 |  | 1 | Res | Any | Lighting | InGen-CFL | Ltg_Lamp | CFLint_lamp | CFLscw-A(9w) | ILtg-CFL-Res | Res interior non-refl CFL base case, Total Watts = 1.56 x Msr Watts | Res interior non-refl CFL base case, Total Watts = 1.56 x Msr Watts | CFL Lamp: A-lamp, 9 Watts | CFLratio0156 | CFLratio0156 | CFLscw-A(9w) | Available |  |  |  | 2017ScrewInLampDisposition | ErRobNc |  |  |  | 2017Dispo-Res-InLtg | 2017-07-01 | 2018-06-30 | InEA_modVal |  |  |  |  | Standard | Remove expiry date per Commission Staff direction 2018ScrewInLampSavignsMethods-11Dec2017.pdf | 1 | 1 | 0 | Deemed Ex Ante Team |  | Remove expiry date per Commission Staff direction 2018ScrewInLampSavignsMethods-11Dec2017.pdf |  | Updated to indicate claim/filing status
1036 | R-In-CFLscw-Circ9(22)-dWP12 | Residential Indoor General Lighting: CFL Lamp with integated Ballast replaces pre-existing standard lighting Wattage. Measure includes Code case. Impacts: CFL-based HOU (varies by BldgType) | ExAnte2017 | Disposition | 2020-11-24 16:30 | Res-Iltg-dWatt-CFL | NonDEER | Scaled | BaseRatio | 0 | 0 | None |  | 0 |  | 1 | Res | Any | Lighting | InGen-CFL | Ltg_Lamp | CFLint_lamp |  | ILtg-CFL-Res | Res interior non-refl CFL base case, Total Watts = 1.56 x Msr Watts | Res interior non-refl CFL base case, Total Watts = 1.56 x Msr Watts | CFL Lamp: T-9 Circular Tube, 22 Watts | CFLratio0156 | CFLratio0156 | CFLscw-Circ9(22w) | Available |  |  |  | 2017ScrewInLampDisposition | ErRobNc |  |  |  | 2017Dispo-Res-InLtg | 2017-07-01 | 2018-06-30 | InEA_modVal |  |  |  |  | Standard | Revise expiry date to 60/30/2018 Commission Staff direction 2018ScrewInLampSavignsMethods-11Dec2017.pdf | 1 | 1 | 0 | Deemed Ex Ante Team |  | Revise expiry date to 60/30/2018 Commission Staff direction 2018ScrewInLampSavignsMethods-11Dec2017.pdf |  | Updated to indicate claim/filing status
1037 | R-In-CFLscw-Circ9(26)-dWP15 | Residential Indoor General Lighting: CFL Lamp with integated Ballast replaces pre-existing standard lighting Wattage. Measure includes Code case. Impacts: CFL-based HOU (varies by BldgType) | ExAnte2017 | Disposition | 2020-11-24 16:30 | Res-Iltg-dWatt-CFL | NonDEER | Scaled | BaseRatio | 0 | 0 | None |  | 0 |  | 1 | Res | Any | Lighting | InGen-CFL | Ltg_Lamp | CFLint_lamp |  | ILtg-CFL-Res | Res interior non-refl CFL base case, Total Watts = 1.56 x Msr Watts | Res interior non-refl CFL base case, Total Watts = 1.56 x Msr Watts | CFL Lamp: T-9 Circular Tube, 26 Watts | CFLratio0156 | CFLratio0156 | CFLscw-Circ9(26w) | Available |  |  |  | 2017ScrewInLampDisposition | ErRobNc |  |  |  | 2017Dispo-Res-InLtg | 2017-07-01 | 2018-06-30 | InEA_modVal |  |  |  |  | Standard | Revise expiry date to 60/30/2018 Commission Staff direction 2018ScrewInLampSavignsMethods-11Dec2017.pdf | 1 | 1 | 0 | Deemed Ex Ante Team |  | Revise expiry date to 60/30/2018 Commission Staff direction 2018ScrewInLampSavignsMethods-11Dec2017.pdf |  | Updated to indicate claim/filing status
1038 | R-In-CFLscw-Circ9(32)-dWP18 | Residential Indoor General Lighting: CFL Lamp with integated Ballast replaces pre-existing standard lighting Wattage. Measure includes Code case. Impacts: CFL-based HOU (varies by BldgType) | ExAnte2017 | Disposition | 2020-11-24 16:30 | Res-Iltg-dWatt-CFL | NonDEER | Scaled | BaseRatio | 0 | 0 | None |  | 0 |  | 1 | Res | Any | Lighting | InGen-CFL | Ltg_Lamp | CFLint_lamp |  | ILtg-CFL-Res | Res interior non-refl CFL base case, Total Watts = 1.56 x Msr Watts | Res interior non-refl CFL base case, Total Watts = 1.56 x Msr Watts | CFL Lamp: T-9 Circular Tube, 32 Watts | CFLratio0156 | CFLratio0156 | CFLscw-Circ9(32w) | Available |  |  |  | 2017ScrewInLampDisposition | ErRobNc |  |  |  | 2017Dispo-Res-InLtg | 2017-07-01 | 2018-06-30 | InEA_modVal |  |  |  |  | Standard | Revise expiry date to 60/30/2018 Commission Staff direction 2018ScrewInLampSavignsMethods-11Dec2017.pdf | 1 | 1 | 0 | Deemed Ex Ante Team |  | Revise expiry date to 60/30/2018 Commission Staff direction 2018ScrewInLampSavignsMethods-11Dec2017.pdf |  | Updated to indicate claim/filing status
1039 | R-In-CFLscw-Circ9(40)-dWP22 | Residential Indoor General Lighting: CFL Lamp with integated Ballast replaces pre-existing standard lighting Wattage. Measure includes Code case. Impacts: CFL-based HOU (varies by BldgType) | ExAnte2017 | Disposition | 2020-11-24 16:30 | Res-Iltg-dWatt-CFL | NonDEER | Scaled | BaseRatio | 0 | 0 | None |  | 0 |  | 1 | Res | Any | Lighting | InGen-CFL | Ltg_Lamp | CFLint_lamp |  | ILtg-CFL-Res | Res interior non-refl CFL base case, Total Watts = 1.56 x Msr Watts | Res interior non-refl CFL base case, Total Watts = 1.56 x Msr Watts | CFL Lamp: T-9 Circular Tube, 40 Watts | CFLratio0156 | CFLratio0156 | CFLscw-Circ9(40w) | Available |  |  |  | 2017ScrewInLampDisposition | ErRobNc |  |  |  | 2017Dispo-Res-InLtg | 2017-07-01 | 2018-06-30 | InEA_modVal |  |  |  |  | Standard | Revise expiry date to 60/30/2018 Commission Staff direction 2018ScrewInLampSavignsMethods-11Dec2017.pdf | 1 | 1 | 0 | Deemed Ex Ante Team |  | Revise expiry date to 60/30/2018 Commission Staff direction 2018ScrewInLampSavignsMethods-11Dec2017.pdf |  | Updated to indicate claim/filing status
1040 | R-In-CFLscw-Circ9(55)-dWP31 | Residential Indoor General Lighting: CFL Lamp with integated Ballast replaces pre-existing standard lighting Wattage. Measure includes Code case. Impacts: CFL-based HOU (varies by BldgType) | ExAnte2017 | Disposition | 2020-11-24 16:30 | Res-Iltg-dWatt-CFL | NonDEER | Scaled | BaseRatio | 0 | 0 | None |  | 0 |  | 1 | Res | Any | Lighting | InGen-CFL | Ltg_Lamp | CFLint_lamp |  | ILtg-CFL-Res | Res interior non-refl CFL base case, Total Watts = 1.56 x Msr Watts | Res interior non-refl CFL base case, Total Watts = 1.56 x Msr Watts | CFL Lamp: T-9 Circular Tube, 55 Watts | CFLratio0156 | CFLratio0156 | CFLscw-Circ9(55w) | Available |  |  |  | 2017ScrewInLampDisposition | ErRobNc |  |  |  | 2017Dispo-Res-InLtg | 2017-07-01 | 2018-06-30 | InEA_modVal |  |  |  |  | Standard | Revise expiry date to 60/30/2018 Commission Staff direction 2018ScrewInLampSavignsMethods-11Dec2017.pdf | 1 | 1 | 0 | Deemed Ex Ante Team |  | Revise expiry date to 60/30/2018 Commission Staff direction 2018ScrewInLampSavignsMethods-11Dec2017.pdf |  | Updated to indicate claim/filing status
1041 | R-In-CFLscw-Refl(10)-dWP7 | Residential Indoor General Lighting: CFL Lamp with integated Ballast replaces pre-existing standard lighting Wattage. Measure includes Code case. Impacts: CFL-based HOU (varies by BldgType) | ExAnte2017 | Disposition | 2020-11-24 16:30 | Res-Iltg-dWatt-CFL | NonDEER | Scaled | BaseRatio | 0 | 0 | None |  | 0 |  | 1 | Res | Any | Lighting | InGen-CFL | Ltg_Lamp | CFLint_lamp | CFLscw-Refl(10w) | ILtg-CFL-Res | Res interior reflector and Res exterior CFL base case, Total Watts = 1.74 x Msr Watts | Res interior reflector and Res exterior CFL base case, Total Watts = 1.74 x Msr Watts | CFL Lamp: Reflector, 10 Watts | CFLratio0174 | CFLratio0174 | CFLscw-Refl(10w) | Available |  |  |  | 2017ScrewInLampDisposition | ErRobNc |  |  |  | 2017Dispo-Res-InLtg | 2017-07-01 | 2018-06-30 | InEA_modVal |  |  |  |  | Standard | Revise expiry date to 60/30/2018 Commission Staff direction 2018ScrewInLampSavignsMethods-11Dec2017.pdf | 1 | 1 | 0 | Deemed Ex Ante Team |  | Revise expiry date to 60/30/2018 Commission Staff direction 2018ScrewInLampSavignsMethods-11Dec2017.pdf |  | Updated to indicate claim/filing status
1042 | R-In-CFLscw-Refl-1(15)-dWP11 | Residential Indoor General Lighting: CFL Lamp with integated Ballast replaces pre-existing standard lighting Wattage. Measure includes Code case. Impacts: CFL-based HOU (varies by BldgType) | ExAnte2017 | Disposition | 2020-11-24 16:30 | Res-Iltg-dWatt-CFL | NonDEER | Scaled | BaseRatio | 0 | 0 | None |  | 0 |  | 1 | Res | Any | Lighting | InGen-CFL | Ltg_Lamp | CFLint_lamp | CFLscw-Refl-1(15w) | ILtg-CFL-Res | Res interior reflector and Res exterior CFL base case, Total Watts = 1.74 x Msr Watts | Res interior reflector and Res exterior CFL base case, Total Watts = 1.74 x Msr Watts | CFL Lamp: Reflector, 565 initial lumens, 15 Watts | CFLratio0174 | CFLratio0174 | CFLscw-Refl-1(15w) | Available |  |  |  | 2017ScrewInLampDisposition | ErRobNc |  |  |  | 2017Dispo-Res-InLtg | 2017-07-01 | 2018-06-30 | InEA_modVal |  |  |  |  | Standard | Revise expiry date to 60/30/2018 Commission Staff direction 2018ScrewInLampSavignsMethods-11Dec2017.pdf | 1 | 1 | 0 | Deemed Ex Ante Team |  | Revise expiry date to 60/30/2018 Commission Staff direction 2018ScrewInLampSavignsMethods-11Dec2017.pdf |  | Updated to indicate claim/filing status
1043 | R-In-CFLscw-Refl(11)-dWP8 | Residential Indoor General Lighting: CFL Lamp with integated Ballast replaces pre-existing standard lighting Wattage. Measure includes Code case. Impacts: CFL-based HOU (varies by BldgType) | ExAnte2017 | Disposition | 2020-11-24 16:30 | Res-Iltg-dWatt-CFL | NonDEER | Scaled | BaseRatio | 0 | 0 | None |  | 0 |  | 1 | Res | Any | Lighting | InGen-CFL | Ltg_Lamp | CFLint_lamp | CFLscw-Refl(11w) | ILtg-CFL-Res | Res interior reflector and Res exterior CFL base case, Total Watts = 1.74 x Msr Watts | Res interior reflector and Res exterior CFL base case, Total Watts = 1.74 x Msr Watts | CFL Lamp: Reflector, 11 Watts | CFLratio0174 | CFLratio0174 | CFLscw-Refl(11w) | Available |  |  |  | 2017ScrewInLampDisposition | ErRobNc |  |  |  | 2017Dispo-Res-InLtg | 2017-07-01 | 2018-06-30 | InEA_modVal |  |  |  |  | Standard | Revise expiry date to 60/30/2018 Commission Staff direction 2018ScrewInLampSavignsMethods-11Dec2017.pdf | 1 | 1 | 0 | Deemed Ex Ante Team |  | Revise expiry date to 60/30/2018 Commission Staff direction 2018ScrewInLampSavignsMethods-11Dec2017.pdf |  | Updated to indicate claim/filing status
1044 | R-In-CFLscw-Refl-1(23)-dWP17 | Residential Indoor General Lighting: CFL Lamp with integated Ballast replaces pre-existing standard lighting Wattage. Measure includes Code case. Impacts: CFL-based HOU (varies by BldgType) | ExAnte2017 | Disposition | 2020-11-24 16:30 | Res-Iltg-dWatt-CFL | NonDEER | Scaled | BaseRatio | 0 | 0 | None |  | 0 |  | 1 | Res | Any | Lighting | InGen-CFL | Ltg_Lamp | CFLint_lamp | CFLscw-Refl-1(23w) | ILtg-CFL-Res | Res interior reflector and Res exterior CFL base case, Total Watts = 1.74 x Msr Watts | Res interior reflector and Res exterior CFL base case, Total Watts = 1.74 x Msr Watts | CFL Lamp: Reflector, 880 initial lumens, 23 Watts | CFLratio0174 | CFLratio0174 | CFLscw-Refl-1(23w) | Available |  |  |  | 2017ScrewInLampDisposition | ErRobNc |  |  |  | 2017Dispo-Res-InLtg | 2017-07-01 | 2018-06-30 | InEA_modVal |  |  |  |  | Standard | Revise expiry date to 60/30/2018 Commission Staff direction 2018ScrewInLampSavignsMethods-11Dec2017.pdf | 1 | 1 | 0 | Deemed Ex Ante Team |  | Revise expiry date to 60/30/2018 Commission Staff direction 2018ScrewInLampSavignsMethods-11Dec2017.pdf |  | Updated to indicate claim/filing status
1045 | R-In-CFLscw-Refl(12)-dWP9 | Residential Indoor General Lighting: CFL Lamp with integated Ballast replaces pre-existing standard lighting Wattage. Measure includes Code case. Impacts: CFL-based HOU (varies by BldgType) | ExAnte2017 | Disposition | 2020-11-24 16:30 | Res-Iltg-dWatt-CFL | NonDEER | Scaled | BaseRatio | 0 | 0 | None |  | 0 |  | 1 | Res | Any | Lighting | InGen-CFL | Ltg_Lamp | CFLint_lamp | CFLscw-Refl(12w) | ILtg-CFL-Res | Res interior reflector and Res exterior CFL base case, Total Watts = 1.74 x Msr Watts | Res interior reflector and Res exterior CFL base case, Total Watts = 1.74 x Msr Watts | CFL Lamp: Reflector, 12 Watts | CFLratio0174 | CFLratio0174 | CFLscw-Refl(12w) | Available |  |  |  | 2017ScrewInLampDisposition | ErRobNc |  |  |  | 2017Dispo-Res-InLtg | 2017-07-01 | 2018-06-30 | InEA_modVal |  |  |  |  | Standard | Revise expiry date to 60/30/2018 Commission Staff direction 2018ScrewInLampSavignsMethods-11Dec2017.pdf | 1 | 1 | 0 | Deemed Ex Ante Team |  | Revise expiry date to 60/30/2018 Commission Staff direction 2018ScrewInLampSavignsMethods-11Dec2017.pdf |  | Updated to indicate claim/filing status
1046 | R-In-CFLscw-Refl(13)-dWP10 | Residential Indoor General Lighting: CFL Lamp with integated Ballast replaces pre-existing standard lighting Wattage. Measure includes Code case. Impacts: CFL-based HOU (varies by BldgType) | ExAnte2017 | Disposition | 2020-11-24 16:30 | Res-Iltg-dWatt-CFL | NonDEER | Scaled | BaseRatio | 0 | 0 | None |  | 0 |  | 1 | Res | Any | Lighting | InGen-CFL | Ltg_Lamp | CFLint_lamp | CFLscw-Refl(13w) | ILtg-CFL-Res | Res interior reflector and Res exterior CFL base case, Total Watts = 1.74 x Msr Watts | Res interior reflector and Res exterior CFL base case, Total Watts = 1.74 x Msr Watts | CFL Lamp: Reflector, 13 Watts | CFLratio0174 | CFLratio0174 | CFLscw-Refl(13w) | Available |  |  |  | 2017ScrewInLampDisposition | ErRobNc |  |  |  | 2017Dispo-Res-InLtg | 2017-07-01 | 2018-06-30 | InEA_modVal |  |  |  |  | Standard | Revise expiry date to 60/30/2018 Commission Staff direction 2018ScrewInLampSavignsMethods-11Dec2017.pdf | 1 | 1 | 0 | Deemed Ex Ante Team |  | Revise expiry date to 60/30/2018 Commission Staff direction 2018ScrewInLampSavignsMethods-11Dec2017.pdf |  | Updated to indicate claim/filing status
1047 | R-In-CFLscw-Refl(14)-dWP10 | Residential Indoor General Lighting: CFL Lamp with integated Ballast replaces pre-existing standard lighting Wattage. Measure includes Code case. Impacts: CFL-based HOU (varies by BldgType) | ExAnte2017 | Disposition | 2020-11-24 16:30 | Res-Iltg-dWatt-CFL | NonDEER | Scaled | BaseRatio | 0 | 0 | None |  | 0 |  | 1 | Res | Any | Lighting | InGen-CFL | Ltg_Lamp | CFLint_lamp | CFLscw-Refl(14w) | ILtg-CFL-Res | Res interior reflector and Res exterior CFL base case, Total Watts = 1.74 x Msr Watts | Res interior reflector and Res exterior CFL base case, Total Watts = 1.74 x Msr Watts | CFL Lamp: Reflector, 14 Watts | CFLratio0174 | CFLratio0174 | CFLscw-Refl(14w) | Available |  |  |  | 2017ScrewInLampDisposition | ErRobNc |  |  |  | 2017Dispo-Res-InLtg | 2017-07-01 | 2018-06-30 | InEA_modVal |  |  |  |  | Standard | Revise expiry date to 60/30/2018 Commission Staff direction 2018ScrewInLampSavignsMethods-11Dec2017.pdf | 1 | 1 | 0 | Deemed Ex Ante Team |  | Revise expiry date to 60/30/2018 Commission Staff direction 2018ScrewInLampSavignsMethods-11Dec2017.pdf |  | Updated to indicate claim/filing status
1048 | R-In-CFLscw-Refl(16)-dWP12 | Residential Indoor General Lighting: CFL Lamp with integated Ballast replaces pre-existing standard lighting Wattage. Measure includes Code case. Impacts: CFL-based HOU (varies by BldgType) | ExAnte2017 | Disposition | 2020-11-24 16:30 | Res-Iltg-dWatt-CFL | NonDEER | Scaled | BaseRatio | 0 | 0 | None |  | 0 |  | 1 | Res | Any | Lighting | InGen-CFL | Ltg_Lamp | CFLint_lamp | CFLscw-Refl(16w) | ILtg-CFL-Res | Res interior reflector and Res exterior CFL base case, Total Watts = 1.74 x Msr Watts | Res interior reflector and Res exterior CFL base case, Total Watts = 1.74 x Msr Watts | CFL Lamp: Reflector, 604 initial lumens, 16 Watts | CFLratio0174 | CFLratio0174 | CFLscw-Refl(16w) | Available |  |  |  | 2017ScrewInLampDisposition | ErRobNc |  |  |  | 2017Dispo-Res-InLtg | 2017-07-01 | 2018-06-30 | InEA_modVal |  |  |  |  | Standard | Revise expiry date to 60/30/2018 Commission Staff direction 2018ScrewInLampSavignsMethods-11Dec2017.pdf | 1 | 1 | 0 | Deemed Ex Ante Team |  | Revise expiry date to 60/30/2018 Commission Staff direction 2018ScrewInLampSavignsMethods-11Dec2017.pdf |  | Updated to indicate claim/filing status
1049 | R-In-CFLscw-Refl(17)-dWP13 | Residential Indoor General Lighting: CFL Lamp with integated Ballast replaces pre-existing standard lighting Wattage. Measure includes Code case. Impacts: CFL-based HOU (varies by BldgType) | ExAnte2017 | Disposition | 2020-11-24 16:30 | Res-Iltg-dWatt-CFL | NonDEER | Scaled | BaseRatio | 0 | 0 | None |  | 0 |  | 1 | Res | Any | Lighting | InGen-CFL | Ltg_Lamp | CFLint_lamp | CFLscw-Refl(17w) | ILtg-CFL-Res | Res interior reflector and Res exterior CFL base case, Total Watts = 1.74 x Msr Watts | Res interior reflector and Res exterior CFL base case, Total Watts = 1.74 x Msr Watts | CFL Lamp: Reflector, 644 initial lumens, 17 Watts | CFLratio0174 | CFLratio0174 | CFLscw-Refl(17w) | Available |  |  |  | 2017ScrewInLampDisposition | ErRobNc |  |  |  | 2017Dispo-Res-InLtg | 2017-07-01 | 2018-06-30 | InEA_modVal |  |  |  |  | Standard | Revise expiry date to 60/30/2018 Commission Staff direction 2018ScrewInLampSavignsMethods-11Dec2017.pdf | 1 | 1 | 0 | Deemed Ex Ante Team |  | Revise expiry date to 60/30/2018 Commission Staff direction 2018ScrewInLampSavignsMethods-11Dec2017.pdf |  | Updated to indicate claim/filing status
1050 | R-In-CFLscw-Refl(18)-dWP13 | Residential Indoor General Lighting: CFL Lamp with integated Ballast replaces pre-existing standard lighting Wattage. Measure includes Code case. Impacts: CFL-based HOU (varies by BldgType) | ExAnte2017 | Disposition | 2020-11-24 16:30 | Res-Iltg-dWatt-CFL | NonDEER | Scaled | BaseRatio | 0 | 0 | None |  | 0 |  | 1 | Res | Any | Lighting | InGen-CFL | Ltg_Lamp | CFLint_lamp | CFLscw-Refl(18w) | ILtg-CFL-Res | Res interior reflector and Res exterior CFL base case, Total Watts = 1.74 x Msr Watts | Res interior reflector and Res exterior CFL base case, Total Watts = 1.74 x Msr Watts | CFL Lamp: Reflector, 683 initial lumens, 18 Watts | CFLratio0174 | CFLratio0174 | CFLscw-Refl(18w) | Available |  |  |  | 2017ScrewInLampDisposition | ErRobNc |  |  |  | 2017Dispo-Res-InLtg | 2017-07-01 | 2018-06-30 | InEA_modVal |  |  |  |  | Standard | Revise expiry date to 60/30/2018 Commission Staff direction 2018ScrewInLampSavignsMethods-11Dec2017.pdf | 1 | 1 | 0 | Deemed Ex Ante Team |  | Revise expiry date to 60/30/2018 Commission Staff direction 2018ScrewInLampSavignsMethods-11Dec2017.pdf |  | Updated to indicate claim/filing status
1051 | R-In-CFLscw-Refl(19)-dWP14 | Residential Indoor General Lighting: CFL Lamp with integated Ballast replaces pre-existing standard lighting Wattage. Measure includes Code case. Impacts: CFL-based HOU (varies by BldgType) | ExAnte2017 | Disposition | 2020-11-24 16:30 | Res-Iltg-dWatt-CFL | NonDEER | Scaled | BaseRatio | 0 | 0 | None |  | 0 |  | 1 | Res | Any | Lighting | InGen-CFL | Ltg_Lamp | CFLint_lamp | CFLscw-Refl(19w) | ILtg-CFL-Res | Res interior reflector and Res exterior CFL base case, Total Watts = 1.74 x Msr Watts | Res interior reflector and Res exterior CFL base case, Total Watts = 1.74 x Msr Watts | CFL Lamp: Reflector, 723 initial lumens, 19 Watts | CFLratio0174 | CFLratio0174 | CFLscw-Refl(19w) | Available |  |  |  | 2017ScrewInLampDisposition | ErRobNc |  |  |  | 2017Dispo-Res-InLtg | 2017-07-01 | 2018-06-30 | InEA_modVal |  |  |  |  | Standard | Revise expiry date to 60/30/2018 Commission Staff direction 2018ScrewInLampSavignsMethods-11Dec2017.pdf | 1 | 1 | 0 | Deemed Ex Ante Team |  | Revise expiry date to 60/30/2018 Commission Staff direction 2018ScrewInLampSavignsMethods-11Dec2017.pdf |  | Updated to indicate claim/filing status
1052 | R-In-CFLscw-Refl(20)-dWP15 | Residential Indoor General Lighting: CFL Lamp with integated Ballast replaces pre-existing standard lighting Wattage. Measure includes Code case. Impacts: CFL-based HOU (varies by BldgType) | ExAnte2017 | Disposition | 2020-11-24 16:30 | Res-Iltg-dWatt-CFL | NonDEER | Scaled | BaseRatio | 0 | 0 | None |  | 0 |  | 1 | Res | Any | Lighting | InGen-CFL | Ltg_Lamp | CFLint_lamp | CFLscw-Refl(20w) | ILtg-CFL-Res | Res interior reflector and Res exterior CFL base case, Total Watts = 1.74 x Msr Watts | Res interior reflector and Res exterior CFL base case, Total Watts = 1.74 x Msr Watts | CFL Lamp: Reflector, 762 initial lumens, 20 Watts | CFLratio0174 | CFLratio0174 | CFLscw-Refl(20w) | Available |  |  |  | 2017ScrewInLampDisposition | ErRobNc |  |  |  | 2017Dispo-Res-InLtg | 2017-07-01 | 2018-06-30 | InEA_modVal |  |  |  |  | Standard | Revise expiry date to 60/30/2018 Commission Staff direction 2018ScrewInLampSavignsMethods-11Dec2017.pdf | 1 | 1 | 0 | Deemed Ex Ante Team |  | Revise expiry date to 60/30/2018 Commission Staff direction 2018ScrewInLampSavignsMethods-11Dec2017.pdf |  | Updated to indicate claim/filing status
1053 | R-In-CFLscw-Refl(21)-dWP16 | Residential Indoor General Lighting: CFL Lamp with integated Ballast replaces pre-existing standard lighting Wattage. Measure includes Code case. Impacts: CFL-based HOU (varies by BldgType) | ExAnte2017 | Disposition | 2020-11-24 16:30 | Res-Iltg-dWatt-CFL | NonDEER | Scaled | BaseRatio | 0 | 0 | None |  | 0 |  | 1 | Res | Any | Lighting | InGen-CFL | Ltg_Lamp | CFLint_lamp | CFLscw-Refl(21w) | ILtg-CFL-Res | Res interior reflector and Res exterior CFL base case, Total Watts = 1.74 x Msr Watts | Res interior reflector and Res exterior CFL base case, Total Watts = 1.74 x Msr Watts | CFL Lamp: Reflector, 801 initial lumens, 21 Watts | CFLratio0174 | CFLratio0174 | CFLscw-Refl(21w) | Available |  |  |  | 2017ScrewInLampDisposition | ErRobNc |  |  |  | 2017Dispo-Res-InLtg | 2017-07-01 | 2018-06-30 | InEA_modVal |  |  |  |  | Standard | Revise expiry date to 60/30/2018 Commission Staff direction 2018ScrewInLampSavignsMethods-11Dec2017.pdf | 1 | 1 | 0 | Deemed Ex Ante Team |  | Revise expiry date to 60/30/2018 Commission Staff direction 2018ScrewInLampSavignsMethods-11Dec2017.pdf |  | Updated to indicate claim/filing status
1054 | R-In-CFLscw-Refl-2(23)-dWP17 | Residential Indoor General Lighting: CFL Lamp with integated Ballast replaces pre-existing standard lighting Wattage. Measure includes Code case. Impacts: CFL-based HOU (varies by BldgType) | ExAnte2017 | Disposition | 2020-11-24 16:30 | Res-Iltg-dWatt-CFL | NonDEER | Scaled | BaseRatio | 0 | 0 | None |  | 0 |  | 1 | Res | Any | Lighting | InGen-CFL | Ltg_Lamp | CFLint_lamp | CFLscw-Refl-2(23w) | ILtg-CFL-Res | Res interior reflector and Res exterior CFL base case, Total Watts = 1.74 x Msr Watts | Res interior reflector and Res exterior CFL base case, Total Watts = 1.74 x Msr Watts | CFL Lamp: Reflector, 900 initial lumens, 23 Watts | CFLratio0174 | CFLratio0174 | CFLscw-Refl-2(23w) | Available |  |  |  | 2017ScrewInLampDisposition | ErRobNc |  |  |  | 2017Dispo-Res-InLtg | 2017-07-01 | 2018-06-30 | InEA_modVal |  |  |  |  | Standard | Revise expiry date to 60/30/2018 Commission Staff direction 2018ScrewInLampSavignsMethods-11Dec2017.pdf | 1 | 1 | 0 | Deemed Ex Ante Team |  | Revise expiry date to 60/30/2018 Commission Staff direction 2018ScrewInLampSavignsMethods-11Dec2017.pdf |  | Updated to indicate claim/filing status
1055 | R-In-CFLscw-Refl(22)-dWP16 | Residential Indoor General Lighting: CFL Lamp with integated Ballast replaces pre-existing standard lighting Wattage. Measure includes Code case. Impacts: CFL-based HOU (varies by BldgType) | ExAnte2017 | Disposition | 2020-11-24 16:30 | Res-Iltg-dWatt-CFL | NonDEER | Scaled | BaseRatio | 0 | 0 | None |  | 0 |  | 1 | Res | Any | Lighting | InGen-CFL | Ltg_Lamp | CFLint_lamp | CFLscw-Refl(22w) | ILtg-CFL-Res | Res interior reflector and Res exterior CFL base case, Total Watts = 1.74 x Msr Watts | Res interior reflector and Res exterior CFL base case, Total Watts = 1.74 x Msr Watts | CFL Lamp: Reflector, 841 initial lumens, 22 Watts | CFLratio0174 | CFLratio0174 | CFLscw-Refl(22w) | Available |  |  |  | 2017ScrewInLampDisposition | ErRobNc |  |  |  | 2017Dispo-Res-InLtg | 2017-07-01 | 2018-06-30 | InEA_modVal |  |  |  |  | Standard | Revise expiry date to 60/30/2018 Commission Staff direction 2018ScrewInLampSavignsMethods-11Dec2017.pdf | 1 | 1 | 0 | Deemed Ex Ante Team |  | Revise expiry date to 60/30/2018 Commission Staff direction 2018ScrewInLampSavignsMethods-11Dec2017.pdf |  | Updated to indicate claim/filing status
1056 | R-In-CFLscw-Refl(24)-dWP18 | Residential Indoor General Lighting: CFL Lamp with integated Ballast replaces pre-existing standard lighting Wattage. Measure includes Code case. Impacts: CFL-based HOU (varies by BldgType) | ExAnte2017 | Disposition | 2020-11-24 16:30 | Res-Iltg-dWatt-CFL | NonDEER | Scaled | BaseRatio | 0 | 0 | None |  | 0 |  | 1 | Res | Any | Lighting | InGen-CFL | Ltg_Lamp | CFLint_lamp | CFLscw-Refl(24w) | ILtg-CFL-Res | Res interior reflector and Res exterior CFL base case, Total Watts = 1.74 x Msr Watts | Res interior reflector and Res exterior CFL base case, Total Watts = 1.74 x Msr Watts | CFL Lamp: Reflector, 925 initial lumens, 24 Watts | CFLratio0174 | CFLratio0174 | CFLscw-Refl(24w) | Available |  |  |  | 2017ScrewInLampDisposition | ErRobNc |  |  |  | 2017Dispo-Res-InLtg | 2017-07-01 | 2018-06-30 | InEA_modVal |  |  |  |  | Standard | Revise expiry date to 60/30/2018 Commission Staff direction 2018ScrewInLampSavignsMethods-11Dec2017.pdf | 1 | 1 | 0 | Deemed Ex Ante Team |  | Revise expiry date to 60/30/2018 Commission Staff direction 2018ScrewInLampSavignsMethods-11Dec2017.pdf |  | Updated to indicate claim/filing status
1057 | R-In-CFLscw-Refl(25)-dWP19 | Residential Indoor General Lighting: CFL Lamp with integated Ballast replaces pre-existing standard lighting Wattage. Measure includes Code case. Impacts: CFL-based HOU (varies by BldgType) | ExAnte2017 | Disposition | 2020-11-24 16:30 | Res-Iltg-dWatt-CFL | NonDEER | Scaled | BaseRatio | 0 | 0 | None |  | 0 |  | 1 | Res | Any | Lighting | InGen-CFL | Ltg_Lamp | CFLint_lamp | CFLscw-Refl(25w) | ILtg-CFL-Res | Res interior reflector and Res exterior CFL base case, Total Watts = 1.74 x Msr Watts | Res interior reflector and Res exterior CFL base case, Total Watts = 1.74 x Msr Watts | CFL Lamp: Reflector, 970 initial lumens, 25 Watts | CFLratio0174 | CFLratio0174 | CFLscw-Refl(25w) | Available |  |  |  | 2017ScrewInLampDisposition | ErRobNc |  |  |  | 2017Dispo-Res-InLtg | 2017-07-01 | 2018-06-30 | InEA_modVal |  |  |  |  | Standard | Revise expiry date to 60/30/2018 Commission Staff direction 2018ScrewInLampSavignsMethods-11Dec2017.pdf | 1 | 1 | 0 | Deemed Ex Ante Team |  | Revise expiry date to 60/30/2018 Commission Staff direction 2018ScrewInLampSavignsMethods-11Dec2017.pdf |  | Updated to indicate claim/filing status
1058 | R-In-CFLscw-Refl(26)-dWP19 | Residential Indoor General Lighting: CFL Lamp with integated Ballast replaces pre-existing standard lighting Wattage. Measure includes Code case. Impacts: CFL-based HOU (varies by BldgType) | ExAnte2017 | Disposition | 2020-11-24 16:30 | Res-Iltg-dWatt-CFL | NonDEER | Scaled | BaseRatio | 0 | 0 | None |  | 0 |  | 1 | Res | Any | Lighting | InGen-CFL | Ltg_Lamp | CFLint_lamp | CFLscw-Refl(26w) | ILtg-CFL-Res | Res interior reflector and Res exterior CFL base case, Total Watts = 1.74 x Msr Watts | Res interior reflector and Res exterior CFL base case, Total Watts = 1.74 x Msr Watts | CFL Lamp: Reflector, 26 Watts | CFLratio0174 | CFLratio0174 | CFLscw-Refl(26w) | Available |  |  |  | 2017ScrewInLampDisposition | ErRobNc |  |  |  | 2017Dispo-Res-InLtg | 2017-07-01 | 2018-06-30 | InEA_modVal |  |  |  |  | Standard | Revise expiry date to 60/30/2018 Commission Staff direction 2018ScrewInLampSavignsMethods-11Dec2017.pdf | 1 | 1 | 0 | Deemed Ex Ante Team |  | Revise expiry date to 60/30/2018 Commission Staff direction 2018ScrewInLampSavignsMethods-11Dec2017.pdf |  | Updated to indicate claim/filing status
1059 | R-In-CFLscw-Refl(27)-dWP20 | Residential Indoor General Lighting: CFL Lamp with integated Ballast replaces pre-existing standard lighting Wattage. Measure includes Code case. Impacts: CFL-based HOU (varies by BldgType) | ExAnte2017 | Disposition | 2020-11-24 16:30 | Res-Iltg-dWatt-CFL | NonDEER | Scaled | BaseRatio | 0 | 0 | None |  | 0 |  | 1 | Res | Any | Lighting | InGen-CFL | Ltg_Lamp | CFLint_lamp |  | ILtg-CFL-Res | Res interior reflector and Res exterior CFL base case, Total Watts = 1.74 x Msr Watts | Res interior reflector and Res exterior CFL base case, Total Watts = 1.74 x Msr Watts | CFL Lamp: Reflector, 27 Watts | CFLratio0174 | CFLratio0174 | CFLscw-Refl(27w) | Available |  |  |  | 2017ScrewInLampDisposition | ErRobNc |  |  |  | 2017Dispo-Res-InLtg | 2017-07-01 | 2018-06-30 | InEA_modVal |  |  |  |  | Standard | Revise expiry date to 60/30/2018 Commission Staff direction 2018ScrewInLampSavignsMethods-11Dec2017.pdf | 1 | 1 | 0 | Deemed Ex Ante Team |  | Revise expiry date to 60/30/2018 Commission Staff direction 2018ScrewInLampSavignsMethods-11Dec2017.pdf |  | Updated to indicate claim/filing status
1060 | R-In-CFLscw-Refl(28)-dWP21 | Residential Indoor General Lighting: CFL Lamp with integated Ballast replaces pre-existing standard lighting Wattage. Measure includes Code case. Impacts: CFL-based HOU (varies by BldgType) | ExAnte2017 | Disposition | 2020-11-24 16:30 | Res-Iltg-dWatt-CFL | NonDEER | Scaled | BaseRatio | 0 | 0 | None |  | 0 |  | 1 | Res | Any | Lighting | InGen-CFL | Ltg_Lamp | CFLint_lamp |  | ILtg-CFL-Res | Res interior reflector and Res exterior CFL base case, Total Watts = 1.74 x Msr Watts | Res interior reflector and Res exterior CFL base case, Total Watts = 1.74 x Msr Watts | CFL Lamp: Reflector, 28 Watts | CFLratio0174 | CFLratio0174 | CFLscw-Refl(28w) | Available |  |  |  | 2017ScrewInLampDisposition | ErRobNc |  |  |  | 2017Dispo-Res-InLtg | 2017-07-01 | 2018-06-30 | InEA_modVal |  |  |  |  | Standard | Revise expiry date to 60/30/2018 Commission Staff direction 2018ScrewInLampSavignsMethods-11Dec2017.pdf | 1 | 1 | 0 | Deemed Ex Ante Team |  | Revise expiry date to 60/30/2018 Commission Staff direction 2018ScrewInLampSavignsMethods-11Dec2017.pdf |  | Updated to indicate claim/filing status
1061 | R-In-CFLscw-Refl(29)-dWP21 | Residential Indoor General Lighting: CFL Lamp with integated Ballast replaces pre-existing standard lighting Wattage. Measure includes Code case. Impacts: CFL-based HOU (varies by BldgType) | ExAnte2017 | Disposition | 2020-11-24 16:30 | Res-Iltg-dWatt-CFL | NonDEER | Scaled | BaseRatio | 0 | 0 | None |  | 0 |  | 1 | Res | Any | Lighting | InGen-CFL | Ltg_Lamp | CFLint_lamp |  | ILtg-CFL-Res | Res interior reflector and Res exterior CFL base case, Total Watts = 1.74 x Msr Watts | Res interior reflector and Res exterior CFL base case, Total Watts = 1.74 x Msr Watts | CFL Lamp: Reflector, 29 Watts | CFLratio0174 | CFLratio0174 | CFLscw-Refl(29w) | Available |  |  |  | 2017ScrewInLampDisposition | ErRobNc |  |  |  | 2017Dispo-Res-InLtg | 2017-07-01 | 2018-06-30 | InEA_modVal |  |  |  |  | Standard | Revise expiry date to 60/30/2018 Commission Staff direction 2018ScrewInLampSavignsMethods-11Dec2017.pdf | 1 | 1 | 0 | Deemed Ex Ante Team |  | Revise expiry date to 60/30/2018 Commission Staff direction 2018ScrewInLampSavignsMethods-11Dec2017.pdf |  | Updated to indicate claim/filing status
1062 | R-In-CFLscw-Refl(30)-dWP22 | Residential Indoor General Lighting: CFL Lamp with integated Ballast replaces pre-existing standard lighting Wattage. Measure includes Code case. Impacts: CFL-based HOU (varies by BldgType) | ExAnte2017 | Disposition | 2020-11-24 16:30 | Res-Iltg-dWatt-CFL | NonDEER | Scaled | BaseRatio | 0 | 0 | None |  | 0 |  | 1 | Res | Any | Lighting | InGen-CFL | Ltg_Lamp | CFLint_lamp |  | ILtg-CFL-Res | Res interior reflector and Res exterior CFL base case, Total Watts = 1.74 x Msr Watts | Res interior reflector and Res exterior CFL base case, Total Watts = 1.74 x Msr Watts | CFL Lamp: Reflector, 30 Watts | CFLratio0174 | CFLratio0174 | CFLscw-Refl(30w) | Available |  |  |  | 2017ScrewInLampDisposition | ErRobNc |  |  |  | 2017Dispo-Res-InLtg | 2017-07-01 | 2018-06-30 | InEA_modVal |  |  |  |  | Standard | Revise expiry date to 60/30/2018 Commission Staff direction 2018ScrewInLampSavignsMethods-11Dec2017.pdf | 1 | 1 | 0 | Deemed Ex Ante Team |  | Revise expiry date to 60/30/2018 Commission Staff direction 2018ScrewInLampSavignsMethods-11Dec2017.pdf |  | Updated to indicate claim/filing status
1063 | R-In-CFLscw-Refl(32)-dWP24 | Residential Indoor General Lighting: CFL Lamp with integated Ballast replaces pre-existing standard lighting Wattage. Measure includes Code case. Impacts: CFL-based HOU (varies by BldgType) | ExAnte2017 | Disposition | 2020-11-24 16:30 | Res-Iltg-dWatt-CFL | NonDEER | Scaled | BaseRatio | 0 | 0 | None |  | 0 |  | 1 | Res | Any | Lighting | InGen-CFL | Ltg_Lamp | CFLint_lamp |  | ILtg-CFL-Res | Res interior reflector and Res exterior CFL base case, Total Watts = 1.74 x Msr Watts | Res interior reflector and Res exterior CFL base case, Total Watts = 1.74 x Msr Watts | CFL Lamp: Reflector, 32 Watts | CFLratio0174 | CFLratio0174 | CFLscw-Refl(32w) | Available |  |  |  | 2017ScrewInLampDisposition | ErRobNc |  |  |  | 2017Dispo-Res-InLtg | 2017-07-01 | 2018-06-30 | InEA_modVal |  |  |  |  | Standard | Revise expiry date to 60/30/2018 Commission Staff direction 2018ScrewInLampSavignsMethods-11Dec2017.pdf | 1 | 1 | 0 | Deemed Ex Ante Team |  | Revise expiry date to 60/30/2018 Commission Staff direction 2018ScrewInLampSavignsMethods-11Dec2017.pdf |  | Updated to indicate claim/filing status
1064 | R-In-CFLscw-Refl(3)-dWP2 | Residential Indoor General Lighting: CFL Lamp with integated Ballast replaces pre-existing standard lighting Wattage. Measure includes Code case. Impacts: CFL-based HOU (varies by BldgType) | ExAnte2017 | Disposition | 2020-11-24 16:30 | Res-Iltg-dWatt-CFL | NonDEER | Scaled | BaseRatio | 0 | 0 | None |  | 0 |  | 1 | Res | Any | Lighting | InGen-CFL | Ltg_Lamp | CFLint_lamp |  | ILtg-CFL-Res | Res interior reflector and Res exterior CFL base case, Total Watts = 1.74 x Msr Watts | Res interior reflector and Res exterior CFL base case, Total Watts = 1.74 x Msr Watts | CFL Lamp: Reflector, 3 Watts | CFLratio0174 | CFLratio0174 | CFLscw-Refl(3w) | Available |  |  |  | 2017ScrewInLampDisposition | ErRobNc |  |  |  | 2017Dispo-Res-InLtg | 2017-07-01 | 2018-06-30 | InEA_modVal |  |  |  |  | Standard | Revise expiry date to 60/30/2018 Commission Staff direction 2018ScrewInLampSavignsMethods-11Dec2017.pdf | 1 | 1 | 0 | Deemed Ex Ante Team |  | Revise expiry date to 60/30/2018 Commission Staff direction 2018ScrewInLampSavignsMethods-11Dec2017.pdf |  | Updated to indicate claim/filing status
1065 | R-In-CFLscw-Refl(40)-dWP30 | Residential Indoor General Lighting: CFL Lamp with integated Ballast replaces pre-existing standard lighting Wattage. Measure includes Code case. Impacts: CFL-based HOU (varies by BldgType) | ExAnte2017 | Disposition | 2020-11-24 16:30 | Res-Iltg-dWatt-CFL | NonDEER | Scaled | BaseRatio | 0 | 0 | None |  | 0 |  | 1 | Res | Any | Lighting | InGen-CFL | Ltg_Lamp | CFLint_lamp |  | ILtg-CFL-Res | Res interior reflector and Res exterior CFL base case, Total Watts = 1.74 x Msr Watts | Res interior reflector and Res exterior CFL base case, Total Watts = 1.74 x Msr Watts | CFL Lamp: Reflector, 40 Watts | CFLratio0174 | CFLratio0174 | CFLscw-Refl(40w) | Available |  |  |  | 2017ScrewInLampDisposition | ErRobNc |  |  |  | 2017Dispo-Res-InLtg | 2017-07-01 | 2018-06-30 | InEA_modVal |  |  |  |  | Standard | Revise expiry date to 60/30/2018 Commission Staff direction 2018ScrewInLampSavignsMethods-11Dec2017.pdf | 1 | 1 | 0 | Deemed Ex Ante Team |  | Revise expiry date to 60/30/2018 Commission Staff direction 2018ScrewInLampSavignsMethods-11Dec2017.pdf |  | Updated to indicate claim/filing status
1066 | R-In-CFLscw-Refl(42)-dWP31 | Residential Indoor General Lighting: CFL Lamp with integated Ballast replaces pre-existing standard lighting Wattage. Measure includes Code case. Impacts: CFL-based HOU (varies by BldgType) | ExAnte2017 | Disposition | 2020-11-24 16:30 | Res-Iltg-dWatt-CFL | NonDEER | Scaled | BaseRatio | 0 | 0 | None |  | 0 |  | 1 | Res | Any | Lighting | InGen-CFL | Ltg_Lamp | CFLint_lamp |  | ILtg-CFL-Res | Res interior reflector and Res exterior CFL base case, Total Watts = 1.74 x Msr Watts | Res interior reflector and Res exterior CFL base case, Total Watts = 1.74 x Msr Watts | CFL Lamp: Reflector, 42 Watts | CFLratio0174 | CFLratio0174 | CFLscw-Refl(42w) | Available |  |  |  | 2017ScrewInLampDisposition | ErRobNc |  |  |  | 2017Dispo-Res-InLtg | 2017-07-01 | 2018-06-30 | InEA_modVal |  |  |  |  | Standard | Revise expiry date to 60/30/2018 Commission Staff direction 2018ScrewInLampSavignsMethods-11Dec2017.pdf | 1 | 1 | 0 | Deemed Ex Ante Team |  | Revise expiry date to 60/30/2018 Commission Staff direction 2018ScrewInLampSavignsMethods-11Dec2017.pdf |  | Updated to indicate claim/filing status
1067 | R-In-CFLscw-Refl(45)-dWP33 | Residential Indoor General Lighting: CFL Lamp with integated Ballast replaces pre-existing standard lighting Wattage. Measure includes Code case. Impacts: CFL-based HOU (varies by BldgType) | ExAnte2017 | Disposition | 2020-11-24 16:30 | Res-Iltg-dWatt-CFL | NonDEER | Scaled | BaseRatio | 0 | 0 | None |  | 0 |  | 1 | Res | Any | Lighting | InGen-CFL | Ltg_Lamp | CFLint_lamp |  | ILtg-CFL-Res | Res interior reflector and Res exterior CFL base case, Total Watts = 1.74 x Msr Watts | Res interior reflector and Res exterior CFL base case, Total Watts = 1.74 x Msr Watts | CFL Lamp: Reflector, 45 Watts | CFLratio0174 | CFLratio0174 | CFLscw-Refl(45w) | Available |  |  |  | 2017ScrewInLampDisposition | ErRobNc |  |  |  | 2017Dispo-Res-InLtg | 2017-07-01 | 2018-06-30 | InEA_modVal |  |  |  |  | Standard | Revise expiry date to 60/30/2018 Commission Staff direction 2018ScrewInLampSavignsMethods-11Dec2017.pdf | 1 | 1 | 0 | Deemed Ex Ante Team |  | Revise expiry date to 60/30/2018 Commission Staff direction 2018ScrewInLampSavignsMethods-11Dec2017.pdf |  | Updated to indicate claim/filing status
1068 | R-In-CFLscw-Refl(4)-dWP3 | Residential Indoor General Lighting: CFL Lamp with integated Ballast replaces pre-existing standard lighting Wattage. Measure includes Code case. Impacts: CFL-based HOU (varies by BldgType) | ExAnte2017 | Disposition | 2020-11-24 16:30 | Res-Iltg-dWatt-CFL | NonDEER | Scaled | BaseRatio | 0 | 0 | None |  | 0 |  | 1 | Res | Any | Lighting | InGen-CFL | Ltg_Lamp | CFLint_lamp |  | ILtg-CFL-Res | Res interior reflector and Res exterior CFL base case, Total Watts = 1.74 x Msr Watts | Res interior reflector and Res exterior CFL base case, Total Watts = 1.74 x Msr Watts | CFL Lamp: Reflector, 4 Watts | CFLratio0174 | CFLratio0174 | CFLscw-Refl(4w) | Available |  |  |  | 2017ScrewInLampDisposition | ErRobNc |  |  |  | 2017Dispo-Res-InLtg | 2017-07-01 | 2018-06-30 | InEA_modVal |  |  |  |  | Standard | Revise expiry date to 60/30/2018 Commission Staff direction 2018ScrewInLampSavignsMethods-11Dec2017.pdf | 1 | 1 | 0 | Deemed Ex Ante Team |  | Revise expiry date to 60/30/2018 Commission Staff direction 2018ScrewInLampSavignsMethods-11Dec2017.pdf |  | Updated to indicate claim/filing status
1069 | R-In-CFLscw-Refl(55)-dWP41 | Residential Indoor General Lighting: CFL Lamp with integated Ballast replaces pre-existing standard lighting Wattage. Measure includes Code case. Impacts: CFL-based HOU (varies by BldgType) | ExAnte2017 | Disposition | 2020-11-24 16:30 | Res-Iltg-dWatt-CFL | NonDEER | Scaled | BaseRatio | 0 | 0 | None |  | 0 |  | 1 | Res | Any | Lighting | InGen-CFL | Ltg_Lamp | CFLint_lamp |  | ILtg-CFL-Res | Res interior reflector and Res exterior CFL base case, Total Watts = 1.74 x Msr Watts | Res interior reflector and Res exterior CFL base case, Total Watts = 1.74 x Msr Watts | CFL Lamp: Reflector, 55 Watts | CFLratio0174 | CFLratio0174 | CFLscw-Refl(55w) | Available |  |  |  | 2017ScrewInLampDisposition | ErRobNc |  |  |  | 2017Dispo-Res-InLtg | 2017-07-01 | 2018-06-30 | InEA_modVal |  |  |  |  | Standard | Revise expiry date to 60/30/2018 Commission Staff direction 2018ScrewInLampSavignsMethods-11Dec2017.pdf | 1 | 1 | 0 | Deemed Ex Ante Team |  | Revise expiry date to 60/30/2018 Commission Staff direction 2018ScrewInLampSavignsMethods-11Dec2017.pdf |  | Updated to indicate claim/filing status
1070 | R-In-CFLscw-Refl(5)-dWP4 | Residential Indoor General Lighting: CFL Lamp with integated Ballast replaces pre-existing standard lighting Wattage. Measure includes Code case. Impacts: CFL-based HOU (varies by BldgType) | ExAnte2017 | Disposition | 2020-11-24 16:30 | Res-Iltg-dWatt-CFL | NonDEER | Scaled | BaseRatio | 0 | 0 | None |  | 0 |  | 1 | Res | Any | Lighting | InGen-CFL | Ltg_Lamp | CFLint_lamp | CFLscw-Refl(5w) | ILtg-CFL-Res | Res interior reflector and Res exterior CFL base case, Total Watts = 1.74 x Msr Watts | Res interior reflector and Res exterior CFL base case, Total Watts = 1.74 x Msr Watts | CFL Lamp: Reflector, 5 Watts | CFLratio0174 | CFLratio0174 | CFLscw-Refl(5w) | Available |  |  |  | 2017ScrewInLampDisposition | ErRobNc |  |  |  | 2017Dispo-Res-InLtg | 2017-07-01 | 2018-06-30 | InEA_modVal |  |  |  |  | Standard | Revise expiry date to 60/30/2018 Commission Staff direction 2018ScrewInLampSavignsMethods-11Dec2017.pdf | 1 | 1 | 0 | Deemed Ex Ante Team |  | Revise expiry date to 60/30/2018 Commission Staff direction 2018ScrewInLampSavignsMethods-11Dec2017.pdf |  | Updated to indicate claim/filing status
1071 | R-In-CFLscw-Refl(6)-dWP4 | Residential Indoor General Lighting: CFL Lamp with integated Ballast replaces pre-existing standard lighting Wattage. Measure includes Code case. Impacts: CFL-based HOU (varies by BldgType) | ExAnte2017 | Disposition | 2020-11-24 16:30 | Res-Iltg-dWatt-CFL | NonDEER | Scaled | BaseRatio | 0 | 0 | None |  | 0 |  | 1 | Res | Any | Lighting | InGen-CFL | Ltg_Lamp | CFLint_lamp | CFLscw-Refl(6w) | ILtg-CFL-Res | Res interior reflector and Res exterior CFL base case, Total Watts = 1.74 x Msr Watts | Res interior reflector and Res exterior CFL base case, Total Watts = 1.74 x Msr Watts | CFL Lamp: Reflector, 6 Watts | CFLratio0174 | CFLratio0174 | CFLscw-Refl(6w) | Available |  |  |  | 2017ScrewInLampDisposition | ErRobNc |  |  |  | 2017Dispo-Res-InLtg | 2017-07-01 | 2018-06-30 | InEA_modVal |  |  |  |  | Standard | Revise expiry date to 60/30/2018 Commission Staff direction 2018ScrewInLampSavignsMethods-11Dec2017.pdf | 1 | 1 | 0 | Deemed Ex Ante Team |  | Revise expiry date to 60/30/2018 Commission Staff direction 2018ScrewInLampSavignsMethods-11Dec2017.pdf |  | Updated to indicate claim/filing status
1072 | R-In-CFLscw-Refl(7)-dWP5 | Residential Indoor General Lighting: CFL Lamp with integated Ballast replaces pre-existing standard lighting Wattage. Measure includes Code case. Impacts: CFL-based HOU (varies by BldgType) | ExAnte2017 | Disposition | 2020-11-24 16:30 | Res-Iltg-dWatt-CFL | NonDEER | Scaled | BaseRatio | 0 | 0 | None |  | 0 |  | 1 | Res | Any | Lighting | InGen-CFL | Ltg_Lamp | CFLint_lamp | CFLscw-Refl(7w) | ILtg-CFL-Res | Res interior reflector and Res exterior CFL base case, Total Watts = 1.74 x Msr Watts | Res interior reflector and Res exterior CFL base case, Total Watts = 1.74 x Msr Watts | CFL Lamp: Reflector, 7 Watts | CFLratio0174 | CFLratio0174 | CFLscw-Refl(7w) | Available |  |  |  | 2017ScrewInLampDisposition | ErRobNc |  |  |  | 2017Dispo-Res-InLtg | 2017-07-01 | 2018-06-30 | InEA_modVal |  |  |  |  | Standard | Revise expiry date to 60/30/2018 Commission Staff direction 2018ScrewInLampSavignsMethods-11Dec2017.pdf | 1 | 1 | 0 | Deemed Ex Ante Team |  | Revise expiry date to 60/30/2018 Commission Staff direction 2018ScrewInLampSavignsMethods-11Dec2017.pdf |  | Updated to indicate claim/filing status
1073 | R-In-CFLscw-Refl(8)-dWP6 | Residential Indoor General Lighting: CFL Lamp with integated Ballast replaces pre-existing standard lighting Wattage. Measure includes Code case. Impacts: CFL-based HOU (varies by BldgType) | ExAnte2017 | Disposition | 2020-11-24 16:30 | Res-Iltg-dWatt-CFL | NonDEER | Scaled | BaseRatio | 0 | 0 | None |  | 0 |  | 1 | Res | Any | Lighting | InGen-CFL | Ltg_Lamp | CFLint_lamp | CFLscw-Refl(8w) | ILtg-CFL-Res | Res interior reflector and Res exterior CFL base case, Total Watts = 1.74 x Msr Watts | Res interior reflector and Res exterior CFL base case, Total Watts = 1.74 x Msr Watts | CFL Lamp: Reflector, 8 Watts | CFLratio0174 | CFLratio0174 | CFLscw-Refl(8w) | Available |  |  |  | 2017ScrewInLampDisposition | ErRobNc |  |  |  | 2017Dispo-Res-InLtg | 2017-07-01 | 2018-06-30 | InEA_modVal |  |  |  |  | Standard | Revise expiry date to 60/30/2018 Commission Staff direction 2018ScrewInLampSavignsMethods-11Dec2017.pdf | 1 | 1 | 0 | Deemed Ex Ante Team |  | Revise expiry date to 60/30/2018 Commission Staff direction 2018ScrewInLampSavignsMethods-11Dec2017.pdf |  | Updated to indicate claim/filing status
1074 | R-In-CFLscw-Refl(9)-dWP7 | Residential Indoor General Lighting: CFL Lamp with integated Ballast replaces pre-existing standard lighting Wattage. Measure includes Code case. Impacts: CFL-based HOU (varies by BldgType) | ExAnte2017 | Disposition | 2020-11-24 16:30 | Res-Iltg-dWatt-CFL | NonDEER | Scaled | BaseRatio | 0 | 0 | None |  | 0 |  | 1 | Res | Any | Lighting | InGen-CFL | Ltg_Lamp | CFLint_lamp | CFLscw-Refl(9w) | ILtg-CFL-Res | Res interior reflector and Res exterior CFL base case, Total Watts = 1.74 x Msr Watts | Res interior reflector and Res exterior CFL base case, Total Watts = 1.74 x Msr Watts | CFL Lamp: Reflector, 9 Watts | CFLratio0174 | CFLratio0174 | CFLscw-Refl(9w) | Available |  |  |  | 2017ScrewInLampDisposition | ErRobNc |  |  |  | 2017Dispo-Res-InLtg | 2017-07-01 | 2018-06-30 | InEA_modVal |  |  |  |  | Standard | Revise expiry date to 60/30/2018 Commission Staff direction 2018ScrewInLampSavignsMethods-11Dec2017.pdf | 1 | 1 | 0 | Deemed Ex Ante Team |  | Revise expiry date to 60/30/2018 Commission Staff direction 2018ScrewInLampSavignsMethods-11Dec2017.pdf |  | Updated to indicate claim/filing status
1075 | R-OutCmn-CFLscw-Ext(11)-dWP8 | Residential Outdoor Common-Area Lighting: CFL Lamp with integated Ballast replaces pre-existing standard lighting Wattage. Measure includes Code case. Impacts: HOU = 3390; CDF = 0.09 | ExAnte2017 | Disposition | 2020-11-24 16:30 | Res-Oltg-Cmn-dWatt-CFL | NonDEER | Scaled | BaseRatio | 0 | 0 | None |  | 0 |  | 1 | Res | Any | Lighting | OutCommon | Ltg_Lamp | CFLint_lamp |  | OLtg-CFL-Cmn | Res interior reflector and Res exterior CFL base case, Total Watts = 1.74 x Msr Watts | Res interior reflector and Res exterior CFL base case, Total Watts = 1.74 x Msr Watts | CFL Lamp: Any Non-reflector, Exterior Rated, 11 Watts | CFLratio0174 | CFLratio0174 | CFLscw-Ext(11w) | Available |  |  |  | 2017ScrewInLampDisposition | ErRobNc |  |  |  | 2017Dispo-Res-OutLtg-Cmn | 2017-07-01 | 2018-06-30 | InEA_modVal |  |  |  |  | Standard | Remove expiry date per Commission Staff direction 2018ScrewInLampSavignsMethods-11Dec2017.pdf | 1 | 1 | 0 | Deemed Ex Ante Team |  | Remove expiry date per Commission Staff direction 2018ScrewInLampSavignsMethods-11Dec2017.pdf |  | Updated to indicate claim/filing status
1076 | R-OutCmn-CFLscw-Ext(13)-dWP10 | Residential Outdoor Common-Area Lighting: CFL Lamp with integated Ballast replaces pre-existing standard lighting Wattage. Measure includes Code case. Impacts: HOU = 3390; CDF = 0.09 | ExAnte2017 | Disposition | 2020-11-24 16:30 | Res-Oltg-Cmn-dWatt-CFL | NonDEER | Scaled | BaseRatio | 0 | 0 | None |  | 0 |  | 1 | Res | Any | Lighting | OutCommon | Ltg_Lamp | CFLint_lamp |  | OLtg-CFL-Cmn | Res interior reflector and Res exterior CFL base case, Total Watts = 1.74 x Msr Watts | Res interior reflector and Res exterior CFL base case, Total Watts = 1.74 x Msr Watts | CFL Lamp: Any Non-reflector, Exterior Rated, 13 Watts | CFLratio0174 | CFLratio0174 | CFLscw-Ext(13w) | Available |  |  |  | 2017ScrewInLampDisposition | ErRobNc |  |  |  | 2017Dispo-Res-OutLtg-Cmn | 2017-07-01 | 2018-06-30 | InEA_modVal |  |  |  |  | Standard | Remove expiry date per Commission Staff direction 2018ScrewInLampSavignsMethods-11Dec2017.pdf | 1 | 1 | 0 | Deemed Ex Ante Team |  | Remove expiry date per Commission Staff direction 2018ScrewInLampSavignsMethods-11Dec2017.pdf |  | Updated to indicate claim/filing status
1077 | R-OutCmn-CFLscw-Ext(14)-dWP10 | Residential Outdoor Common-Area Lighting: CFL Lamp with integated Ballast replaces pre-existing standard lighting Wattage. Measure includes Code case. Impacts: HOU = 3390; CDF = 0.09 | ExAnte2017 | Disposition | 2020-11-24 16:30 | Res-Oltg-Cmn-dWatt-CFL | NonDEER | Scaled | BaseRatio | 0 | 0 | None |  | 0 |  | 1 | Res | Any | Lighting | OutCommon | Ltg_Lamp | CFLint_lamp |  | OLtg-CFL-Cmn | Res interior reflector and Res exterior CFL base case, Total Watts = 1.74 x Msr Watts | Res interior reflector and Res exterior CFL base case, Total Watts = 1.74 x Msr Watts | CFL Lamp: Any Non-reflector, Exterior Rated, 14 Watts | CFLratio0174 | CFLratio0174 | CFLscw-Ext(14w) | Available |  |  |  | 2017ScrewInLampDisposition | ErRobNc |  |  |  | 2017Dispo-Res-OutLtg-Cmn | 2017-07-01 | 2018-06-30 | InEA_modVal |  |  |  |  | Standard | Remove expiry date per Commission Staff direction 2018ScrewInLampSavignsMethods-11Dec2017.pdf | 1 | 1 | 0 | Deemed Ex Ante Team |  | Remove expiry date per Commission Staff direction 2018ScrewInLampSavignsMethods-11Dec2017.pdf |  | Updated to indicate claim/filing status
1078 | R-OutCmn-CFLscw-Ext(15)-dWP11 | Residential Outdoor Common-Area Lighting: CFL Lamp with integated Ballast replaces pre-existing standard lighting Wattage. Measure includes Code case. Impacts: HOU = 3390; CDF = 0.09 | ExAnte2017 | Disposition | 2020-11-24 16:30 | Res-Oltg-Cmn-dWatt-CFL | NonDEER | Scaled | BaseRatio | 0 | 0 | None |  | 0 |  | 1 | Res | Any | Lighting | OutCommon | Ltg_Lamp | CFLint_lamp |  | OLtg-CFL-Cmn | Res interior reflector and Res exterior CFL base case, Total Watts = 1.74 x Msr Watts | Res interior reflector and Res exterior CFL base case, Total Watts = 1.74 x Msr Watts | CFL Lamp: Any Non-reflector, Exterior Rated, 15 Watts | CFLratio0174 | CFLratio0174 | CFLscw-Ext(15w) | Available |  |  |  | 2017ScrewInLampDisposition | ErRobNc |  |  |  | 2017Dispo-Res-OutLtg-Cmn | 2017-07-01 | 2018-06-30 | InEA_modVal |  |  |  |  | Standard | Remove expiry date per Commission Staff direction 2018ScrewInLampSavignsMethods-11Dec2017.pdf | 1 | 1 | 0 | Deemed Ex Ante Team |  | Remove expiry date per Commission Staff direction 2018ScrewInLampSavignsMethods-11Dec2017.pdf |  | Updated to indicate claim/filing status
1079 | R-OutCmn-CFLscw-Ext(18)-dWP13 | Residential Outdoor Common-Area Lighting: CFL Lamp with integated Ballast replaces pre-existing standard lighting Wattage. Measure includes Code case. Impacts: HOU = 3390; CDF = 0.09 | ExAnte2017 | Disposition | 2020-11-24 16:30 | Res-Oltg-Cmn-dWatt-CFL | NonDEER | Scaled | BaseRatio | 0 | 0 | None |  | 0 |  | 1 | Res | Any | Lighting | OutCommon | Ltg_Lamp | CFLint_lamp |  | OLtg-CFL-Cmn | Res interior reflector and Res exterior CFL base case, Total Watts = 1.74 x Msr Watts | Res interior reflector and Res exterior CFL base case, Total Watts = 1.74 x Msr Watts | CFL Lamp: Any Non-reflector, Exterior Rated, 18 Watts | CFLratio0174 | CFLratio0174 | CFLscw-Ext(18w) | Available |  |  |  | 2017ScrewInLampDisposition | ErRobNc |  |  |  | 2017Dispo-Res-OutLtg-Cmn | 2017-07-01 | 2018-06-30 | InEA_modVal |  |  |  |  | Standard | Remove expiry date per Commission Staff direction 2018ScrewInLampSavignsMethods-11Dec2017.pdf | 1 | 1 | 0 | Deemed Ex Ante Team |  | Remove expiry date per Commission Staff direction 2018ScrewInLampSavignsMethods-11Dec2017.pdf |  | Updated to indicate claim/filing status
1080 | R-OutCmn-CFLscw-Ext(19)-dWP14 | Residential Outdoor Common-Area Lighting: CFL Lamp with integated Ballast replaces pre-existing standard lighting Wattage. Measure includes Code case. Impacts: HOU = 3390; CDF = 0.09 | ExAnte2017 | Disposition | 2020-11-24 16:30 | Res-Oltg-Cmn-dWatt-CFL | NonDEER | Scaled | BaseRatio | 0 | 0 | None |  | 0 |  | 1 | Res | Any | Lighting | OutCommon | Ltg_Lamp | CFLint_lamp |  | OLtg-CFL-Cmn | Res interior reflector and Res exterior CFL base case, Total Watts = 1.74 x Msr Watts | Res interior reflector and Res exterior CFL base case, Total Watts = 1.74 x Msr Watts | CFL Lamp: Any Non-reflector, Exterior Rated, 19 Watts | CFLratio0174 | CFLratio0174 | CFLscw-Ext(19w) | Available |  |  |  | 2017ScrewInLampDisposition | ErRobNc |  |  |  | 2017Dispo-Res-OutLtg-Cmn | 2017-07-01 | 2018-06-30 | InEA_modVal |  |  |  |  | Standard | Remove expiry date per Commission Staff direction 2018ScrewInLampSavignsMethods-11Dec2017.pdf | 1 | 1 | 0 | Deemed Ex Ante Team |  | Remove expiry date per Commission Staff direction 2018ScrewInLampSavignsMethods-11Dec2017.pdf |  | Updated to indicate claim/filing status
1081 | R-OutCmn-CFLscw-Ext(20)-dWP15 | Residential Outdoor Common-Area Lighting: CFL Lamp with integated Ballast replaces pre-existing standard lighting Wattage. Measure includes Code case. Impacts: HOU = 3390; CDF = 0.09 | ExAnte2017 | Disposition | 2020-11-24 16:30 | Res-Oltg-Cmn-dWatt-CFL | NonDEER | Scaled | BaseRatio | 0 | 0 | None |  | 0 |  | 1 | Res | Any | Lighting | OutCommon | Ltg_Lamp | CFLint_lamp |  | OLtg-CFL-Cmn | Res interior reflector and Res exterior CFL base case, Total Watts = 1.74 x Msr Watts | Res interior reflector and Res exterior CFL base case, Total Watts = 1.74 x Msr Watts | CFL Lamp: Any Non-reflector, Exterior Rated, 20 Watts | CFLratio0174 | CFLratio0174 | CFLscw-Ext(20w) | Available |  |  |  | 2017ScrewInLampDisposition | ErRobNc |  |  |  | 2017Dispo-Res-OutLtg-Cmn | 2017-07-01 | 2018-06-30 | InEA_modVal |  |  |  |  | Standard | Remove expiry date per Commission Staff direction 2018ScrewInLampSavignsMethods-11Dec2017.pdf | 1 | 1 | 0 | Deemed Ex Ante Team |  | Remove expiry date per Commission Staff direction 2018ScrewInLampSavignsMethods-11Dec2017.pdf |  | Updated to indicate claim/filing status
1082 | R-OutCmn-CFLscw-Ext(22)-dWP16 | Residential Outdoor Common-Area Lighting: CFL Lamp with integated Ballast replaces pre-existing standard lighting Wattage. Measure includes Code case. Impacts: HOU = 3390; CDF = 0.09 | ExAnte2017 | Disposition | 2020-11-24 16:30 | Res-Oltg-Cmn-dWatt-CFL | NonDEER | Scaled | BaseRatio | 0 | 0 | None |  | 0 |  | 1 | Res | Any | Lighting | OutCommon | Ltg_Lamp | CFLint_lamp |  | OLtg-CFL-Cmn | Res interior reflector and Res exterior CFL base case, Total Watts = 1.74 x Msr Watts | Res interior reflector and Res exterior CFL base case, Total Watts = 1.74 x Msr Watts | CFL Lamp: Any Non-reflector, Exterior Rated, 22 Watts | CFLratio0174 | CFLratio0174 | CFLscw-Ext(22w) | Available |  |  |  | 2017ScrewInLampDisposition | ErRobNc |  |  |  | 2017Dispo-Res-OutLtg-Cmn | 2017-07-01 | 2018-06-30 | InEA_modVal |  |  |  |  | Standard | Remove expiry date per Commission Staff direction 2018ScrewInLampSavignsMethods-11Dec2017.pdf | 1 | 1 | 0 | Deemed Ex Ante Team |  | Remove expiry date per Commission Staff direction 2018ScrewInLampSavignsMethods-11Dec2017.pdf |  | Updated to indicate claim/filing status
1083 | R-OutCmn-CFLscw-Ext(23)-dWP17 | Residential Outdoor Common-Area Lighting: CFL Lamp with integated Ballast replaces pre-existing standard lighting Wattage. Measure includes Code case. Impacts: HOU = 3390; CDF = 0.09 | ExAnte2017 | Disposition | 2020-11-24 16:30 | Res-Oltg-Cmn-dWatt-CFL | NonDEER | Scaled | BaseRatio | 0 | 0 | None |  | 0 |  | 1 | Res | Any | Lighting | OutCommon | Ltg_Lamp | CFLint_lamp |  | OLtg-CFL-Cmn | Res interior reflector and Res exterior CFL base case, Total Watts = 1.74 x Msr Watts | Res interior reflector and Res exterior CFL base case, Total Watts = 1.74 x Msr Watts | CFL Lamp: Any Non-reflector, Exterior Rated, 23 Watts | CFLratio0174 | CFLratio0174 | CFLscw-Ext(23w) | Available |  |  |  | 2017ScrewInLampDisposition | ErRobNc |  |  |  | 2017Dispo-Res-OutLtg-Cmn | 2017-07-01 | 2018-06-30 | InEA_modVal |  |  |  |  | Standard | Remove expiry date per Commission Staff direction 2018ScrewInLampSavignsMethods-11Dec2017.pdf | 1 | 1 | 0 | Deemed Ex Ante Team |  | Remove expiry date per Commission Staff direction 2018ScrewInLampSavignsMethods-11Dec2017.pdf |  | Updated to indicate claim/filing status
1084 | R-OutCmn-CFLscw-Ext(24)-dWP18 | Residential Outdoor Common-Area Lighting: CFL Lamp with integated Ballast replaces pre-existing standard lighting Wattage. Measure includes Code case. Impacts: HOU = 3390; CDF = 0.09 | ExAnte2017 | Disposition | 2020-11-24 16:30 | Res-Oltg-Cmn-dWatt-CFL | NonDEER | Scaled | BaseRatio | 0 | 0 | None |  | 0 |  | 1 | Res | Any | Lighting | OutCommon | Ltg_Lamp | CFLint_lamp |  | OLtg-CFL-Cmn | Res interior reflector and Res exterior CFL base case, Total Watts = 1.74 x Msr Watts | Res interior reflector and Res exterior CFL base case, Total Watts = 1.74 x Msr Watts | CFL Lamp: Any Non-reflector, Exterior Rated, 24 Watts | CFLratio0174 | CFLratio0174 | CFLscw-Ext(24w) | Available |  |  |  | 2017ScrewInLampDisposition | ErRobNc |  |  |  | 2017Dispo-Res-OutLtg-Cmn | 2017-07-01 | 2018-06-30 | InEA_modVal |  |  |  |  | Standard | Remove expiry date per Commission Staff direction 2018ScrewInLampSavignsMethods-11Dec2017.pdf | 1 | 1 | 0 | Deemed Ex Ante Team |  | Remove expiry date per Commission Staff direction 2018ScrewInLampSavignsMethods-11Dec2017.pdf |  | Updated to indicate claim/filing status
1085 | R-OutCmn-CFLscw-Ext(25)-dWP19 | Residential Outdoor Common-Area Lighting: CFL Lamp with integated Ballast replaces pre-existing standard lighting Wattage. Measure includes Code case. Impacts: HOU = 3390; CDF = 0.09 | ExAnte2017 | Disposition | 2020-11-24 16:30 | Res-Oltg-Cmn-dWatt-CFL | NonDEER | Scaled | BaseRatio | 0 | 0 | None |  | 0 |  | 1 | Res | Any | Lighting | OutCommon | Ltg_Lamp | CFLint_lamp |  | OLtg-CFL-Cmn | Res interior reflector and Res exterior CFL base case, Total Watts = 1.74 x Msr Watts | Res interior reflector and Res exterior CFL base case, Total Watts = 1.74 x Msr Watts | CFL Lamp: Any Non-reflector, Exterior Rated, 25 Watts | CFLratio0174 | CFLratio0174 | CFLscw-Ext(25w) | Available |  |  |  | 2017ScrewInLampDisposition | ErRobNc |  |  |  | 2017Dispo-Res-OutLtg-Cmn | 2017-07-01 | 2018-06-30 | InEA_modVal |  |  |  |  | Standard | Remove expiry date per Commission Staff direction 2018ScrewInLampSavignsMethods-11Dec2017.pdf | 1 | 1 | 0 | Deemed Ex Ante Team |  | Remove expiry date per Commission Staff direction 2018ScrewInLampSavignsMethods-11Dec2017.pdf |  | Updated to indicate claim/filing status
1086 | R-OutCmn-CFLscw-Ext(26)-dWP19 | Residential Outdoor Common-Area Lighting: CFL Lamp with integated Ballast replaces pre-existing standard lighting Wattage. Measure includes Code case. Impacts: HOU = 3390; CDF = 0.09 | ExAnte2017 | Disposition | 2020-11-24 16:30 | Res-Oltg-Cmn-dWatt-CFL | NonDEER | Scaled | BaseRatio | 0 | 0 | None |  | 0 |  | 1 | Res | Any | Lighting | OutCommon | Ltg_Lamp | CFLint_lamp |  | OLtg-CFL-Cmn | Res interior reflector and Res exterior CFL base case, Total Watts = 1.74 x Msr Watts | Res interior reflector and Res exterior CFL base case, Total Watts = 1.74 x Msr Watts | CFL Lamp: Any Non-reflector, Exterior Rated, 26 Watts | CFLratio0174 | CFLratio0174 | CFLscw-Ext(26w) | Available |  |  |  | 2017ScrewInLampDisposition | ErRobNc |  |  |  | 2017Dispo-Res-OutLtg-Cmn | 2017-07-01 | 2018-06-30 | InEA_modVal |  |  |  |  | Standard | Remove expiry date per Commission Staff direction 2018ScrewInLampSavignsMethods-11Dec2017.pdf | 1 | 1 | 0 | Deemed Ex Ante Team |  | Remove expiry date per Commission Staff direction 2018ScrewInLampSavignsMethods-11Dec2017.pdf |  | Updated to indicate claim/filing status
1087 | R-OutCmn-CFLscw-Ext(27)-dWP20 | Residential Outdoor Common-Area Lighting: CFL Lamp with integated Ballast replaces pre-existing standard lighting Wattage. Measure includes Code case. Impacts: HOU = 3390; CDF = 0.09 | ExAnte2017 | Disposition | 2020-11-24 16:30 | Res-Oltg-Cmn-dWatt-CFL | NonDEER | Scaled | BaseRatio | 0 | 0 | None |  | 0 |  | 1 | Res | Any | Lighting | OutCommon | Ltg_Lamp | CFLint_lamp |  | OLtg-CFL-Cmn | Res interior reflector and Res exterior CFL base case, Total Watts = 1.74 x Msr Watts | Res interior reflector and Res exterior CFL base case, Total Watts = 1.74 x Msr Watts | CFL Lamp: Any Non-reflector, Exterior Rated, 27 Watts | CFLratio0174 | CFLratio0174 | CFLscw-Ext(27w) | Available |  |  |  | 2017ScrewInLampDisposition | ErRobNc |  |  |  | 2017Dispo-Res-OutLtg-Cmn | 2017-07-01 | 2018-06-30 | InEA_modVal |  |  |  |  | Standard | Remove expiry date per Commission Staff direction 2018ScrewInLampSavignsMethods-11Dec2017.pdf | 1 | 1 | 0 | Deemed Ex Ante Team |  | Remove expiry date per Commission Staff direction 2018ScrewInLampSavignsMethods-11Dec2017.pdf |  | Updated to indicate claim/filing status
1088 | R-OutCmn-CFLscw-Ext(9)-dWP7 | Residential Outdoor Common-Area Lighting: CFL Lamp with integated Ballast replaces pre-existing standard lighting Wattage. Measure includes Code case. Impacts: HOU = 3390; CDF = 0.09 | ExAnte2017 | Disposition | 2020-11-24 16:30 | Res-Oltg-Cmn-dWatt-CFL | NonDEER | Scaled | BaseRatio | 0 | 0 | None |  | 0 |  | 1 | Res | Any | Lighting | OutCommon | Ltg_Lamp | CFLint_lamp |  | OLtg-CFL-Cmn | Res interior reflector and Res exterior CFL base case, Total Watts = 1.74 x Msr Watts | Res interior reflector and Res exterior CFL base case, Total Watts = 1.74 x Msr Watts | CFL Lamp: Any Non-reflector, Exterior Rated, 9 Watts | CFLratio0174 | CFLratio0174 | CFLscw-Ext(9w) | Available |  |  |  | 2017ScrewInLampDisposition | ErRobNc |  |  |  | 2017Dispo-Res-OutLtg-Cmn | 2017-07-01 | 2018-06-30 | InEA_modVal |  |  |  |  | Standard | Remove expiry date per Commission Staff direction 2018ScrewInLampSavignsMethods-11Dec2017.pdf | 1 | 1 | 0 | Deemed Ex Ante Team |  | Remove expiry date per Commission Staff direction 2018ScrewInLampSavignsMethods-11Dec2017.pdf |  | Updated to indicate claim/filing status
1089 | R-OutCmn-CFLscw-Refl-Ext(13)-dWP10 | Residential Outdoor Common-Area Lighting: CFL Lamp with integated Ballast replaces pre-existing standard lighting Wattage. Measure includes Code case. Impacts: HOU = 3390; CDF = 0.09 | ExAnte2017 | Disposition | 2020-11-24 16:30 | Res-Oltg-Cmn-dWatt-CFL | NonDEER | Scaled | BaseRatio | 0 | 0 | None |  | 0 |  | 1 | Res | Any | Lighting | OutCommon | Ltg_Lamp | CFLint_lamp | CFLscw-Refl-Ext(13w) | OLtg-CFL-Cmn | Res interior reflector and Res exterior CFL base case, Total Watts = 1.74 x Msr Watts | Res interior reflector and Res exterior CFL base case, Total Watts = 1.74 x Msr Watts | CFL Lamp: Reflector, Exterior Rated, 13 Watts | CFLratio0174 | CFLratio0174 | CFLscw-Refl-Ext(13w) | Available |  |  |  | 2017ScrewInLampDisposition | ErRobNc |  |  |  | 2017Dispo-Res-OutLtg-Cmn | 2017-07-01 | 2018-06-30 | InEA_modVal |  |  |  |  | Standard | Revise expiry date to 60/30/2018 Commission Staff direction 2018ScrewInLampSavignsMethods-11Dec2017.pdf | 1 | 1 | 0 | Deemed Ex Ante Team |  | Revise expiry date to 60/30/2018 Commission Staff direction 2018ScrewInLampSavignsMethods-11Dec2017.pdf |  | Updated to indicate claim/filing status
1090 | R-OutCmn-CFLscw-Refl-Ext(14)-dWP10 | Residential Outdoor Common-Area Lighting: CFL Lamp with integated Ballast replaces pre-existing standard lighting Wattage. Measure includes Code case. Impacts: HOU = 3390; CDF = 0.09 | ExAnte2017 | Disposition | 2020-11-24 16:30 | Res-Oltg-Cmn-dWatt-CFL | NonDEER | Scaled | BaseRatio | 0 | 0 | None |  | 0 |  | 1 | Res | Any | Lighting | OutCommon | Ltg_Lamp | CFLint_lamp | CFLscw-Refl-Ext(14w) | OLtg-CFL-Cmn | Res interior reflector and Res exterior CFL base case, Total Watts = 1.74 x Msr Watts | Res interior reflector and Res exterior CFL base case, Total Watts = 1.74 x Msr Watts | CFL Lamp: Reflector, Exterior Rated, 14 Watts | CFLratio0174 | CFLratio0174 | CFLscw-Refl-Ext(14w) | Available |  |  |  | 2017ScrewInLampDisposition | ErRobNc |  |  |  | 2017Dispo-Res-OutLtg-Cmn | 2017-07-01 | 2018-06-30 | InEA_modVal |  |  |  |  | Standard | Revise expiry date to 60/30/2018 Commission Staff direction 2018ScrewInLampSavignsMethods-11Dec2017.pdf | 1 | 1 | 0 | Deemed Ex Ante Team |  | Revise expiry date to 60/30/2018 Commission Staff direction 2018ScrewInLampSavignsMethods-11Dec2017.pdf |  | Updated to indicate claim/filing status
1091 | R-OutCmn-CFLscw-Refl-Ext(15)-dWP11 | Residential Outdoor Common-Area Lighting: CFL Lamp with integated Ballast replaces pre-existing standard lighting Wattage. Measure includes Code case. Impacts: HOU = 3390; CDF = 0.09 | ExAnte2017 | Disposition | 2020-11-24 16:30 | Res-Oltg-Cmn-dWatt-CFL | NonDEER | Scaled | BaseRatio | 0 | 0 | None |  | 0 |  | 1 | Res | Any | Lighting | OutCommon | Ltg_Lamp | CFLint_lamp | CFLscw-Refl-Ext(15w) | OLtg-CFL-Cmn | Res interior reflector and Res exterior CFL base case, Total Watts = 1.74 x Msr Watts | Res interior reflector and Res exterior CFL base case, Total Watts = 1.74 x Msr Watts | CFL Lamp: Reflector, Exterior Rated, 15 Watts | CFLratio0174 | CFLratio0174 | CFLscw-Refl-Ext(15w) | Available |  |  |  | 2017ScrewInLampDisposition | ErRobNc |  |  |  | 2017Dispo-Res-OutLtg-Cmn | 2017-07-01 | 2018-06-30 | InEA_modVal |  |  |  |  | Standard | Revise expiry date to 60/30/2018 Commission Staff direction 2018ScrewInLampSavignsMethods-11Dec2017.pdf | 1 | 1 | 0 | Deemed Ex Ante Team |  | Revise expiry date to 60/30/2018 Commission Staff direction 2018ScrewInLampSavignsMethods-11Dec2017.pdf |  | Updated to indicate claim/filing status
1092 | R-OutCmn-CFLscw-Refl-Ext(16)-dWP12 | Residential Outdoor Common-Area Lighting: CFL Lamp with integated Ballast replaces pre-existing standard lighting Wattage. Measure includes Code case. Impacts: HOU = 3390; CDF = 0.09 | ExAnte2017 | Disposition | 2020-11-24 16:30 | Res-Oltg-Cmn-dWatt-CFL | NonDEER | Scaled | BaseRatio | 0 | 0 | None |  | 0 |  | 1 | Res | Any | Lighting | OutCommon | Ltg_Lamp | CFLint_lamp | CFLscw-Refl-Ext(16w) | OLtg-CFL-Cmn | Res interior reflector and Res exterior CFL base case, Total Watts = 1.74 x Msr Watts | Res interior reflector and Res exterior CFL base case, Total Watts = 1.74 x Msr Watts | CFL Lamp: Reflector, Exterior Rated, 16 Watts | CFLratio0174 | CFLratio0174 | CFLscw-Refl-Ext(16w) | Available |  |  |  | 2017ScrewInLampDisposition | ErRobNc |  |  |  | 2017Dispo-Res-OutLtg-Cmn | 2017-07-01 | 2018-06-30 | InEA_modVal |  |  |  |  | Standard | Revise expiry date to 60/30/2018 Commission Staff direction 2018ScrewInLampSavignsMethods-11Dec2017.pdf | 1 | 1 | 0 | Deemed Ex Ante Team |  | Revise expiry date to 60/30/2018 Commission Staff direction 2018ScrewInLampSavignsMethods-11Dec2017.pdf |  | Updated to indicate claim/filing status
1093 | R-OutCmn-CFLscw-Refl-Ext(18)-dWP13 | Residential Outdoor Common-Area Lighting: CFL Lamp with integated Ballast replaces pre-existing standard lighting Wattage. Measure includes Code case. Impacts: HOU = 3390; CDF = 0.09 | ExAnte2017 | Disposition | 2020-11-24 16:30 | Res-Oltg-Cmn-dWatt-CFL | NonDEER | Scaled | BaseRatio | 0 | 0 | None |  | 0 |  | 1 | Res | Any | Lighting | OutCommon | Ltg_Lamp | CFLint_lamp | CFLscw-Refl-Ext(18w) | OLtg-CFL-Cmn | Res interior reflector and Res exterior CFL base case, Total Watts = 1.74 x Msr Watts | Res interior reflector and Res exterior CFL base case, Total Watts = 1.74 x Msr Watts | CFL Lamp: Reflector, Exterior Rated, 18 Watts | CFLratio0174 | CFLratio0174 | CFLscw-Refl-Ext(18w) | Available |  |  |  | 2017ScrewInLampDisposition | ErRobNc |  |  |  | 2017Dispo-Res-OutLtg-Cmn | 2017-07-01 | 2018-06-30 | InEA_modVal |  |  |  |  | Standard | Revise expiry date to 60/30/2018 Commission Staff direction 2018ScrewInLampSavignsMethods-11Dec2017.pdf | 1 | 1 | 0 | Deemed Ex Ante Team |  | Revise expiry date to 60/30/2018 Commission Staff direction 2018ScrewInLampSavignsMethods-11Dec2017.pdf |  | Updated to indicate claim/filing status
1094 | R-OutCmn-CFLscw-Refl-Ext(20)-dWP15 | Residential Outdoor Common-Area Lighting: CFL Lamp with integated Ballast replaces pre-existing standard lighting Wattage. Measure includes Code case. Impacts: HOU = 3390; CDF = 0.09 | ExAnte2017 | Disposition | 2020-11-24 16:30 | Res-Oltg-Cmn-dWatt-CFL | NonDEER | Scaled | BaseRatio | 0 | 0 | None |  | 0 |  | 1 | Res | Any | Lighting | OutCommon | Ltg_Lamp | CFLint_lamp | CFLscw-Refl-Ext(20w) | OLtg-CFL-Cmn | Res interior reflector and Res exterior CFL base case, Total Watts = 1.74 x Msr Watts | Res interior reflector and Res exterior CFL base case, Total Watts = 1.74 x Msr Watts | CFL Lamp: Reflector, Exterior Rated, 20 Watts | CFLratio0174 | CFLratio0174 | CFLscw-Refl-Ext(20w) | Available |  |  |  | 2017ScrewInLampDisposition | ErRobNc |  |  |  | 2017Dispo-Res-OutLtg-Cmn | 2017-07-01 | 2018-06-30 | InEA_modVal |  |  |  |  | Standard | Revise expiry date to 60/30/2018 Commission Staff direction 2018ScrewInLampSavignsMethods-11Dec2017.pdf | 1 | 1 | 0 | Deemed Ex Ante Team |  | Revise expiry date to 60/30/2018 Commission Staff direction 2018ScrewInLampSavignsMethods-11Dec2017.pdf |  | Updated to indicate claim/filing status
1095 | R-OutCmn-CFLscw-Refl-Ext(23)-dWP17 | Residential Outdoor Common-Area Lighting: CFL Lamp with integated Ballast replaces pre-existing standard lighting Wattage. Measure includes Code case. Impacts: HOU = 3390; CDF = 0.09 | ExAnte2017 | Disposition | 2020-11-24 16:30 | Res-Oltg-Cmn-dWatt-CFL | NonDEER | Scaled | BaseRatio | 0 | 0 | None |  | 0 |  | 1 | Res | Any | Lighting | OutCommon | Ltg_Lamp | CFLint_lamp | CFLscw-Refl-Ext(23w) | OLtg-CFL-Cmn | Res interior reflector and Res exterior CFL base case, Total Watts = 1.74 x Msr Watts | Res interior reflector and Res exterior CFL base case, Total Watts = 1.74 x Msr Watts | CFL Lamp: Reflector, Exterior Rated, 23 Watts | CFLratio0174 | CFLratio0174 | CFLscw-Refl-Ext(23w) | Available |  |  |  | 2017ScrewInLampDisposition | ErRobNc |  |  |  | 2017Dispo-Res-OutLtg-Cmn | 2017-07-01 | 2018-06-30 | InEA_modVal |  |  |  |  | Standard | Revise expiry date to 60/30/2018 Commission Staff direction 2018ScrewInLampSavignsMethods-11Dec2017.pdf | 1 | 1 | 0 | Deemed Ex Ante Team |  | Revise expiry date to 60/30/2018 Commission Staff direction 2018ScrewInLampSavignsMethods-11Dec2017.pdf |  | Updated to indicate claim/filing status
1117 | C-Out-CFLscw-Ext(100w)-dWP59 | Commercial Outdoor General Lighting: CFL Lamp with integated Ballast replaces pre-existing standard lighting Wattage. Measure includes Code case. Impacts: HOU = 4100; CDF = 0 | ExAnte2017 | Disposition | 2020-11-24 16:30 | Com-Oltg-dWatt | NonDEER | Scaled | BaseRatio | 0 | 0 | None |  | 0 |  | 1 | Com | Any | Lighting | OutGen | Ltg_Lamp | CFLint_lamp |  | OLtg-CFL | All Nonres (except globe & candelabra) CFL base case, Total Watts = 1.59 x Msr Watts | All Nonres (except globe & candelabra) CFL base case, Total Watts = 1.59 x Msr Watts | CFL Lamp: Non-Reflector, Exterior Rated, 100 Watts | CFLratio0159 | CFLratio0159 | CFLscw-Ext(100w) | Available |  |  |  | 2017ScrewInLampDisposition | ErRobNc |  |  |  | 2017Dispo-Com-OutLtg | 2017-07-01 | 2018-06-30 | InEA_modVal |  |  |  |  | Standard | Remove expiry date per Commission Staff direction 2018ScrewInLampSavignsMethods-11Dec2017.pdf | 1 | 1 | 0 | Deemed Ex Ante Team |  | Remove expiry date per Commission Staff direction 2018ScrewInLampSavignsMethods-11Dec2017.pdf |  | Updated to indicate claim/filing status
1118 | C-Out-CFLscw-Ext(150w)-dWP89 | Commercial Outdoor General Lighting: CFL Lamp with integated Ballast replaces pre-existing standard lighting Wattage. Measure includes Code case. Impacts: HOU = 4100; CDF = 0 | ExAnte2017 | Disposition | 2020-11-24 16:30 | Com-Oltg-dWatt | NonDEER | Scaled | BaseRatio | 0 | 0 | None |  | 0 |  | 1 | Com | Any | Lighting | OutGen | Ltg_Lamp | CFLint_lamp |  | OLtg-CFL | All Nonres (except globe & candelabra) CFL base case, Total Watts = 1.59 x Msr Watts | All Nonres (except globe & candelabra) CFL base case, Total Watts = 1.59 x Msr Watts | CFL Lamp: Non-Reflector, Exterior Rated, 150 Watts | CFLratio0159 | CFLratio0159 | CFLscw-Ext(150w) | Available |  |  |  | 2017ScrewInLampDisposition | ErRobNc |  |  |  | 2017Dispo-Com-OutLtg | 2017-07-01 | 2018-06-30 | InEA_modVal |  |  |  |  | Standard | Remove expiry date per Commission Staff direction 2018ScrewInLampSavignsMethods-11Dec2017.pdf | 1 | 1 | 0 | Deemed Ex Ante Team |  | Remove expiry date per Commission Staff direction 2018ScrewInLampSavignsMethods-11Dec2017.pdf |  | Updated to indicate claim/filing status
1119 | C-Out-CFLscw-Ext(42w)-dWP25 | Commercial Outdoor General Lighting: CFL Lamp with integated Ballast replaces pre-existing standard lighting Wattage. Measure includes Code case. Impacts: HOU = 4100; CDF = 0 | ExAnte2017 | Disposition | 2020-11-24 16:30 | Com-Oltg-dWatt | NonDEER | Scaled | BaseRatio | 0 | 0 | None |  | 0 |  | 1 | Com | Any | Lighting | OutGen | Ltg_Lamp | CFLint_lamp |  | OLtg-CFL | All Nonres (except globe & candelabra) CFL base case, Total Watts = 1.59 x Msr Watts | All Nonres (except globe & candelabra) CFL base case, Total Watts = 1.59 x Msr Watts | CFL Lamp: Non-Reflector, Exterior Rated, 42 Watts | CFLratio0159 | CFLratio0159 | CFLscw-Ext(42w) | Available |  |  |  | 2017ScrewInLampDisposition | ErRobNc |  |  |  | 2017Dispo-Com-OutLtg | 2017-07-01 | 2018-06-30 | InEA_modVal |  |  |  |  | Standard | Remove expiry date per Commission Staff direction 2018ScrewInLampSavignsMethods-11Dec2017.pdf | 1 | 1 | 0 | Deemed Ex Ante Team |  | Remove expiry date per Commission Staff direction 2018ScrewInLampSavignsMethods-11Dec2017.pdf |  | Updated to indicate claim/filing status
1120 | C-Out-CFLscw-Ext(60w)-dWP35 | Commercial Outdoor General Lighting: CFL Lamp with integated Ballast replaces pre-existing standard lighting Wattage. Measure includes Code case. Impacts: HOU = 4100; CDF = 0 | ExAnte2017 | Disposition | 2020-11-24 16:30 | Com-Oltg-dWatt | NonDEER | Scaled | BaseRatio | 0 | 0 | None |  | 0 |  | 1 | Com | Any | Lighting | OutGen | Ltg_Lamp | CFLint_lamp |  | OLtg-CFL | All Nonres (except globe & candelabra) CFL base case, Total Watts = 1.59 x Msr Watts | All Nonres (except globe & candelabra) CFL base case, Total Watts = 1.59 x Msr Watts | CFL Lamp: Non-Reflector, Exterior Rated, 60 Watts | CFLratio0159 | CFLratio0159 | CFLscw-Ext(60w) | Available |  |  |  | 2017ScrewInLampDisposition | ErRobNc |  |  |  | 2017Dispo-Com-OutLtg | 2017-07-01 | 2018-06-30 | InEA_modVal |  |  |  |  | Standard | Remove expiry date per Commission Staff direction 2018ScrewInLampSavignsMethods-11Dec2017.pdf | 1 | 1 | 0 | Deemed Ex Ante Team |  | Remove expiry date per Commission Staff direction 2018ScrewInLampSavignsMethods-11Dec2017.pdf |  | Updated to indicate claim/filing status
1121 | C-Out-CFLscw-Ext(80w)-dWP47 | Commercial Outdoor General Lighting: CFL Lamp with integated Ballast replaces pre-existing standard lighting Wattage. Measure includes Code case. Impacts: HOU = 4100; CDF = 0 | ExAnte2017 | Disposition | 2020-11-24 16:30 | Com-Oltg-dWatt | NonDEER | Scaled | BaseRatio | 0 | 0 | None |  | 0 |  | 1 | Com | Any | Lighting | OutGen | Ltg_Lamp | CFLint_lamp |  | OLtg-CFL | All Nonres (except globe & candelabra) CFL base case, Total Watts = 1.59 x Msr Watts | All Nonres (except globe & candelabra) CFL base case, Total Watts = 1.59 x Msr Watts | CFL Lamp: Non-Reflector, Exterior Rated, 80 Watts | CFLratio0159 | CFLratio0159 | CFLscw-Ext(80w) | Available |  |  |  | 2017ScrewInLampDisposition | ErRobNc |  |  |  | 2017Dispo-Com-OutLtg | 2017-07-01 | 2018-06-30 | InEA_modVal |  |  |  |  | Standard | Remove expiry date per Commission Staff direction 2018ScrewInLampSavignsMethods-11Dec2017.pdf | 1 | 1 | 0 | Deemed Ex Ante Team |  | Remove expiry date per Commission Staff direction 2018ScrewInLampSavignsMethods-11Dec2017.pdf |  | Updated to indicate claim/filing status
1122 | C-Out-CFLscw-Refl-Ext(23w)-dWP14 | Commercial Outdoor General Lighting: CFL Lamp with integated Ballast replaces pre-existing standard lighting Wattage. Measure includes Code case. Impacts: HOU = 4100; CDF = 0 | ExAnte2017 | Disposition | 2020-11-24 16:30 | Com-Oltg-dWatt | NonDEER | Scaled | BaseRatio | 0 | 0 | None |  | 0 |  | 1 | Com | Any | Lighting | OutGen | Ltg_Lamp | CFLint_lamp | CFLscw-Refl-Ext(23w) | OLtg-CFL | All Nonres (except globe & candelabra) CFL base case, Total Watts = 1.59 x Msr Watts | All Nonres (except globe & candelabra) CFL base case, Total Watts = 1.59 x Msr Watts | CFL Lamp: Reflector, Exterior Rated, 23 Watts | CFLratio0159 | CFLratio0159 | CFLscw-Refl-Ext(23w) | Available |  |  |  | 2017ScrewInLampDisposition | ErRobNc |  |  |  | 2017Dispo-Com-OutLtg | 2017-07-01 | 2018-06-30 | InEA_modVal |  |  |  |  | Standard | Revise expiry date to 60/30/2018 Commission Staff direction 2018ScrewInLampSavignsMethods-11Dec2017.pdf | 1 | 1 | 0 | Deemed Ex Ante Team |  | Revise expiry date to 60/30/2018 Commission Staff direction 2018ScrewInLampSavignsMethods-11Dec2017.pdf |  | Updated to indicate claim/filing status
1123 | R-Out-CFLscw-Ext(100)-dWP74 | Residential Outdoor General Lighting: CFL Lamp with integated Ballast replaces pre-existing standard lighting Wattage. Measure includes Code case. Impacts: HOU = 935; CDF = 0.021 | ExAnte2017 | Disposition | 2020-11-24 16:30 | Res-Oltg-dWatt-CFL | NonDEER | Scaled | BaseRatio | 0 | 0 | None |  | 0 |  | 1 | Res | Any | Lighting | OutGen | Ltg_Lamp | CFLint_lamp |  | ILtg-CFL-Res | Res interior reflector and Res exterior CFL base case, Total Watts = 1.74 x Msr Watts | Res interior reflector and Res exterior CFL base case, Total Watts = 1.74 x Msr Watts | CFL Lamp: Non-Reflector, 100 Watts | CFLratio0174 | CFLratio0174 | CFLscw(100w) | Available |  |  |  | 2017ScrewInLampDisposition | ErRobNc |  |  |  | 2017Dispo-Res-OutLtg | 2017-07-01 | 2018-06-30 | InEA_modVal |  |  |  |  | Standard | Remove expiry date per Commission Staff direction 2018ScrewInLampSavignsMethods-11Dec2017.pdf | 1 | 1 | 0 | Deemed Ex Ante Team |  | Remove expiry date per Commission Staff direction 2018ScrewInLampSavignsMethods-11Dec2017.pdf |  | Updated to indicate claim/filing status
1124 | R-Out-CFLscw-Ext(10)-dWP7 | Residential Outdoor General Lighting: CFL Lamp with integated Ballast replaces pre-existing standard lighting Wattage. Measure includes Code case. Impacts: HOU = 935; CDF = 0.021 | ExAnte2017 | Disposition | 2020-11-24 16:30 | Res-Oltg-dWatt-CFL | NonDEER | Scaled | BaseRatio | 0 | 0 | None |  | 0 |  | 1 | Res | Any | Lighting | OutGen | Ltg_Lamp | CFLint_lamp | CFLscw(10w) | ILtg-CFL-Res | Res interior reflector and Res exterior CFL base case, Total Watts = 1.74 x Msr Watts | Res interior reflector and Res exterior CFL base case, Total Watts = 1.74 x Msr Watts | CFL Lamp: Non-Reflector, 382 initial lumens, 10 Watts | CFLratio0174 | CFLratio0174 | CFLscw(10w) | Available |  |  |  | 2017ScrewInLampDisposition | ErRobNc |  |  |  | 2017Dispo-Res-OutLtg | 2017-07-01 | 2018-06-30 | InEA_modVal |  |  |  |  | Standard | Remove expiry date per Commission Staff direction 2018ScrewInLampSavignsMethods-11Dec2017.pdf | 1 | 1 | 0 | Deemed Ex Ante Team |  | Remove expiry date per Commission Staff direction 2018ScrewInLampSavignsMethods-11Dec2017.pdf |  | Updated to indicate claim/filing status
1125 | R-Out-CFLscw-Ext(11)-dWP8 | Residential Outdoor General Lighting: CFL Lamp with integated Ballast replaces pre-existing standard lighting Wattage. Measure includes Code case. Impacts: HOU = 935; CDF = 0.021 | ExAnte2017 | Disposition | 2020-11-24 16:30 | Res-Oltg-dWatt-CFL | NonDEER | Scaled | BaseRatio | 0 | 0 | None |  | 0 |  | 1 | Res | Any | Lighting | OutGen | Ltg_Lamp | CFLint_lamp |  | OLtg-CFL | Res interior reflector and Res exterior CFL base case, Total Watts = 1.74 x Msr Watts | Res interior reflector and Res exterior CFL base case, Total Watts = 1.74 x Msr Watts | CFL Lamp: Any Non-reflector, Exterior Rated, 11 Watts | CFLratio0174 | CFLratio0174 | CFLscw-Ext(11w) | Available |  |  |  | 2017ScrewInLampDisposition | ErRobNc |  |  |  | 2017Dispo-Res-OutLtg | 2017-07-01 | 2018-06-30 | InEA_modVal |  |  |  |  | Standard | Remove expiry date per Commission Staff direction 2018ScrewInLampSavignsMethods-11Dec2017.pdf | 1 | 1 | 0 | Deemed Ex Ante Team |  | Remove expiry date per Commission Staff direction 2018ScrewInLampSavignsMethods-11Dec2017.pdf |  | Updated to indicate claim/filing status
1126 | R-Out-CFLscw-Ext(12)-dWP9 | Residential Outdoor General Lighting: CFL Lamp with integated Ballast replaces pre-existing standard lighting Wattage. Measure includes Code case. Impacts: HOU = 935; CDF = 0.021 | ExAnte2017 | Disposition | 2020-11-24 16:30 | Res-Oltg-dWatt-CFL | NonDEER | Scaled | BaseRatio | 0 | 0 | None |  | 0 |  | 1 | Res | Any | Lighting | OutGen | Ltg_Lamp | CFLint_lamp | CFLscw(12w) | ILtg-CFL-Res | Res interior reflector and Res exterior CFL base case, Total Watts = 1.74 x Msr Watts | Res interior reflector and Res exterior CFL base case, Total Watts = 1.74 x Msr Watts | CFL Lamp: Non-Reflector, 540 initial lumens, 12 Watts | CFLratio0174 | CFLratio0174 | CFLscw(12w) | Available |  |  |  | 2017ScrewInLampDisposition | ErRobNc |  |  |  | 2017Dispo-Res-OutLtg | 2017-07-01 | 2018-06-30 | InEA_modVal |  |  |  |  | Standard | Remove expiry date per Commission Staff direction 2018ScrewInLampSavignsMethods-11Dec2017.pdf | 1 | 1 | 0 | Deemed Ex Ante Team |  | Remove expiry date per Commission Staff direction 2018ScrewInLampSavignsMethods-11Dec2017.pdf |  | Updated to indicate claim/filing status
1127 | R-Out-CFLscw-Ext(13)-dWP10 | Residential Outdoor General Lighting: CFL Lamp with integated Ballast replaces pre-existing standard lighting Wattage. Measure includes Code case. Impacts: HOU = 935; CDF = 0.021 | ExAnte2017 | Disposition | 2020-11-24 16:30 | Res-Oltg-dWatt-CFL | NonDEER | Scaled | BaseRatio | 0 | 0 | None |  | 0 |  | 1 | Res | Any | Lighting | OutGen | Ltg_Lamp | CFLint_lamp |  | OLtg-CFL | Res interior reflector and Res exterior CFL base case, Total Watts = 1.74 x Msr Watts | Res interior reflector and Res exterior CFL base case, Total Watts = 1.74 x Msr Watts | CFL Lamp: Any Non-reflector, Exterior Rated, 13 Watts | CFLratio0174 | CFLratio0174 | CFLscw-Ext(13w) | Available |  |  |  | 2017ScrewInLampDisposition | ErRobNc |  |  |  | 2017Dispo-Res-OutLtg | 2017-07-01 | 2018-06-30 | InEA_modVal |  |  |  |  | Standard | Remove expiry date per Commission Staff direction 2018ScrewInLampSavignsMethods-11Dec2017.pdf | 1 | 1 | 0 | Deemed Ex Ante Team |  | Remove expiry date per Commission Staff direction 2018ScrewInLampSavignsMethods-11Dec2017.pdf |  | Updated to indicate claim/filing status
1128 | R-Out-CFLscw-Ext(14)-dWP10 | Residential Outdoor General Lighting: CFL Lamp with integated Ballast replaces pre-existing standard lighting Wattage. Measure includes Code case. Impacts: HOU = 935; CDF = 0.021 | ExAnte2017 | Disposition | 2020-11-24 16:30 | Res-Oltg-dWatt-CFL | NonDEER | Scaled | BaseRatio | 0 | 0 | None |  | 0 |  | 1 | Res | Any | Lighting | OutGen | Ltg_Lamp | CFLint_lamp |  | OLtg-CFL | Res interior reflector and Res exterior CFL base case, Total Watts = 1.74 x Msr Watts | Res interior reflector and Res exterior CFL base case, Total Watts = 1.74 x Msr Watts | CFL Lamp: Any Non-reflector, Exterior Rated, 14 Watts | CFLratio0174 | CFLratio0174 | CFLscw-Ext(14w) | Available |  |  |  | 2017ScrewInLampDisposition | ErRobNc |  |  |  | 2017Dispo-Res-OutLtg | 2017-07-01 | 2018-06-30 | InEA_modVal |  |  |  |  | Standard | Remove expiry date per Commission Staff direction 2018ScrewInLampSavignsMethods-11Dec2017.pdf | 1 | 1 | 0 | Deemed Ex Ante Team |  | Remove expiry date per Commission Staff direction 2018ScrewInLampSavignsMethods-11Dec2017.pdf |  | Updated to indicate claim/filing status
1129 | R-Out-CFLscw-Ext(150)-dWP111 | Residential Outdoor General Lighting: CFL Lamp with integated Ballast replaces pre-existing standard lighting Wattage. Measure includes Code case. Impacts: HOU = 935; CDF = 0.021 | ExAnte2017 | Disposition | 2020-11-24 16:30 | Res-Oltg-dWatt-CFL | NonDEER | Scaled | BaseRatio | 0 | 0 | None |  | 0 |  | 1 | Res | Any | Lighting | OutGen | Ltg_Lamp | CFLint_lamp |  | ILtg-CFL-Res | Res interior reflector and Res exterior CFL base case, Total Watts = 1.74 x Msr Watts | Res interior reflector and Res exterior CFL base case, Total Watts = 1.74 x Msr Watts | CFL Lamp: Non-Reflector, 150 Watts | CFLratio0174 | CFLratio0174 | CFLscw(150w) | Available |  |  |  | 2017ScrewInLampDisposition | ErRobNc |  |  |  | 2017Dispo-Res-OutLtg | 2017-07-01 | 2018-06-30 | InEA_modVal |  |  |  |  | Standard | Remove expiry date per Commission Staff direction 2018ScrewInLampSavignsMethods-11Dec2017.pdf | 1 | 1 | 0 | Deemed Ex Ante Team |  | Remove expiry date per Commission Staff direction 2018ScrewInLampSavignsMethods-11Dec2017.pdf |  | Updated to indicate claim/filing status
1130 | R-Out-CFLscw-Ext(15)-dWP11 | Residential Outdoor General Lighting: CFL Lamp with integated Ballast replaces pre-existing standard lighting Wattage. Measure includes Code case. Impacts: HOU = 935; CDF = 0.021 | ExAnte2017 | Disposition | 2020-11-24 16:30 | Res-Oltg-dWatt-CFL | NonDEER | Scaled | BaseRatio | 0 | 0 | None |  | 0 |  | 1 | Res | Any | Lighting | OutGen | Ltg_Lamp | CFLint_lamp |  | OLtg-CFL | Res interior reflector and Res exterior CFL base case, Total Watts = 1.74 x Msr Watts | Res interior reflector and Res exterior CFL base case, Total Watts = 1.74 x Msr Watts | CFL Lamp: Any Non-reflector, Exterior Rated, 15 Watts | CFLratio0174 | CFLratio0174 | CFLscw-Ext(15w) | Available |  |  |  | 2017ScrewInLampDisposition | ErRobNc |  |  |  | 2017Dispo-Res-OutLtg | 2017-07-01 | 2018-06-30 | InEA_modVal |  |  |  |  | Standard | Remove expiry date per Commission Staff direction 2018ScrewInLampSavignsMethods-11Dec2017.pdf | 1 | 1 | 0 | Deemed Ex Ante Team |  | Remove expiry date per Commission Staff direction 2018ScrewInLampSavignsMethods-11Dec2017.pdf |  | Updated to indicate claim/filing status
1131 | R-Out-CFLscw-Ext(16)-dWP12 | Residential Outdoor General Lighting: CFL Lamp with integated Ballast replaces pre-existing standard lighting Wattage. Measure includes Code case. Impacts: HOU = 935; CDF = 0.021 | ExAnte2017 | Disposition | 2020-11-24 16:30 | Res-Oltg-dWatt-CFL | NonDEER | Scaled | BaseRatio | 0 | 0 | None |  | 0 |  | 1 | Res | Any | Lighting | OutGen | Ltg_Lamp | CFLint_lamp | CFLscw(16w) | ILtg-CFL-Res | Res interior reflector and Res exterior CFL base case, Total Watts = 1.74 x Msr Watts | Res interior reflector and Res exterior CFL base case, Total Watts = 1.74 x Msr Watts | CFL Lamp: Non-Reflector, 810 initial lumens, 16 Watts | CFLratio0174 | CFLratio0174 | CFLscw(16w) | Available |  |  |  | 2017ScrewInLampDisposition | ErRobNc |  |  |  | 2017Dispo-Res-OutLtg | 2017-07-01 | 2018-06-30 | InEA_modVal |  |  |  |  | Standard | Remove expiry date per Commission Staff direction 2018ScrewInLampSavignsMethods-11Dec2017.pdf | 1 | 1 | 0 | Deemed Ex Ante Team |  | Remove expiry date per Commission Staff direction 2018ScrewInLampSavignsMethods-11Dec2017.pdf |  | Updated to indicate claim/filing status
1132 | R-Out-CFLscw-Ext(17)-dWP13 | Residential Outdoor General Lighting: CFL Lamp with integated Ballast replaces pre-existing standard lighting Wattage. Measure includes Code case. Impacts: HOU = 935; CDF = 0.021 | ExAnte2017 | Disposition | 2020-11-24 16:30 | Res-Oltg-dWatt-CFL | NonDEER | Scaled | BaseRatio | 0 | 0 | None |  | 0 |  | 1 | Res | Any | Lighting | OutGen | Ltg_Lamp | CFLint_lamp | CFLscw(17w) | ILtg-CFL-Res | Res interior reflector and Res exterior CFL base case, Total Watts = 1.74 x Msr Watts | Res interior reflector and Res exterior CFL base case, Total Watts = 1.74 x Msr Watts | CFL Lamp: Non-Reflector, 845 initial lumens, 17 Watts | CFLratio0174 | CFLratio0174 | CFLscw(17w) | Available |  |  |  | 2017ScrewInLampDisposition | ErRobNc |  |  |  | 2017Dispo-Res-OutLtg | 2017-07-01 | 2018-06-30 | InEA_modVal |  |  |  |  | Standard | Remove expiry date per Commission Staff direction 2018ScrewInLampSavignsMethods-11Dec2017.pdf | 1 | 1 | 0 | Deemed Ex Ante Team |  | Remove expiry date per Commission Staff direction 2018ScrewInLampSavignsMethods-11Dec2017.pdf |  | Updated to indicate claim/filing status
1133 | R-Out-CFLscw-Ext(18)-dWP13 | Residential Outdoor General Lighting: CFL Lamp with integated Ballast replaces pre-existing standard lighting Wattage. Measure includes Code case. Impacts: HOU = 935; CDF = 0.021 | ExAnte2017 | Disposition | 2020-11-24 16:30 | Res-Oltg-dWatt-CFL | NonDEER | Scaled | BaseRatio | 0 | 0 | None |  | 0 |  | 1 | Res | Any | Lighting | OutGen | Ltg_Lamp | CFLint_lamp |  | OLtg-CFL | Res interior reflector and Res exterior CFL base case, Total Watts = 1.74 x Msr Watts | Res interior reflector and Res exterior CFL base case, Total Watts = 1.74 x Msr Watts | CFL Lamp: Any Non-reflector, Exterior Rated, 18 Watts | CFLratio0174 | CFLratio0174 | CFLscw-Ext(18w) | Available |  |  |  | 2017ScrewInLampDisposition | ErRobNc |  |  |  | 2017Dispo-Res-OutLtg | 2017-07-01 | 2018-06-30 | InEA_modVal |  |  |  |  | Standard | Remove expiry date per Commission Staff direction 2018ScrewInLampSavignsMethods-11Dec2017.pdf | 1 | 1 | 0 | Deemed Ex Ante Team |  | Remove expiry date per Commission Staff direction 2018ScrewInLampSavignsMethods-11Dec2017.pdf |  | Updated to indicate claim/filing status
1134 | R-Out-CFLscw-Ext(19)-dWP14 | Residential Outdoor General Lighting: CFL Lamp with integated Ballast replaces pre-existing standard lighting Wattage. Measure includes Code case. Impacts: HOU = 935; CDF = 0.021 | ExAnte2017 | Disposition | 2020-11-24 16:30 | Res-Oltg-dWatt-CFL | NonDEER | Scaled | BaseRatio | 0 | 0 | None |  | 0 |  | 1 | Res | Any | Lighting | OutGen | Ltg_Lamp | CFLint_lamp |  | OLtg-CFL | Res interior reflector and Res exterior CFL base case, Total Watts = 1.74 x Msr Watts | Res interior reflector and Res exterior CFL base case, Total Watts = 1.74 x Msr Watts | CFL Lamp: Any Non-reflector, Exterior Rated, 19 Watts | CFLratio0174 | CFLratio0174 | CFLscw-Ext(19w) | Available |  |  |  | 2017ScrewInLampDisposition | ErRobNc |  |  |  | 2017Dispo-Res-OutLtg | 2017-07-01 | 2018-06-30 | InEA_modVal |  |  |  |  | Standard | Remove expiry date per Commission Staff direction 2018ScrewInLampSavignsMethods-11Dec2017.pdf | 1 | 1 | 0 | Deemed Ex Ante Team |  | Remove expiry date per Commission Staff direction 2018ScrewInLampSavignsMethods-11Dec2017.pdf |  | Updated to indicate claim/filing status
1135 | R-Out-CFLscw-Ext(200)-dWP148 | Residential Outdoor General Lighting: CFL Lamp with integated Ballast replaces pre-existing standard lighting Wattage. Measure includes Code case. Impacts: HOU = 935; CDF = 0.021 | ExAnte2017 | Disposition | 2020-11-24 16:30 | Res-Oltg-dWatt-CFL | NonDEER | Scaled | BaseRatio | 0 | 0 | None |  | 0 |  | 1 | Res | Any | Lighting | OutGen | Ltg_Lamp | CFLint_lamp |  | ILtg-CFL-Res | Res interior reflector and Res exterior CFL base case, Total Watts = 1.74 x Msr Watts | Res interior reflector and Res exterior CFL base case, Total Watts = 1.74 x Msr Watts | CFL Lamp: Non-Reflector, 200 Watts | CFLratio0174 | CFLratio0174 | CFLscw(200w) | Available |  |  |  | 2017ScrewInLampDisposition | ErRobNc |  |  |  | 2017Dispo-Res-OutLtg | 2017-07-01 | 2018-06-30 | InEA_modVal |  |  |  |  | Standard | Remove expiry date per Commission Staff direction 2018ScrewInLampSavignsMethods-11Dec2017.pdf | 1 | 1 | 0 | Deemed Ex Ante Team |  | Remove expiry date per Commission Staff direction 2018ScrewInLampSavignsMethods-11Dec2017.pdf |  | Updated to indicate claim/filing status
1136 | R-Out-CFLscw-Ext(20)-dWP15 | Residential Outdoor General Lighting: CFL Lamp with integated Ballast replaces pre-existing standard lighting Wattage. Measure includes Code case. Impacts: HOU = 935; CDF = 0.021 | ExAnte2017 | Disposition | 2020-11-24 16:30 | Res-Oltg-dWatt-CFL | NonDEER | Scaled | BaseRatio | 0 | 0 | None |  | 0 |  | 1 | Res | Any | Lighting | OutGen | Ltg_Lamp | CFLint_lamp |  | OLtg-CFL | Res interior reflector and Res exterior CFL base case, Total Watts = 1.74 x Msr Watts | Res interior reflector and Res exterior CFL base case, Total Watts = 1.74 x Msr Watts | CFL Lamp: Any Non-reflector, Exterior Rated, 20 Watts | CFLratio0174 | CFLratio0174 | CFLscw-Ext(20w) | Available |  |  |  | 2017ScrewInLampDisposition | ErRobNc |  |  |  | 2017Dispo-Res-OutLtg | 2017-07-01 | 2018-06-30 | InEA_modVal |  |  |  |  | Standard | Remove expiry date per Commission Staff direction 2018ScrewInLampSavignsMethods-11Dec2017.pdf | 1 | 1 | 0 | Deemed Ex Ante Team |  | Remove expiry date per Commission Staff direction 2018ScrewInLampSavignsMethods-11Dec2017.pdf |  | Updated to indicate claim/filing status
1137 | R-Out-CFLscw-Ext(21)-dWP16 | Residential Outdoor General Lighting: CFL Lamp with integated Ballast replaces pre-existing standard lighting Wattage. Measure includes Code case. Impacts: HOU = 935; CDF = 0.021 | ExAnte2017 | Disposition | 2020-11-24 16:30 | Res-Oltg-dWatt-CFL | NonDEER | Scaled | BaseRatio | 0 | 0 | None |  | 0 |  | 1 | Res | Any | Lighting | OutGen | Ltg_Lamp | CFLint_lamp | CFLscw(21w) | ILtg-CFL-Res | Res interior reflector and Res exterior CFL base case, Total Watts = 1.74 x Msr Watts | Res interior reflector and Res exterior CFL base case, Total Watts = 1.74 x Msr Watts | CFL Lamp: Non-Reflector, 1070 initial lumens, 21 Watts | CFLratio0174 | CFLratio0174 | CFLscw(21w) | Available |  |  |  | 2017ScrewInLampDisposition | ErRobNc |  |  |  | 2017Dispo-Res-OutLtg | 2017-07-01 | 2018-06-30 | InEA_modVal |  |  |  |  | Standard | Remove expiry date per Commission Staff direction 2018ScrewInLampSavignsMethods-11Dec2017.pdf | 1 | 1 | 0 | Deemed Ex Ante Team |  | Remove expiry date per Commission Staff direction 2018ScrewInLampSavignsMethods-11Dec2017.pdf |  | Updated to indicate claim/filing status
1138 | R-Out-CFLscw-Ext(22)-dWP16 | Residential Outdoor General Lighting: CFL Lamp with integated Ballast replaces pre-existing standard lighting Wattage. Measure includes Code case. Impacts: HOU = 935; CDF = 0.021 | ExAnte2017 | Disposition | 2020-11-24 16:30 | Res-Oltg-dWatt-CFL | NonDEER | Scaled | BaseRatio | 0 | 0 | None |  | 0 |  | 1 | Res | Any | Lighting | OutGen | Ltg_Lamp | CFLint_lamp |  | OLtg-CFL | Res interior reflector and Res exterior CFL base case, Total Watts = 1.74 x Msr Watts | Res interior reflector and Res exterior CFL base case, Total Watts = 1.74 x Msr Watts | CFL Lamp: Any Non-reflector, Exterior Rated, 22 Watts | CFLratio0174 | CFLratio0174 | CFLscw-Ext(22w) | Available |  |  |  | 2017ScrewInLampDisposition | ErRobNc |  |  |  | 2017Dispo-Res-OutLtg | 2017-07-01 | 2018-06-30 | InEA_modVal |  |  |  |  | Standard | Remove expiry date per Commission Staff direction 2018ScrewInLampSavignsMethods-11Dec2017.pdf | 1 | 1 | 0 | Deemed Ex Ante Team |  | Remove expiry date per Commission Staff direction 2018ScrewInLampSavignsMethods-11Dec2017.pdf |  | Updated to indicate claim/filing status
1139 | R-Out-CFLscw-Ext(23)-dWP17 | Residential Outdoor General Lighting: CFL Lamp with integated Ballast replaces pre-existing standard lighting Wattage. Measure includes Code case. Impacts: HOU = 935; CDF = 0.021 | ExAnte2017 | Disposition | 2020-11-24 16:30 | Res-Oltg-dWatt-CFL | NonDEER | Scaled | BaseRatio | 0 | 0 | None |  | 0 |  | 1 | Res | Any | Lighting | OutGen | Ltg_Lamp | CFLint_lamp |  | OLtg-CFL | Res interior reflector and Res exterior CFL base case, Total Watts = 1.74 x Msr Watts | Res interior reflector and Res exterior CFL base case, Total Watts = 1.74 x Msr Watts | CFL Lamp: Any Non-reflector, Exterior Rated, 23 Watts | CFLratio0174 | CFLratio0174 | CFLscw-Ext(23w) | Available |  |  |  | 2017ScrewInLampDisposition | ErRobNc |  |  |  | 2017Dispo-Res-OutLtg | 2017-07-01 | 2018-06-30 | InEA_modVal |  |  |  |  | Standard | Remove expiry date per Commission Staff direction 2018ScrewInLampSavignsMethods-11Dec2017.pdf | 1 | 1 | 0 | Deemed Ex Ante Team |  | Remove expiry date per Commission Staff direction 2018ScrewInLampSavignsMethods-11Dec2017.pdf |  | Updated to indicate claim/filing status
1140 | R-Out-CFLscw-Ext(24)-dWP18 | Residential Outdoor General Lighting: CFL Lamp with integated Ballast replaces pre-existing standard lighting Wattage. Measure includes Code case. Impacts: HOU = 935; CDF = 0.021 | ExAnte2017 | Disposition | 2020-11-24 16:30 | Res-Oltg-dWatt-CFL | NonDEER | Scaled | BaseRatio | 0 | 0 | None |  | 0 |  | 1 | Res | Any | Lighting | OutGen | Ltg_Lamp | CFLint_lamp |  | OLtg-CFL | Res interior reflector and Res exterior CFL base case, Total Watts = 1.74 x Msr Watts | Res interior reflector and Res exterior CFL base case, Total Watts = 1.74 x Msr Watts | CFL Lamp: Any Non-reflector, Exterior Rated, 24 Watts | CFLratio0174 | CFLratio0174 | CFLscw-Ext(24w) | Available |  |  |  | 2017ScrewInLampDisposition | ErRobNc |  |  |  | 2017Dispo-Res-OutLtg | 2017-07-01 | 2018-06-30 | InEA_modVal |  |  |  |  | Standard | Remove expiry date per Commission Staff direction 2018ScrewInLampSavignsMethods-11Dec2017.pdf | 1 | 1 | 0 | Deemed Ex Ante Team |  | Remove expiry date per Commission Staff direction 2018ScrewInLampSavignsMethods-11Dec2017.pdf |  | Updated to indicate claim/filing status
1141 | R-Out-CFLscw-Ext(25)-dWP19 | Residential Outdoor General Lighting: CFL Lamp with integated Ballast replaces pre-existing standard lighting Wattage. Measure includes Code case. Impacts: HOU = 935; CDF = 0.021 | ExAnte2017 | Disposition | 2020-11-24 16:30 | Res-Oltg-dWatt-CFL | NonDEER | Scaled | BaseRatio | 0 | 0 | None |  | 0 |  | 1 | Res | Any | Lighting | OutGen | Ltg_Lamp | CFLint_lamp |  | OLtg-CFL | Res interior reflector and Res exterior CFL base case, Total Watts = 1.74 x Msr Watts | Res interior reflector and Res exterior CFL base case, Total Watts = 1.74 x Msr Watts | CFL Lamp: Any Non-reflector, Exterior Rated, 25 Watts | CFLratio0174 | CFLratio0174 | CFLscw-Ext(25w) | Available |  |  |  | 2017ScrewInLampDisposition | ErRobNc |  |  |  | 2017Dispo-Res-OutLtg | 2017-07-01 | 2018-06-30 | InEA_modVal |  |  |  |  | Standard | Remove expiry date per Commission Staff direction 2018ScrewInLampSavignsMethods-11Dec2017.pdf | 1 | 1 | 0 | Deemed Ex Ante Team |  | Remove expiry date per Commission Staff direction 2018ScrewInLampSavignsMethods-11Dec2017.pdf |  | Updated to indicate claim/filing status
1142 | R-Out-CFLscw-Ext(26)-dWP19 | Residential Outdoor General Lighting: CFL Lamp with integated Ballast replaces pre-existing standard lighting Wattage. Measure includes Code case. Impacts: HOU = 935; CDF = 0.021 | ExAnte2017 | Disposition | 2020-11-24 16:30 | Res-Oltg-dWatt-CFL | NonDEER | Scaled | BaseRatio | 0 | 0 | None |  | 0 |  | 1 | Res | Any | Lighting | OutGen | Ltg_Lamp | CFLint_lamp |  | OLtg-CFL | Res interior reflector and Res exterior CFL base case, Total Watts = 1.74 x Msr Watts | Res interior reflector and Res exterior CFL base case, Total Watts = 1.74 x Msr Watts | CFL Lamp: Any Non-reflector, Exterior Rated, 26 Watts | CFLratio0174 | CFLratio0174 | CFLscw-Ext(26w) | Available |  |  |  | 2017ScrewInLampDisposition | ErRobNc |  |  |  | 2017Dispo-Res-OutLtg | 2017-07-01 | 2018-06-30 | InEA_modVal |  |  |  |  | Standard | Remove expiry date per Commission Staff direction 2018ScrewInLampSavignsMethods-11Dec2017.pdf | 1 | 1 | 0 | Deemed Ex Ante Team |  | Remove expiry date per Commission Staff direction 2018ScrewInLampSavignsMethods-11Dec2017.pdf |  | Updated to indicate claim/filing status
1143 | R-Out-CFLscw-Ext(27)-dWP20 | Residential Outdoor General Lighting: CFL Lamp with integated Ballast replaces pre-existing standard lighting Wattage. Measure includes Code case. Impacts: HOU = 935; CDF = 0.021 | ExAnte2017 | Disposition | 2020-11-24 16:30 | Res-Oltg-dWatt-CFL | NonDEER | Scaled | BaseRatio | 0 | 0 | None |  | 0 |  | 1 | Res | Any | Lighting | OutGen | Ltg_Lamp | CFLint_lamp |  | OLtg-CFL | Res interior reflector and Res exterior CFL base case, Total Watts = 1.74 x Msr Watts | Res interior reflector and Res exterior CFL base case, Total Watts = 1.74 x Msr Watts | CFL Lamp: Any Non-reflector, Exterior Rated, 27 Watts | CFLratio0174 | CFLratio0174 | CFLscw-Ext(27w) | Available |  |  |  | 2017ScrewInLampDisposition | ErRobNc |  |  |  | 2017Dispo-Res-OutLtg | 2017-07-01 | 2018-06-30 | InEA_modVal |  |  |  |  | Standard | Remove expiry date per Commission Staff direction 2018ScrewInLampSavignsMethods-11Dec2017.pdf | 1 | 1 | 0 | Deemed Ex Ante Team |  | Remove expiry date per Commission Staff direction 2018ScrewInLampSavignsMethods-11Dec2017.pdf |  | Updated to indicate claim/filing status
1144 | R-Out-CFLscw-Ext(28)-dWP21 | Residential Outdoor General Lighting: CFL Lamp with integated Ballast replaces pre-existing standard lighting Wattage. Measure includes Code case. Impacts: HOU = 935; CDF = 0.021 | ExAnte2017 | Disposition | 2020-11-24 16:30 | Res-Oltg-dWatt-CFL | NonDEER | Scaled | BaseRatio | 0 | 0 | None |  | 0 |  | 1 | Res | Any | Lighting | OutGen | Ltg_Lamp | CFLint_lamp | CFLscw(28w) | ILtg-CFL-Res | Res interior reflector and Res exterior CFL base case, Total Watts = 1.74 x Msr Watts | Res interior reflector and Res exterior CFL base case, Total Watts = 1.74 x Msr Watts | CFL Lamp: Non-Reflector, 1485 initial lumens, 28 Watts | CFLratio0174 | CFLratio0174 | CFLscw(28w) | Available |  |  |  | 2017ScrewInLampDisposition | ErRobNc |  |  |  | 2017Dispo-Res-OutLtg | 2017-07-01 | 2018-06-30 | InEA_modVal |  |  |  |  | Standard | Remove expiry date per Commission Staff direction 2018ScrewInLampSavignsMethods-11Dec2017.pdf | 1 | 1 | 0 | Deemed Ex Ante Team |  | Remove expiry date per Commission Staff direction 2018ScrewInLampSavignsMethods-11Dec2017.pdf |  | Updated to indicate claim/filing status
1145 | R-Out-CFLscw-Ext(29)-dWP21 | Residential Outdoor General Lighting: CFL Lamp with integated Ballast replaces pre-existing standard lighting Wattage. Measure includes Code case. Impacts: HOU = 935; CDF = 0.021 | ExAnte2017 | Disposition | 2020-11-24 16:30 | Res-Oltg-dWatt-CFL | NonDEER | Scaled | BaseRatio | 0 | 0 | None |  | 0 |  | 1 | Res | Any | Lighting | OutGen | Ltg_Lamp | CFLint_lamp | CFLscw(29w) | ILtg-CFL-Res | Res interior reflector and Res exterior CFL base case, Total Watts = 1.74 x Msr Watts | Res interior reflector and Res exterior CFL base case, Total Watts = 1.74 x Msr Watts | CFL Lamp: Non-Reflector, 29 Watts | CFLratio0174 | CFLratio0174 | CFLscw(29w) | Available |  |  |  | 2017ScrewInLampDisposition | ErRobNc |  |  |  | 2017Dispo-Res-OutLtg | 2017-07-01 | 2018-06-30 | InEA_modVal |  |  |  |  | Standard | Remove expiry date per Commission Staff direction 2018ScrewInLampSavignsMethods-11Dec2017.pdf | 1 | 1 | 0 | Deemed Ex Ante Team |  | Remove expiry date per Commission Staff direction 2018ScrewInLampSavignsMethods-11Dec2017.pdf |  | Updated to indicate claim/filing status
1146 | R-Out-CFLscw-Ext(30)-dWP22 | Residential Outdoor General Lighting: CFL Lamp with integated Ballast replaces pre-existing standard lighting Wattage. Measure includes Code case. Impacts: HOU = 935; CDF = 0.021 | ExAnte2017 | Disposition | 2020-11-24 16:30 | Res-Oltg-dWatt-CFL | NonDEER | Scaled | BaseRatio | 0 | 0 | None |  | 0 |  | 1 | Res | Any | Lighting | OutGen | Ltg_Lamp | CFLint_lamp | CFLscw(30w) | ILtg-CFL-Res | Res interior reflector and Res exterior CFL base case, Total Watts = 1.74 x Msr Watts | Res interior reflector and Res exterior CFL base case, Total Watts = 1.74 x Msr Watts | CFL Lamp: Non-Reflector, 30 Watts | CFLratio0174 | CFLratio0174 | CFLscw(30w) | Available |  |  |  | 2017ScrewInLampDisposition | ErRobNc |  |  |  | 2017Dispo-Res-OutLtg | 2017-07-01 | 2018-06-30 | InEA_modVal |  |  |  |  | Standard | Remove expiry date per Commission Staff direction 2018ScrewInLampSavignsMethods-11Dec2017.pdf | 1 | 1 | 0 | Deemed Ex Ante Team |  | Remove expiry date per Commission Staff direction 2018ScrewInLampSavignsMethods-11Dec2017.pdf |  | Updated to indicate claim/filing status
1147 | R-Out-CFLscw-Ext(31)-dWP23 | Residential Outdoor General Lighting: CFL Lamp with integated Ballast replaces pre-existing standard lighting Wattage. Measure includes Code case. Impacts: HOU = 935; CDF = 0.021 | ExAnte2017 | Disposition | 2020-11-24 16:30 | Res-Oltg-dWatt-CFL | NonDEER | Scaled | BaseRatio | 0 | 0 | None |  | 0 |  | 1 | Res | Any | Lighting | OutGen | Ltg_Lamp | CFLint_lamp | CFLscw(31w) | ILtg-CFL-Res | Res interior reflector and Res exterior CFL base case, Total Watts = 1.74 x Msr Watts | Res interior reflector and Res exterior CFL base case, Total Watts = 1.74 x Msr Watts | CFL Lamp: Non-Reflector, 31 Watts | CFLratio0174 | CFLratio0174 | CFLscw(31w) | Available |  |  |  | 2017ScrewInLampDisposition | ErRobNc |  |  |  | 2017Dispo-Res-OutLtg | 2017-07-01 | 2018-06-30 | InEA_modVal |  |  |  |  | Standard | Remove expiry date per Commission Staff direction 2018ScrewInLampSavignsMethods-11Dec2017.pdf | 1 | 1 | 0 | Deemed Ex Ante Team |  | Remove expiry date per Commission Staff direction 2018ScrewInLampSavignsMethods-11Dec2017.pdf |  | Updated to indicate claim/filing status
1148 | R-Out-CFLscw-Ext(32)-dWP24 | Residential Outdoor General Lighting: CFL Lamp with integated Ballast replaces pre-existing standard lighting Wattage. Measure includes Code case. Impacts: HOU = 935; CDF = 0.021 | ExAnte2017 | Disposition | 2020-11-24 16:30 | Res-Oltg-dWatt-CFL | NonDEER | Scaled | BaseRatio | 0 | 0 | None |  | 0 |  | 1 | Res | Any | Lighting | OutGen | Ltg_Lamp | CFLint_lamp | CFLscw(32w) | ILtg-CFL-Res | Res interior reflector and Res exterior CFL base case, Total Watts = 1.74 x Msr Watts | Res interior reflector and Res exterior CFL base case, Total Watts = 1.74 x Msr Watts | CFL Lamp: Non-Reflector, 32 Watts | CFLratio0174 | CFLratio0174 | CFLscw(32w) | Available |  |  |  | 2017ScrewInLampDisposition | ErRobNc |  |  |  | 2017Dispo-Res-OutLtg | 2017-07-01 | 2018-06-30 | InEA_modVal |  |  |  |  | Standard | Remove expiry date per Commission Staff direction 2018ScrewInLampSavignsMethods-11Dec2017.pdf | 1 | 1 | 0 | Deemed Ex Ante Team |  | Remove expiry date per Commission Staff direction 2018ScrewInLampSavignsMethods-11Dec2017.pdf |  | Updated to indicate claim/filing status
1149 | R-Out-CFLscw-Ext(3)-dWP2 | Residential Outdoor General Lighting: CFL Lamp with integated Ballast replaces pre-existing standard lighting Wattage. Measure includes Code case. Impacts: HOU = 935; CDF = 0.021 | ExAnte2017 | Disposition | 2020-11-24 16:30 | Res-Oltg-dWatt-CFL | NonDEER | Scaled | BaseRatio | 0 | 0 | None |  | 0 |  | 1 | Res | Any | Lighting | OutGen | Ltg_Lamp | CFLint_lamp | CFLscw(3w) | ILtg-CFL-Res | Res interior reflector and Res exterior CFL base case, Total Watts = 1.74 x Msr Watts | Res interior reflector and Res exterior CFL base case, Total Watts = 1.74 x Msr Watts | CFL Lamp: Non-Reflector, 3 Watts | CFLratio0174 | CFLratio0174 | CFLscw(3w) | Available |  |  |  | 2017ScrewInLampDisposition | ErRobNc |  |  |  | 2017Dispo-Res-OutLtg | 2017-07-01 | 2018-06-30 | InEA_modVal |  |  |  |  | Standard | Remove expiry date per Commission Staff direction 2018ScrewInLampSavignsMethods-11Dec2017.pdf | 1 | 1 | 0 | Deemed Ex Ante Team |  | Remove expiry date per Commission Staff direction 2018ScrewInLampSavignsMethods-11Dec2017.pdf |  | Updated to indicate claim/filing status
1150 | R-Out-CFLscw-Ext(4)-dWP3 | Residential Outdoor General Lighting: CFL Lamp with integated Ballast replaces pre-existing standard lighting Wattage. Measure includes Code case. Impacts: HOU = 935; CDF = 0.021 | ExAnte2017 | Disposition | 2020-11-24 16:30 | Res-Oltg-dWatt-CFL | NonDEER | Scaled | BaseRatio | 0 | 0 | None |  | 0 |  | 1 | Res | Any | Lighting | OutGen | Ltg_Lamp | CFLint_lamp | CFLscw(4w) | ILtg-CFL-Res | Res interior reflector and Res exterior CFL base case, Total Watts = 1.74 x Msr Watts | Res interior reflector and Res exterior CFL base case, Total Watts = 1.74 x Msr Watts | CFL Lamp: Non-Reflector, 4 Watts | CFLratio0174 | CFLratio0174 | CFLscw(4w) | Available |  |  |  | 2017ScrewInLampDisposition | ErRobNc |  |  |  | 2017Dispo-Res-OutLtg | 2017-07-01 | 2018-06-30 | InEA_modVal |  |  |  |  | Standard | Remove expiry date per Commission Staff direction 2018ScrewInLampSavignsMethods-11Dec2017.pdf | 1 | 1 | 0 | Deemed Ex Ante Team |  | Remove expiry date per Commission Staff direction 2018ScrewInLampSavignsMethods-11Dec2017.pdf |  | Updated to indicate claim/filing status
1151 | R-Out-CFLscw-Ext(55)-dWP41 | Residential Outdoor General Lighting: CFL Lamp with integated Ballast replaces pre-existing standard lighting Wattage. Measure includes Code case. Impacts: HOU = 935; CDF = 0.021 | ExAnte2017 | Disposition | 2020-11-24 16:30 | Res-Oltg-dWatt-CFL | NonDEER | Scaled | BaseRatio | 0 | 0 | None |  | 0 |  | 1 | Res | Any | Lighting | OutGen | Ltg_Lamp | CFLint_lamp | CFLscw(55w) | ILtg-CFL-Res | Res interior reflector and Res exterior CFL base case, Total Watts = 1.74 x Msr Watts | Res interior reflector and Res exterior CFL base case, Total Watts = 1.74 x Msr Watts | CFL Lamp: Non-Reflector, 55 Watts | CFLratio0174 | CFLratio0174 | CFLscw(55w) | Available |  |  |  | 2017ScrewInLampDisposition | ErRobNc |  |  |  | 2017Dispo-Res-OutLtg | 2017-07-01 | 2018-06-30 | InEA_modVal |  |  |  |  | Standard | Remove expiry date per Commission Staff direction 2018ScrewInLampSavignsMethods-11Dec2017.pdf | 1 | 1 | 0 | Deemed Ex Ante Team |  | Remove expiry date per Commission Staff direction 2018ScrewInLampSavignsMethods-11Dec2017.pdf |  | Updated to indicate claim/filing status
1152 | R-Out-CFLscw-Ext(5)-dWP4 | Residential Outdoor General Lighting: CFL Lamp with integated Ballast replaces pre-existing standard lighting Wattage. Measure includes Code case. Impacts: HOU = 935; CDF = 0.021 | ExAnte2017 | Disposition | 2020-11-24 16:30 | Res-Oltg-dWatt-CFL | NonDEER | Scaled | BaseRatio | 0 | 0 | None |  | 0 |  | 1 | Res | Any | Lighting | OutGen | Ltg_Lamp | CFLint_lamp | CFLscw(5w) | ILtg-CFL-Res | Res interior reflector and Res exterior CFL base case, Total Watts = 1.74 x Msr Watts | Res interior reflector and Res exterior CFL base case, Total Watts = 1.74 x Msr Watts | CFL Lamp: Non-Reflector, 5 Watts | CFLratio0174 | CFLratio0174 | CFLscw(5w) | Available |  |  |  | 2017ScrewInLampDisposition | ErRobNc |  |  |  | 2017Dispo-Res-OutLtg | 2017-07-01 | 2018-06-30 | InEA_modVal |  |  |  |  | Standard | Remove expiry date per Commission Staff direction 2018ScrewInLampSavignsMethods-11Dec2017.pdf | 1 | 1 | 0 | Deemed Ex Ante Team |  | Remove expiry date per Commission Staff direction 2018ScrewInLampSavignsMethods-11Dec2017.pdf |  | Updated to indicate claim/filing status
1153 | R-Out-CFLscw-Ext(60)-dWP44 | Residential Outdoor General Lighting: CFL Lamp with integated Ballast replaces pre-existing standard lighting Wattage. Measure includes Code case. Impacts: HOU = 935; CDF = 0.021 | ExAnte2017 | Disposition | 2020-11-24 16:30 | Res-Oltg-dWatt-CFL | NonDEER | Scaled | BaseRatio | 0 | 0 | None |  | 0 |  | 1 | Res | Any | Lighting | OutGen | Ltg_Lamp | CFLint_lamp |  | ILtg-CFL-Res | Res interior reflector and Res exterior CFL base case, Total Watts = 1.74 x Msr Watts | Res interior reflector and Res exterior CFL base case, Total Watts = 1.74 x Msr Watts | CFL Lamp: Non-Reflector, 60 Watts | CFLratio0174 | CFLratio0174 | CFLscw(60w) | Available |  |  |  | 2017ScrewInLampDisposition | ErRobNc |  |  |  | 2017Dispo-Res-OutLtg | 2017-07-01 | 2018-06-30 | InEA_modVal |  |  |  |  | Standard | Remove expiry date per Commission Staff direction 2018ScrewInLampSavignsMethods-11Dec2017.pdf | 1 | 1 | 0 | Deemed Ex Ante Team |  | Remove expiry date per Commission Staff direction 2018ScrewInLampSavignsMethods-11Dec2017.pdf |  | Updated to indicate claim/filing status
1154 | R-Out-CFLscw-Ext(6)-dWP4 | Residential Outdoor General Lighting: CFL Lamp with integated Ballast replaces pre-existing standard lighting Wattage. Measure includes Code case. Impacts: HOU = 935; CDF = 0.021 | ExAnte2017 | Disposition | 2020-11-24 16:30 | Res-Oltg-dWatt-CFL | NonDEER | Scaled | BaseRatio | 0 | 0 | None |  | 0 |  | 1 | Res | Any | Lighting | OutGen | Ltg_Lamp | CFLint_lamp | CFLscw(6w) | ILtg-CFL-Res | Res interior reflector and Res exterior CFL base case, Total Watts = 1.74 x Msr Watts | Res interior reflector and Res exterior CFL base case, Total Watts = 1.74 x Msr Watts | CFL Lamp: Non-Reflector, 6 Watts | CFLratio0174 | CFLratio0174 | CFLscw(6w) | Available |  |  |  | 2017ScrewInLampDisposition | ErRobNc |  |  |  | 2017Dispo-Res-OutLtg | 2017-07-01 | 2018-06-30 | InEA_modVal |  |  |  |  | Standard | Remove expiry date per Commission Staff direction 2018ScrewInLampSavignsMethods-11Dec2017.pdf | 1 | 1 | 0 | Deemed Ex Ante Team |  | Remove expiry date per Commission Staff direction 2018ScrewInLampSavignsMethods-11Dec2017.pdf |  | Updated to indicate claim/filing status
1155 | R-Out-CFLscw-Ext(7)-dWP5 | Residential Outdoor General Lighting: CFL Lamp with integated Ballast replaces pre-existing standard lighting Wattage. Measure includes Code case. Impacts: HOU = 935; CDF = 0.021 | ExAnte2017 | Disposition | 2020-11-24 16:30 | Res-Oltg-dWatt-CFL | NonDEER | Scaled | BaseRatio | 0 | 0 | None |  | 0 |  | 1 | Res | Any | Lighting | OutGen | Ltg_Lamp | CFLint_lamp | CFLscw(7w) | ILtg-CFL-Res | Res interior reflector and Res exterior CFL base case, Total Watts = 1.74 x Msr Watts | Res interior reflector and Res exterior CFL base case, Total Watts = 1.74 x Msr Watts | CFL Lamp: Non-Reflector, 296 initial lumens, 7 Watts | CFLratio0174 | CFLratio0174 | CFLscw(7w) | Available |  |  |  | 2017ScrewInLampDisposition | ErRobNc |  |  |  | 2017Dispo-Res-OutLtg | 2017-07-01 | 2018-06-30 | InEA_modVal |  |  |  |  | Standard | Remove expiry date per Commission Staff direction 2018ScrewInLampSavignsMethods-11Dec2017.pdf | 1 | 1 | 0 | Deemed Ex Ante Team |  | Remove expiry date per Commission Staff direction 2018ScrewInLampSavignsMethods-11Dec2017.pdf |  | Updated to indicate claim/filing status
1156 | R-Out-CFLscw-Ext(80)-dWP59 | Residential Outdoor General Lighting: CFL Lamp with integated Ballast replaces pre-existing standard lighting Wattage. Measure includes Code case. Impacts: HOU = 935; CDF = 0.021 | ExAnte2017 | Disposition | 2020-11-24 16:30 | Res-Oltg-dWatt-CFL | NonDEER | Scaled | BaseRatio | 0 | 0 | None |  | 0 |  | 1 | Res | Any | Lighting | OutGen | Ltg_Lamp | CFLint_lamp |  | ILtg-CFL-Res | Res interior reflector and Res exterior CFL base case, Total Watts = 1.74 x Msr Watts | Res interior reflector and Res exterior CFL base case, Total Watts = 1.74 x Msr Watts | CFL Lamp: Non-Reflector, 80 Watts | CFLratio0174 | CFLratio0174 | CFLscw(80w) | Available |  |  |  | 2017ScrewInLampDisposition | ErRobNc |  |  |  | 2017Dispo-Res-OutLtg | 2017-07-01 | 2018-06-30 | InEA_modVal |  |  |  |  | Standard | Remove expiry date per Commission Staff direction 2018ScrewInLampSavignsMethods-11Dec2017.pdf | 1 | 1 | 0 | Deemed Ex Ante Team |  | Remove expiry date per Commission Staff direction 2018ScrewInLampSavignsMethods-11Dec2017.pdf |  | Updated to indicate claim/filing status
1157 | R-Out-CFLscw-Ext(8)-dWP6 | Residential Outdoor General Lighting: CFL Lamp with integated Ballast replaces pre-existing standard lighting Wattage. Measure includes Code case. Impacts: HOU = 935; CDF = 0.021 | ExAnte2017 | Disposition | 2020-11-24 16:30 | Res-Oltg-dWatt-CFL | NonDEER | Scaled | BaseRatio | 0 | 0 | None |  | 0 |  | 1 | Res | Any | Lighting | OutGen | Ltg_Lamp | CFLint_lamp | CFLscw(8w) | ILtg-CFL-Res | Res interior reflector and Res exterior CFL base case, Total Watts = 1.74 x Msr Watts | Res interior reflector and Res exterior CFL base case, Total Watts = 1.74 x Msr Watts | CFL Lamp: Non-Reflector, 320 initial lumens, 8 Watts | CFLratio0174 | CFLratio0174 | CFLscw(8w) | Available |  |  |  | 2017ScrewInLampDisposition | ErRobNc |  |  |  | 2017Dispo-Res-OutLtg | 2017-07-01 | 2018-06-30 | InEA_modVal |  |  |  |  | Standard | Remove expiry date per Commission Staff direction 2018ScrewInLampSavignsMethods-11Dec2017.pdf | 1 | 1 | 0 | Deemed Ex Ante Team |  | Remove expiry date per Commission Staff direction 2018ScrewInLampSavignsMethods-11Dec2017.pdf |  | Updated to indicate claim/filing status
1158 | R-Out-CFLscw-Ext(9)-dWP7 | Residential Outdoor General Lighting: CFL Lamp with integated Ballast replaces pre-existing standard lighting Wattage. Measure includes Code case. Impacts: HOU = 935; CDF = 0.021 | ExAnte2017 | Disposition | 2020-11-24 16:30 | Res-Oltg-dWatt-CFL | NonDEER | Scaled | BaseRatio | 0 | 0 | None |  | 0 |  | 1 | Res | Any | Lighting | OutGen | Ltg_Lamp | CFLint_lamp |  | OLtg-CFL | Res interior reflector and Res exterior CFL base case, Total Watts = 1.74 x Msr Watts | Res interior reflector and Res exterior CFL base case, Total Watts = 1.74 x Msr Watts | CFL Lamp: Any Non-reflector, Exterior Rated, 9 Watts | CFLratio0174 | CFLratio0174 | CFLscw-Ext(9w) | Available |  |  |  | 2017ScrewInLampDisposition | ErRobNc |  |  |  | 2017Dispo-Res-OutLtg | 2017-07-01 | 2018-06-30 | InEA_modVal |  |  |  |  | Standard | Remove expiry date per Commission Staff direction 2018ScrewInLampSavignsMethods-11Dec2017.pdf | 1 | 1 | 0 | Deemed Ex Ante Team |  | Remove expiry date per Commission Staff direction 2018ScrewInLampSavignsMethods-11Dec2017.pdf |  | Updated to indicate claim/filing status
1159 | R-Out-CFLscw-Refl-2(15)-dWP11 | Residential Outdoor General Lighting: CFL Lamp with integated Ballast replaces pre-existing standard lighting Wattage. Measure includes Code case. Impacts: HOU = 935; CDF = 0.021 | ExAnte2017 | Disposition | 2020-11-24 16:30 | Res-Oltg-dWatt-CFL | NonDEER | Scaled | BaseRatio | 0 | 0 | None |  | 0 |  | 1 | Res | Any | Lighting | OutGen | Ltg_Lamp | CFLint_lamp | CFLscw-Refl-2(15w) | OLtg-CFL | Res interior reflector and Res exterior CFL base case, Total Watts = 1.74 x Msr Watts | Res interior reflector and Res exterior CFL base case, Total Watts = 1.74 x Msr Watts | CFL Lamp: Reflector, 800 initial lumens, 15 Watts | CFLratio0174 | CFLratio0174 | CFLscw-Refl-2(15w) | Available |  |  |  | 2017ScrewInLampDisposition | ErRobNc |  |  |  | 2017Dispo-Res-OutLtg | 2017-07-01 | 2018-06-30 | InEA_modVal |  |  |  |  | Standard | Revise expiry date to 60/30/2018 Commission Staff direction 2018ScrewInLampSavignsMethods-11Dec2017.pdf | 1 | 1 | 0 | Deemed Ex Ante Team |  | Revise expiry date to 60/30/2018 Commission Staff direction 2018ScrewInLampSavignsMethods-11Dec2017.pdf |  | Updated to indicate claim/filing status
1160 | R-Out-CFLscw-Refl-2(23)-dWP17 | Residential Outdoor General Lighting: CFL Lamp with integated Ballast replaces pre-existing standard lighting Wattage. Measure includes Code case. Impacts: HOU = 935; CDF = 0.021 | ExAnte2017 | Disposition | 2020-11-24 16:30 | Res-Oltg-dWatt-CFL | NonDEER | Scaled | BaseRatio | 0 | 0 | None |  | 0 |  | 1 | Res | Any | Lighting | OutGen | Ltg_Lamp | CFLint_lamp | CFLscw-Refl-2(23w) | OLtg-CFL | Res interior reflector and Res exterior CFL base case, Total Watts = 1.74 x Msr Watts | Res interior reflector and Res exterior CFL base case, Total Watts = 1.74 x Msr Watts | CFL Lamp: Reflector, 900 initial lumens, 23 Watts | CFLratio0174 | CFLratio0174 | CFLscw-Refl-2(23w) | Available |  |  |  | 2017ScrewInLampDisposition | ErRobNc |  |  |  | 2017Dispo-Res-OutLtg | 2017-07-01 | 2018-06-30 | InEA_modVal |  |  |  |  | Standard | Revise expiry date to 60/30/2018 Commission Staff direction 2018ScrewInLampSavignsMethods-11Dec2017.pdf | 1 | 1 | 0 | Deemed Ex Ante Team |  | Revise expiry date to 60/30/2018 Commission Staff direction 2018ScrewInLampSavignsMethods-11Dec2017.pdf |  | Updated to indicate claim/filing status
1161 | R-Out-CFLscw-Refl-Ext(13)-dWP10 | Residential Outdoor General Lighting: CFL Lamp with integated Ballast replaces pre-existing standard lighting Wattage. Measure includes Code case. Impacts: HOU = 935; CDF = 0.021 | ExAnte2017 | Disposition | 2020-11-24 16:30 | Res-Oltg-dWatt-CFL | NonDEER | Scaled | BaseRatio | 0 | 0 | None |  | 0 |  | 1 | Res | Any | Lighting | OutGen | Ltg_Lamp | CFLint_lamp | CFLscw-Refl-Ext(13w) | OLtg-CFL | Res interior reflector and Res exterior CFL base case, Total Watts = 1.74 x Msr Watts | Res interior reflector and Res exterior CFL base case, Total Watts = 1.74 x Msr Watts | CFL Lamp: Reflector, Exterior Rated, 13 Watts | CFLratio0174 | CFLratio0174 | CFLscw-Refl-Ext(13w) | Available |  |  |  | 2017ScrewInLampDisposition | ErRobNc |  |  |  | 2017Dispo-Res-OutLtg | 2017-07-01 | 2018-06-30 | InEA_modVal |  |  |  |  | Standard | Revise expiry date to 60/30/2018 Commission Staff direction 2018ScrewInLampSavignsMethods-11Dec2017.pdf | 1 | 1 | 0 | Deemed Ex Ante Team |  | Revise expiry date to 60/30/2018 Commission Staff direction 2018ScrewInLampSavignsMethods-11Dec2017.pdf |  | Updated to indicate claim/filing status
1162 | R-Out-CFLscw-Refl-Ext(14)-dWP10 | Residential Outdoor General Lighting: CFL Lamp with integated Ballast replaces pre-existing standard lighting Wattage. Measure includes Code case. Impacts: HOU = 935; CDF = 0.021 | ExAnte2017 | Disposition | 2020-11-24 16:30 | Res-Oltg-dWatt-CFL | NonDEER | Scaled | BaseRatio | 0 | 0 | None |  | 0 |  | 1 | Res | Any | Lighting | OutGen | Ltg_Lamp | CFLint_lamp | CFLscw-Refl-Ext(14w) | OLtg-CFL | Res interior reflector and Res exterior CFL base case, Total Watts = 1.74 x Msr Watts | Res interior reflector and Res exterior CFL base case, Total Watts = 1.74 x Msr Watts | CFL Lamp: Reflector, Exterior Rated, 14 Watts | CFLratio0174 | CFLratio0174 | CFLscw-Refl-Ext(14w) | Available |  |  |  | 2017ScrewInLampDisposition | ErRobNc |  |  |  | 2017Dispo-Res-OutLtg | 2017-07-01 | 2018-06-30 | InEA_modVal |  |  |  |  | Standard | Revise expiry date to 60/30/2018 Commission Staff direction 2018ScrewInLampSavignsMethods-11Dec2017.pdf | 1 | 1 | 0 | Deemed Ex Ante Team |  | Revise expiry date to 60/30/2018 Commission Staff direction 2018ScrewInLampSavignsMethods-11Dec2017.pdf |  | Updated to indicate claim/filing status
1163 | R-Out-CFLscw-Refl-Ext(16)-dWP12 | Residential Outdoor General Lighting: CFL Lamp with integated Ballast replaces pre-existing standard lighting Wattage. Measure includes Code case. Impacts: HOU = 935; CDF = 0.021 | ExAnte2017 | Disposition | 2020-11-24 16:30 | Res-Oltg-dWatt-CFL | NonDEER | Scaled | BaseRatio | 0 | 0 | None |  | 0 |  | 1 | Res | Any | Lighting | OutGen | Ltg_Lamp | CFLint_lamp | CFLscw-Refl-Ext(16w) | OLtg-CFL | Res interior reflector and Res exterior CFL base case, Total Watts = 1.74 x Msr Watts | Res interior reflector and Res exterior CFL base case, Total Watts = 1.74 x Msr Watts | CFL Lamp: Reflector, Exterior Rated, 16 Watts | CFLratio0174 | CFLratio0174 | CFLscw-Refl-Ext(16w) | Available |  |  |  | 2017ScrewInLampDisposition | ErRobNc |  |  |  | 2017Dispo-Res-OutLtg | 2017-07-01 | 2018-06-30 | InEA_modVal |  |  |  |  | Standard | Revise expiry date to 60/30/2018 Commission Staff direction 2018ScrewInLampSavignsMethods-11Dec2017.pdf | 1 | 1 | 0 | Deemed Ex Ante Team |  | Revise expiry date to 60/30/2018 Commission Staff direction 2018ScrewInLampSavignsMethods-11Dec2017.pdf |  | Updated to indicate claim/filing status
1164 | R-Out-CFLscw-Refl-Ext(18)-dWP13 | Residential Outdoor General Lighting: CFL Lamp with integated Ballast replaces pre-existing standard lighting Wattage. Measure includes Code case. Impacts: HOU = 935; CDF = 0.021 | ExAnte2017 | Disposition | 2020-11-24 16:30 | Res-Oltg-dWatt-CFL | NonDEER | Scaled | BaseRatio | 0 | 0 | None |  | 0 |  | 1 | Res | Any | Lighting | OutGen | Ltg_Lamp | CFLint_lamp | CFLscw-Refl-Ext(18w) | OLtg-CFL | Res interior reflector and Res exterior CFL base case, Total Watts = 1.74 x Msr Watts | Res interior reflector and Res exterior CFL base case, Total Watts = 1.74 x Msr Watts | CFL Lamp: Reflector, Exterior Rated, 18 Watts | CFLratio0174 | CFLratio0174 | CFLscw-Refl-Ext(18w) | Available |  |  |  | 2017ScrewInLampDisposition | ErRobNc |  |  |  | 2017Dispo-Res-OutLtg | 2017-07-01 | 2018-06-30 | InEA_modVal |  |  |  |  | Standard | Revise expiry date to 60/30/2018 Commission Staff direction 2018ScrewInLampSavignsMethods-11Dec2017.pdf | 1 | 1 | 0 | Deemed Ex Ante Team |  | Revise expiry date to 60/30/2018 Commission Staff direction 2018ScrewInLampSavignsMethods-11Dec2017.pdf |  | Updated to indicate claim/filing status
1165 | R-Out-CFLscw-Refl-Ext(20)-dWP15 | Residential Outdoor General Lighting: CFL Lamp with integated Ballast replaces pre-existing standard lighting Wattage. Measure includes Code case. Impacts: HOU = 935; CDF = 0.021 | ExAnte2017 | Disposition | 2020-11-24 16:30 | Res-Oltg-dWatt-CFL | NonDEER | Scaled | BaseRatio | 0 | 0 | None |  | 0 |  | 1 | Res | Any | Lighting | OutGen | Ltg_Lamp | CFLint_lamp | CFLscw-Refl-Ext(20w) | OLtg-CFL | Res interior reflector and Res exterior CFL base case, Total Watts = 1.74 x Msr Watts | Res interior reflector and Res exterior CFL base case, Total Watts = 1.74 x Msr Watts | CFL Lamp: Reflector, Exterior Rated, 20 Watts | CFLratio0174 | CFLratio0174 | CFLscw-Refl-Ext(20w) | Available |  |  |  | 2017ScrewInLampDisposition | ErRobNc |  |  |  | 2017Dispo-Res-OutLtg | 2017-07-01 | 2018-06-30 | InEA_modVal |  |  |  |  | Standard | Revise expiry date to 60/30/2018 Commission Staff direction 2018ScrewInLampSavignsMethods-11Dec2017.pdf | 1 | 1 | 0 | Deemed Ex Ante Team |  | Revise expiry date to 60/30/2018 Commission Staff direction 2018ScrewInLampSavignsMethods-11Dec2017.pdf |  | Updated to indicate claim/filing status
1166 | C-In-LED-A19(EISA-Bin-40w-68LPW)-dWP6p8 | LED A Lamp replaces pre-existing standard lighting Wattage based on EISA bin and LPW | ExAnte2017 | Disposition | 2020-11-24 16:30 | Com-Iltg-dWatt-CFL | NonDEER | Scaled | DeltaWatts | 6.8 | 6.8 | None |  | 0 |  | 0 | Com | Any | Lighting | InGen-CFL | Ltg_Lamp | LED_lamp |  | ILtg-Com-LED-20000hr | LED A19 Basecase, 20% LED, 55% CFL, 25% Halogen | LED A19 Basecase, 20% LED, 55% CFL, 25% Halogen | LED Lamp: A19, EISA Bin 40, 68 LPW |  |  |  | Available |  |  |  | 2017ScrewInLampDisposition | ErRobNc |  |  |  | 2017Dispo-Com-InLtg | 2017-07-01 | 2018-06-30 | InEA_modVal |  |  |  |  | Standard | Remove expiry date per Commission Staff direction 2018ScrewInLampSavignsMethods-11Dec2017.pdf | 1 | 1 | 0 | Deemed Ex Ante Team |  | Remove expiry date per Commission Staff direction 2018ScrewInLampSavignsMethods-11Dec2017.pdf |  | Updated to indicate claim/filing status
1167 | C-In-LED-A19(EISA-Bin-40w-80LPW)-dWP7p6 | LED A Lamp replaces pre-existing standard lighting Wattage based on EISA bin and LPW | ExAnte2017 | Disposition | 2020-11-24 16:30 | Com-Iltg-dWatt-CFL | NonDEER | Scaled | DeltaWatts | 7.6 | 7.6 | None |  | 0 |  | 0 | Com | Any | Lighting | InGen-CFL | Ltg_Lamp | LED_lamp |  | ILtg-Com-LED-20000hr | LED A19 Basecase, 20% LED, 55% CFL, 25% Halogen | LED A19 Basecase, 20% LED, 55% CFL, 25% Halogen | LED Lamp: A19, EISA Bin 40, 80 LPW |  |  |  | Available |  |  |  | 2017ScrewInLampDisposition | ErRobNc |  |  |  | 2017Dispo-Com-InLtg | 2017-07-01 | 2018-06-30 | InEA_modVal |  |  |  |  | Standard | Remove expiry date per Commission Staff direction 2018ScrewInLampSavignsMethods-11Dec2017.pdf | 1 | 1 | 0 | Deemed Ex Ante Team |  | Remove expiry date per Commission Staff direction 2018ScrewInLampSavignsMethods-11Dec2017.pdf |  | Updated to indicate claim/filing status
1168 | C-In-LED-A19(EISA-Bin-40w-90LPW)-dWP8p7 | LED A Lamp replaces pre-existing standard lighting Wattage based on EISA bin and LPW | ExAnte2017 | Disposition | 2020-11-24 16:30 | Com-Iltg-dWatt-CFL | NonDEER | Scaled | DeltaWatts | 8.7 | 8.7 | None |  | 0 |  | 0 | Com | Any | Lighting | InGen-CFL | Ltg_Lamp | LED_lamp |  | ILtg-Com-LED-20000hr | LED A19 Basecase, 0% LED, 75% CFL, 25% Halogen | LED A19 Basecase, 0% LED, 75% CFL, 25% Halogen | LED Lamp: A19, EISA Bin 40, 90 LPW |  |  |  | Available |  |  |  | 2017ScrewInLampDisposition | ErRobNc |  |  |  | 2017Dispo-Com-InLtg | 2017-07-01 | 2018-06-30 | InEA_modVal |  |  |  |  | Standard | Remove expiry date per Commission Staff direction 2018ScrewInLampSavignsMethods-11Dec2017.pdf | 1 | 1 | 0 | Deemed Ex Ante Team |  | Remove expiry date per Commission Staff direction 2018ScrewInLampSavignsMethods-11Dec2017.pdf |  | Updated to indicate claim/filing status
1169 | C-In-LED-A19(EISA-Bin-40w-100LPW)-dWP8p8 | LED A Lamp replaces pre-existing standard lighting Wattage based on EISA bin and LPW | ExAnte2017 | Disposition | 2020-11-24 16:30 | Com-Iltg-dWatt-CFL | NonDEER | Scaled | DeltaWatts | 8.8 | 8.8 | None |  | 0 |  | 0 | Com | Any | Lighting | InGen-CFL | Ltg_Lamp | LED_lamp |  | ILtg-Com-LED-20000hr | LED A19 Basecase, 0% LED, 75% CFL, 25% Halogen | LED A19 Basecase, 0% LED, 75% CFL, 25% Halogen | LED Lamp: A19, EISA Bin 40, 100 LPW |  |  |  | Available |  |  |  | 2017ScrewInLampDisposition | ErRobNc |  |  |  | 2017Dispo-Com-InLtg | 2017-07-01 | 2018-06-30 | InEA_modVal |  |  |  |  | Standard | Remove expiry date per Commission Staff direction 2018ScrewInLampSavignsMethods-11Dec2017.pdf | 1 | 1 | 0 | Deemed Ex Ante Team |  | Remove expiry date per Commission Staff direction 2018ScrewInLampSavignsMethods-11Dec2017.pdf |  | Updated to indicate claim/filing status
1170 | C-In-LED-A19(EISA-Bin-60w-110LPW)-dWP11p0 | LED A Lamp replaces pre-existing standard lighting Wattage based on EISA bin and LPW | ExAnte2017 | Disposition | 2020-11-24 16:30 | Com-Iltg-dWatt-CFL | NonDEER | Scaled | DeltaWatts | 11 | 11 | None |  | 0 |  | 0 | Com | Any | Lighting | InGen-CFL | Ltg_Lamp | LED_lamp |  | ILtg-Com-LED-20000hr | LED A19 Basecase, 0% LED, 75% CFL, 25% Halogen | LED A19 Basecase, 0% LED, 75% CFL, 25% Halogen | LED Lamp: A19, EISA Bin 60, 70 LPW |  |  |  | Available |  |  |  | 2017ScrewInLampDisposition | ErRobNc |  |  |  | 2017Dispo-Com-InLtg | 2017-07-01 | 2018-06-30 | InEA_modVal |  |  |  |  | Standard | Remove expiry date per Commission Staff direction 2018ScrewInLampSavignsMethods-11Dec2017.pdf | 1 | 1 | 0 | Deemed Ex Ante Team |  | Remove expiry date per Commission Staff direction 2018ScrewInLampSavignsMethods-11Dec2017.pdf |  | Updated to indicate claim/filing status
1171 | C-In-LED-A19(EISA-Bin-60w-80LPW)-dWP7p8 | LED A Lamp replaces pre-existing standard lighting Wattage based on EISA bin and LPW | ExAnte2017 | Disposition | 2020-11-24 16:30 | Com-Iltg-dWatt-CFL | NonDEER | Scaled | DeltaWatts | 7.8 | 7.8 | None |  | 0 |  | 0 | Com | Any | Lighting | InGen-CFL | Ltg_Lamp | LED_lamp |  | ILtg-Com-LED-20000hr | LED A19 Basecase, 20% LED, 55% CFL, 25% Halogen | LED A19 Basecase, 20% LED, 55% CFL, 25% Halogen | LED Lamp: A19, EISA Bin 60, 80 LPW |  |  |  | Available |  |  |  | 2017ScrewInLampDisposition | ErRobNc |  |  |  | 2017Dispo-Com-InLtg | 2017-07-01 | 2018-06-30 | InEA_modVal |  |  |  |  | Standard | Remove expiry date per Commission Staff direction 2018ScrewInLampSavignsMethods-11Dec2017.pdf | 1 | 1 | 0 | Deemed Ex Ante Team |  | Remove expiry date per Commission Staff direction 2018ScrewInLampSavignsMethods-11Dec2017.pdf |  | Updated to indicate claim/filing status
1172 | C-In-LED-A19(EISA-Bin-60w-90LPW)-dWP9p2 | LED A Lamp replaces pre-existing standard lighting Wattage based on EISA bin and LPW | ExAnte2017 | Disposition | 2020-11-24 16:30 | Com-Iltg-dWatt-CFL | NonDEER | Scaled | DeltaWatts | 9.2 | 9.2 | None |  | 0 |  | 0 | Com | Any | Lighting | InGen-CFL | Ltg_Lamp | LED_lamp |  | ILtg-Com-LED-20000hr | LED A19 Basecase, 0% LED, 75% CFL, 25% Halogen | LED A19 Basecase, 0% LED, 75% CFL, 25% Halogen | LED Lamp: A19, EISA Bin 60, 90 LPW |  |  |  | Available |  |  |  | 2017ScrewInLampDisposition | ErRobNc |  |  |  | 2017Dispo-Com-InLtg | 2017-07-01 | 2018-06-30 | InEA_modVal |  |  |  |  | Standard | Remove expiry date per Commission Staff direction 2018ScrewInLampSavignsMethods-11Dec2017.pdf | 1 | 1 | 0 | Deemed Ex Ante Team |  | Remove expiry date per Commission Staff direction 2018ScrewInLampSavignsMethods-11Dec2017.pdf |  | Updated to indicate claim/filing status
1173 | C-In-LED-A19(EISA-Bin-60w-100LPW)-dWP10p9 | LED A Lamp replaces pre-existing standard lighting Wattage based on EISA bin and LPW | ExAnte2017 | Disposition | 2020-11-24 16:30 | Com-Iltg-dWatt-CFL | NonDEER | Scaled | DeltaWatts | 10.9 | 10.9 | None |  | 0 |  | 0 | Com | Any | Lighting | InGen-CFL | Ltg_Lamp | LED_lamp |  | ILtg-Com-LED-20000hr | LED A19 Basecase, 0% LED, 75% CFL, 25% Halogen | LED A19 Basecase, 0% LED, 75% CFL, 25% Halogen | LED Lamp: A19, EISA Bin 60, 100 LPW |  |  |  | Available |  |  |  | 2017ScrewInLampDisposition | ErRobNc |  |  |  | 2017Dispo-Com-InLtg | 2017-07-01 | 2018-06-30 | InEA_modVal |  |  |  |  | Standard | Remove expiry date per Commission Staff direction 2018ScrewInLampSavignsMethods-11Dec2017.pdf | 1 | 1 | 0 | Deemed Ex Ante Team |  | Remove expiry date per Commission Staff direction 2018ScrewInLampSavignsMethods-11Dec2017.pdf |  | Updated to indicate claim/filing status
1174 | C-In-LED-A19(EISA-Bin-75w-120LPW)-dWP17p6 | LED A Lamp replaces pre-existing standard lighting Wattage based on EISA bin and LPW | ExAnte2017 | Disposition | 2020-11-24 16:30 | Com-Iltg-dWatt-CFL | NonDEER | Scaled | DeltaWatts | 17.6 | 17.6 | None |  | 0 |  | 0 | Com | Any | Lighting | InGen-CFL | Ltg_Lamp | LED_lamp |  | ILtg-Com-LED-20000hr | LED A19 Basecase, 0% LED, 75% CFL, 25% Halogen | LED A19 Basecase, 0% LED, 75% CFL, 25% Halogen | LED Lamp: A19, EISA Bin 75, 80 LPW |  |  |  | Available |  |  |  | 2017ScrewInLampDisposition | ErRobNc |  |  |  | 2017Dispo-Com-InLtg | 2017-07-01 | 2018-06-30 | InEA_modVal |  |  |  |  | Standard | Remove expiry date per Commission Staff direction 2018ScrewInLampSavignsMethods-11Dec2017.pdf | 1 | 1 | 0 | Deemed Ex Ante Team |  | Remove expiry date per Commission Staff direction 2018ScrewInLampSavignsMethods-11Dec2017.pdf |  | Updated to indicate claim/filing status
1175 | airAC-SpltPkg-gte760kBtuh-10p0eer-wtd | Pkg AC EER = 10.0 (>= 760 kBTUh) - Combined EER 9.7 and EER 10.2 | DEER2014 | D11 v4.00 | 2020-11-24 16:30 | airAC-SpltPkg-gte760kBtuh-10p0eer | DEER | CrossMeasWtd | None | 0 | 0 | None | airAC-SpltPkg-gte760kBtuh-10p0eer | 0 |  | 0 | Com | Any | HVAC | SpaceCool | dxAC_equip | pkgEER |  | HVAC-airAC | multiple base efficiency levels used, example: Pkg AC EER = 9.00; w/ furnace; w/ econo | Pkg AC EER = 9.50; w/ furnace; w/ econo | Pkg AC EER = 10.0 (>= 760 kBtuh) |  |  |  | Available | added per request from SCE | 0 | 0 |  | ErRobNc |  | HVAC-airAC |  | DEER1314end | 2013-01-01 | 2014-12-31 | DEER |  |  |  |  | Standard |  | 1 | 1 | 0 | Deemed Ex Ante Team |  |  |  | Updated to indicate claim/filing status
1175 | C-In-LED-A19(EISA-Bin-75w-90LPW)-dWP12p6 | LED A Lamp replaces pre-existing standard lighting Wattage based on EISA bin and LPW | ExAnte2017 | Disposition | 2020-11-24 16:30 | Com-Iltg-dWatt-CFL | NonDEER | Scaled | DeltaWatts | 12.6 | 12.6 | None |  | 0 |  | 0 | Com | Any | Lighting | InGen-CFL | Ltg_Lamp | LED_lamp |  | ILtg-Com-LED-20000hr | LED A19 Basecase, 0% LED, 75% CFL, 25% Halogen | LED A19 Basecase, 0% LED, 75% CFL, 25% Halogen | LED Lamp: A19, EISA Bin 75, 90 LPW |  |  |  | Available |  |  |  | 2017ScrewInLampDisposition | ErRobNc |  |  |  | 2017Dispo-Com-InLtg | 2017-07-01 | 2018-06-30 | InEA_modVal |  |  |  |  | Standard | Remove expiry date per Commission Staff direction 2018ScrewInLampSavignsMethods-11Dec2017.pdf | 1 | 1 | 0 | Deemed Ex Ante Team |  | Remove expiry date per Commission Staff direction 2018ScrewInLampSavignsMethods-11Dec2017.pdf |  | Updated to indicate claim/filing status
1176 | C-In-LED-A19(EISA-Bin-75w-100LPW)-dWP13p5 | LED A Lamp replaces pre-existing standard lighting Wattage based on EISA bin and LPW | ExAnte2017 | Disposition | 2020-11-24 16:30 | Com-Iltg-dWatt-CFL | NonDEER | Scaled | DeltaWatts | 13.5 | 13.5 | None |  | 0 |  | 0 | Com | Any | Lighting | InGen-CFL | Ltg_Lamp | LED_lamp |  | ILtg-Com-LED-20000hr | LED A19 Basecase, 0% LED, 75% CFL, 25% Halogen | LED A19 Basecase, 0% LED, 75% CFL, 25% Halogen | LED Lamp: A19, EISA Bin 75, 100 LPW |  |  |  | Available |  |  |  | 2017ScrewInLampDisposition | ErRobNc |  |  |  | 2017Dispo-Com-InLtg | 2017-07-01 | 2018-06-30 | InEA_modVal |  |  |  |  | Standard | Remove expiry date per Commission Staff direction 2018ScrewInLampSavignsMethods-11Dec2017.pdf | 1 | 1 | 0 | Deemed Ex Ante Team |  | Remove expiry date per Commission Staff direction 2018ScrewInLampSavignsMethods-11Dec2017.pdf |  | Updated to indicate claim/filing status
1177 | C-In-LED-A19(EISA-Bin-75w-110LPW)-dWP15p4 | LED A Lamp replaces pre-existing standard lighting Wattage based on EISA bin and LPW | ExAnte2017 | Disposition | 2020-11-24 16:30 | Com-Iltg-dWatt-CFL | NonDEER | Scaled | DeltaWatts | 15.4 | 15.4 | None |  | 0 |  | 0 | Com | Any | Lighting | InGen-CFL | Ltg_Lamp | LED_lamp |  | ILtg-Com-LED-20000hr | LED A19 Basecase, 0% LED, 75% CFL, 25% Halogen | LED A19 Basecase, 0% LED, 75% CFL, 25% Halogen | LED Lamp: A19, EISA Bin 75, 110 LPW |  |  |  | Available |  |  |  | 2017ScrewInLampDisposition | ErRobNc |  |  |  | 2017Dispo-Com-InLtg | 2017-07-01 | 2018-06-30 | InEA_modVal |  |  |  |  | Standard | Remove expiry date per Commission Staff direction 2018ScrewInLampSavignsMethods-11Dec2017.pdf | 1 | 1 | 0 | Deemed Ex Ante Team |  | Remove expiry date per Commission Staff direction 2018ScrewInLampSavignsMethods-11Dec2017.pdf |  | Updated to indicate claim/filing status
1178 | C-In-LED-A19(EISA-Bin-100w-90LPW)-dWP17p2 | LED A Lamp replaces pre-existing standard lighting Wattage based on EISA bin and LPW | ExAnte2017 | Disposition | 2020-11-24 16:30 | Com-Iltg-dWatt-CFL | NonDEER | Scaled | DeltaWatts | 17.2 | 17.2 | None |  | 0 |  | 0 | Com | Any | Lighting | InGen-CFL | Ltg_Lamp | LED_lamp |  | ILtg-Com-LED-20000hr | LED A19 Basecase, 0% LED, 75% CFL, 25% Halogen | LED A19 Basecase, 0% LED, 75% CFL, 25% Halogen | LED Lamp: A19, EISA Bin 100, 90 LPW |  |  |  | Available |  |  |  | 2017ScrewInLampDisposition | ErRobNc |  |  |  | 2017Dispo-Com-InLtg | 2017-07-01 | 2018-06-30 | InEA_modVal |  |  |  |  | Standard | Remove expiry date per Commission Staff direction 2018ScrewInLampSavignsMethods-11Dec2017.pdf | 1 | 1 | 0 | Deemed Ex Ante Team |  | Remove expiry date per Commission Staff direction 2018ScrewInLampSavignsMethods-11Dec2017.pdf |  | Updated to indicate claim/filing status
1179 | C-In-LED-A19(EISA-Bin-100w-100LPW)-dWP19p1 | LED A Lamp replaces pre-existing standard lighting Wattage based on EISA bin and LPW | ExAnte2017 | Disposition | 2020-11-24 16:30 | Com-Iltg-dWatt-CFL | NonDEER | Scaled | DeltaWatts | 19.1 | 19.1 | None |  | 0 |  | 0 | Com | Any | Lighting | InGen-CFL | Ltg_Lamp | LED_lamp |  | ILtg-Com-LED-20000hr | LED A19 Basecase, 0% LED, 75% CFL, 25% Halogen | LED A19 Basecase, 0% LED, 75% CFL, 25% Halogen | LED Lamp: A19, EISA Bin 100, 100 LPW |  |  |  | Available |  |  |  | 2017ScrewInLampDisposition | ErRobNc |  |  |  | 2017Dispo-Com-InLtg | 2017-07-01 | 2018-06-30 | InEA_modVal |  |  |  |  | Standard | Remove expiry date per Commission Staff direction 2018ScrewInLampSavignsMethods-11Dec2017.pdf | 1 | 1 | 0 | Deemed Ex Ante Team |  | Remove expiry date per Commission Staff direction 2018ScrewInLampSavignsMethods-11Dec2017.pdf |  | Updated to indicate claim/filing status
1179 | Com-RefrigCharge-wtd | adjust refrigerant charge of small, packaged AC (commercial) from off-charge to factory specified level | DEER2014 | D11 v4.00 | 2020-11-24 16:30 | Com-RefrigCharge-wtd | DEER | CrossMeasWtd |  | 0 | 0 | None | Com-RefrigCharge | 0 |  | 0 | Com | Any | HVAC | SpaceCool | dxAC_equip | pkgSEER |  | HVAC-RefChg | Small Pkg AC w/ High and Typical Undercharge and Overcharge | NULL | Small Pkg AC, adjust refrigerant charge to factory specified level |  |  |  | Available |  | 0 | 0 |  | Retro |  | HVAC-RefChg |  | DEER1314 | 2013-01-01 | 2019-12-31 | DEER |  |  |  |  | Standard |  | 1 | 1 | 0 | Deemed Ex Ante Team |  |  |  | Updated to indicate claim/filing status
1180 | C-In-LED-A19(EISA-Bin-100w-110LPW)-dWP19p9 | LED A Lamp replaces pre-existing standard lighting Wattage based on EISA bin and LPW | ExAnte2017 | Disposition | 2020-11-24 16:30 | Com-Iltg-dWatt-CFL | NonDEER | Scaled | DeltaWatts | 19.9 | 19.9 | None |  | 0 |  | 0 | Com | Any | Lighting | InGen-CFL | Ltg_Lamp | LED_lamp |  | ILtg-Com-LED-20000hr | LED A19 Basecase, 0% LED, 75% CFL, 25% Halogen | LED A19 Basecase, 0% LED, 75% CFL, 25% Halogen | LED Lamp: A19, EISA Bin 100, 110 LPW |  |  |  | Available |  |  |  | 2017ScrewInLampDisposition | ErRobNc |  |  |  | 2017Dispo-Com-InLtg | 2017-07-01 | 2018-06-30 | InEA_modVal |  |  |  |  | Standard | Remove expiry date per Commission Staff direction 2018ScrewInLampSavignsMethods-11Dec2017.pdf | 1 | 1 | 0 | Deemed Ex Ante Team |  | Remove expiry date per Commission Staff direction 2018ScrewInLampSavignsMethods-11Dec2017.pdf |  | Updated to indicate claim/filing status
1181 | R-In-LED-A19(EISA-Bin-40w-68LPW)-dWP6p8 | LED A Lamp replaces pre-existing standard lighting Wattage based on EISA bin and LPW | ExAnte2017 | Disposition | 2020-11-24 16:30 | Res-Iltg-dWatt-CFL | NonDEER | Scaled | DeltaWatts | 6.8 | 6.8 | None |  | 0 |  | 0 | Res | Any | Lighting | InGen-CFL | Ltg_Lamp | LED_lamp |  | ILtg-Res-LED-20000hr | LED A19 Basecase, 20% LED, 55% CFL, 25% Halogen | LED A19 Basecase, 20% LED, 55% CFL, 25% Halogen | LED Lamp: A19, EISA Bin 40, 68 LPW |  |  |  | Available |  |  |  | 2017ScrewInLampDisposition | ErRobNc |  |  |  | 2017Dispo-Res-InLtg | 2017-07-01 | 2018-06-30 | InEA_modVal |  |  |  |  | Standard | Remove expiry date per Commission Staff direction 2018ScrewInLampSavignsMethods-11Dec2017.pdf | 1 | 1 | 0 | Deemed Ex Ante Team |  | Remove expiry date per Commission Staff direction 2018ScrewInLampSavignsMethods-11Dec2017.pdf |  | Updated to indicate claim/filing status
1182 | R-In-LED-A19(EISA-Bin-40w-80LPW)-dWP7p6 | LED A Lamp replaces pre-existing standard lighting Wattage based on EISA bin and LPW | ExAnte2017 | Disposition | 2020-11-24 16:30 | Res-Iltg-dWatt-CFL | NonDEER | Scaled | DeltaWatts | 7.6 | 7.6 | None |  | 0 |  | 0 | Res | Any | Lighting | InGen-CFL | Ltg_Lamp | LED_lamp |  | ILtg-Res-LED-20000hr | LED A19 Basecase, 20% LED, 55% CFL, 25% Halogen | LED A19 Basecase, 20% LED, 55% CFL, 25% Halogen | LED Lamp: A19, EISA Bin 40, 80 LPW |  |  |  | Available |  |  |  | 2017ScrewInLampDisposition | ErRobNc |  |  |  | 2017Dispo-Res-InLtg | 2017-07-01 | 2018-06-30 | InEA_modVal |  |  |  |  | Standard | Remove expiry date per Commission Staff direction 2018ScrewInLampSavignsMethods-11Dec2017.pdf | 1 | 1 | 0 | Deemed Ex Ante Team |  | Remove expiry date per Commission Staff direction 2018ScrewInLampSavignsMethods-11Dec2017.pdf |  | Updated to indicate claim/filing status
1183 | R-In-LED-A19(EISA-Bin-40w-90LPW)-dWP8p7 | LED A Lamp replaces pre-existing standard lighting Wattage based on EISA bin and LPW | ExAnte2017 | Disposition | 2020-11-24 16:30 | Res-Iltg-dWatt-CFL | NonDEER | Scaled | DeltaWatts | 8.7 | 8.7 | None |  | 0 |  | 0 | Res | Any | Lighting | InGen-CFL | Ltg_Lamp | LED_lamp |  | ILtg-Res-LED-20000hr | LED A19 Basecase, 0% LED, 75% CFL, 25% Halogen | LED A19 Basecase, 0% LED, 75% CFL, 25% Halogen | LED Lamp: A19, EISA Bin 40, 90 LPW |  |  |  | Available |  |  |  | 2017ScrewInLampDisposition | ErRobNc |  |  |  | 2017Dispo-Res-InLtg | 2017-07-01 | 2018-06-30 | InEA_modVal |  |  |  |  | Standard | Remove expiry date per Commission Staff direction 2018ScrewInLampSavignsMethods-11Dec2017.pdf | 1 | 1 | 0 | Deemed Ex Ante Team |  | Remove expiry date per Commission Staff direction 2018ScrewInLampSavignsMethods-11Dec2017.pdf |  | Updated to indicate claim/filing status
1184 | R-In-LED-A19(EISA-Bin-40w-100LPW)-dWP8p8 | LED A Lamp replaces pre-existing standard lighting Wattage based on EISA bin and LPW | ExAnte2017 | Disposition | 2020-11-24 16:30 | Res-Iltg-dWatt-CFL | NonDEER | Scaled | DeltaWatts | 8.8 | 8.8 | None |  | 0 |  | 0 | Res | Any | Lighting | InGen-CFL | Ltg_Lamp | LED_lamp |  | ILtg-Res-LED-20000hr | LED A19 Basecase, 0% LED, 75% CFL, 25% Halogen | LED A19 Basecase, 0% LED, 75% CFL, 25% Halogen | LED Lamp: A19, EISA Bin 40, 100 LPW |  |  |  | Available |  |  |  | 2017ScrewInLampDisposition | ErRobNc |  |  |  | 2017Dispo-Res-InLtg | 2017-07-01 | 2018-06-30 | InEA_modVal |  |  |  |  | Standard | Remove expiry date per Commission Staff direction 2018ScrewInLampSavignsMethods-11Dec2017.pdf | 1 | 1 | 0 | Deemed Ex Ante Team |  | Remove expiry date per Commission Staff direction 2018ScrewInLampSavignsMethods-11Dec2017.pdf |  | Updated to indicate claim/filing status
1185 | R-In-LED-A19(EISA-Bin-60w-110LPW)-dWP11p0 | LED A Lamp replaces pre-existing standard lighting Wattage based on EISA bin and LPW | ExAnte2017 | Disposition | 2020-11-24 16:30 | Res-Iltg-dWatt-CFL | NonDEER | Scaled | DeltaWatts | 11 | 11 | None |  | 0 |  | 0 | Res | Any | Lighting | InGen-CFL | Ltg_Lamp | LED_lamp |  | ILtg-Res-LED-20000hr | LED A19 Basecase, 0% LED, 75% CFL, 25% Halogen | LED A19 Basecase, 0% LED, 75% CFL, 25% Halogen | LED Lamp: A19, EISA Bin 60, 70 LPW |  |  |  | Available |  |  |  | 2017ScrewInLampDisposition | ErRobNc |  |  |  | 2017Dispo-Res-InLtg | 2017-07-01 | 2018-06-30 | InEA_modVal |  |  |  |  | Standard | Remove expiry date per Commission Staff direction 2018ScrewInLampSavignsMethods-11Dec2017.pdf | 1 | 1 | 0 | Deemed Ex Ante Team |  | Remove expiry date per Commission Staff direction 2018ScrewInLampSavignsMethods-11Dec2017.pdf |  | Updated to indicate claim/filing status
1186 | R-In-LED-A19(EISA-Bin-60w-80LPW)-dWP7p8 | LED A Lamp replaces pre-existing standard lighting Wattage based on EISA bin and LPW | ExAnte2017 | Disposition | 2020-11-24 16:30 | Res-Iltg-dWatt-CFL | NonDEER | Scaled | DeltaWatts | 7.8 | 7.8 | None |  | 0 |  | 0 | Res | Any | Lighting | InGen-CFL | Ltg_Lamp | LED_lamp |  | ILtg-Res-LED-20000hr | LED A19 Basecase, 20% LED, 55% CFL, 25% Halogen | LED A19 Basecase, 20% LED, 55% CFL, 25% Halogen | LED Lamp: A19, EISA Bin 60, 80 LPW |  |  |  | Available |  |  |  | 2017ScrewInLampDisposition | ErRobNc |  |  |  | 2017Dispo-Res-InLtg | 2017-07-01 | 2018-06-30 | InEA_modVal |  |  |  |  | Standard | Remove expiry date per Commission Staff direction 2018ScrewInLampSavignsMethods-11Dec2017.pdf | 1 | 1 | 0 | Deemed Ex Ante Team |  | Remove expiry date per Commission Staff direction 2018ScrewInLampSavignsMethods-11Dec2017.pdf |  | Updated to indicate claim/filing status
1187 | R-In-LED-A19(EISA-Bin-60w-90LPW)-dWP9p2 | LED A Lamp replaces pre-existing standard lighting Wattage based on EISA bin and LPW | ExAnte2017 | Disposition | 2020-11-24 16:30 | Res-Iltg-dWatt-CFL | NonDEER | Scaled | DeltaWatts | 9.2 | 9.2 | None |  | 0 |  | 0 | Res | Any | Lighting | InGen-CFL | Ltg_Lamp | LED_lamp |  | ILtg-Res-LED-20000hr | LED A19 Basecase, 0% LED, 75% CFL, 25% Halogen | LED A19 Basecase, 0% LED, 75% CFL, 25% Halogen | LED Lamp: A19, EISA Bin 60, 90 LPW |  |  |  | Available |  |  |  | 2017ScrewInLampDisposition | ErRobNc |  |  |  | 2017Dispo-Res-InLtg | 2017-07-01 | 2018-06-30 | InEA_modVal |  |  |  |  | Standard | Remove expiry date per Commission Staff direction 2018ScrewInLampSavignsMethods-11Dec2017.pdf | 1 | 1 | 0 | Deemed Ex Ante Team |  | Remove expiry date per Commission Staff direction 2018ScrewInLampSavignsMethods-11Dec2017.pdf |  | Updated to indicate claim/filing status
1188 | R-In-LED-A19(EISA-Bin-60w-100LPW)-dWP10p9 | LED A Lamp replaces pre-existing standard lighting Wattage based on EISA bin and LPW | ExAnte2017 | Disposition | 2020-11-24 16:30 | Res-Iltg-dWatt-CFL | NonDEER | Scaled | DeltaWatts | 10.9 | 10.9 | None |  | 0 |  | 0 | Res | Any | Lighting | InGen-CFL | Ltg_Lamp | LED_lamp |  | ILtg-Res-LED-20000hr | LED A19 Basecase, 0% LED, 75% CFL, 25% Halogen | LED A19 Basecase, 0% LED, 75% CFL, 25% Halogen | LED Lamp: A19, EISA Bin 60, 100 LPW |  |  |  | Available |  |  |  | 2017ScrewInLampDisposition | ErRobNc |  |  |  | 2017Dispo-Res-InLtg | 2017-07-01 | 2018-06-30 | InEA_modVal |  |  |  |  | Standard | Remove expiry date per Commission Staff direction 2018ScrewInLampSavignsMethods-11Dec2017.pdf | 1 | 1 | 0 | Deemed Ex Ante Team |  | Remove expiry date per Commission Staff direction 2018ScrewInLampSavignsMethods-11Dec2017.pdf |  | Updated to indicate claim/filing status
1189 | R-In-LED-A19(EISA-Bin-75w-120LPW)-dWP17p6 | LED A Lamp replaces pre-existing standard lighting Wattage based on EISA bin and LPW | ExAnte2017 | Disposition | 2020-11-24 16:30 | Res-Iltg-dWatt-CFL | NonDEER | Scaled | DeltaWatts | 17.6 | 17.6 | None |  | 0 |  | 0 | Res | Any | Lighting | InGen-CFL | Ltg_Lamp | LED_lamp |  | ILtg-Res-LED-20000hr | LED A19 Basecase, 0% LED, 75% CFL, 25% Halogen | LED A19 Basecase, 0% LED, 75% CFL, 25% Halogen | LED Lamp: A19, EISA Bin 75, 80 LPW |  |  |  | Available |  |  |  | 2017ScrewInLampDisposition | ErRobNc |  |  |  | 2017Dispo-Res-InLtg | 2017-07-01 | 2018-06-30 | InEA_modVal |  |  |  |  | Standard | Remove expiry date per Commission Staff direction 2018ScrewInLampSavignsMethods-11Dec2017.pdf | 1 | 1 | 0 | Deemed Ex Ante Team |  | Remove expiry date per Commission Staff direction 2018ScrewInLampSavignsMethods-11Dec2017.pdf |  | Updated to indicate claim/filing status
1190 | R-In-LED-A19(EISA-Bin-75w-90LPW)-dWP12p6 | LED A Lamp replaces pre-existing standard lighting Wattage based on EISA bin and LPW | ExAnte2017 | Disposition | 2020-11-24 16:30 | Res-Iltg-dWatt-CFL | NonDEER | Scaled | DeltaWatts | 12.6 | 12.6 | None |  | 0 |  | 0 | Res | Any | Lighting | InGen-CFL | Ltg_Lamp | LED_lamp |  | ILtg-Res-LED-20000hr | LED A19 Basecase, 0% LED, 75% CFL, 25% Halogen | LED A19 Basecase, 0% LED, 75% CFL, 25% Halogen | LED Lamp: A19, EISA Bin 75, 90 LPW |  |  |  | Available |  |  |  | 2017ScrewInLampDisposition | ErRobNc |  |  |  | 2017Dispo-Res-InLtg | 2017-07-01 | 2018-06-30 | InEA_modVal |  |  |  |  | Standard | Remove expiry date per Commission Staff direction 2018ScrewInLampSavignsMethods-11Dec2017.pdf | 1 | 1 | 0 | Deemed Ex Ante Team |  | Remove expiry date per Commission Staff direction 2018ScrewInLampSavignsMethods-11Dec2017.pdf |  | Updated to indicate claim/filing status
1191 | R-In-LED-A19(EISA-Bin-75w-100LPW)-dWP13p5 | LED A Lamp replaces pre-existing standard lighting Wattage based on EISA bin and LPW | ExAnte2017 | Disposition | 2020-11-24 16:30 | Res-Iltg-dWatt-CFL | NonDEER | Scaled | DeltaWatts | 13.5 | 13.5 | None |  | 0 |  | 0 | Res | Any | Lighting | InGen-CFL | Ltg_Lamp | LED_lamp |  | ILtg-Res-LED-20000hr | LED A19 Basecase, 0% LED, 75% CFL, 25% Halogen | LED A19 Basecase, 0% LED, 75% CFL, 25% Halogen | LED Lamp: A19, EISA Bin 75, 100 LPW |  |  |  | Available |  |  |  | 2017ScrewInLampDisposition | ErRobNc |  |  |  | 2017Dispo-Res-InLtg | 2017-07-01 | 2018-06-30 | InEA_modVal |  |  |  |  | Standard | Remove expiry date per Commission Staff direction 2018ScrewInLampSavignsMethods-11Dec2017.pdf | 1 | 1 | 0 | Deemed Ex Ante Team |  | Remove expiry date per Commission Staff direction 2018ScrewInLampSavignsMethods-11Dec2017.pdf |  | Updated to indicate claim/filing status
1192 | R-In-LED-A19(EISA-Bin-75w-110LPW)-dWP15p4 | LED A Lamp replaces pre-existing standard lighting Wattage based on EISA bin and LPW | ExAnte2017 | Disposition | 2020-11-24 16:30 | Res-Iltg-dWatt-CFL | NonDEER | Scaled | DeltaWatts | 15.4 | 15.4 | None |  | 0 |  | 0 | Res | Any | Lighting | InGen-CFL | Ltg_Lamp | LED_lamp |  | ILtg-Res-LED-20000hr | LED A19 Basecase, 0% LED, 75% CFL, 25% Halogen | LED A19 Basecase, 0% LED, 75% CFL, 25% Halogen | LED Lamp: A19, EISA Bin 75, 110 LPW |  |  |  | Available |  |  |  | 2017ScrewInLampDisposition | ErRobNc |  |  |  | 2017Dispo-Res-InLtg | 2017-07-01 | 2018-06-30 | InEA_modVal |  |  |  |  | Standard | Remove expiry date per Commission Staff direction 2018ScrewInLampSavignsMethods-11Dec2017.pdf | 1 | 1 | 0 | Deemed Ex Ante Team |  | Remove expiry date per Commission Staff direction 2018ScrewInLampSavignsMethods-11Dec2017.pdf |  | Updated to indicate claim/filing status
1193 | R-In-LED-A19(EISA-Bin-100w-90LPW)-dWP17p2 | LED A Lamp replaces pre-existing standard lighting Wattage based on EISA bin and LPW | ExAnte2017 | Disposition | 2020-11-24 16:30 | Res-Iltg-dWatt-CFL | NonDEER | Scaled | DeltaWatts | 17.2 | 17.2 | None |  | 0 |  | 0 | Res | Any | Lighting | InGen-CFL | Ltg_Lamp | LED_lamp |  | ILtg-Res-LED-20000hr | LED A19 Basecase, 0% LED, 75% CFL, 25% Halogen | LED A19 Basecase, 0% LED, 75% CFL, 25% Halogen | LED Lamp: A19, EISA Bin 100, 90 LPW |  |  |  | Available |  |  |  | 2017ScrewInLampDisposition | ErRobNc |  |  |  | 2017Dispo-Res-InLtg | 2017-07-01 | 2018-06-30 | InEA_modVal |  |  |  |  | Standard | Remove expiry date per Commission Staff direction 2018ScrewInLampSavignsMethods-11Dec2017.pdf | 1 | 1 | 0 | Deemed Ex Ante Team |  | Remove expiry date per Commission Staff direction 2018ScrewInLampSavignsMethods-11Dec2017.pdf |  | Updated to indicate claim/filing status
1194 | R-In-LED-A19(EISA-Bin-100w-100LPW)-dWP19p1 | LED A Lamp replaces pre-existing standard lighting Wattage based on EISA bin and LPW | ExAnte2017 | Disposition | 2020-11-24 16:30 | Res-Iltg-dWatt-CFL | NonDEER | Scaled | DeltaWatts | 19.1 | 19.1 | None |  | 0 |  | 0 | Res | Any | Lighting | InGen-CFL | Ltg_Lamp | LED_lamp |  | ILtg-Res-LED-20000hr | LED A19 Basecase, 0% LED, 75% CFL, 25% Halogen | LED A19 Basecase, 0% LED, 75% CFL, 25% Halogen | LED Lamp: A19, EISA Bin 100, 100 LPW |  |  |  | Available |  |  |  | 2017ScrewInLampDisposition | ErRobNc |  |  |  | 2017Dispo-Res-InLtg | 2017-07-01 | 2018-06-30 | InEA_modVal |  |  |  |  | Standard | Remove expiry date per Commission Staff direction 2018ScrewInLampSavignsMethods-11Dec2017.pdf | 1 | 1 | 0 | Deemed Ex Ante Team |  | Remove expiry date per Commission Staff direction 2018ScrewInLampSavignsMethods-11Dec2017.pdf |  | Updated to indicate claim/filing status
1195 | R-In-LED-A19(EISA-Bin-100w-110LPW)-dWP19p9 | LED A Lamp replaces pre-existing standard lighting Wattage based on EISA bin and LPW | ExAnte2017 | Disposition | 2020-11-24 16:30 | Res-Iltg-dWatt-CFL | NonDEER | Scaled | DeltaWatts | 19.9 | 19.9 | None |  | 0 |  | 0 | Res | Any | Lighting | InGen-CFL | Ltg_Lamp | LED_lamp |  | ILtg-Res-LED-20000hr | LED A19 Basecase, 0% LED, 75% CFL, 25% Halogen | LED A19 Basecase, 0% LED, 75% CFL, 25% Halogen | LED Lamp: A19, EISA Bin 100, 110 LPW |  |  |  | Available |  |  |  | 2017ScrewInLampDisposition | ErRobNc |  |  |  | 2017Dispo-Res-InLtg | 2017-07-01 | 2018-06-30 | InEA_modVal |  |  |  |  | Standard | Remove expiry date per Commission Staff direction 2018ScrewInLampSavignsMethods-11Dec2017.pdf | 1 | 1 | 0 | Deemed Ex Ante Team |  | Remove expiry date per Commission Staff direction 2018ScrewInLampSavignsMethods-11Dec2017.pdf |  | Updated to indicate claim/filing status
1196 | R-InCmn-LED-A19(EISA-Bin-40w-68LPW)-dWP6p8 | LED A Lamp replaces pre-existing standard lighting Wattage based on EISA bin and LPW | ExAnte2017 | Disposition | 2020-11-24 16:30 | Res-Iltg-Cmn-dWatt-CFL | NonDEER | Scaled | DeltaWatts | 6.8 | 6.8 | None |  | 0 |  | 0 | Res | Any | Lighting | InCommon | Ltg_Lamp | LED_lamp |  | ILtg-Res-LED-20000hr-Cmn | LED A19 Basecase, 20% LED, 55% CFL, 25% Halogen | LED A19 Basecase, 20% LED, 55% CFL, 25% Halogen | LED Lamp: A19, EISA Bin 40, 68 LPW |  |  |  | Available |  |  |  | 2017ScrewInLampDisposition | ErRobNc |  |  |  | 2017Dispo-Res-InLtg-Cmn | 2017-07-01 | 2018-06-30 | InEA_modVal |  |  |  |  | Standard | Remove expiry date per Commission Staff direction 2018ScrewInLampSavignsMethods-11Dec2017.pdf | 1 | 1 | 0 | Deemed Ex Ante Team |  | Remove expiry date per Commission Staff direction 2018ScrewInLampSavignsMethods-11Dec2017.pdf |  | Updated to indicate claim/filing status
1197 | R-InCmn-LED-A19(EISA-Bin-40w-80LPW)-dWP7p6 | LED A Lamp replaces pre-existing standard lighting Wattage based on EISA bin and LPW | ExAnte2017 | Disposition | 2020-11-24 16:30 | Res-Iltg-Cmn-dWatt-CFL | NonDEER | Scaled | DeltaWatts | 7.6 | 7.6 | None |  | 0 |  | 0 | Res | Any | Lighting | InCommon | Ltg_Lamp | LED_lamp |  | ILtg-Res-LED-20000hr-Cmn | LED A19 Basecase, 20% LED, 55% CFL, 25% Halogen | LED A19 Basecase, 20% LED, 55% CFL, 25% Halogen | LED Lamp: A19, EISA Bin 40, 80 LPW |  |  |  | Available |  |  |  | 2017ScrewInLampDisposition | ErRobNc |  |  |  | 2017Dispo-Res-InLtg-Cmn | 2017-07-01 | 2018-06-30 | InEA_modVal |  |  |  |  | Standard | Remove expiry date per Commission Staff direction 2018ScrewInLampSavignsMethods-11Dec2017.pdf | 1 | 1 | 0 | Deemed Ex Ante Team |  | Remove expiry date per Commission Staff direction 2018ScrewInLampSavignsMethods-11Dec2017.pdf |  | Updated to indicate claim/filing status
1198 | R-InCmn-LED-A19(EISA-Bin-40w-90LPW)-dWP8p7 | LED A Lamp replaces pre-existing standard lighting Wattage based on EISA bin and LPW | ExAnte2017 | Disposition | 2020-11-24 16:30 | Res-Iltg-Cmn-dWatt-CFL | NonDEER | Scaled | DeltaWatts | 8.7 | 8.7 | None |  | 0 |  | 0 | Res | Any | Lighting | InCommon | Ltg_Lamp | LED_lamp |  | ILtg-Res-LED-20000hr-Cmn | LED A19 Basecase, 0% LED, 75% CFL, 25% Halogen | LED A19 Basecase, 0% LED, 75% CFL, 25% Halogen | LED Lamp: A19, EISA Bin 40, 90 LPW |  |  |  | Available |  |  |  | 2017ScrewInLampDisposition | ErRobNc |  |  |  | 2017Dispo-Res-InLtg-Cmn | 2017-07-01 | 2018-06-30 | InEA_modVal |  |  |  |  | Standard | Remove expiry date per Commission Staff direction 2018ScrewInLampSavignsMethods-11Dec2017.pdf | 1 | 1 | 0 | Deemed Ex Ante Team |  | Remove expiry date per Commission Staff direction 2018ScrewInLampSavignsMethods-11Dec2017.pdf |  | Updated to indicate claim/filing status
1199 | R-InCmn-LED-A19(EISA-Bin-40w-100LPW)-dWP8p8 | LED A Lamp replaces pre-existing standard lighting Wattage based on EISA bin and LPW | ExAnte2017 | Disposition | 2020-11-24 16:30 | Res-Iltg-Cmn-dWatt-CFL | NonDEER | Scaled | DeltaWatts | 8.8 | 8.8 | None |  | 0 |  | 0 | Res | Any | Lighting | InCommon | Ltg_Lamp | LED_lamp |  | ILtg-Res-LED-20000hr-Cmn | LED A19 Basecase, 0% LED, 75% CFL, 25% Halogen | LED A19 Basecase, 0% LED, 75% CFL, 25% Halogen | LED Lamp: A19, EISA Bin 40, 100 LPW |  |  |  | Available |  |  |  | 2017ScrewInLampDisposition | ErRobNc |  |  |  | 2017Dispo-Res-InLtg-Cmn | 2017-07-01 | 2018-06-30 | InEA_modVal |  |  |  |  | Standard | Remove expiry date per Commission Staff direction 2018ScrewInLampSavignsMethods-11Dec2017.pdf | 1 | 1 | 0 | Deemed Ex Ante Team |  | Remove expiry date per Commission Staff direction 2018ScrewInLampSavignsMethods-11Dec2017.pdf |  | Updated to indicate claim/filing status
1200 | R-InCmn-LED-A19(EISA-Bin-60w-110LPW)-dWP11p0 | LED A Lamp replaces pre-existing standard lighting Wattage based on EISA bin and LPW | ExAnte2017 | Disposition | 2020-11-24 16:30 | Res-Iltg-Cmn-dWatt-CFL | NonDEER | Scaled | DeltaWatts | 11 | 11 | None |  | 0 |  | 0 | Res | Any | Lighting | InCommon | Ltg_Lamp | LED_lamp |  | ILtg-Res-LED-20000hr-Cmn | LED A19 Basecase, 0% LED, 75% CFL, 25% Halogen | LED A19 Basecase, 0% LED, 75% CFL, 25% Halogen | LED Lamp: A19, EISA Bin 60, 70 LPW |  |  |  | Available |  |  |  | 2017ScrewInLampDisposition | ErRobNc |  |  |  | 2017Dispo-Res-InLtg-Cmn | 2017-07-01 | 2018-06-30 | InEA_modVal |  |  |  |  | Standard | Remove expiry date per Commission Staff direction 2018ScrewInLampSavignsMethods-11Dec2017.pdf | 1 | 1 | 0 | Deemed Ex Ante Team |  | Remove expiry date per Commission Staff direction 2018ScrewInLampSavignsMethods-11Dec2017.pdf |  | Updated to indicate claim/filing status
1201 | R-InCmn-LED-A19(EISA-Bin-60w-80LPW)-dWP7p8 | LED A Lamp replaces pre-existing standard lighting Wattage based on EISA bin and LPW | ExAnte2017 | Disposition | 2020-11-24 16:30 | Res-Iltg-Cmn-dWatt-CFL | NonDEER | Scaled | DeltaWatts | 7.8 | 7.8 | None |  | 0 |  | 0 | Res | Any | Lighting | InCommon | Ltg_Lamp | LED_lamp |  | ILtg-Res-LED-20000hr-Cmn | LED A19 Basecase, 20% LED, 55% CFL, 25% Halogen | LED A19 Basecase, 20% LED, 55% CFL, 25% Halogen | LED Lamp: A19, EISA Bin 60, 80 LPW |  |  |  | Available |  |  |  | 2017ScrewInLampDisposition | ErRobNc |  |  |  | 2017Dispo-Res-InLtg-Cmn | 2017-07-01 | 2018-06-30 | InEA_modVal |  |  |  |  | Standard | Remove expiry date per Commission Staff direction 2018ScrewInLampSavignsMethods-11Dec2017.pdf | 1 | 1 | 0 | Deemed Ex Ante Team |  | Remove expiry date per Commission Staff direction 2018ScrewInLampSavignsMethods-11Dec2017.pdf |  | Updated to indicate claim/filing status
1202 | R-InCmn-LED-A19(EISA-Bin-60w-90LPW)-dWP9p2 | LED A Lamp replaces pre-existing standard lighting Wattage based on EISA bin and LPW | ExAnte2017 | Disposition | 2020-11-24 16:30 | Res-Iltg-Cmn-dWatt-CFL | NonDEER | Scaled | DeltaWatts | 9.2 | 9.2 | None |  | 0 |  | 0 | Res | Any | Lighting | InCommon | Ltg_Lamp | LED_lamp |  | ILtg-Res-LED-20000hr-Cmn | LED A19 Basecase, 0% LED, 75% CFL, 25% Halogen | LED A19 Basecase, 0% LED, 75% CFL, 25% Halogen | LED Lamp: A19, EISA Bin 60, 90 LPW |  |  |  | Available |  |  |  | 2017ScrewInLampDisposition | ErRobNc |  |  |  | 2017Dispo-Res-InLtg-Cmn | 2017-07-01 | 2018-06-30 | InEA_modVal |  |  |  |  | Standard | Remove expiry date per Commission Staff direction 2018ScrewInLampSavignsMethods-11Dec2017.pdf | 1 | 1 | 0 | Deemed Ex Ante Team |  | Remove expiry date per Commission Staff direction 2018ScrewInLampSavignsMethods-11Dec2017.pdf |  | Updated to indicate claim/filing status
1203 | R-InCmn-LED-A19(EISA-Bin-60w-100LPW)-dWP10p9 | LED A Lamp replaces pre-existing standard lighting Wattage based on EISA bin and LPW | ExAnte2017 | Disposition | 2020-11-24 16:30 | Res-Iltg-Cmn-dWatt-CFL | NonDEER | Scaled | DeltaWatts | 10.9 | 10.9 | None |  | 0 |  | 0 | Res | Any | Lighting | InCommon | Ltg_Lamp | LED_lamp |  | ILtg-Res-LED-20000hr-Cmn | LED A19 Basecase, 0% LED, 75% CFL, 25% Halogen | LED A19 Basecase, 0% LED, 75% CFL, 25% Halogen | LED Lamp: A19, EISA Bin 60, 100 LPW |  |  |  | Available |  |  |  | 2017ScrewInLampDisposition | ErRobNc |  |  |  | 2017Dispo-Res-InLtg-Cmn | 2017-07-01 | 2018-06-30 | InEA_modVal |  |  |  |  | Standard | Remove expiry date per Commission Staff direction 2018ScrewInLampSavignsMethods-11Dec2017.pdf | 1 | 1 | 0 | Deemed Ex Ante Team |  | Remove expiry date per Commission Staff direction 2018ScrewInLampSavignsMethods-11Dec2017.pdf |  | Updated to indicate claim/filing status
1204 | R-InCmn-LED-A19(EISA-Bin-75w-120LPW)-dWP17p6 | LED A Lamp replaces pre-existing standard lighting Wattage based on EISA bin and LPW | ExAnte2017 | Disposition | 2020-11-24 16:30 | Res-Iltg-Cmn-dWatt-CFL | NonDEER | Scaled | DeltaWatts | 17.6 | 17.6 | None |  | 0 |  | 0 | Res | Any | Lighting | InCommon | Ltg_Lamp | LED_lamp |  | ILtg-Res-LED-20000hr-Cmn | LED A19 Basecase, 0% LED, 75% CFL, 25% Halogen | LED A19 Basecase, 0% LED, 75% CFL, 25% Halogen | LED Lamp: A19, EISA Bin 75, 80 LPW |  |  |  | Available |  |  |  | 2017ScrewInLampDisposition | ErRobNc |  |  |  | 2017Dispo-Res-InLtg-Cmn | 2017-07-01 | 2018-06-30 | InEA_modVal |  |  |  |  | Standard | Remove expiry date per Commission Staff direction 2018ScrewInLampSavignsMethods-11Dec2017.pdf | 1 | 1 | 0 | Deemed Ex Ante Team |  | Remove expiry date per Commission Staff direction 2018ScrewInLampSavignsMethods-11Dec2017.pdf |  | Updated to indicate claim/filing status
1205 | R-InCmn-LED-A19(EISA-Bin-75w-90LPW)-dWP12p6 | LED A Lamp replaces pre-existing standard lighting Wattage based on EISA bin and LPW | ExAnte2017 | Disposition | 2020-11-24 16:30 | Res-Iltg-Cmn-dWatt-CFL | NonDEER | Scaled | DeltaWatts | 12.6 | 12.6 | None |  | 0 |  | 0 | Res | Any | Lighting | InCommon | Ltg_Lamp | LED_lamp |  | ILtg-Res-LED-20000hr-Cmn | LED A19 Basecase, 0% LED, 75% CFL, 25% Halogen | LED A19 Basecase, 0% LED, 75% CFL, 25% Halogen | LED Lamp: A19, EISA Bin 75, 90 LPW |  |  |  | Available |  |  |  | 2017ScrewInLampDisposition | ErRobNc |  |  |  | 2017Dispo-Res-InLtg-Cmn | 2017-07-01 | 2018-06-30 | InEA_modVal |  |  |  |  | Standard | Remove expiry date per Commission Staff direction 2018ScrewInLampSavignsMethods-11Dec2017.pdf | 1 | 1 | 0 | Deemed Ex Ante Team |  | Remove expiry date per Commission Staff direction 2018ScrewInLampSavignsMethods-11Dec2017.pdf |  | Updated to indicate claim/filing status
1206 | R-InCmn-LED-A19(EISA-Bin-75w-100LPW)-dWP13p5 | LED A Lamp replaces pre-existing standard lighting Wattage based on EISA bin and LPW | ExAnte2017 | Disposition | 2020-11-24 16:30 | Res-Iltg-Cmn-dWatt-CFL | NonDEER | Scaled | DeltaWatts | 13.5 | 13.5 | None |  | 0 |  | 0 | Res | Any | Lighting | InCommon | Ltg_Lamp | LED_lamp |  | ILtg-Res-LED-20000hr-Cmn | LED A19 Basecase, 0% LED, 75% CFL, 25% Halogen | LED A19 Basecase, 0% LED, 75% CFL, 25% Halogen | LED Lamp: A19, EISA Bin 75, 100 LPW |  |  |  | Available |  |  |  | 2017ScrewInLampDisposition | ErRobNc |  |  |  | 2017Dispo-Res-InLtg-Cmn | 2017-07-01 | 2018-06-30 | InEA_modVal |  |  |  |  | Standard | Remove expiry date per Commission Staff direction 2018ScrewInLampSavignsMethods-11Dec2017.pdf | 1 | 1 | 0 | Deemed Ex Ante Team |  | Remove expiry date per Commission Staff direction 2018ScrewInLampSavignsMethods-11Dec2017.pdf |  | Updated to indicate claim/filing status
1207 | R-InCmn-LED-A19(EISA-Bin-75w-110LPW)-dWP15p4 | LED A Lamp replaces pre-existing standard lighting Wattage based on EISA bin and LPW | ExAnte2017 | Disposition | 2020-11-24 16:30 | Res-Iltg-Cmn-dWatt-CFL | NonDEER | Scaled | DeltaWatts | 15.4 | 15.4 | None |  | 0 |  | 0 | Res | Any | Lighting | InCommon | Ltg_Lamp | LED_lamp |  | ILtg-Res-LED-20000hr-Cmn | LED A19 Basecase, 0% LED, 75% CFL, 25% Halogen | LED A19 Basecase, 0% LED, 75% CFL, 25% Halogen | LED Lamp: A19, EISA Bin 75, 110 LPW |  |  |  | Available |  |  |  | 2017ScrewInLampDisposition | ErRobNc |  |  |  | 2017Dispo-Res-InLtg-Cmn | 2017-07-01 | 2018-06-30 | InEA_modVal |  |  |  |  | Standard | Remove expiry date per Commission Staff direction 2018ScrewInLampSavignsMethods-11Dec2017.pdf | 1 | 1 | 0 | Deemed Ex Ante Team |  | Remove expiry date per Commission Staff direction 2018ScrewInLampSavignsMethods-11Dec2017.pdf |  | Updated to indicate claim/filing status
1208 | R-InCmn-LED-A19(EISA-Bin-100w-90LPW)-dWP17p2 | LED A Lamp replaces pre-existing standard lighting Wattage based on EISA bin and LPW | ExAnte2017 | Disposition | 2020-11-24 16:30 | Res-Iltg-Cmn-dWatt-CFL | NonDEER | Scaled | DeltaWatts | 17.2 | 17.2 | None |  | 0 |  | 0 | Res | Any | Lighting | InCommon | Ltg_Lamp | LED_lamp |  | ILtg-Res-LED-20000hr-Cmn | LED A19 Basecase, 0% LED, 75% CFL, 25% Halogen | LED A19 Basecase, 0% LED, 75% CFL, 25% Halogen | LED Lamp: A19, EISA Bin 100, 90 LPW |  |  |  | Available |  |  |  | 2017ScrewInLampDisposition | ErRobNc |  |  |  | 2017Dispo-Res-InLtg-Cmn | 2017-07-01 | 2018-06-30 | InEA_modVal |  |  |  |  | Standard | Remove expiry date per Commission Staff direction 2018ScrewInLampSavignsMethods-11Dec2017.pdf | 1 | 1 | 0 | Deemed Ex Ante Team |  | Remove expiry date per Commission Staff direction 2018ScrewInLampSavignsMethods-11Dec2017.pdf |  | Updated to indicate claim/filing status
1209 | R-InCmn-LED-A19(EISA-Bin-100w-100LPW)-dWP19p1 | LED A Lamp replaces pre-existing standard lighting Wattage based on EISA bin and LPW | ExAnte2017 | Disposition | 2020-11-24 16:30 | Res-Iltg-Cmn-dWatt-CFL | NonDEER | Scaled | DeltaWatts | 19.1 | 19.1 | None |  | 0 |  | 0 | Res | Any | Lighting | InCommon | Ltg_Lamp | LED_lamp |  | ILtg-Res-LED-20000hr-Cmn | LED A19 Basecase, 0% LED, 75% CFL, 25% Halogen | LED A19 Basecase, 0% LED, 75% CFL, 25% Halogen | LED Lamp: A19, EISA Bin 100, 100 LPW |  |  |  | Available |  |  |  | 2017ScrewInLampDisposition | ErRobNc |  |  |  | 2017Dispo-Res-InLtg-Cmn | 2017-07-01 | 2018-06-30 | InEA_modVal |  |  |  |  | Standard | Remove expiry date per Commission Staff direction 2018ScrewInLampSavignsMethods-11Dec2017.pdf | 1 | 1 | 0 | Deemed Ex Ante Team |  | Remove expiry date per Commission Staff direction 2018ScrewInLampSavignsMethods-11Dec2017.pdf |  | Updated to indicate claim/filing status
1210 | R-InCmn-LED-A19(EISA-Bin-100w-110LPW)-dWP19p9 | LED A Lamp replaces pre-existing standard lighting Wattage based on EISA bin and LPW | ExAnte2017 | Disposition | 2020-11-24 16:30 | Res-Iltg-Cmn-dWatt-CFL | NonDEER | Scaled | DeltaWatts | 19.9 | 19.9 | None |  | 0 |  | 0 | Res | Any | Lighting | InCommon | Ltg_Lamp | LED_lamp |  | ILtg-Res-LED-20000hr-Cmn | LED A19 Basecase, 0% LED, 75% CFL, 25% Halogen | LED A19 Basecase, 0% LED, 75% CFL, 25% Halogen | LED Lamp: A19, EISA Bin 100, 110 LPW |  |  |  | Available |  |  |  | 2017ScrewInLampDisposition | ErRobNc |  |  |  | 2017Dispo-Res-InLtg-Cmn | 2017-07-01 | 2018-06-30 | InEA_modVal |  |  |  |  | Standard | Remove expiry date per Commission Staff direction 2018ScrewInLampSavignsMethods-11Dec2017.pdf | 1 | 1 | 0 | Deemed Ex Ante Team |  | Remove expiry date per Commission Staff direction 2018ScrewInLampSavignsMethods-11Dec2017.pdf |  | Updated to indicate claim/filing status
1211 | C-Out-LED-A19(EISA-Bin-40w-68LPW)-dWP6p8 | LED A Lamp replaces pre-existing standard lighting Wattage based on EISA bin and LPW | ExAnte2017 | Disposition | 2020-11-24 16:30 | Com-Oltg-dWatt | NonDEER | Scaled | DeltaWatts | 6.8 | 6.8 | None |  | 0 |  | 0 | Com | Any | Lighting | OutGen | Ltg_Lamp | LED_lamp |  | OLtg-Com-LED-20000hr | LED A19 Basecase, 20% LED, 55% CFL, 25% Halogen | LED A19 Basecase, 20% LED, 55% CFL, 25% Halogen | LED Lamp: A19, EISA Bin 40, 68 LPW |  |  |  | Available |  |  |  | 2017ScrewInLampDisposition | ErRobNc |  |  |  | 2017Dispo-Com-OutLtg | 2017-07-01 | 2018-06-30 | InEA_modVal |  |  |  |  | Standard | Remove expiry date per Commission Staff direction 2018ScrewInLampSavignsMethods-11Dec2017.pdf | 1 | 1 | 0 | Deemed Ex Ante Team |  | Remove expiry date per Commission Staff direction 2018ScrewInLampSavignsMethods-11Dec2017.pdf |  | Updated to indicate claim/filing status
1212 | C-Out-LED-A19(EISA-Bin-40w-80LPW)-dWP7p6 | LED A Lamp replaces pre-existing standard lighting Wattage based on EISA bin and LPW | ExAnte2017 | Disposition | 2020-11-24 16:30 | Com-Oltg-dWatt | NonDEER | Scaled | DeltaWatts | 7.6 | 7.6 | None |  | 0 |  | 0 | Com | Any | Lighting | OutGen | Ltg_Lamp | LED_lamp |  | OLtg-Com-LED-20000hr | LED A19 Basecase, 20% LED, 55% CFL, 25% Halogen | LED A19 Basecase, 20% LED, 55% CFL, 25% Halogen | LED Lamp: A19, EISA Bin 40, 80 LPW |  |  |  | Available |  |  |  | 2017ScrewInLampDisposition | ErRobNc |  |  |  | 2017Dispo-Com-OutLtg | 2017-07-01 | 2018-06-30 | InEA_modVal |  |  |  |  | Standard | Remove expiry date per Commission Staff direction 2018ScrewInLampSavignsMethods-11Dec2017.pdf | 1 | 1 | 0 | Deemed Ex Ante Team |  | Remove expiry date per Commission Staff direction 2018ScrewInLampSavignsMethods-11Dec2017.pdf |  | Updated to indicate claim/filing status
1213 | C-Out-LED-A19(EISA-Bin-40w-90LPW)-dWP8p7 | LED A Lamp replaces pre-existing standard lighting Wattage based on EISA bin and LPW | ExAnte2017 | Disposition | 2020-11-24 16:30 | Com-Oltg-dWatt | NonDEER | Scaled | DeltaWatts | 8.7 | 8.7 | None |  | 0 |  | 0 | Com | Any | Lighting | OutGen | Ltg_Lamp | LED_lamp |  | OLtg-Com-LED-20000hr | LED A19 Basecase, 0% LED, 75% CFL, 25% Halogen | LED A19 Basecase, 0% LED, 75% CFL, 25% Halogen | LED Lamp: A19, EISA Bin 40, 90 LPW |  |  |  | Available |  |  |  | 2017ScrewInLampDisposition | ErRobNc |  |  |  | 2017Dispo-Com-OutLtg | 2017-07-01 | 2018-06-30 | InEA_modVal |  |  |  |  | Standard | Remove expiry date per Commission Staff direction 2018ScrewInLampSavignsMethods-11Dec2017.pdf | 1 | 1 | 0 | Deemed Ex Ante Team |  | Remove expiry date per Commission Staff direction 2018ScrewInLampSavignsMethods-11Dec2017.pdf |  | Updated to indicate claim/filing status
1214 | C-Out-LED-A19(EISA-Bin-40w-100LPW)-dWP8p8 | LED A Lamp replaces pre-existing standard lighting Wattage based on EISA bin and LPW | ExAnte2017 | Disposition | 2020-11-24 16:30 | Com-Oltg-dWatt | NonDEER | Scaled | DeltaWatts | 8.8 | 8.8 | None |  | 0 |  | 0 | Com | Any | Lighting | OutGen | Ltg_Lamp | LED_lamp |  | OLtg-Com-LED-20000hr | LED A19 Basecase, 0% LED, 75% CFL, 25% Halogen | LED A19 Basecase, 0% LED, 75% CFL, 25% Halogen | LED Lamp: A19, EISA Bin 40, 100 LPW |  |  |  | Available |  |  |  | 2017ScrewInLampDisposition | ErRobNc |  |  |  | 2017Dispo-Com-OutLtg | 2017-07-01 | 2018-06-30 | InEA_modVal |  |  |  |  | Standard | Remove expiry date per Commission Staff direction 2018ScrewInLampSavignsMethods-11Dec2017.pdf | 1 | 1 | 0 | Deemed Ex Ante Team |  | Remove expiry date per Commission Staff direction 2018ScrewInLampSavignsMethods-11Dec2017.pdf |  | Updated to indicate claim/filing status
1215 | C-Out-LED-A19(EISA-Bin-60w-110LPW)-dWP11p0 | LED A Lamp replaces pre-existing standard lighting Wattage based on EISA bin and LPW | ExAnte2017 | Disposition | 2020-11-24 16:30 | Com-Oltg-dWatt | NonDEER | Scaled | DeltaWatts | 11 | 11 | None |  | 0 |  | 0 | Com | Any | Lighting | OutGen | Ltg_Lamp | LED_lamp |  | OLtg-Com-LED-20000hr | LED A19 Basecase, 0% LED, 75% CFL, 25% Halogen | LED A19 Basecase, 0% LED, 75% CFL, 25% Halogen | LED Lamp: A19, EISA Bin 60, 70 LPW |  |  |  | Available |  |  |  | 2017ScrewInLampDisposition | ErRobNc |  |  |  | 2017Dispo-Com-OutLtg | 2017-07-01 | 2018-06-30 | InEA_modVal |  |  |  |  | Standard | Remove expiry date per Commission Staff direction 2018ScrewInLampSavignsMethods-11Dec2017.pdf | 1 | 1 | 0 | Deemed Ex Ante Team |  | Remove expiry date per Commission Staff direction 2018ScrewInLampSavignsMethods-11Dec2017.pdf |  | Updated to indicate claim/filing status
1216 | C-Out-LED-A19(EISA-Bin-60w-80LPW)-dWP7p8 | LED A Lamp replaces pre-existing standard lighting Wattage based on EISA bin and LPW | ExAnte2017 | Disposition | 2020-11-24 16:30 | Com-Oltg-dWatt | NonDEER | Scaled | DeltaWatts | 7.8 | 7.8 | None |  | 0 |  | 0 | Com | Any | Lighting | OutGen | Ltg_Lamp | LED_lamp |  | OLtg-Com-LED-20000hr | LED A19 Basecase, 20% LED, 55% CFL, 25% Halogen | LED A19 Basecase, 20% LED, 55% CFL, 25% Halogen | LED Lamp: A19, EISA Bin 60, 80 LPW |  |  |  | Available |  |  |  | 2017ScrewInLampDisposition | ErRobNc |  |  |  | 2017Dispo-Com-OutLtg | 2017-07-01 | 2018-06-30 | InEA_modVal |  |  |  |  | Standard | Remove expiry date per Commission Staff direction 2018ScrewInLampSavignsMethods-11Dec2017.pdf | 1 | 1 | 0 | Deemed Ex Ante Team |  | Remove expiry date per Commission Staff direction 2018ScrewInLampSavignsMethods-11Dec2017.pdf |  | Updated to indicate claim/filing status
1217 | C-Out-LED-A19(EISA-Bin-60w-90LPW)-dWP9p2 | LED A Lamp replaces pre-existing standard lighting Wattage based on EISA bin and LPW | ExAnte2017 | Disposition | 2020-11-24 16:30 | Com-Oltg-dWatt | NonDEER | Scaled | DeltaWatts | 9.2 | 9.2 | None |  | 0 |  | 0 | Com | Any | Lighting | OutGen | Ltg_Lamp | LED_lamp |  | OLtg-Com-LED-20000hr | LED A19 Basecase, 0% LED, 75% CFL, 25% Halogen | LED A19 Basecase, 0% LED, 75% CFL, 25% Halogen | LED Lamp: A19, EISA Bin 60, 90 LPW |  |  |  | Available |  |  |  | 2017ScrewInLampDisposition | ErRobNc |  |  |  | 2017Dispo-Com-OutLtg | 2017-07-01 | 2018-06-30 | InEA_modVal |  |  |  |  | Standard | Remove expiry date per Commission Staff direction 2018ScrewInLampSavignsMethods-11Dec2017.pdf | 1 | 1 | 0 | Deemed Ex Ante Team |  | Remove expiry date per Commission Staff direction 2018ScrewInLampSavignsMethods-11Dec2017.pdf |  | Updated to indicate claim/filing status
1218 | C-Out-LED-A19(EISA-Bin-60w-100LPW)-dWP10p9 | LED A Lamp replaces pre-existing standard lighting Wattage based on EISA bin and LPW | ExAnte2017 | Disposition | 2020-11-24 16:30 | Com-Oltg-dWatt | NonDEER | Scaled | DeltaWatts | 10.9 | 10.9 | None |  | 0 |  | 0 | Com | Any | Lighting | OutGen | Ltg_Lamp | LED_lamp |  | OLtg-Com-LED-20000hr | LED A19 Basecase, 0% LED, 75% CFL, 25% Halogen | LED A19 Basecase, 0% LED, 75% CFL, 25% Halogen | LED Lamp: A19, EISA Bin 60, 100 LPW |  |  |  | Available |  |  |  | 2017ScrewInLampDisposition | ErRobNc |  |  |  | 2017Dispo-Com-OutLtg | 2017-07-01 | 2018-06-30 | InEA_modVal |  |  |  |  | Standard | Remove expiry date per Commission Staff direction 2018ScrewInLampSavignsMethods-11Dec2017.pdf | 1 | 1 | 0 | Deemed Ex Ante Team |  | Remove expiry date per Commission Staff direction 2018ScrewInLampSavignsMethods-11Dec2017.pdf |  | Updated to indicate claim/filing status
1219 | C-Out-LED-A19(EISA-Bin-75w-120LPW)-dWP17p6 | LED A Lamp replaces pre-existing standard lighting Wattage based on EISA bin and LPW | ExAnte2017 | Disposition | 2020-11-24 16:30 | Com-Oltg-dWatt | NonDEER | Scaled | DeltaWatts | 17.6 | 17.6 | None |  | 0 |  | 0 | Com | Any | Lighting | OutGen | Ltg_Lamp | LED_lamp |  | OLtg-Com-LED-20000hr | LED A19 Basecase, 0% LED, 75% CFL, 25% Halogen | LED A19 Basecase, 0% LED, 75% CFL, 25% Halogen | LED Lamp: A19, EISA Bin 75, 80 LPW |  |  |  | Available |  |  |  | 2017ScrewInLampDisposition | ErRobNc |  |  |  | 2017Dispo-Com-OutLtg | 2017-07-01 | 2018-06-30 | InEA_modVal |  |  |  |  | Standard | Remove expiry date per Commission Staff direction 2018ScrewInLampSavignsMethods-11Dec2017.pdf | 1 | 1 | 0 | Deemed Ex Ante Team |  | Remove expiry date per Commission Staff direction 2018ScrewInLampSavignsMethods-11Dec2017.pdf |  | Updated to indicate claim/filing status
1220 | C-Out-LED-A19(EISA-Bin-75w-90LPW)-dWP12p6 | LED A Lamp replaces pre-existing standard lighting Wattage based on EISA bin and LPW | ExAnte2017 | Disposition | 2020-11-24 16:30 | Com-Oltg-dWatt | NonDEER | Scaled | DeltaWatts | 12.6 | 12.6 | None |  | 0 |  | 0 | Com | Any | Lighting | OutGen | Ltg_Lamp | LED_lamp |  | OLtg-Com-LED-20000hr | LED A19 Basecase, 0% LED, 75% CFL, 25% Halogen | LED A19 Basecase, 0% LED, 75% CFL, 25% Halogen | LED Lamp: A19, EISA Bin 75, 90 LPW |  |  |  | Available |  |  |  | 2017ScrewInLampDisposition | ErRobNc |  |  |  | 2017Dispo-Com-OutLtg | 2017-07-01 | 2018-06-30 | InEA_modVal |  |  |  |  | Standard | Remove expiry date per Commission Staff direction 2018ScrewInLampSavignsMethods-11Dec2017.pdf | 1 | 1 | 0 | Deemed Ex Ante Team |  | Remove expiry date per Commission Staff direction 2018ScrewInLampSavignsMethods-11Dec2017.pdf |  | Updated to indicate claim/filing status
1221 | C-Out-LED-A19(EISA-Bin-75w-100LPW)-dWP13p5 | LED A Lamp replaces pre-existing standard lighting Wattage based on EISA bin and LPW | ExAnte2017 | Disposition | 2020-11-24 16:30 | Com-Oltg-dWatt | NonDEER | Scaled | DeltaWatts | 13.5 | 13.5 | None |  | 0 |  | 0 | Com | Any | Lighting | OutGen | Ltg_Lamp | LED_lamp |  | OLtg-Com-LED-20000hr | LED A19 Basecase, 0% LED, 75% CFL, 25% Halogen | LED A19 Basecase, 0% LED, 75% CFL, 25% Halogen | LED Lamp: A19, EISA Bin 75, 100 LPW |  |  |  | Available |  |  |  | 2017ScrewInLampDisposition | ErRobNc |  |  |  | 2017Dispo-Com-OutLtg | 2017-07-01 | 2018-06-30 | InEA_modVal |  |  |  |  | Standard | Remove expiry date per Commission Staff direction 2018ScrewInLampSavignsMethods-11Dec2017.pdf | 1 | 1 | 0 | Deemed Ex Ante Team |  | Remove expiry date per Commission Staff direction 2018ScrewInLampSavignsMethods-11Dec2017.pdf |  | Updated to indicate claim/filing status
1222 | C-Out-LED-A19(EISA-Bin-75w-110LPW)-dWP15p4 | LED A Lamp replaces pre-existing standard lighting Wattage based on EISA bin and LPW | ExAnte2017 | Disposition | 2020-11-24 16:30 | Com-Oltg-dWatt | NonDEER | Scaled | DeltaWatts | 15.4 | 15.4 | None |  | 0 |  | 0 | Com | Any | Lighting | OutGen | Ltg_Lamp | LED_lamp |  | OLtg-Com-LED-20000hr | LED A19 Basecase, 0% LED, 75% CFL, 25% Halogen | LED A19 Basecase, 0% LED, 75% CFL, 25% Halogen | LED Lamp: A19, EISA Bin 75, 110 LPW |  |  |  | Available |  |  |  | 2017ScrewInLampDisposition | ErRobNc |  |  |  | 2017Dispo-Com-OutLtg | 2017-07-01 | 2018-06-30 | InEA_modVal |  |  |  |  | Standard | Remove expiry date per Commission Staff direction 2018ScrewInLampSavignsMethods-11Dec2017.pdf | 1 | 1 | 0 | Deemed Ex Ante Team |  | Remove expiry date per Commission Staff direction 2018ScrewInLampSavignsMethods-11Dec2017.pdf |  | Updated to indicate claim/filing status
1223 | C-Out-LED-A19(EISA-Bin-100w-90LPW)-dWP17p2 | LED A Lamp replaces pre-existing standard lighting Wattage based on EISA bin and LPW | ExAnte2017 | Disposition | 2020-11-24 16:30 | Com-Oltg-dWatt | NonDEER | Scaled | DeltaWatts | 17.2 | 17.2 | None |  | 0 |  | 0 | Com | Any | Lighting | OutGen | Ltg_Lamp | LED_lamp |  | OLtg-Com-LED-20000hr | LED A19 Basecase, 0% LED, 75% CFL, 25% Halogen | LED A19 Basecase, 0% LED, 75% CFL, 25% Halogen | LED Lamp: A19, EISA Bin 100, 90 LPW |  |  |  | Available |  |  |  | 2017ScrewInLampDisposition | ErRobNc |  |  |  | 2017Dispo-Com-OutLtg | 2017-07-01 | 2018-06-30 | InEA_modVal |  |  |  |  | Standard | Remove expiry date per Commission Staff direction 2018ScrewInLampSavignsMethods-11Dec2017.pdf | 1 | 1 | 0 | Deemed Ex Ante Team |  | Remove expiry date per Commission Staff direction 2018ScrewInLampSavignsMethods-11Dec2017.pdf |  | Updated to indicate claim/filing status
1224 | C-Out-LED-A19(EISA-Bin-100w-100LPW)-dWP19p1 | LED A Lamp replaces pre-existing standard lighting Wattage based on EISA bin and LPW | ExAnte2017 | Disposition | 2020-11-24 16:30 | Com-Oltg-dWatt | NonDEER | Scaled | DeltaWatts | 19.1 | 19.1 | None |  | 0 |  | 0 | Com | Any | Lighting | OutGen | Ltg_Lamp | LED_lamp |  | OLtg-Com-LED-20000hr | LED A19 Basecase, 0% LED, 75% CFL, 25% Halogen | LED A19 Basecase, 0% LED, 75% CFL, 25% Halogen | LED Lamp: A19, EISA Bin 100, 100 LPW |  |  |  | Available |  |  |  | 2017ScrewInLampDisposition | ErRobNc |  |  |  | 2017Dispo-Com-OutLtg | 2017-07-01 | 2018-06-30 | InEA_modVal |  |  |  |  | Standard | Remove expiry date per Commission Staff direction 2018ScrewInLampSavignsMethods-11Dec2017.pdf | 1 | 1 | 0 | Deemed Ex Ante Team |  | Remove expiry date per Commission Staff direction 2018ScrewInLampSavignsMethods-11Dec2017.pdf |  | Updated to indicate claim/filing status
1225 | C-Out-LED-A19(EISA-Bin-100w-110LPW)-dWP19p9 | LED A Lamp replaces pre-existing standard lighting Wattage based on EISA bin and LPW | ExAnte2017 | Disposition | 2020-11-24 16:30 | Com-Oltg-dWatt | NonDEER | Scaled | DeltaWatts | 19.9 | 19.9 | None |  | 0 |  | 0 | Com | Any | Lighting | OutGen | Ltg_Lamp | LED_lamp |  | OLtg-Com-LED-20000hr | LED A19 Basecase, 0% LED, 75% CFL, 25% Halogen | LED A19 Basecase, 0% LED, 75% CFL, 25% Halogen | LED Lamp: A19, EISA Bin 100, 110 LPW |  |  |  | Available |  |  |  | 2017ScrewInLampDisposition | ErRobNc |  |  |  | 2017Dispo-Com-OutLtg | 2017-07-01 | 2018-06-30 | InEA_modVal |  |  |  |  | Standard | Remove expiry date per Commission Staff direction 2018ScrewInLampSavignsMethods-11Dec2017.pdf | 1 | 1 | 0 | Deemed Ex Ante Team |  | Remove expiry date per Commission Staff direction 2018ScrewInLampSavignsMethods-11Dec2017.pdf |  | Updated to indicate claim/filing status
1226 | R-Out-LED-A19(EISA-Bin-40w-68LPW)-dWP6p8 | LED A Lamp replaces pre-existing standard lighting Wattage based on EISA bin and LPW | ExAnte2017 | Disposition | 2020-11-24 16:30 | Res-Oltg-dWatt | NonDEER | Scaled | DeltaWatts | 6.8 | 6.8 | None |  | 0 |  | 0 | Res | Any | Lighting | OutGen | Ltg_Lamp | LED_lamp |  | OLtg-Res-LED-20000hr | LED A19 Basecase, 20% LED, 55% CFL, 25% Halogen | LED A19 Basecase, 20% LED, 55% CFL, 25% Halogen | LED Lamp: A19, EISA Bin 40, 68 LPW |  |  |  | Available |  |  |  | 2017ScrewInLampDisposition | ErRobNc |  |  |  | 2017Dispo-Res-OutLtg | 2017-07-01 | 2018-06-30 | InEA_modVal |  |  |  |  | Standard | Remove expiry date per Commission Staff direction 2018ScrewInLampSavignsMethods-11Dec2017.pdf | 1 | 1 | 0 | Deemed Ex Ante Team |  | Remove expiry date per Commission Staff direction 2018ScrewInLampSavignsMethods-11Dec2017.pdf |  | Updated to indicate claim/filing status
1227 | R-Out-LED-A19(EISA-Bin-40w-80LPW)-dWP7p6 | LED A Lamp replaces pre-existing standard lighting Wattage based on EISA bin and LPW | ExAnte2017 | Disposition | 2020-11-24 16:30 | Res-Oltg-dWatt | NonDEER | Scaled | DeltaWatts | 7.6 | 7.6 | None |  | 0 |  | 0 | Res | Any | Lighting | OutGen | Ltg_Lamp | LED_lamp |  | OLtg-Res-LED-20000hr | LED A19 Basecase, 20% LED, 55% CFL, 25% Halogen | LED A19 Basecase, 20% LED, 55% CFL, 25% Halogen | LED Lamp: A19, EISA Bin 40, 80 LPW |  |  |  | Available |  |  |  | 2017ScrewInLampDisposition | ErRobNc |  |  |  | 2017Dispo-Res-OutLtg | 2017-07-01 | 2018-06-30 | InEA_modVal |  |  |  |  | Standard | Remove expiry date per Commission Staff direction 2018ScrewInLampSavignsMethods-11Dec2017.pdf | 1 | 1 | 0 | Deemed Ex Ante Team |  | Remove expiry date per Commission Staff direction 2018ScrewInLampSavignsMethods-11Dec2017.pdf |  | Updated to indicate claim/filing status
1228 | R-Out-LED-A19(EISA-Bin-40w-90LPW)-dWP8p7 | LED A Lamp replaces pre-existing standard lighting Wattage based on EISA bin and LPW | ExAnte2017 | Disposition | 2020-11-24 16:30 | Res-Oltg-dWatt | NonDEER | Scaled | DeltaWatts | 8.7 | 8.7 | None |  | 0 |  | 0 | Res | Any | Lighting | OutGen | Ltg_Lamp | LED_lamp |  | OLtg-Res-LED-20000hr | LED A19 Basecase, 0% LED, 75% CFL, 25% Halogen | LED A19 Basecase, 0% LED, 75% CFL, 25% Halogen | LED Lamp: A19, EISA Bin 40, 90 LPW |  |  |  | Available |  |  |  | 2017ScrewInLampDisposition | ErRobNc |  |  |  | 2017Dispo-Res-OutLtg | 2017-07-01 | 2018-06-30 | InEA_modVal |  |  |  |  | Standard | Remove expiry date per Commission Staff direction 2018ScrewInLampSavignsMethods-11Dec2017.pdf | 1 | 1 | 0 | Deemed Ex Ante Team |  | Remove expiry date per Commission Staff direction 2018ScrewInLampSavignsMethods-11Dec2017.pdf |  | Updated to indicate claim/filing status
1229 | R-Out-LED-A19(EISA-Bin-40w-100LPW)-dWP8p8 | LED A Lamp replaces pre-existing standard lighting Wattage based on EISA bin and LPW | ExAnte2017 | Disposition | 2020-11-24 16:30 | Res-Oltg-dWatt | NonDEER | Scaled | DeltaWatts | 8.8 | 8.8 | None |  | 0 |  | 0 | Res | Any | Lighting | OutGen | Ltg_Lamp | LED_lamp |  | OLtg-Res-LED-20000hr | LED A19 Basecase, 0% LED, 75% CFL, 25% Halogen | LED A19 Basecase, 0% LED, 75% CFL, 25% Halogen | LED Lamp: A19, EISA Bin 40, 100 LPW |  |  |  | Available |  |  |  | 2017ScrewInLampDisposition | ErRobNc |  |  |  | 2017Dispo-Res-OutLtg | 2017-07-01 | 2018-06-30 | InEA_modVal |  |  |  |  | Standard | Remove expiry date per Commission Staff direction 2018ScrewInLampSavignsMethods-11Dec2017.pdf | 1 | 1 | 0 | Deemed Ex Ante Team |  | Remove expiry date per Commission Staff direction 2018ScrewInLampSavignsMethods-11Dec2017.pdf |  | Updated to indicate claim/filing status
1230 | R-Out-LED-A19(EISA-Bin-60w-110LPW)-dWP11p0 | LED A Lamp replaces pre-existing standard lighting Wattage based on EISA bin and LPW | ExAnte2017 | Disposition | 2020-11-24 16:30 | Res-Oltg-dWatt | NonDEER | Scaled | DeltaWatts | 11 | 11 | None |  | 0 |  | 0 | Res | Any | Lighting | OutGen | Ltg_Lamp | LED_lamp |  | OLtg-Res-LED-20000hr | LED A19 Basecase, 0% LED, 75% CFL, 25% Halogen | LED A19 Basecase, 0% LED, 75% CFL, 25% Halogen | LED Lamp: A19, EISA Bin 60, 70 LPW |  |  |  | Available |  |  |  | 2017ScrewInLampDisposition | ErRobNc |  |  |  | 2017Dispo-Res-OutLtg | 2017-07-01 | 2018-06-30 | InEA_modVal |  |  |  |  | Standard | Remove expiry date per Commission Staff direction 2018ScrewInLampSavignsMethods-11Dec2017.pdf | 1 | 1 | 0 | Deemed Ex Ante Team |  | Remove expiry date per Commission Staff direction 2018ScrewInLampSavignsMethods-11Dec2017.pdf |  | Updated to indicate claim/filing status
1231 | R-Out-LED-A19(EISA-Bin-60w-80LPW)-dWP7p8 | LED A Lamp replaces pre-existing standard lighting Wattage based on EISA bin and LPW | ExAnte2017 | Disposition | 2020-11-24 16:30 | Res-Oltg-dWatt | NonDEER | Scaled | DeltaWatts | 7.8 | 7.8 | None |  | 0 |  | 0 | Res | Any | Lighting | OutGen | Ltg_Lamp | LED_lamp |  | OLtg-Res-LED-20000hr | LED A19 Basecase, 20% LED, 55% CFL, 25% Halogen | LED A19 Basecase, 20% LED, 55% CFL, 25% Halogen | LED Lamp: A19, EISA Bin 60, 80 LPW |  |  |  | Available |  |  |  | 2017ScrewInLampDisposition | ErRobNc |  |  |  | 2017Dispo-Res-OutLtg | 2017-07-01 | 2018-06-30 | InEA_modVal |  |  |  |  | Standard | Remove expiry date per Commission Staff direction 2018ScrewInLampSavignsMethods-11Dec2017.pdf | 1 | 1 | 0 | Deemed Ex Ante Team |  | Remove expiry date per Commission Staff direction 2018ScrewInLampSavignsMethods-11Dec2017.pdf |  | Updated to indicate claim/filing status
1232 | R-Out-LED-A19(EISA-Bin-60w-90LPW)-dWP9p2 | LED A Lamp replaces pre-existing standard lighting Wattage based on EISA bin and LPW | ExAnte2017 | Disposition | 2020-11-24 16:30 | Res-Oltg-dWatt | NonDEER | Scaled | DeltaWatts | 9.2 | 9.2 | None |  | 0 |  | 0 | Res | Any | Lighting | OutGen | Ltg_Lamp | LED_lamp |  | OLtg-Res-LED-20000hr | LED A19 Basecase, 0% LED, 75% CFL, 25% Halogen | LED A19 Basecase, 0% LED, 75% CFL, 25% Halogen | LED Lamp: A19, EISA Bin 60, 90 LPW |  |  |  | Available |  |  |  | 2017ScrewInLampDisposition | ErRobNc |  |  |  | 2017Dispo-Res-OutLtg | 2017-07-01 | 2018-06-30 | InEA_modVal |  |  |  |  | Standard | Remove expiry date per Commission Staff direction 2018ScrewInLampSavignsMethods-11Dec2017.pdf | 1 | 1 | 0 | Deemed Ex Ante Team |  | Remove expiry date per Commission Staff direction 2018ScrewInLampSavignsMethods-11Dec2017.pdf |  | Updated to indicate claim/filing status
1233 | R-Out-LED-A19(EISA-Bin-60w-100LPW)-dWP10p9 | LED A Lamp replaces pre-existing standard lighting Wattage based on EISA bin and LPW | ExAnte2017 | Disposition | 2020-11-24 16:30 | Res-Oltg-dWatt | NonDEER | Scaled | DeltaWatts | 10.9 | 10.9 | None |  | 0 |  | 0 | Res | Any | Lighting | OutGen | Ltg_Lamp | LED_lamp |  | OLtg-Res-LED-20000hr | LED A19 Basecase, 0% LED, 75% CFL, 25% Halogen | LED A19 Basecase, 0% LED, 75% CFL, 25% Halogen | LED Lamp: A19, EISA Bin 60, 100 LPW |  |  |  | Available |  |  |  | 2017ScrewInLampDisposition | ErRobNc |  |  |  | 2017Dispo-Res-OutLtg | 2017-07-01 | 2018-06-30 | InEA_modVal |  |  |  |  | Standard | Remove expiry date per Commission Staff direction 2018ScrewInLampSavignsMethods-11Dec2017.pdf | 1 | 1 | 0 | Deemed Ex Ante Team |  | Remove expiry date per Commission Staff direction 2018ScrewInLampSavignsMethods-11Dec2017.pdf |  | Updated to indicate claim/filing status
1234 | R-Out-LED-A19(EISA-Bin-75w-120LPW)-dWP17p6 | LED A Lamp replaces pre-existing standard lighting Wattage based on EISA bin and LPW | ExAnte2017 | Disposition | 2020-11-24 16:30 | Res-Oltg-dWatt | NonDEER | Scaled | DeltaWatts | 17.6 | 17.6 | None |  | 0 |  | 0 | Res | Any | Lighting | OutGen | Ltg_Lamp | LED_lamp |  | OLtg-Res-LED-20000hr | LED A19 Basecase, 0% LED, 75% CFL, 25% Halogen | LED A19 Basecase, 0% LED, 75% CFL, 25% Halogen | LED Lamp: A19, EISA Bin 75, 80 LPW |  |  |  | Available |  |  |  | 2017ScrewInLampDisposition | ErRobNc |  |  |  | 2017Dispo-Res-OutLtg | 2017-07-01 | 2018-06-30 | InEA_modVal |  |  |  |  | Standard | Remove expiry date per Commission Staff direction 2018ScrewInLampSavignsMethods-11Dec2017.pdf | 1 | 1 | 0 | Deemed Ex Ante Team |  | Remove expiry date per Commission Staff direction 2018ScrewInLampSavignsMethods-11Dec2017.pdf |  | Updated to indicate claim/filing status
1235 | R-Out-LED-A19(EISA-Bin-75w-90LPW)-dWP12p6 | LED A Lamp replaces pre-existing standard lighting Wattage based on EISA bin and LPW | ExAnte2017 | Disposition | 2020-11-24 16:30 | Res-Oltg-dWatt | NonDEER | Scaled | DeltaWatts | 12.6 | 12.6 | None |  | 0 |  | 0 | Res | Any | Lighting | OutGen | Ltg_Lamp | LED_lamp |  | OLtg-Res-LED-20000hr | LED A19 Basecase, 0% LED, 75% CFL, 25% Halogen | LED A19 Basecase, 0% LED, 75% CFL, 25% Halogen | LED Lamp: A19, EISA Bin 75, 90 LPW |  |  |  | Available |  |  |  | 2017ScrewInLampDisposition | ErRobNc |  |  |  | 2017Dispo-Res-OutLtg | 2017-07-01 | 2018-06-30 | InEA_modVal |  |  |  |  | Standard | Remove expiry date per Commission Staff direction 2018ScrewInLampSavignsMethods-11Dec2017.pdf | 1 | 1 | 0 | Deemed Ex Ante Team |  | Remove expiry date per Commission Staff direction 2018ScrewInLampSavignsMethods-11Dec2017.pdf |  | Updated to indicate claim/filing status
1236 | R-Out-LED-A19(EISA-Bin-75w-100LPW)-dWP13p5 | LED A Lamp replaces pre-existing standard lighting Wattage based on EISA bin and LPW | ExAnte2017 | Disposition | 2020-11-24 16:30 | Res-Oltg-dWatt | NonDEER | Scaled | DeltaWatts | 13.5 | 13.5 | None |  | 0 |  | 0 | Res | Any | Lighting | OutGen | Ltg_Lamp | LED_lamp |  | OLtg-Res-LED-20000hr | LED A19 Basecase, 0% LED, 75% CFL, 25% Halogen | LED A19 Basecase, 0% LED, 75% CFL, 25% Halogen | LED Lamp: A19, EISA Bin 75, 100 LPW |  |  |  | Available |  |  |  | 2017ScrewInLampDisposition | ErRobNc |  |  |  | 2017Dispo-Res-OutLtg | 2017-07-01 | 2018-06-30 | InEA_modVal |  |  |  |  | Standard | Remove expiry date per Commission Staff direction 2018ScrewInLampSavignsMethods-11Dec2017.pdf | 1 | 1 | 0 | Deemed Ex Ante Team |  | Remove expiry date per Commission Staff direction 2018ScrewInLampSavignsMethods-11Dec2017.pdf |  | Updated to indicate claim/filing status
1237 | R-Out-LED-A19(EISA-Bin-75w-110LPW)-dWP15p4 | LED A Lamp replaces pre-existing standard lighting Wattage based on EISA bin and LPW | ExAnte2017 | Disposition | 2020-11-24 16:30 | Res-Oltg-dWatt | NonDEER | Scaled | DeltaWatts | 15.4 | 15.4 | None |  | 0 |  | 0 | Res | Any | Lighting | OutGen | Ltg_Lamp | LED_lamp |  | OLtg-Res-LED-20000hr | LED A19 Basecase, 0% LED, 75% CFL, 25% Halogen | LED A19 Basecase, 0% LED, 75% CFL, 25% Halogen | LED Lamp: A19, EISA Bin 75, 110 LPW |  |  |  | Available |  |  |  | 2017ScrewInLampDisposition | ErRobNc |  |  |  | 2017Dispo-Res-OutLtg | 2017-07-01 | 2018-06-30 | InEA_modVal |  |  |  |  | Standard | Remove expiry date per Commission Staff direction 2018ScrewInLampSavignsMethods-11Dec2017.pdf | 1 | 1 | 0 | Deemed Ex Ante Team |  | Remove expiry date per Commission Staff direction 2018ScrewInLampSavignsMethods-11Dec2017.pdf |  | Updated to indicate claim/filing status
1238 | R-Out-LED-A19(EISA-Bin-100w-90LPW)-dWP17p2 | LED A Lamp replaces pre-existing standard lighting Wattage based on EISA bin and LPW | ExAnte2017 | Disposition | 2020-11-24 16:30 | Res-Oltg-dWatt | NonDEER | Scaled | DeltaWatts | 17.2 | 17.2 | None |  | 0 |  | 0 | Res | Any | Lighting | OutGen | Ltg_Lamp | LED_lamp |  | OLtg-Res-LED-20000hr | LED A19 Basecase, 0% LED, 75% CFL, 25% Halogen | LED A19 Basecase, 0% LED, 75% CFL, 25% Halogen | LED Lamp: A19, EISA Bin 100, 90 LPW |  |  |  | Available |  |  |  | 2017ScrewInLampDisposition | ErRobNc |  |  |  | 2017Dispo-Res-OutLtg | 2017-07-01 | 2018-06-30 | InEA_modVal |  |  |  |  | Standard | Remove expiry date per Commission Staff direction 2018ScrewInLampSavignsMethods-11Dec2017.pdf | 1 | 1 | 0 | Deemed Ex Ante Team |  | Remove expiry date per Commission Staff direction 2018ScrewInLampSavignsMethods-11Dec2017.pdf |  | Updated to indicate claim/filing status
1239 | R-Out-LED-A19(EISA-Bin-100w-100LPW)-dWP19p1 | LED A Lamp replaces pre-existing standard lighting Wattage based on EISA bin and LPW | ExAnte2017 | Disposition | 2020-11-24 16:30 | Res-Oltg-dWatt | NonDEER | Scaled | DeltaWatts | 19.1 | 19.1 | None |  | 0 |  | 0 | Res | Any | Lighting | OutGen | Ltg_Lamp | LED_lamp |  | OLtg-Res-LED-20000hr | LED A19 Basecase, 0% LED, 75% CFL, 25% Halogen | LED A19 Basecase, 0% LED, 75% CFL, 25% Halogen | LED Lamp: A19, EISA Bin 100, 100 LPW |  |  |  | Available |  |  |  | 2017ScrewInLampDisposition | ErRobNc |  |  |  | 2017Dispo-Res-OutLtg | 2017-07-01 | 2018-06-30 | InEA_modVal |  |  |  |  | Standard | Remove expiry date per Commission Staff direction 2018ScrewInLampSavignsMethods-11Dec2017.pdf | 1 | 1 | 0 | Deemed Ex Ante Team |  | Remove expiry date per Commission Staff direction 2018ScrewInLampSavignsMethods-11Dec2017.pdf |  | Updated to indicate claim/filing status
1240 | R-Out-LED-A19(EISA-Bin-100w-110LPW)-dWP19p9 | LED A Lamp replaces pre-existing standard lighting Wattage based on EISA bin and LPW | ExAnte2017 | Disposition | 2020-11-24 16:30 | Res-Oltg-dWatt | NonDEER | Scaled | DeltaWatts | 19.9 | 19.9 | None |  | 0 |  | 0 | Res | Any | Lighting | OutGen | Ltg_Lamp | LED_lamp |  | OLtg-Res-LED-20000hr | LED A19 Basecase, 0% LED, 75% CFL, 25% Halogen | LED A19 Basecase, 0% LED, 75% CFL, 25% Halogen | LED Lamp: A19, EISA Bin 100, 110 LPW |  |  |  | Available |  |  |  | 2017ScrewInLampDisposition | ErRobNc |  |  |  | 2017Dispo-Res-OutLtg | 2017-07-01 | 2018-06-30 | InEA_modVal |  |  |  |  | Standard | Remove expiry date per Commission Staff direction 2018ScrewInLampSavignsMethods-11Dec2017.pdf | 1 | 1 | 0 | Deemed Ex Ante Team |  | Remove expiry date per Commission Staff direction 2018ScrewInLampSavignsMethods-11Dec2017.pdf |  | Updated to indicate claim/filing status
1241 | R-OutCmn-LED-A19(EISA-Bin-40w-68LPW)-dWP6p8 | LED A Lamp replaces pre-existing standard lighting Wattage based on EISA bin and LPW | ExAnte2017 | Disposition | 2020-11-24 16:30 | Res-Oltg-Cmn-dWatt-CFL | NonDEER | Scaled | DeltaWatts | 6.8 | 6.8 | None |  | 0 |  | 0 | Res | Any | Lighting | OutCommon | Ltg_Lamp | LED_lamp |  | OLtg-Res-LED-20000hr-Cmn | LED A19 Basecase, 20% LED, 55% CFL, 25% Halogen | LED A19 Basecase, 20% LED, 55% CFL, 25% Halogen | LED Lamp: A19, EISA Bin 40, 68 LPW |  |  |  | Available |  |  |  | 2017ScrewInLampDisposition | ErRobNc |  |  |  | 2017Dispo-Res-OutLtg-Cmn | 2017-07-01 | 2018-06-30 | InEA_modVal |  |  |  |  | Standard | Remove expiry date per Commission Staff direction 2018ScrewInLampSavignsMethods-11Dec2017.pdf | 1 | 1 | 0 | Deemed Ex Ante Team |  | Remove expiry date per Commission Staff direction 2018ScrewInLampSavignsMethods-11Dec2017.pdf |  | Updated to indicate claim/filing status
1242 | R-OutCmn-LED-A19(EISA-Bin-40w-80LPW)-dWP7p6 | LED A Lamp replaces pre-existing standard lighting Wattage based on EISA bin and LPW | ExAnte2017 | Disposition | 2020-11-24 16:30 | Res-Oltg-Cmn-dWatt-CFL | NonDEER | Scaled | DeltaWatts | 7.6 | 7.6 | None |  | 0 |  | 0 | Res | Any | Lighting | OutCommon | Ltg_Lamp | LED_lamp |  | OLtg-Res-LED-20000hr-Cmn | LED A19 Basecase, 20% LED, 55% CFL, 25% Halogen | LED A19 Basecase, 20% LED, 55% CFL, 25% Halogen | LED Lamp: A19, EISA Bin 40, 80 LPW |  |  |  | Available |  |  |  | 2017ScrewInLampDisposition | ErRobNc |  |  |  | 2017Dispo-Res-OutLtg-Cmn | 2017-07-01 | 2018-06-30 | InEA_modVal |  |  |  |  | Standard | Remove expiry date per Commission Staff direction 2018ScrewInLampSavignsMethods-11Dec2017.pdf | 1 | 1 | 0 | Deemed Ex Ante Team |  | Remove expiry date per Commission Staff direction 2018ScrewInLampSavignsMethods-11Dec2017.pdf |  | Updated to indicate claim/filing status
1243 | R-OutCmn-LED-A19(EISA-Bin-40w-90LPW)-dWP8p7 | LED A Lamp replaces pre-existing standard lighting Wattage based on EISA bin and LPW | ExAnte2017 | Disposition | 2020-11-24 16:30 | Res-Oltg-Cmn-dWatt-CFL | NonDEER | Scaled | DeltaWatts | 8.7 | 8.7 | None |  | 0 |  | 0 | Res | Any | Lighting | OutCommon | Ltg_Lamp | LED_lamp |  | OLtg-Res-LED-20000hr-Cmn | LED A19 Basecase, 0% LED, 75% CFL, 25% Halogen | LED A19 Basecase, 0% LED, 75% CFL, 25% Halogen | LED Lamp: A19, EISA Bin 40, 90 LPW |  |  |  | Available |  |  |  | 2017ScrewInLampDisposition | ErRobNc |  |  |  | 2017Dispo-Res-OutLtg-Cmn | 2017-07-01 | 2018-06-30 | InEA_modVal |  |  |  |  | Standard | Remove expiry date per Commission Staff direction 2018ScrewInLampSavignsMethods-11Dec2017.pdf | 1 | 1 | 0 | Deemed Ex Ante Team |  | Remove expiry date per Commission Staff direction 2018ScrewInLampSavignsMethods-11Dec2017.pdf |  | Updated to indicate claim/filing status
1244 | R-OutCmn-LED-A19(EISA-Bin-40w-100LPW)-dWP8p8 | LED A Lamp replaces pre-existing standard lighting Wattage based on EISA bin and LPW | ExAnte2017 | Disposition | 2020-11-24 16:30 | Res-Oltg-Cmn-dWatt-CFL | NonDEER | Scaled | DeltaWatts | 8.8 | 8.8 | None |  | 0 |  | 0 | Res | Any | Lighting | OutCommon | Ltg_Lamp | LED_lamp |  | OLtg-Res-LED-20000hr-Cmn | LED A19 Basecase, 0% LED, 75% CFL, 25% Halogen | LED A19 Basecase, 0% LED, 75% CFL, 25% Halogen | LED Lamp: A19, EISA Bin 40, 100 LPW |  |  |  | Available |  |  |  | 2017ScrewInLampDisposition | ErRobNc |  |  |  | 2017Dispo-Res-OutLtg-Cmn | 2017-07-01 | 2018-06-30 | InEA_modVal |  |  |  |  | Standard | Remove expiry date per Commission Staff direction 2018ScrewInLampSavignsMethods-11Dec2017.pdf | 1 | 1 | 0 | Deemed Ex Ante Team |  | Remove expiry date per Commission Staff direction 2018ScrewInLampSavignsMethods-11Dec2017.pdf |  | Updated to indicate claim/filing status
1245 | R-OutCmn-LED-A19(EISA-Bin-60w-110LPW)-dWP11p0 | LED A Lamp replaces pre-existing standard lighting Wattage based on EISA bin and LPW | ExAnte2017 | Disposition | 2020-11-24 16:30 | Res-Oltg-Cmn-dWatt-CFL | NonDEER | Scaled | DeltaWatts | 11 | 11 | None |  | 0 |  | 0 | Res | Any | Lighting | OutCommon | Ltg_Lamp | LED_lamp |  | OLtg-Res-LED-20000hr-Cmn | LED A19 Basecase, 0% LED, 75% CFL, 25% Halogen | LED A19 Basecase, 0% LED, 75% CFL, 25% Halogen | LED Lamp: A19, EISA Bin 60, 70 LPW |  |  |  | Available |  |  |  | 2017ScrewInLampDisposition | ErRobNc |  |  |  | 2017Dispo-Res-OutLtg-Cmn | 2017-07-01 | 2018-06-30 | InEA_modVal |  |  |  |  | Standard | Remove expiry date per Commission Staff direction 2018ScrewInLampSavignsMethods-11Dec2017.pdf | 1 | 1 | 0 | Deemed Ex Ante Team |  | Remove expiry date per Commission Staff direction 2018ScrewInLampSavignsMethods-11Dec2017.pdf |  | Updated to indicate claim/filing status
1246 | R-OutCmn-LED-A19(EISA-Bin-60w-80LPW)-dWP7p8 | LED A Lamp replaces pre-existing standard lighting Wattage based on EISA bin and LPW | ExAnte2017 | Disposition | 2020-11-24 16:30 | Res-Oltg-Cmn-dWatt-CFL | NonDEER | Scaled | DeltaWatts | 7.8 | 7.8 | None |  | 0 |  | 0 | Res | Any | Lighting | OutCommon | Ltg_Lamp | LED_lamp |  | OLtg-Res-LED-20000hr-Cmn | LED A19 Basecase, 20% LED, 55% CFL, 25% Halogen | LED A19 Basecase, 20% LED, 55% CFL, 25% Halogen | LED Lamp: A19, EISA Bin 60, 80 LPW |  |  |  | Available |  |  |  | 2017ScrewInLampDisposition | ErRobNc |  |  |  | 2017Dispo-Res-OutLtg-Cmn | 2017-07-01 | 2018-06-30 | InEA_modVal |  |  |  |  | Standard | Remove expiry date per Commission Staff direction 2018ScrewInLampSavignsMethods-11Dec2017.pdf | 1 | 1 | 0 | Deemed Ex Ante Team |  | Remove expiry date per Commission Staff direction 2018ScrewInLampSavignsMethods-11Dec2017.pdf |  | Updated to indicate claim/filing status
1247 | R-OutCmn-LED-A19(EISA-Bin-60w-90LPW)-dWP9p2 | LED A Lamp replaces pre-existing standard lighting Wattage based on EISA bin and LPW | ExAnte2017 | Disposition | 2020-11-24 16:30 | Res-Oltg-Cmn-dWatt-CFL | NonDEER | Scaled | DeltaWatts | 9.2 | 9.2 | None |  | 0 |  | 0 | Res | Any | Lighting | OutCommon | Ltg_Lamp | LED_lamp |  | OLtg-Res-LED-20000hr-Cmn | LED A19 Basecase, 0% LED, 75% CFL, 25% Halogen | LED A19 Basecase, 0% LED, 75% CFL, 25% Halogen | LED Lamp: A19, EISA Bin 60, 90 LPW |  |  |  | Available |  |  |  | 2017ScrewInLampDisposition | ErRobNc |  |  |  | 2017Dispo-Res-OutLtg-Cmn | 2017-07-01 | 2018-06-30 | InEA_modVal |  |  |  |  | Standard | Remove expiry date per Commission Staff direction 2018ScrewInLampSavignsMethods-11Dec2017.pdf | 1 | 1 | 0 | Deemed Ex Ante Team |  | Remove expiry date per Commission Staff direction 2018ScrewInLampSavignsMethods-11Dec2017.pdf |  | Updated to indicate claim/filing status
1248 | R-OutCmn-LED-A19(EISA-Bin-60w-100LPW)-dWP10p9 | LED A Lamp replaces pre-existing standard lighting Wattage based on EISA bin and LPW | ExAnte2017 | Disposition | 2020-11-24 16:30 | Res-Oltg-Cmn-dWatt-CFL | NonDEER | Scaled | DeltaWatts | 10.9 | 10.9 | None |  | 0 |  | 0 | Res | Any | Lighting | OutCommon | Ltg_Lamp | LED_lamp |  | OLtg-Res-LED-20000hr-Cmn | LED A19 Basecase, 0% LED, 75% CFL, 25% Halogen | LED A19 Basecase, 0% LED, 75% CFL, 25% Halogen | LED Lamp: A19, EISA Bin 60, 100 LPW |  |  |  | Available |  |  |  | 2017ScrewInLampDisposition | ErRobNc |  |  |  | 2017Dispo-Res-OutLtg-Cmn | 2017-07-01 | 2018-06-30 | InEA_modVal |  |  |  |  | Standard | Remove expiry date per Commission Staff direction 2018ScrewInLampSavignsMethods-11Dec2017.pdf | 1 | 1 | 0 | Deemed Ex Ante Team |  | Remove expiry date per Commission Staff direction 2018ScrewInLampSavignsMethods-11Dec2017.pdf |  | Updated to indicate claim/filing status
1249 | R-OutCmn-LED-A19(EISA-Bin-75w-120LPW)-dWP17p6 | LED A Lamp replaces pre-existing standard lighting Wattage based on EISA bin and LPW | ExAnte2017 | Disposition | 2020-11-24 16:30 | Res-Oltg-Cmn-dWatt-CFL | NonDEER | Scaled | DeltaWatts | 17.6 | 17.6 | None |  | 0 |  | 0 | Res | Any | Lighting | OutCommon | Ltg_Lamp | LED_lamp |  | OLtg-Res-LED-20000hr-Cmn | LED A19 Basecase, 0% LED, 75% CFL, 25% Halogen | LED A19 Basecase, 0% LED, 75% CFL, 25% Halogen | LED Lamp: A19, EISA Bin 75, 80 LPW |  |  |  | Available |  |  |  | 2017ScrewInLampDisposition | ErRobNc |  |  |  | 2017Dispo-Res-OutLtg-Cmn | 2017-07-01 | 2018-06-30 | InEA_modVal |  |  |  |  | Standard | Remove expiry date per Commission Staff direction 2018ScrewInLampSavignsMethods-11Dec2017.pdf | 1 | 1 | 0 | Deemed Ex Ante Team |  | Remove expiry date per Commission Staff direction 2018ScrewInLampSavignsMethods-11Dec2017.pdf |  | Updated to indicate claim/filing status
1250 | R-OutCmn-LED-A19(EISA-Bin-75w-90LPW)-dWP12p6 | LED A Lamp replaces pre-existing standard lighting Wattage based on EISA bin and LPW | ExAnte2017 | Disposition | 2020-11-24 16:30 | Res-Oltg-Cmn-dWatt-CFL | NonDEER | Scaled | DeltaWatts | 12.6 | 12.6 | None |  | 0 |  | 0 | Res | Any | Lighting | OutCommon | Ltg_Lamp | LED_lamp |  | OLtg-Res-LED-20000hr-Cmn | LED A19 Basecase, 0% LED, 75% CFL, 25% Halogen | LED A19 Basecase, 0% LED, 75% CFL, 25% Halogen | LED Lamp: A19, EISA Bin 75, 90 LPW |  |  |  | Available |  |  |  | 2017ScrewInLampDisposition | ErRobNc |  |  |  | 2017Dispo-Res-OutLtg-Cmn | 2017-07-01 | 2018-06-30 | InEA_modVal |  |  |  |  | Standard | Remove expiry date per Commission Staff direction 2018ScrewInLampSavignsMethods-11Dec2017.pdf | 1 | 1 | 0 | Deemed Ex Ante Team |  | Remove expiry date per Commission Staff direction 2018ScrewInLampSavignsMethods-11Dec2017.pdf |  | Updated to indicate claim/filing status
1251 | R-OutCmn-LED-A19(EISA-Bin-75w-100LPW)-dWP13p5 | LED A Lamp replaces pre-existing standard lighting Wattage based on EISA bin and LPW | ExAnte2017 | Disposition | 2020-11-24 16:30 | Res-Oltg-Cmn-dWatt-CFL | NonDEER | Scaled | DeltaWatts | 13.5 | 13.5 | None |  | 0 |  | 0 | Res | Any | Lighting | OutCommon | Ltg_Lamp | LED_lamp |  | OLtg-Res-LED-20000hr-Cmn | LED A19 Basecase, 0% LED, 75% CFL, 25% Halogen | LED A19 Basecase, 0% LED, 75% CFL, 25% Halogen | LED Lamp: A19, EISA Bin 75, 100 LPW |  |  |  | Available |  |  |  | 2017ScrewInLampDisposition | ErRobNc |  |  |  | 2017Dispo-Res-OutLtg-Cmn | 2017-07-01 | 2018-06-30 | InEA_modVal |  |  |  |  | Standard | Remove expiry date per Commission Staff direction 2018ScrewInLampSavignsMethods-11Dec2017.pdf | 1 | 1 | 0 | Deemed Ex Ante Team |  | Remove expiry date per Commission Staff direction 2018ScrewInLampSavignsMethods-11Dec2017.pdf |  | Updated to indicate claim/filing status
1252 | R-OutCmn-LED-A19(EISA-Bin-75w-110LPW)-dWP15p4 | LED A Lamp replaces pre-existing standard lighting Wattage based on EISA bin and LPW | ExAnte2017 | Disposition | 2020-11-24 16:30 | Res-Oltg-Cmn-dWatt-CFL | NonDEER | Scaled | DeltaWatts | 15.4 | 15.4 | None |  | 0 |  | 0 | Res | Any | Lighting | OutCommon | Ltg_Lamp | LED_lamp |  | OLtg-Res-LED-20000hr-Cmn | LED A19 Basecase, 0% LED, 75% CFL, 25% Halogen | LED A19 Basecase, 0% LED, 75% CFL, 25% Halogen | LED Lamp: A19, EISA Bin 75, 110 LPW |  |  |  | Available |  |  |  | 2017ScrewInLampDisposition | ErRobNc |  |  |  | 2017Dispo-Res-OutLtg-Cmn | 2017-07-01 | 2018-06-30 | InEA_modVal |  |  |  |  | Standard | Remove expiry date per Commission Staff direction 2018ScrewInLampSavignsMethods-11Dec2017.pdf | 1 | 1 | 0 | Deemed Ex Ante Team |  | Remove expiry date per Commission Staff direction 2018ScrewInLampSavignsMethods-11Dec2017.pdf |  | Updated to indicate claim/filing status
1253 | R-OutCmn-LED-A19(EISA-Bin-100w-90LPW)-dWP17p2 | LED A Lamp replaces pre-existing standard lighting Wattage based on EISA bin and LPW | ExAnte2017 | Disposition | 2020-11-24 16:30 | Res-Oltg-Cmn-dWatt-CFL | NonDEER | Scaled | DeltaWatts | 17.2 | 17.2 | None |  | 0 |  | 0 | Res | Any | Lighting | OutCommon | Ltg_Lamp | LED_lamp |  | OLtg-Res-LED-20000hr-Cmn | LED A19 Basecase, 0% LED, 75% CFL, 25% Halogen | LED A19 Basecase, 0% LED, 75% CFL, 25% Halogen | LED Lamp: A19, EISA Bin 100, 90 LPW |  |  |  | Available |  |  |  | 2017ScrewInLampDisposition | ErRobNc |  |  |  | 2017Dispo-Res-OutLtg-Cmn | 2017-07-01 | 2018-06-30 | InEA_modVal |  |  |  |  | Standard | Remove expiry date per Commission Staff direction 2018ScrewInLampSavignsMethods-11Dec2017.pdf | 1 | 1 | 0 | Deemed Ex Ante Team |  | Remove expiry date per Commission Staff direction 2018ScrewInLampSavignsMethods-11Dec2017.pdf |  | Updated to indicate claim/filing status
1254 | R-OutCmn-LED-A19(EISA-Bin-100w-100LPW)-dWP19p1 | LED A Lamp replaces pre-existing standard lighting Wattage based on EISA bin and LPW | ExAnte2017 | Disposition | 2020-11-24 16:30 | Res-Oltg-Cmn-dWatt-CFL | NonDEER | Scaled | DeltaWatts | 19.1 | 19.1 | None |  | 0 |  | 0 | Res | Any | Lighting | OutCommon | Ltg_Lamp | LED_lamp |  | OLtg-Res-LED-20000hr-Cmn | LED A19 Basecase, 0% LED, 75% CFL, 25% Halogen | LED A19 Basecase, 0% LED, 75% CFL, 25% Halogen | LED Lamp: A19, EISA Bin 100, 100 LPW |  |  |  | Available |  |  |  | 2017ScrewInLampDisposition | ErRobNc |  |  |  | 2017Dispo-Res-OutLtg-Cmn | 2017-07-01 | 2018-06-30 | InEA_modVal |  |  |  |  | Standard | Remove expiry date per Commission Staff direction 2018ScrewInLampSavignsMethods-11Dec2017.pdf | 1 | 1 | 0 | Deemed Ex Ante Team |  | Remove expiry date per Commission Staff direction 2018ScrewInLampSavignsMethods-11Dec2017.pdf |  | Updated to indicate claim/filing status
1255 | R-OutCmn-LED-A19(EISA-Bin-100w-110LPW)-dWP19p9 | LED A Lamp replaces pre-existing standard lighting Wattage based on EISA bin and LPW | ExAnte2017 | Disposition | 2020-11-24 16:30 | Res-Oltg-Cmn-dWatt-CFL | NonDEER | Scaled | DeltaWatts | 19.9 | 19.9 | None |  | 0 |  | 0 | Res | Any | Lighting | OutCommon | Ltg_Lamp | LED_lamp |  | OLtg-Res-LED-20000hr-Cmn | LED A19 Basecase, 0% LED, 75% CFL, 25% Halogen | LED A19 Basecase, 0% LED, 75% CFL, 25% Halogen | LED Lamp: A19, EISA Bin 100, 110 LPW |  |  |  | Available |  |  |  | 2017ScrewInLampDisposition | ErRobNc |  |  |  | 2017Dispo-Res-OutLtg-Cmn | 2017-07-01 | 2018-06-30 | InEA_modVal |  |  |  |  | Standard | Remove expiry date per Commission Staff direction 2018ScrewInLampSavignsMethods-11Dec2017.pdf | 1 | 1 | 0 | Deemed Ex Ante Team |  | Remove expiry date per Commission Staff direction 2018ScrewInLampSavignsMethods-11Dec2017.pdf |  | Updated to indicate claim/filing status
1256 | R-InCmn-LED-PAR20(10w)-dWP30 | Residential Indoor Common-Area Lighting: LED Lamp replaces pre-existing standard lighting Wattage. Measure includes Code case. Impacts: HOU = 6142; CDF = 0.70 | ExAnte2017 | Disposition | 2020-11-24 16:30 | Res-Iltg-Cmn-dWatt-CFL | NonDEER | Scaled | BaseRatio | 0 | 0 | None |  | 0 |  | 1 | Res | Any | Lighting | InCommon | Ltg_Lamp | LED_lamp |  | ILtg-Res-LED-20000hr-Cmn | LED PAR20 Basecase, Total Watts = 4.04 x Msr Watts | LED PAR20 Basecase, Total Watts = 4.04 x Msr Watts | LED Lamp: PAR20, 10 Watts, non-dimmable | LEDratio0404 | LEDratio0404 | LED-PAR20(10w) | Available |  |  |  | 2017ScrewInLampDisposition | ErRobNc |  |  |  | 2017Dispo-Res-InLtg-Cmn | 2017-07-01 | 2018-06-30 | InEA_modVal |  |  |  |  | Standard | Revise expiry date to 60/30/2018 Commission Staff direction 2018ScrewInLampSavignsMethods-11Dec2017.pdf | 1 | 1 | 0 | Deemed Ex Ante Team |  | Revise expiry date to 60/30/2018 Commission Staff direction 2018ScrewInLampSavignsMethods-11Dec2017.pdf |  | Updated to indicate claim/filing status
1257 | R-InCmn-LED-PAR20(4w)-dWP12 | Residential Indoor Common-Area Lighting: LED Lamp replaces pre-existing standard lighting Wattage. Measure includes Code case. Impacts: HOU = 6142; CDF = 0.70 | ExAnte2017 | Disposition | 2020-11-24 16:30 | Res-Iltg-Cmn-dWatt-CFL | NonDEER | Scaled | BaseRatio | 0 | 0 | None |  | 0 |  | 1 | Res | Any | Lighting | InCommon | Ltg_Lamp | LED_lamp |  | ILtg-Res-LED-20000hr-Cmn | LED PAR20 Basecase, Total Watts = 4.04 x Msr Watts | LED PAR20 Basecase, Total Watts = 4.04 x Msr Watts | LED Lamp: PAR20, 4 Watts, non-dimmable | LEDratio0404 | LEDratio0404 | LED-PAR20(4w) | Available |  |  |  | 2017ScrewInLampDisposition | ErRobNc |  |  |  | 2017Dispo-Res-InLtg-Cmn | 2017-07-01 | 2018-06-30 | InEA_modVal |  |  |  |  | Standard | Revise expiry date to 60/30/2018 Commission Staff direction 2018ScrewInLampSavignsMethods-11Dec2017.pdf | 1 | 1 | 0 | Deemed Ex Ante Team |  | Revise expiry date to 60/30/2018 Commission Staff direction 2018ScrewInLampSavignsMethods-11Dec2017.pdf |  | Updated to indicate claim/filing status
1258 | R-InCmn-LED-PAR20(6w)-dWP18 | Residential Indoor Common-Area Lighting: LED Lamp replaces pre-existing standard lighting Wattage. Measure includes Code case. Impacts: HOU = 6142; CDF = 0.70 | ExAnte2017 | Disposition | 2020-11-24 16:30 | Res-Iltg-Cmn-dWatt-CFL | NonDEER | Scaled | BaseRatio | 0 | 0 | None |  | 0 |  | 1 | Res | Any | Lighting | InCommon | Ltg_Lamp | LED_lamp |  | ILtg-Res-LED-20000hr-Cmn | LED PAR20 Basecase, Total Watts = 4.04 x Msr Watts | LED PAR20 Basecase, Total Watts = 4.04 x Msr Watts | LED Lamp: PAR20, 6 Watts, non-dimmable | LEDratio0404 | LEDratio0404 | LED-PAR20(6w) | Available |  |  |  | 2017ScrewInLampDisposition | ErRobNc |  |  |  | 2017Dispo-Res-InLtg-Cmn | 2017-07-01 | 2018-06-30 | InEA_modVal |  |  |  |  | Standard | Revise expiry date to 60/30/2018 Commission Staff direction 2018ScrewInLampSavignsMethods-11Dec2017.pdf | 1 | 1 | 0 | Deemed Ex Ante Team |  | Revise expiry date to 60/30/2018 Commission Staff direction 2018ScrewInLampSavignsMethods-11Dec2017.pdf |  | Updated to indicate claim/filing status
1259 | R-InCmn-LED-PAR20(7w)-dWP21 | Residential Indoor Common-Area Lighting: LED Lamp replaces pre-existing standard lighting Wattage. Measure includes Code case. Impacts: HOU = 6142; CDF = 0.70 | ExAnte2017 | Disposition | 2020-11-24 16:30 | Res-Iltg-Cmn-dWatt-CFL | NonDEER | Scaled | BaseRatio | 0 | 0 | None |  | 0 |  | 1 | Res | Any | Lighting | InCommon | Ltg_Lamp | LED_lamp |  | ILtg-Res-LED-20000hr-Cmn | LED PAR20 Basecase, Total Watts = 4.04 x Msr Watts | LED PAR20 Basecase, Total Watts = 4.04 x Msr Watts | LED Lamp: PAR20, 7 Watts, non-dimmable | LEDratio0404 | LEDratio0404 | LED-PAR20(7w) | Available |  |  |  | 2017ScrewInLampDisposition | ErRobNc |  |  |  | 2017Dispo-Res-InLtg-Cmn | 2017-07-01 | 2018-06-30 | InEA_modVal |  |  |  |  | Standard | Revise expiry date to 60/30/2018 Commission Staff direction 2018ScrewInLampSavignsMethods-11Dec2017.pdf | 1 | 1 | 0 | Deemed Ex Ante Team |  | Revise expiry date to 60/30/2018 Commission Staff direction 2018ScrewInLampSavignsMethods-11Dec2017.pdf |  | Updated to indicate claim/filing status
1260 | R-InCmn-LED-PAR20(8w)-dWP24 | Residential Indoor Common-Area Lighting: LED Lamp replaces pre-existing standard lighting Wattage. Measure includes Code case. Impacts: HOU = 6142; CDF = 0.70 | ExAnte2017 | Disposition | 2020-11-24 16:30 | Res-Iltg-Cmn-dWatt-CFL | NonDEER | Scaled | BaseRatio | 0 | 0 | None |  | 0 |  | 1 | Res | Any | Lighting | InCommon | Ltg_Lamp | LED_lamp |  | ILtg-Res-LED-20000hr-Cmn | LED PAR20 Basecase, Total Watts = 4.04 x Msr Watts | LED PAR20 Basecase, Total Watts = 4.04 x Msr Watts | LED Lamp: PAR20, 8 Watts, non-dimmable | LEDratio0404 | LEDratio0404 | LED-PAR20(8w) | Available |  |  |  | 2017ScrewInLampDisposition | ErRobNc |  |  |  | 2017Dispo-Res-InLtg-Cmn | 2017-07-01 | 2018-06-30 | InEA_modVal |  |  |  |  | Standard | Revise expiry date to 60/30/2018 Commission Staff direction 2018ScrewInLampSavignsMethods-11Dec2017.pdf | 1 | 1 | 0 | Deemed Ex Ante Team |  | Revise expiry date to 60/30/2018 Commission Staff direction 2018ScrewInLampSavignsMethods-11Dec2017.pdf |  | Updated to indicate claim/filing status
1261 | R-InCmn-LED-PAR20(9w)-dWP27 | Residential Indoor Common-Area Lighting: LED Lamp replaces pre-existing standard lighting Wattage. Measure includes Code case. Impacts: HOU = 6142; CDF = 0.70 | ExAnte2017 | Disposition | 2020-11-24 16:30 | Res-Iltg-Cmn-dWatt-CFL | NonDEER | Scaled | BaseRatio | 0 | 0 | None |  | 0 |  | 1 | Res | Any | Lighting | InCommon | Ltg_Lamp | LED_lamp |  | ILtg-Res-LED-20000hr-Cmn | LED PAR20 Basecase, Total Watts = 4.04 x Msr Watts | LED PAR20 Basecase, Total Watts = 4.04 x Msr Watts | LED Lamp: PAR20, 9 Watts, non-dimmable | LEDratio0404 | LEDratio0404 | LED-PAR20(9w) | Available |  |  |  | 2017ScrewInLampDisposition | ErRobNc |  |  |  | 2017Dispo-Res-InLtg-Cmn | 2017-07-01 | 2018-06-30 | InEA_modVal |  |  |  |  | Standard | Revise expiry date to 60/30/2018 Commission Staff direction 2018ScrewInLampSavignsMethods-11Dec2017.pdf | 1 | 1 | 0 | Deemed Ex Ante Team |  | Revise expiry date to 60/30/2018 Commission Staff direction 2018ScrewInLampSavignsMethods-11Dec2017.pdf |  | Updated to indicate claim/filing status
1262 | R-InCmn-LED-PAR30(10w)-dWP19 | Residential Indoor Common-Area Lighting: LED Lamp replaces pre-existing standard lighting Wattage. Measure includes Code case. Impacts: HOU = 6142; CDF = 0.70 | ExAnte2017 | Disposition | 2020-11-24 16:30 | Res-Iltg-Cmn-dWatt-CFL | NonDEER | Scaled | BaseRatio | 0 | 0 | None |  | 0 |  | 1 | Res | Any | Lighting | InCommon | Ltg_Lamp | LED_lamp |  | ILtg-Res-LED-20000hr-Cmn | LED PAR30 Basecase, Total Watts = 2.94 x Msr Watts | LED PAR30 Basecase, Total Watts = 2.94 x Msr Watts | LED Lamp: PAR30, 10 Watts, non-dimmable | LEDratio0294 | LEDratio0294 | LED-PAR30(10w) | Available |  |  |  | 2017ScrewInLampDisposition | ErRobNc |  |  |  | 2017Dispo-Res-InLtg-Cmn | 2017-07-01 | 2018-06-30 | InEA_modVal |  |  |  |  | Standard | Revise expiry date to 60/30/2018 Commission Staff direction 2018ScrewInLampSavignsMethods-11Dec2017.pdf | 1 | 1 | 0 | Deemed Ex Ante Team |  | Revise expiry date to 60/30/2018 Commission Staff direction 2018ScrewInLampSavignsMethods-11Dec2017.pdf |  | Updated to indicate claim/filing status
1263 | R-InCmn-LED-PAR30(11w)-dWP21 | Residential Indoor Common-Area Lighting: LED Lamp replaces pre-existing standard lighting Wattage. Measure includes Code case. Impacts: HOU = 6142; CDF = 0.70 | ExAnte2017 | Disposition | 2020-11-24 16:30 | Res-Iltg-Cmn-dWatt-CFL | NonDEER | Scaled | BaseRatio | 0 | 0 | None |  | 0 |  | 1 | Res | Any | Lighting | InCommon | Ltg_Lamp | LED_lamp |  | ILtg-Res-LED-20000hr-Cmn | LED PAR30 Basecase, Total Watts = 2.94 x Msr Watts | LED PAR30 Basecase, Total Watts = 2.94 x Msr Watts | LED Lamp: PAR30, 11 Watts, non-dimmable | LEDratio0294 | LEDratio0294 | LED-PAR30(11w) | Available |  |  |  | 2017ScrewInLampDisposition | ErRobNc |  |  |  | 2017Dispo-Res-InLtg-Cmn | 2017-07-01 | 2018-06-30 | InEA_modVal |  |  |  |  | Standard | Revise expiry date to 60/30/2018 Commission Staff direction 2018ScrewInLampSavignsMethods-11Dec2017.pdf | 1 | 1 | 0 | Deemed Ex Ante Team |  | Revise expiry date to 60/30/2018 Commission Staff direction 2018ScrewInLampSavignsMethods-11Dec2017.pdf |  | Updated to indicate claim/filing status
1264 | R-InCmn-LED-PAR30(12w)-dWP23 | Residential Indoor Common-Area Lighting: LED Lamp replaces pre-existing standard lighting Wattage. Measure includes Code case. Impacts: HOU = 6142; CDF = 0.70 | ExAnte2017 | Disposition | 2020-11-24 16:30 | Res-Iltg-Cmn-dWatt-CFL | NonDEER | Scaled | BaseRatio | 0 | 0 | None |  | 0 |  | 1 | Res | Any | Lighting | InCommon | Ltg_Lamp | LED_lamp |  | ILtg-Res-LED-20000hr-Cmn | LED PAR30 Basecase, Total Watts = 2.94 x Msr Watts | LED PAR30 Basecase, Total Watts = 2.94 x Msr Watts | LED Lamp: PAR30, 12 Watts, non-dimmable | LEDratio0294 | LEDratio0294 | LED-PAR30(12w) | Available |  |  |  | 2017ScrewInLampDisposition | ErRobNc |  |  |  | 2017Dispo-Res-InLtg-Cmn | 2017-07-01 | 2018-06-30 | InEA_modVal |  |  |  |  | Standard | Revise expiry date to 60/30/2018 Commission Staff direction 2018ScrewInLampSavignsMethods-11Dec2017.pdf | 1 | 1 | 0 | Deemed Ex Ante Team |  | Revise expiry date to 60/30/2018 Commission Staff direction 2018ScrewInLampSavignsMethods-11Dec2017.pdf |  | Updated to indicate claim/filing status
1265 | R-InCmn-LED-PAR30(13w)-dWP25 | Residential Indoor Common-Area Lighting: LED Lamp replaces pre-existing standard lighting Wattage. Measure includes Code case. Impacts: HOU = 6142; CDF = 0.70 | ExAnte2017 | Disposition | 2020-11-24 16:30 | Res-Iltg-Cmn-dWatt-CFL | NonDEER | Scaled | BaseRatio | 0 | 0 | None |  | 0 |  | 1 | Res | Any | Lighting | InCommon | Ltg_Lamp | LED_lamp |  | ILtg-Res-LED-20000hr-Cmn | LED PAR30 Basecase, Total Watts = 2.94 x Msr Watts | LED PAR30 Basecase, Total Watts = 2.94 x Msr Watts | LED Lamp: PAR30, 13 Watts, non-dimmable | LEDratio0294 | LEDratio0294 | LED-PAR30(13w) | Available |  |  |  | 2017ScrewInLampDisposition | ErRobNc |  |  |  | 2017Dispo-Res-InLtg-Cmn | 2017-07-01 | 2018-06-30 | InEA_modVal |  |  |  |  | Standard | Revise expiry date to 60/30/2018 Commission Staff direction 2018ScrewInLampSavignsMethods-11Dec2017.pdf | 1 | 1 | 0 | Deemed Ex Ante Team |  | Revise expiry date to 60/30/2018 Commission Staff direction 2018ScrewInLampSavignsMethods-11Dec2017.pdf |  | Updated to indicate claim/filing status
1266 | R-InCmn-LED-PAR30(14w)-dWP27 | Residential Indoor Common-Area Lighting: LED Lamp replaces pre-existing standard lighting Wattage. Measure includes Code case. Impacts: HOU = 6142; CDF = 0.70 | ExAnte2017 | Disposition | 2020-11-24 16:30 | Res-Iltg-Cmn-dWatt-CFL | NonDEER | Scaled | BaseRatio | 0 | 0 | None |  | 0 |  | 1 | Res | Any | Lighting | InCommon | Ltg_Lamp | LED_lamp |  | ILtg-Res-LED-20000hr-Cmn | LED PAR30 Basecase, Total Watts = 2.94 x Msr Watts | LED PAR30 Basecase, Total Watts = 2.94 x Msr Watts | LED Lamp: PAR30, 14 Watts, non-dimmable | LEDratio0294 | LEDratio0294 | LED-PAR30(14w) | Available |  |  |  | 2017ScrewInLampDisposition | ErRobNc |  |  |  | 2017Dispo-Res-InLtg-Cmn | 2017-07-01 | 2018-06-30 | InEA_modVal |  |  |  |  | Standard | Revise expiry date to 60/30/2018 Commission Staff direction 2018ScrewInLampSavignsMethods-11Dec2017.pdf | 1 | 1 | 0 | Deemed Ex Ante Team |  | Revise expiry date to 60/30/2018 Commission Staff direction 2018ScrewInLampSavignsMethods-11Dec2017.pdf |  | Updated to indicate claim/filing status
1267 | R-InCmn-LED-PAR30(15w)-dWP29 | Residential Indoor Common-Area Lighting: LED Lamp replaces pre-existing standard lighting Wattage. Measure includes Code case. Impacts: HOU = 6142; CDF = 0.70 | ExAnte2017 | Disposition | 2020-11-24 16:30 | Res-Iltg-Cmn-dWatt-CFL | NonDEER | Scaled | BaseRatio | 0 | 0 | None |  | 0 |  | 1 | Res | Any | Lighting | InCommon | Ltg_Lamp | LED_lamp |  | ILtg-Res-LED-20000hr-Cmn | LED PAR30 Basecase, Total Watts = 2.94 x Msr Watts | LED PAR30 Basecase, Total Watts = 2.94 x Msr Watts | LED Lamp: PAR30, 15 Watts, non-dimmable | LEDratio0294 | LEDratio0294 | LED-PAR30(15w) | Available |  |  |  | 2017ScrewInLampDisposition | ErRobNc |  |  |  | 2017Dispo-Res-InLtg-Cmn | 2017-07-01 | 2018-06-30 | InEA_modVal |  |  |  |  | Standard | Revise expiry date to 60/30/2018 Commission Staff direction 2018ScrewInLampSavignsMethods-11Dec2017.pdf | 1 | 1 | 0 | Deemed Ex Ante Team |  | Revise expiry date to 60/30/2018 Commission Staff direction 2018ScrewInLampSavignsMethods-11Dec2017.pdf |  | Updated to indicate claim/filing status
1268 | R-InCmn-LED-PAR30(16w)-dWP31 | Residential Indoor Common-Area Lighting: LED Lamp replaces pre-existing standard lighting Wattage. Measure includes Code case. Impacts: HOU = 6142; CDF = 0.70 | ExAnte2017 | Disposition | 2020-11-24 16:30 | Res-Iltg-Cmn-dWatt-CFL | NonDEER | Scaled | BaseRatio | 0 | 0 | None |  | 0 |  | 1 | Res | Any | Lighting | InCommon | Ltg_Lamp | LED_lamp |  | ILtg-Res-LED-20000hr-Cmn | LED PAR30 Basecase, Total Watts = 2.94 x Msr Watts | LED PAR30 Basecase, Total Watts = 2.94 x Msr Watts | LED Lamp: PAR30, 16 Watts, non-dimmable | LEDratio0294 | LEDratio0294 | LED-PAR30(16w) | Available |  |  |  | 2017ScrewInLampDisposition | ErRobNc |  |  |  | 2017Dispo-Res-InLtg-Cmn | 2017-07-01 | 2018-06-30 | InEA_modVal |  |  |  |  | Standard | Revise expiry date to 60/30/2018 Commission Staff direction 2018ScrewInLampSavignsMethods-11Dec2017.pdf | 1 | 1 | 0 | Deemed Ex Ante Team |  | Revise expiry date to 60/30/2018 Commission Staff direction 2018ScrewInLampSavignsMethods-11Dec2017.pdf |  | Updated to indicate claim/filing status
1269 | R-InCmn-LED-PAR30(17w)-dWP33 | Residential Indoor Common-Area Lighting: LED Lamp replaces pre-existing standard lighting Wattage. Measure includes Code case. Impacts: HOU = 6142; CDF = 0.70 | ExAnte2017 | Disposition | 2020-11-24 16:30 | Res-Iltg-Cmn-dWatt-CFL | NonDEER | Scaled | BaseRatio | 0 | 0 | None |  | 0 |  | 1 | Res | Any | Lighting | InCommon | Ltg_Lamp | LED_lamp |  | ILtg-Res-LED-20000hr-Cmn | LED PAR30 Basecase, Total Watts = 2.94 x Msr Watts | LED PAR30 Basecase, Total Watts = 2.94 x Msr Watts | LED Lamp: PAR30, 17 Watts, non-dimmable | LEDratio0294 | LEDratio0294 | LED-PAR30(17w) | Available |  |  |  | 2017ScrewInLampDisposition | ErRobNc |  |  |  | 2017Dispo-Res-InLtg-Cmn | 2017-07-01 | 2018-06-30 | InEA_modVal |  |  |  |  | Standard | Revise expiry date to 60/30/2018 Commission Staff direction 2018ScrewInLampSavignsMethods-11Dec2017.pdf | 1 | 1 | 0 | Deemed Ex Ante Team |  | Revise expiry date to 60/30/2018 Commission Staff direction 2018ScrewInLampSavignsMethods-11Dec2017.pdf |  | Updated to indicate claim/filing status
1270 | R-InCmn-LED-PAR30(18w)-dWP35 | Residential Indoor Common-Area Lighting: LED Lamp replaces pre-existing standard lighting Wattage. Measure includes Code case. Impacts: HOU = 6142; CDF = 0.70 | ExAnte2017 | Disposition | 2020-11-24 16:30 | Res-Iltg-Cmn-dWatt-CFL | NonDEER | Scaled | BaseRatio | 0 | 0 | None |  | 0 |  | 1 | Res | Any | Lighting | InCommon | Ltg_Lamp | LED_lamp |  | ILtg-Res-LED-20000hr-Cmn | LED PAR30 Basecase, Total Watts = 2.94 x Msr Watts | LED PAR30 Basecase, Total Watts = 2.94 x Msr Watts | LED Lamp: PAR30, 18 Watts, non-dimmable | LEDratio0294 | LEDratio0294 | LED-PAR30(18w) | Available |  |  |  | 2017ScrewInLampDisposition | ErRobNc |  |  |  | 2017Dispo-Res-InLtg-Cmn | 2017-07-01 | 2018-06-30 | InEA_modVal |  |  |  |  | Standard | Revise expiry date to 60/30/2018 Commission Staff direction 2018ScrewInLampSavignsMethods-11Dec2017.pdf | 1 | 1 | 0 | Deemed Ex Ante Team |  | Revise expiry date to 60/30/2018 Commission Staff direction 2018ScrewInLampSavignsMethods-11Dec2017.pdf |  | Updated to indicate claim/filing status
1271 | R-InCmn-LED-PAR30(19w)-dWP37 | Residential Indoor Common-Area Lighting: LED Lamp replaces pre-existing standard lighting Wattage. Measure includes Code case. Impacts: HOU = 6142; CDF = 0.70 | ExAnte2017 | Disposition | 2020-11-24 16:30 | Res-Iltg-Cmn-dWatt-CFL | NonDEER | Scaled | BaseRatio | 0 | 0 | None |  | 0 |  | 1 | Res | Any | Lighting | InCommon | Ltg_Lamp | LED_lamp |  | ILtg-Res-LED-20000hr-Cmn | LED PAR30 Basecase, Total Watts = 2.94 x Msr Watts | LED PAR30 Basecase, Total Watts = 2.94 x Msr Watts | LED Lamp: PAR30, 19 Watts, non-dimmable | LEDratio0294 | LEDratio0294 | LED-PAR30(19w) | Available |  |  |  | 2017ScrewInLampDisposition | ErRobNc |  |  |  | 2017Dispo-Res-InLtg-Cmn | 2017-07-01 | 2018-06-30 | InEA_modVal |  |  |  |  | Standard | Revise expiry date to 60/30/2018 Commission Staff direction 2018ScrewInLampSavignsMethods-11Dec2017.pdf | 1 | 1 | 0 | Deemed Ex Ante Team |  | Revise expiry date to 60/30/2018 Commission Staff direction 2018ScrewInLampSavignsMethods-11Dec2017.pdf |  | Updated to indicate claim/filing status
1272 | R-InCmn-LED-PAR30(20w)-dWP39 | Residential Indoor Common-Area Lighting: LED Lamp replaces pre-existing standard lighting Wattage. Measure includes Code case. Impacts: HOU = 6142; CDF = 0.70 | ExAnte2017 | Disposition | 2020-11-24 16:30 | Res-Iltg-Cmn-dWatt-CFL | NonDEER | Scaled | BaseRatio | 0 | 0 | None |  | 0 |  | 1 | Res | Any | Lighting | InCommon | Ltg_Lamp | LED_lamp |  | ILtg-Res-LED-20000hr-Cmn | LED PAR30 Basecase, Total Watts = 2.94 x Msr Watts | LED PAR30 Basecase, Total Watts = 2.94 x Msr Watts | LED Lamp: PAR30, 20 Watts, non-dimmable | LEDratio0294 | LEDratio0294 | LED-PAR30(20w) | Available |  |  |  | 2017ScrewInLampDisposition | ErRobNc |  |  |  | 2017Dispo-Res-InLtg-Cmn | 2017-07-01 | 2018-06-30 | InEA_modVal |  |  |  |  | Standard | Revise expiry date to 60/30/2018 Commission Staff direction 2018ScrewInLampSavignsMethods-11Dec2017.pdf | 1 | 1 | 0 | Deemed Ex Ante Team |  | Revise expiry date to 60/30/2018 Commission Staff direction 2018ScrewInLampSavignsMethods-11Dec2017.pdf |  | Updated to indicate claim/filing status
1273 | R-InCmn-LED-PAR30(6w)-dWP12 | Residential Indoor Common-Area Lighting: LED Lamp replaces pre-existing standard lighting Wattage. Measure includes Code case. Impacts: HOU = 6142; CDF = 0.70 | ExAnte2017 | Disposition | 2020-11-24 16:30 | Res-Iltg-Cmn-dWatt-CFL | NonDEER | Scaled | BaseRatio | 0 | 0 | None |  | 0 |  | 1 | Res | Any | Lighting | InCommon | Ltg_Lamp | LED_lamp |  | ILtg-Res-LED-20000hr-Cmn | LED PAR30 Basecase, Total Watts = 2.94 x Msr Watts | LED PAR30 Basecase, Total Watts = 2.94 x Msr Watts | LED Lamp: PAR30, 6 Watts, non-dimmable | LEDratio0294 | LEDratio0294 | LED-PAR30(6w) | Available |  |  |  | 2017ScrewInLampDisposition | ErRobNc |  |  |  | 2017Dispo-Res-InLtg-Cmn | 2017-07-01 | 2018-06-30 | InEA_modVal |  |  |  |  | Standard | Revise expiry date to 60/30/2018 Commission Staff direction 2018ScrewInLampSavignsMethods-11Dec2017.pdf | 1 | 1 | 0 | Deemed Ex Ante Team |  | Revise expiry date to 60/30/2018 Commission Staff direction 2018ScrewInLampSavignsMethods-11Dec2017.pdf |  | Updated to indicate claim/filing status
1274 | R-InCmn-LED-PAR30(8w)-dWP16 | Residential Indoor Common-Area Lighting: LED Lamp replaces pre-existing standard lighting Wattage. Measure includes Code case. Impacts: HOU = 6142; CDF = 0.70 | ExAnte2017 | Disposition | 2020-11-24 16:30 | Res-Iltg-Cmn-dWatt-CFL | NonDEER | Scaled | BaseRatio | 0 | 0 | None |  | 0 |  | 1 | Res | Any | Lighting | InCommon | Ltg_Lamp | LED_lamp |  | ILtg-Res-LED-20000hr-Cmn | LED PAR30 Basecase, Total Watts = 2.94 x Msr Watts | LED PAR30 Basecase, Total Watts = 2.94 x Msr Watts | LED Lamp: PAR30, 8 Watts, non-dimmable | LEDratio0294 | LEDratio0294 | LED-PAR30(8w) | Available |  |  |  | 2017ScrewInLampDisposition | ErRobNc |  |  |  | 2017Dispo-Res-InLtg-Cmn | 2017-07-01 | 2018-06-30 | InEA_modVal |  |  |  |  | Standard | Revise expiry date to 60/30/2018 Commission Staff direction 2018ScrewInLampSavignsMethods-11Dec2017.pdf | 1 | 1 | 0 | Deemed Ex Ante Team |  | Revise expiry date to 60/30/2018 Commission Staff direction 2018ScrewInLampSavignsMethods-11Dec2017.pdf |  | Updated to indicate claim/filing status
1275 | R-InCmn-LED-PAR38(10w)-dWP23 | Residential Indoor Common-Area Lighting: LED Lamp replaces pre-existing standard lighting Wattage. Measure includes Code case. Impacts: HOU = 6142; CDF = 0.70 | ExAnte2017 | Disposition | 2020-11-24 16:30 | Res-Iltg-Cmn-dWatt-CFL | NonDEER | Scaled | BaseRatio | 0 | 0 | None |  | 0 |  | 1 | Res | Any | Lighting | InCommon | Ltg_Lamp | LED_lamp |  | ILtg-Res-LED-20000hr-Cmn | LED PAR38 Basecase, Total Watts = 3.28 x Msr Watts | LED PAR38 Basecase, Total Watts = 3.28 x Msr Watts | LED Lamp: PAR38, 10 Watts, non-dimmable | LEDratio0328 | LEDratio0328 | LED-PAR38(10w) | Available |  |  |  | 2017ScrewInLampDisposition | ErRobNc |  |  |  | 2017Dispo-Res-InLtg-Cmn | 2017-07-01 | 2018-06-30 | InEA_modVal |  |  |  |  | Standard | Revise expiry date to 60/30/2018 Commission Staff direction 2018ScrewInLampSavignsMethods-11Dec2017.pdf | 1 | 1 | 0 | Deemed Ex Ante Team |  | Revise expiry date to 60/30/2018 Commission Staff direction 2018ScrewInLampSavignsMethods-11Dec2017.pdf |  | Updated to indicate claim/filing status
1276 | R-InCmn-LED-PAR38(12w)-dWP27 | Residential Indoor Common-Area Lighting: LED Lamp replaces pre-existing standard lighting Wattage. Measure includes Code case. Impacts: HOU = 6142; CDF = 0.70 | ExAnte2017 | Disposition | 2020-11-24 16:30 | Res-Iltg-Cmn-dWatt-CFL | NonDEER | Scaled | BaseRatio | 0 | 0 | None |  | 0 |  | 1 | Res | Any | Lighting | InCommon | Ltg_Lamp | LED_lamp |  | ILtg-Res-LED-20000hr-Cmn | LED PAR38 Basecase, Total Watts = 3.28 x Msr Watts | LED PAR38 Basecase, Total Watts = 3.28 x Msr Watts | LED Lamp: PAR38, 12 Watts, non-dimmable | LEDratio0328 | LEDratio0328 | LED-PAR38(12w) | Available |  |  |  | 2017ScrewInLampDisposition | ErRobNc |  |  |  | 2017Dispo-Res-InLtg-Cmn | 2017-07-01 | 2018-06-30 | InEA_modVal |  |  |  |  | Standard | Revise expiry date to 60/30/2018 Commission Staff direction 2018ScrewInLampSavignsMethods-11Dec2017.pdf | 1 | 1 | 0 | Deemed Ex Ante Team |  | Revise expiry date to 60/30/2018 Commission Staff direction 2018ScrewInLampSavignsMethods-11Dec2017.pdf |  | Updated to indicate claim/filing status
1277 | R-InCmn-LED-PAR38(13w)-dWP30 | Residential Indoor Common-Area Lighting: LED Lamp replaces pre-existing standard lighting Wattage. Measure includes Code case. Impacts: HOU = 6142; CDF = 0.70 | ExAnte2017 | Disposition | 2020-11-24 16:30 | Res-Iltg-Cmn-dWatt-CFL | NonDEER | Scaled | BaseRatio | 0 | 0 | None |  | 0 |  | 1 | Res | Any | Lighting | InCommon | Ltg_Lamp | LED_lamp |  | ILtg-Res-LED-20000hr-Cmn | LED PAR38 Basecase, Total Watts = 3.28 x Msr Watts | LED PAR38 Basecase, Total Watts = 3.28 x Msr Watts | LED Lamp: PAR38, 13 Watts, non-dimmable | LEDratio0328 | LEDratio0328 | LED-PAR38(13w) | Available |  |  |  | 2017ScrewInLampDisposition | ErRobNc |  |  |  | 2017Dispo-Res-InLtg-Cmn | 2017-07-01 | 2018-06-30 | InEA_modVal |  |  |  |  | Standard | Revise expiry date to 60/30/2018 Commission Staff direction 2018ScrewInLampSavignsMethods-11Dec2017.pdf | 1 | 1 | 0 | Deemed Ex Ante Team |  | Revise expiry date to 60/30/2018 Commission Staff direction 2018ScrewInLampSavignsMethods-11Dec2017.pdf |  | Updated to indicate claim/filing status
1278 | R-InCmn-LED-PAR38(14w)-dWP32 | Residential Indoor Common-Area Lighting: LED Lamp replaces pre-existing standard lighting Wattage. Measure includes Code case. Impacts: HOU = 6142; CDF = 0.70 | ExAnte2017 | Disposition | 2020-11-24 16:30 | Res-Iltg-Cmn-dWatt-CFL | NonDEER | Scaled | BaseRatio | 0 | 0 | None |  | 0 |  | 1 | Res | Any | Lighting | InCommon | Ltg_Lamp | LED_lamp |  | ILtg-Res-LED-20000hr-Cmn | LED PAR38 Basecase, Total Watts = 3.28 x Msr Watts | LED PAR38 Basecase, Total Watts = 3.28 x Msr Watts | LED Lamp: PAR38, 14 Watts, non-dimmable | LEDratio0328 | LEDratio0328 | LED-PAR38(14w) | Available |  |  |  | 2017ScrewInLampDisposition | ErRobNc |  |  |  | 2017Dispo-Res-InLtg-Cmn | 2017-07-01 | 2018-06-30 | InEA_modVal |  |  |  |  | Standard | Revise expiry date to 60/30/2018 Commission Staff direction 2018ScrewInLampSavignsMethods-11Dec2017.pdf | 1 | 1 | 0 | Deemed Ex Ante Team |  | Revise expiry date to 60/30/2018 Commission Staff direction 2018ScrewInLampSavignsMethods-11Dec2017.pdf |  | Updated to indicate claim/filing status
1279 | R-InCmn-LED-PAR38(15w)-dWP34 | Residential Indoor Common-Area Lighting: LED Lamp replaces pre-existing standard lighting Wattage. Measure includes Code case. Impacts: HOU = 6142; CDF = 0.70 | ExAnte2017 | Disposition | 2020-11-24 16:30 | Res-Iltg-Cmn-dWatt-CFL | NonDEER | Scaled | BaseRatio | 0 | 0 | None |  | 0 |  | 1 | Res | Any | Lighting | InCommon | Ltg_Lamp | LED_lamp |  | ILtg-Res-LED-20000hr-Cmn | LED PAR38 Basecase, Total Watts = 3.28 x Msr Watts | LED PAR38 Basecase, Total Watts = 3.28 x Msr Watts | LED Lamp: PAR38, 15 Watts, non-dimmable | LEDratio0328 | LEDratio0328 | LED-PAR38(15w) | Available |  |  |  | 2017ScrewInLampDisposition | ErRobNc |  |  |  | 2017Dispo-Res-InLtg-Cmn | 2017-07-01 | 2018-06-30 | InEA_modVal |  |  |  |  | Standard | Revise expiry date to 60/30/2018 Commission Staff direction 2018ScrewInLampSavignsMethods-11Dec2017.pdf | 1 | 1 | 0 | Deemed Ex Ante Team |  | Revise expiry date to 60/30/2018 Commission Staff direction 2018ScrewInLampSavignsMethods-11Dec2017.pdf |  | Updated to indicate claim/filing status
1280 | R-InCmn-LED-PAR38(16w)-dWP36 | Residential Indoor Common-Area Lighting: LED Lamp replaces pre-existing standard lighting Wattage. Measure includes Code case. Impacts: HOU = 6142; CDF = 0.70 | ExAnte2017 | Disposition | 2020-11-24 16:30 | Res-Iltg-Cmn-dWatt-CFL | NonDEER | Scaled | BaseRatio | 0 | 0 | None |  | 0 |  | 1 | Res | Any | Lighting | InCommon | Ltg_Lamp | LED_lamp |  | ILtg-Res-LED-20000hr-Cmn | LED PAR38 Basecase, Total Watts = 3.28 x Msr Watts | LED PAR38 Basecase, Total Watts = 3.28 x Msr Watts | LED Lamp: PAR38, 16 Watts, non-dimmable | LEDratio0328 | LEDratio0328 | LED-PAR38(16w) | Available |  |  |  | 2017ScrewInLampDisposition | ErRobNc |  |  |  | 2017Dispo-Res-InLtg-Cmn | 2017-07-01 | 2018-06-30 | InEA_modVal |  |  |  |  | Standard | Revise expiry date to 60/30/2018 Commission Staff direction 2018ScrewInLampSavignsMethods-11Dec2017.pdf | 1 | 1 | 0 | Deemed Ex Ante Team |  | Revise expiry date to 60/30/2018 Commission Staff direction 2018ScrewInLampSavignsMethods-11Dec2017.pdf |  | Updated to indicate claim/filing status
1281 | R-InCmn-LED-PAR38(17w)-dWP39 | Residential Indoor Common-Area Lighting: LED Lamp replaces pre-existing standard lighting Wattage. Measure includes Code case. Impacts: HOU = 6142; CDF = 0.70 | ExAnte2017 | Disposition | 2020-11-24 16:30 | Res-Iltg-Cmn-dWatt-CFL | NonDEER | Scaled | BaseRatio | 0 | 0 | None |  | 0 |  | 1 | Res | Any | Lighting | InCommon | Ltg_Lamp | LED_lamp |  | ILtg-Res-LED-20000hr-Cmn | LED PAR38 Basecase, Total Watts = 3.28 x Msr Watts | LED PAR38 Basecase, Total Watts = 3.28 x Msr Watts | LED Lamp: PAR38, 17 Watts, non-dimmable | LEDratio0328 | LEDratio0328 | LED-PAR38(17w) | Available |  |  |  | 2017ScrewInLampDisposition | ErRobNc |  |  |  | 2017Dispo-Res-InLtg-Cmn | 2017-07-01 | 2018-06-30 | InEA_modVal |  |  |  |  | Standard | Revise expiry date to 60/30/2018 Commission Staff direction 2018ScrewInLampSavignsMethods-11Dec2017.pdf | 1 | 1 | 0 | Deemed Ex Ante Team |  | Revise expiry date to 60/30/2018 Commission Staff direction 2018ScrewInLampSavignsMethods-11Dec2017.pdf |  | Updated to indicate claim/filing status
1282 | R-InCmn-LED-PAR38(18w)-dWP41 | Residential Indoor Common-Area Lighting: LED Lamp replaces pre-existing standard lighting Wattage. Measure includes Code case. Impacts: HOU = 6142; CDF = 0.70 | ExAnte2017 | Disposition | 2020-11-24 16:30 | Res-Iltg-Cmn-dWatt-CFL | NonDEER | Scaled | BaseRatio | 0 | 0 | None |  | 0 |  | 1 | Res | Any | Lighting | InCommon | Ltg_Lamp | LED_lamp |  | ILtg-Res-LED-20000hr-Cmn | LED PAR38 Basecase, Total Watts = 3.28 x Msr Watts | LED PAR38 Basecase, Total Watts = 3.28 x Msr Watts | LED Lamp: PAR38, 18 Watts, non-dimmable | LEDratio0328 | LEDratio0328 | LED-PAR38(18w) | Available |  |  |  | 2017ScrewInLampDisposition | ErRobNc |  |  |  | 2017Dispo-Res-InLtg-Cmn | 2017-07-01 | 2018-06-30 | InEA_modVal |  |  |  |  | Standard | Revise expiry date to 60/30/2018 Commission Staff direction 2018ScrewInLampSavignsMethods-11Dec2017.pdf | 1 | 1 | 0 | Deemed Ex Ante Team |  | Revise expiry date to 60/30/2018 Commission Staff direction 2018ScrewInLampSavignsMethods-11Dec2017.pdf |  | Updated to indicate claim/filing status
1283 | R-InCmn-LED-PAR38(19w)-dWP43 | Residential Indoor Common-Area Lighting: LED Lamp replaces pre-existing standard lighting Wattage. Measure includes Code case. Impacts: HOU = 6142; CDF = 0.70 | ExAnte2017 | Disposition | 2020-11-24 16:30 | Res-Iltg-Cmn-dWatt-CFL | NonDEER | Scaled | BaseRatio | 0 | 0 | None |  | 0 |  | 1 | Res | Any | Lighting | InCommon | Ltg_Lamp | LED_lamp |  | ILtg-Res-LED-20000hr-Cmn | LED PAR38 Basecase, Total Watts = 3.28 x Msr Watts | LED PAR38 Basecase, Total Watts = 3.28 x Msr Watts | LED Lamp: PAR38, 19 Watts, non-dimmable | LEDratio0328 | LEDratio0328 | LED-PAR38(19w) | Available |  |  |  | 2017ScrewInLampDisposition | ErRobNc |  |  |  | 2017Dispo-Res-InLtg-Cmn | 2017-07-01 | 2018-06-30 | InEA_modVal |  |  |  |  | Standard | Revise expiry date to 60/30/2018 Commission Staff direction 2018ScrewInLampSavignsMethods-11Dec2017.pdf | 1 | 1 | 0 | Deemed Ex Ante Team |  | Revise expiry date to 60/30/2018 Commission Staff direction 2018ScrewInLampSavignsMethods-11Dec2017.pdf |  | Updated to indicate claim/filing status
1284 | R-InCmn-LED-PAR38(20w)-dWP46 | Residential Indoor Common-Area Lighting: LED Lamp replaces pre-existing standard lighting Wattage. Measure includes Code case. Impacts: HOU = 6142; CDF = 0.70 | ExAnte2017 | Disposition | 2020-11-24 16:30 | Res-Iltg-Cmn-dWatt-CFL | NonDEER | Scaled | BaseRatio | 0 | 0 | None |  | 0 |  | 1 | Res | Any | Lighting | InCommon | Ltg_Lamp | LED_lamp |  | ILtg-Res-LED-20000hr-Cmn | LED PAR38 Basecase, Total Watts = 3.28 x Msr Watts | LED PAR38 Basecase, Total Watts = 3.28 x Msr Watts | LED Lamp: PAR38, 20 Watts, non-dimmable | LEDratio0328 | LEDratio0328 | LED-PAR38(20w) | Available |  |  |  | 2017ScrewInLampDisposition | ErRobNc |  |  |  | 2017Dispo-Res-InLtg-Cmn | 2017-07-01 | 2018-06-30 | InEA_modVal |  |  |  |  | Standard | Revise expiry date to 60/30/2018 Commission Staff direction 2018ScrewInLampSavignsMethods-11Dec2017.pdf | 1 | 1 | 0 | Deemed Ex Ante Team |  | Revise expiry date to 60/30/2018 Commission Staff direction 2018ScrewInLampSavignsMethods-11Dec2017.pdf |  | Updated to indicate claim/filing status
1285 | R-InCmn-LED-PAR38(21w)-dWP48 | Residential Indoor Common-Area Lighting: LED Lamp replaces pre-existing standard lighting Wattage. Measure includes Code case. Impacts: HOU = 6142; CDF = 0.70 | ExAnte2017 | Disposition | 2020-11-24 16:30 | Res-Iltg-Cmn-dWatt-CFL | NonDEER | Scaled | BaseRatio | 0 | 0 | None |  | 0 |  | 1 | Res | Any | Lighting | InCommon | Ltg_Lamp | LED_lamp |  | ILtg-Res-LED-20000hr-Cmn | LED PAR38 Basecase, Total Watts = 3.28 x Msr Watts | LED PAR38 Basecase, Total Watts = 3.28 x Msr Watts | LED Lamp: PAR38, 21 Watts, non-dimmable | LEDratio0328 | LEDratio0328 | LED-PAR38(21w) | Available |  |  |  | 2017ScrewInLampDisposition | ErRobNc |  |  |  | 2017Dispo-Res-InLtg-Cmn | 2017-07-01 | 2018-06-30 | InEA_modVal |  |  |  |  | Standard | Revise expiry date to 60/30/2018 Commission Staff direction 2018ScrewInLampSavignsMethods-11Dec2017.pdf | 1 | 1 | 0 | Deemed Ex Ante Team |  | Revise expiry date to 60/30/2018 Commission Staff direction 2018ScrewInLampSavignsMethods-11Dec2017.pdf |  | Updated to indicate claim/filing status
1286 | R-InCmn-LED-PAR38(22w)-dWP50 | Residential Indoor Common-Area Lighting: LED Lamp replaces pre-existing standard lighting Wattage. Measure includes Code case. Impacts: HOU = 6142; CDF = 0.70 | ExAnte2017 | Disposition | 2020-11-24 16:30 | Res-Iltg-Cmn-dWatt-CFL | NonDEER | Scaled | BaseRatio | 0 | 0 | None |  | 0 |  | 1 | Res | Any | Lighting | InCommon | Ltg_Lamp | LED_lamp |  | ILtg-Res-LED-20000hr-Cmn | LED PAR38 Basecase, Total Watts = 3.28 x Msr Watts | LED PAR38 Basecase, Total Watts = 3.28 x Msr Watts | LED Lamp: PAR38, 22 Watts, non-dimmable | LEDratio0328 | LEDratio0328 | LED-PAR38(22w) | Available |  |  |  | 2017ScrewInLampDisposition | ErRobNc |  |  |  | 2017Dispo-Res-InLtg-Cmn | 2017-07-01 | 2018-06-30 | InEA_modVal |  |  |  |  | Standard | Revise expiry date to 60/30/2018 Commission Staff direction 2018ScrewInLampSavignsMethods-11Dec2017.pdf | 1 | 1 | 0 | Deemed Ex Ante Team |  | Revise expiry date to 60/30/2018 Commission Staff direction 2018ScrewInLampSavignsMethods-11Dec2017.pdf |  | Updated to indicate claim/filing status
1287 | R-InCmn-LED-PAR38(23w)-dWP52 | Residential Indoor Common-Area Lighting: LED Lamp replaces pre-existing standard lighting Wattage. Measure includes Code case. Impacts: HOU = 6142; CDF = 0.70 | ExAnte2017 | Disposition | 2020-11-24 16:30 | Res-Iltg-Cmn-dWatt-CFL | NonDEER | Scaled | BaseRatio | 0 | 0 | None |  | 0 |  | 1 | Res | Any | Lighting | InCommon | Ltg_Lamp | LED_lamp |  | ILtg-Res-LED-20000hr-Cmn | LED PAR38 Basecase, Total Watts = 3.28 x Msr Watts | LED PAR38 Basecase, Total Watts = 3.28 x Msr Watts | LED Lamp: PAR38, 23 Watts, non-dimmable | LEDratio0328 | LEDratio0328 | LED-PAR38(23w) | Available |  |  |  | 2017ScrewInLampDisposition | ErRobNc |  |  |  | 2017Dispo-Res-InLtg-Cmn | 2017-07-01 | 2018-06-30 | InEA_modVal |  |  |  |  | Standard | Revise expiry date to 60/30/2018 Commission Staff direction 2018ScrewInLampSavignsMethods-11Dec2017.pdf | 1 | 1 | 0 | Deemed Ex Ante Team |  | Revise expiry date to 60/30/2018 Commission Staff direction 2018ScrewInLampSavignsMethods-11Dec2017.pdf |  | Updated to indicate claim/filing status
1288 | R-InCmn-LED-PAR38(24w)-dWP55 | Residential Indoor Common-Area Lighting: LED Lamp replaces pre-existing standard lighting Wattage. Measure includes Code case. Impacts: HOU = 6142; CDF = 0.70 | ExAnte2017 | Disposition | 2020-11-24 16:30 | Res-Iltg-Cmn-dWatt-CFL | NonDEER | Scaled | BaseRatio | 0 | 0 | None |  | 0 |  | 1 | Res | Any | Lighting | InCommon | Ltg_Lamp | LED_lamp |  | ILtg-Res-LED-20000hr-Cmn | LED PAR38 Basecase, Total Watts = 3.28 x Msr Watts | LED PAR38 Basecase, Total Watts = 3.28 x Msr Watts | LED Lamp: PAR38, 24 Watts, non-dimmable | LEDratio0328 | LEDratio0328 | LED-PAR38(24w) | Available |  |  |  | 2017ScrewInLampDisposition | ErRobNc |  |  |  | 2017Dispo-Res-InLtg-Cmn | 2017-07-01 | 2018-06-30 | InEA_modVal |  |  |  |  | Standard | Revise expiry date to 60/30/2018 Commission Staff direction 2018ScrewInLampSavignsMethods-11Dec2017.pdf | 1 | 1 | 0 | Deemed Ex Ante Team |  | Revise expiry date to 60/30/2018 Commission Staff direction 2018ScrewInLampSavignsMethods-11Dec2017.pdf |  | Updated to indicate claim/filing status
1289 | R-InCmn-LED-PAR38(25w)-dWP57 | Residential Indoor Common-Area Lighting: LED Lamp replaces pre-existing standard lighting Wattage. Measure includes Code case. Impacts: HOU = 6142; CDF = 0.70 | ExAnte2017 | Disposition | 2020-11-24 16:30 | Res-Iltg-Cmn-dWatt-CFL | NonDEER | Scaled | BaseRatio | 0 | 0 | None |  | 0 |  | 1 | Res | Any | Lighting | InCommon | Ltg_Lamp | LED_lamp |  | ILtg-Res-LED-20000hr-Cmn | LED PAR38 Basecase, Total Watts = 3.28 x Msr Watts | LED PAR38 Basecase, Total Watts = 3.28 x Msr Watts | LED Lamp: PAR38, 25 Watts, non-dimmable | LEDratio0328 | LEDratio0328 | LED-PAR38(25w) | Available |  |  |  | 2017ScrewInLampDisposition | ErRobNc |  |  |  | 2017Dispo-Res-InLtg-Cmn | 2017-07-01 | 2018-06-30 | InEA_modVal |  |  |  |  | Standard | Revise expiry date to 60/30/2018 Commission Staff direction 2018ScrewInLampSavignsMethods-11Dec2017.pdf | 1 | 1 | 0 | Deemed Ex Ante Team |  | Revise expiry date to 60/30/2018 Commission Staff direction 2018ScrewInLampSavignsMethods-11Dec2017.pdf |  | Updated to indicate claim/filing status
1290 | R-InCmn-LED-PAR38(26w)-dWP59 | Residential Indoor Common-Area Lighting: LED Lamp replaces pre-existing standard lighting Wattage. Measure includes Code case. Impacts: HOU = 6142; CDF = 0.70 | ExAnte2017 | Disposition | 2020-11-24 16:30 | Res-Iltg-Cmn-dWatt-CFL | NonDEER | Scaled | BaseRatio | 0 | 0 | None |  | 0 |  | 1 | Res | Any | Lighting | InCommon | Ltg_Lamp | LED_lamp |  | ILtg-Res-LED-20000hr-Cmn | LED PAR38 Basecase, Total Watts = 3.28 x Msr Watts | LED PAR38 Basecase, Total Watts = 3.28 x Msr Watts | LED Lamp: PAR38, 26 Watts, non-dimmable | LEDratio0328 | LEDratio0328 | LED-PAR38(26w) | Available |  |  |  | 2017ScrewInLampDisposition | ErRobNc |  |  |  | 2017Dispo-Res-InLtg-Cmn | 2017-07-01 | 2018-06-30 | InEA_modVal |  |  |  |  | Standard | Revise expiry date to 60/30/2018 Commission Staff direction 2018ScrewInLampSavignsMethods-11Dec2017.pdf | 1 | 1 | 0 | Deemed Ex Ante Team |  | Revise expiry date to 60/30/2018 Commission Staff direction 2018ScrewInLampSavignsMethods-11Dec2017.pdf |  | Updated to indicate claim/filing status
1291 | R-InCmn-LED-PAR38(27w)-dWP62 | Residential Indoor Common-Area Lighting: LED Lamp replaces pre-existing standard lighting Wattage. Measure includes Code case. Impacts: HOU = 6142; CDF = 0.70 | ExAnte2017 | Disposition | 2020-11-24 16:30 | Res-Iltg-Cmn-dWatt-CFL | NonDEER | Scaled | BaseRatio | 0 | 0 | None |  | 0 |  | 1 | Res | Any | Lighting | InCommon | Ltg_Lamp | LED_lamp |  | ILtg-Res-LED-20000hr-Cmn | LED PAR38 Basecase, Total Watts = 3.28 x Msr Watts | LED PAR38 Basecase, Total Watts = 3.28 x Msr Watts | LED Lamp: PAR38, 27 Watts, non-dimmable | LEDratio0328 | LEDratio0328 | LED-PAR38(27w) | Available |  |  |  | 2017ScrewInLampDisposition | ErRobNc |  |  |  | 2017Dispo-Res-InLtg-Cmn | 2017-07-01 | 2018-06-30 | InEA_modVal |  |  |  |  | Standard | Revise expiry date to 60/30/2018 Commission Staff direction 2018ScrewInLampSavignsMethods-11Dec2017.pdf | 1 | 1 | 0 | Deemed Ex Ante Team |  | Revise expiry date to 60/30/2018 Commission Staff direction 2018ScrewInLampSavignsMethods-11Dec2017.pdf |  | Updated to indicate claim/filing status
1292 | R-InCmn-LED-PAR38(7w)-dWP16 | Residential Indoor Common-Area Lighting: LED Lamp replaces pre-existing standard lighting Wattage. Measure includes Code case. Impacts: HOU = 6142; CDF = 0.70 | ExAnte2017 | Disposition | 2020-11-24 16:30 | Res-Iltg-Cmn-dWatt-CFL | NonDEER | Scaled | BaseRatio | 0 | 0 | None |  | 0 |  | 1 | Res | Any | Lighting | InCommon | Ltg_Lamp | LED_lamp |  | ILtg-Res-LED-20000hr-Cmn | LED PAR38 Basecase, Total Watts = 3.28 x Msr Watts | LED PAR38 Basecase, Total Watts = 3.28 x Msr Watts | LED Lamp: PAR38, 7 Watts, non-dimmable | LEDratio0328 | LEDratio0328 | LED-PAR38(7w) | Available |  |  |  | 2017ScrewInLampDisposition | ErRobNc |  |  |  | 2017Dispo-Res-InLtg-Cmn | 2017-07-01 | 2018-06-30 | InEA_modVal |  |  |  |  | Standard | Revise expiry date to 60/30/2018 Commission Staff direction 2018ScrewInLampSavignsMethods-11Dec2017.pdf | 1 | 1 | 0 | Deemed Ex Ante Team |  | Revise expiry date to 60/30/2018 Commission Staff direction 2018ScrewInLampSavignsMethods-11Dec2017.pdf |  | Updated to indicate claim/filing status
1293 | C-In-LED-BR(11w)-dWP34 | Commercial Indoor General Lighting: LED Lamp replaces pre-existing standard lighting Wattage. Measure includes Code case. Impacts: CFL-based HOU (varies by BldgType) | ExAnte2017 | Disposition | 2020-11-24 16:30 | Com-Iltg-dWatt-CFL | NonDEER | Scaled | BaseRatio | 0 | 0 | None |  | 0 |  | 1 | Com | Any | Lighting | InGen-CFL | Ltg_Lamp | LED_lamp |  | ILtg-Com-LED-20000hr | LED R/BR Basecase, Total Watts = 4.13 x Msr Watts | LED R/BR Basecase, Total Watts = 4.13 x Msr Watts | LED Lamp: BR, 11 Watts, non-dimmable | LEDratio0413 | LEDratio0413 | LED-BR(11w) | Available |  |  |  | 2017ScrewInLampDisposition | ErRobNc |  |  |  | 2017Dispo-Com-InLtg | 2017-07-01 | 2018-06-30 | InEA_modVal |  |  |  |  | Standard | Revise expiry date to 60/30/2018 Commission Staff direction 2018ScrewInLampSavignsMethods-11Dec2017.pdf | 1 | 1 | 0 | Deemed Ex Ante Team |  | Revise expiry date to 60/30/2018 Commission Staff direction 2018ScrewInLampSavignsMethods-11Dec2017.pdf |  | Updated to indicate claim/filing status
1294 | C-In-LED-BR(14w)-dWP38 | Commercial Indoor General Lighting: LED Lamp replaces pre-existing standard lighting Wattage. Measure includes Code case. Impacts: CFL-based HOU (varies by BldgType) | ExAnte2017 | Disposition | 2020-11-24 16:30 | Com-Iltg-dWatt-CFL | NonDEER | Scaled | BaseRatio | 0 | 0 | None |  | 0 |  | 1 | Com | Any | Lighting | InGen-CFL | Ltg_Lamp | LED_lamp |  | ILtg-Com-LED-20000hr | LED R/BR Basecase, Total Watts = 3.73 x Msr Watts | LED R/BR Basecase, Total Watts = 3.73 x Msr Watts | LED Lamp: BR, 14 Watts, non-dimmable | LEDratio0373 | LEDratio0373 | LED-BR(14w) | Available |  |  |  | 2017ScrewInLampDisposition | ErRobNc |  |  |  | 2017Dispo-Com-InLtg | 2017-07-01 | 2018-06-30 | InEA_modVal |  |  |  |  | Standard | Revise expiry date to 60/30/2018 Commission Staff direction 2018ScrewInLampSavignsMethods-11Dec2017.pdf | 1 | 1 | 0 | Deemed Ex Ante Team |  | Revise expiry date to 60/30/2018 Commission Staff direction 2018ScrewInLampSavignsMethods-11Dec2017.pdf |  | Updated to indicate claim/filing status
1295 | C-In-LED-BR(6w)-dWP25 | Commercial Indoor General Lighting: LED Lamp replaces pre-existing standard lighting Wattage. Measure includes Code case. Impacts: CFL-based HOU (varies by BldgType) | ExAnte2017 | Disposition | 2020-11-24 16:30 | Com-Iltg-dWatt-CFL | NonDEER | Scaled | BaseRatio | 0 | 0 | None |  | 0 |  | 1 | Com | Any | Lighting | InGen-CFL | Ltg_Lamp | LED_lamp |  | ILtg-Com-LED-20000hr | LED R/BR Basecase, Total Watts = 5.24 x Msr Watts | LED R/BR Basecase, Total Watts = 5.24 x Msr Watts | LED Lamp: BR, 6 Watts, non-dimmable | LEDratio0524 | LEDratio0524 | LED-BR(6w) | Available |  |  |  | 2017ScrewInLampDisposition | ErRobNc |  |  |  | 2017Dispo-Com-InLtg | 2017-07-01 | 2018-06-30 | InEA_modVal |  |  |  |  | Standard | Revise expiry date to 60/30/2018 Commission Staff direction 2018ScrewInLampSavignsMethods-11Dec2017.pdf | 1 | 1 | 0 | Deemed Ex Ante Team |  | Revise expiry date to 60/30/2018 Commission Staff direction 2018ScrewInLampSavignsMethods-11Dec2017.pdf |  | Updated to indicate claim/filing status
1296 | C-In-LED-PAR20(10w)-dWP30 | Commercial Indoor General Lighting: LED Lamp replaces pre-existing standard lighting Wattage. Measure includes Code case. Impacts: CFL-based HOU (varies by BldgType) | ExAnte2017 | Disposition | 2020-11-24 16:30 | Com-Iltg-dWatt-CFL | NonDEER | Scaled | BaseRatio | 0 | 0 | None |  | 0 |  | 1 | Com | Any | Lighting | InGen-CFL | Ltg_Lamp | LED_lamp |  | ILtg-Com-LED-20000hr | LED PAR20 Basecase, Total Watts = 4.04 x Msr Watts | LED PAR20 Basecase, Total Watts = 4.04 x Msr Watts | LED Lamp: PAR20, 10 Watts, non-dimmable | LEDratio0404 | LEDratio0404 | LED-PAR20(10w) | Available |  |  |  | 2017ScrewInLampDisposition | ErRobNc |  |  |  | 2017Dispo-Com-InLtg | 2017-07-01 | 2018-06-30 | InEA_modVal |  |  |  |  | Standard | Revise expiry date to 60/30/2018 Commission Staff direction 2018ScrewInLampSavignsMethods-11Dec2017.pdf | 1 | 1 | 0 | Deemed Ex Ante Team |  | Revise expiry date to 60/30/2018 Commission Staff direction 2018ScrewInLampSavignsMethods-11Dec2017.pdf |  | Updated to indicate claim/filing status
1297 | C-In-LED-PAR20(13w)-dWP40 | Commercial Indoor General Lighting: LED Lamp replaces pre-existing standard lighting Wattage. Measure includes Code case. Impacts: CFL-based HOU (varies by BldgType) | ExAnte2017 | Disposition | 2020-11-24 16:30 | Com-Iltg-dWatt-CFL | NonDEER | Scaled | BaseRatio | 0 | 0 | None |  | 0 |  | 1 | Com | Any | Lighting | InGen-CFL | Ltg_Lamp | LED_lamp |  | ILtg-Com-LED-20000hr | LED PAR20 Basecase, Total Watts = 4.04 x Msr Watts | LED PAR20 Basecase, Total Watts = 4.04 x Msr Watts | LED Lamp: PAR20, 13 Watts | LEDratio0404 | LEDratio0404 | LED-PAR20(13w) | Available |  |  |  | 2017ScrewInLampDisposition | ErRobNc |  |  |  | 2017Dispo-Com-InLtg | 2017-07-01 | 2018-06-30 | InEA_modVal |  |  |  |  | Standard | Revise expiry date to 60/30/2018 Commission Staff direction 2018ScrewInLampSavignsMethods-11Dec2017.pdf | 1 | 1 | 0 | Deemed Ex Ante Team |  | Revise expiry date to 60/30/2018 Commission Staff direction 2018ScrewInLampSavignsMethods-11Dec2017.pdf |  | Updated to indicate claim/filing status
1298 | C-In-LED-PAR20(4w)-dWP12 | Commercial Indoor General Lighting: LED Lamp replaces pre-existing standard lighting Wattage. Measure includes Code case. Impacts: CFL-based HOU (varies by BldgType) | ExAnte2017 | Disposition | 2020-11-24 16:30 | Com-Iltg-dWatt-CFL | NonDEER | Scaled | BaseRatio | 0 | 0 | None |  | 0 |  | 1 | Com | Any | Lighting | InGen-CFL | Ltg_Lamp | LED_lamp |  | ILtg-Com-LED-20000hr | LED PAR20 Basecase, Total Watts = 4.04 x Msr Watts | LED PAR20 Basecase, Total Watts = 4.04 x Msr Watts | LED Lamp: PAR20, 4 Watts, non-dimmable | LEDratio0404 | LEDratio0404 | LED-PAR20(4w) | Available |  |  |  | 2017ScrewInLampDisposition | ErRobNc |  |  |  | 2017Dispo-Com-InLtg | 2017-07-01 | 2018-06-30 | InEA_modVal |  |  |  |  | Standard | Revise expiry date to 60/30/2018 Commission Staff direction 2018ScrewInLampSavignsMethods-11Dec2017.pdf | 1 | 1 | 0 | Deemed Ex Ante Team |  | Revise expiry date to 60/30/2018 Commission Staff direction 2018ScrewInLampSavignsMethods-11Dec2017.pdf |  | Updated to indicate claim/filing status
1299 | C-In-LED-PAR20(5.5w)-dWP17 | Commercial Indoor General Lighting: LED Lamp replaces pre-existing standard lighting Wattage. Measure includes Code case. Impacts: CFL-based HOU (varies by BldgType) | ExAnte2017 | Disposition | 2020-11-24 16:30 | Com-Iltg-dWatt-CFL | NonDEER | Scaled | BaseRatio | 0 | 0 | None |  | 0 |  | 1 | Com | Any | Lighting | InGen-CFL | Ltg_Lamp | LED_lamp |  | ILtg-Com-LED-20000hr | LED PAR20 Basecase, Total Watts = 4.04 x Msr Watts | LED PAR20 Basecase, Total Watts = 4.04 x Msr Watts | LED Lamp: PAR20, 5.5 Watts, non-dimmable | LEDratio0404 | LEDratio0404 | LED-PAR20(5.5w) | Available |  |  |  | 2017ScrewInLampDisposition | ErRobNc |  |  |  | 2017Dispo-Com-InLtg | 2017-07-01 | 2018-06-30 | InEA_modVal |  |  |  |  | Standard | Revise expiry date to 60/30/2018 Commission Staff direction 2018ScrewInLampSavignsMethods-11Dec2017.pdf | 1 | 1 | 0 | Deemed Ex Ante Team |  | Revise expiry date to 60/30/2018 Commission Staff direction 2018ScrewInLampSavignsMethods-11Dec2017.pdf |  | Updated to indicate claim/filing status
1300 | C-In-LED-PAR20(6w)-dWP18 | Commercial Indoor General Lighting: LED Lamp replaces pre-existing standard lighting Wattage. Measure includes Code case. Impacts: CFL-based HOU (varies by BldgType) | ExAnte2017 | Disposition | 2020-11-24 16:30 | Com-Iltg-dWatt-CFL | NonDEER | Scaled | BaseRatio | 0 | 0 | None |  | 0 |  | 1 | Com | Any | Lighting | InGen-CFL | Ltg_Lamp | LED_lamp |  | ILtg-Com-LED-20000hr | LED PAR20 Basecase, Total Watts = 4.04 x Msr Watts | LED PAR20 Basecase, Total Watts = 4.04 x Msr Watts | LED Lamp: PAR20, 6 Watts, non-dimmable | LEDratio0404 | LEDratio0404 | LED-PAR20(6w) | Available |  |  |  | 2017ScrewInLampDisposition | ErRobNc |  |  |  | 2017Dispo-Com-InLtg | 2017-07-01 | 2018-06-30 | InEA_modVal |  |  |  |  | Standard | Revise expiry date to 60/30/2018 Commission Staff direction 2018ScrewInLampSavignsMethods-11Dec2017.pdf | 1 | 1 | 0 | Deemed Ex Ante Team |  | Revise expiry date to 60/30/2018 Commission Staff direction 2018ScrewInLampSavignsMethods-11Dec2017.pdf |  | Updated to indicate claim/filing status
1301 | C-In-LED-PAR20(7w)-dWP21 | Commercial Indoor General Lighting: LED Lamp replaces pre-existing standard lighting Wattage. Measure includes Code case. Impacts: CFL-based HOU (varies by BldgType) | ExAnte2017 | Disposition | 2020-11-24 16:30 | Com-Iltg-dWatt-CFL | NonDEER | Scaled | BaseRatio | 0 | 0 | None |  | 0 |  | 1 | Com | Any | Lighting | InGen-CFL | Ltg_Lamp | LED_lamp |  | ILtg-Com-LED-20000hr | LED PAR20 Basecase, Total Watts = 4.04 x Msr Watts | LED PAR20 Basecase, Total Watts = 4.04 x Msr Watts | LED Lamp: PAR20, 7 Watts, non-dimmable | LEDratio0404 | LEDratio0404 | LED-PAR20(7w) | Available |  |  |  | 2017ScrewInLampDisposition | ErRobNc |  |  |  | 2017Dispo-Com-InLtg | 2017-07-01 | 2018-06-30 | InEA_modVal |  |  |  |  | Standard | Revise expiry date to 60/30/2018 Commission Staff direction 2018ScrewInLampSavignsMethods-11Dec2017.pdf | 1 | 1 | 0 | Deemed Ex Ante Team |  | Revise expiry date to 60/30/2018 Commission Staff direction 2018ScrewInLampSavignsMethods-11Dec2017.pdf |  | Updated to indicate claim/filing status
1302 | C-In-LED-PAR20(8w)-dWP24 | Commercial Indoor General Lighting: LED Lamp replaces pre-existing standard lighting Wattage. Measure includes Code case. Impacts: CFL-based HOU (varies by BldgType) | ExAnte2017 | Disposition | 2020-11-24 16:30 | Com-Iltg-dWatt-CFL | NonDEER | Scaled | BaseRatio | 0 | 0 | None |  | 0 |  | 1 | Com | Any | Lighting | InGen-CFL | Ltg_Lamp | LED_lamp |  | ILtg-Com-LED-20000hr | LED PAR20 Basecase, Total Watts = 4.04 x Msr Watts | LED PAR20 Basecase, Total Watts = 4.04 x Msr Watts | LED Lamp: PAR20, 8 Watts, non-dimmable | LEDratio0404 | LEDratio0404 | LED-PAR20(8w) | Available |  |  |  | 2017ScrewInLampDisposition | ErRobNc |  |  |  | 2017Dispo-Com-InLtg | 2017-07-01 | 2018-06-30 | InEA_modVal |  |  |  |  | Standard | Revise expiry date to 60/30/2018 Commission Staff direction 2018ScrewInLampSavignsMethods-11Dec2017.pdf | 1 | 1 | 0 | Deemed Ex Ante Team |  | Revise expiry date to 60/30/2018 Commission Staff direction 2018ScrewInLampSavignsMethods-11Dec2017.pdf |  | Updated to indicate claim/filing status
1303 | C-In-LED-PAR20(9w)-dWP27 | Commercial Indoor General Lighting: LED Lamp replaces pre-existing standard lighting Wattage. Measure includes Code case. Impacts: CFL-based HOU (varies by BldgType) | ExAnte2017 | Disposition | 2020-11-24 16:30 | Com-Iltg-dWatt-CFL | NonDEER | Scaled | BaseRatio | 0 | 0 | None |  | 0 |  | 1 | Com | Any | Lighting | InGen-CFL | Ltg_Lamp | LED_lamp |  | ILtg-Com-LED-20000hr | LED PAR20 Basecase, Total Watts = 4.04 x Msr Watts | LED PAR20 Basecase, Total Watts = 4.04 x Msr Watts | LED Lamp: PAR20, 9 Watts, non-dimmable | LEDratio0404 | LEDratio0404 | LED-PAR20(9w) | Available |  |  |  | 2017ScrewInLampDisposition | ErRobNc |  |  |  | 2017Dispo-Com-InLtg | 2017-07-01 | 2018-06-30 | InEA_modVal |  |  |  |  | Standard | Revise expiry date to 60/30/2018 Commission Staff direction 2018ScrewInLampSavignsMethods-11Dec2017.pdf | 1 | 1 | 0 | Deemed Ex Ante Team |  | Revise expiry date to 60/30/2018 Commission Staff direction 2018ScrewInLampSavignsMethods-11Dec2017.pdf |  | Updated to indicate claim/filing status
1304 | C-In-LED-PAR30(10w)-dWP19 | Commercial Indoor General Lighting: LED Lamp replaces pre-existing standard lighting Wattage. Measure includes Code case. Impacts: CFL-based HOU (varies by BldgType) | ExAnte2017 | Disposition | 2020-11-24 16:30 | Com-Iltg-dWatt-CFL | NonDEER | Scaled | BaseRatio | 0 | 0 | None |  | 0 |  | 1 | Com | Any | Lighting | InGen-CFL | Ltg_Lamp | LED_lamp |  | ILtg-Com-LED-20000hr | LED PAR30 Basecase, Total Watts = 2.94 x Msr Watts | LED PAR30 Basecase, Total Watts = 2.94 x Msr Watts | LED Lamp: PAR30, 10 Watts, non-dimmable | LEDratio0294 | LEDratio0294 | LED-PAR30(10w) | Available |  |  |  | 2017ScrewInLampDisposition | ErRobNc |  |  |  | 2017Dispo-Com-InLtg | 2017-07-01 | 2018-06-30 | InEA_modVal |  |  |  |  | Standard | Revise expiry date to 60/30/2018 Commission Staff direction 2018ScrewInLampSavignsMethods-11Dec2017.pdf | 1 | 1 | 0 | Deemed Ex Ante Team |  | Revise expiry date to 60/30/2018 Commission Staff direction 2018ScrewInLampSavignsMethods-11Dec2017.pdf |  | Updated to indicate claim/filing status
1305 | C-In-LED-PAR30(11w)-dWP21 | Commercial Indoor General Lighting: LED Lamp replaces pre-existing standard lighting Wattage. Measure includes Code case. Impacts: CFL-based HOU (varies by BldgType) | ExAnte2017 | Disposition | 2020-11-24 16:30 | Com-Iltg-dWatt-CFL | NonDEER | Scaled | BaseRatio | 0 | 0 | None |  | 0 |  | 1 | Com | Any | Lighting | InGen-CFL | Ltg_Lamp | LED_lamp |  | ILtg-Com-LED-20000hr | LED PAR30 Basecase, Total Watts = 2.94 x Msr Watts | LED PAR30 Basecase, Total Watts = 2.94 x Msr Watts | LED Lamp: PAR30, 11 Watts, non-dimmable | LEDratio0294 | LEDratio0294 | LED-PAR30(11w) | Available |  |  |  | 2017ScrewInLampDisposition | ErRobNc |  |  |  | 2017Dispo-Com-InLtg | 2017-07-01 | 2018-06-30 | InEA_modVal |  |  |  |  | Standard | Revise expiry date to 60/30/2018 Commission Staff direction 2018ScrewInLampSavignsMethods-11Dec2017.pdf | 1 | 1 | 0 | Deemed Ex Ante Team |  | Revise expiry date to 60/30/2018 Commission Staff direction 2018ScrewInLampSavignsMethods-11Dec2017.pdf |  | Updated to indicate claim/filing status
1306 | C-In-LED-PAR30(12w)-dWP23 | Commercial Indoor General Lighting: LED Lamp replaces pre-existing standard lighting Wattage. Measure includes Code case. Impacts: CFL-based HOU (varies by BldgType) | ExAnte2017 | Disposition | 2020-11-24 16:30 | Com-Iltg-dWatt-CFL | NonDEER | Scaled | BaseRatio | 0 | 0 | None |  | 0 |  | 1 | Com | Any | Lighting | InGen-CFL | Ltg_Lamp | LED_lamp |  | ILtg-Com-LED-20000hr | LED PAR30 Basecase, Total Watts = 2.94 x Msr Watts | LED PAR30 Basecase, Total Watts = 2.94 x Msr Watts | LED Lamp: PAR30, 12 Watts, non-dimmable | LEDratio0294 | LEDratio0294 | LED-PAR30(12w) | Available |  |  |  | 2017ScrewInLampDisposition | ErRobNc |  |  |  | 2017Dispo-Com-InLtg | 2017-07-01 | 2018-06-30 | InEA_modVal |  |  |  |  | Standard | Revise expiry date to 60/30/2018 Commission Staff direction 2018ScrewInLampSavignsMethods-11Dec2017.pdf | 1 | 1 | 0 | Deemed Ex Ante Team |  | Revise expiry date to 60/30/2018 Commission Staff direction 2018ScrewInLampSavignsMethods-11Dec2017.pdf |  | Updated to indicate claim/filing status
1307 | C-In-LED-PAR30(13w)-dWP25 | Commercial Indoor General Lighting: LED Lamp replaces pre-existing standard lighting Wattage. Measure includes Code case. Impacts: CFL-based HOU (varies by BldgType) | ExAnte2017 | Disposition | 2020-11-24 16:30 | Com-Iltg-dWatt-CFL | NonDEER | Scaled | BaseRatio | 0 | 0 | None |  | 0 |  | 1 | Com | Any | Lighting | InGen-CFL | Ltg_Lamp | LED_lamp |  | ILtg-Com-LED-20000hr | LED PAR30 Basecase, Total Watts = 2.94 x Msr Watts | LED PAR30 Basecase, Total Watts = 2.94 x Msr Watts | LED Lamp: PAR30, 13 Watts, non-dimmable | LEDratio0294 | LEDratio0294 | LED-PAR30(13w) | Available |  |  |  | 2017ScrewInLampDisposition | ErRobNc |  |  |  | 2017Dispo-Com-InLtg | 2017-07-01 | 2018-06-30 | InEA_modVal |  |  |  |  | Standard | Revise expiry date to 60/30/2018 Commission Staff direction 2018ScrewInLampSavignsMethods-11Dec2017.pdf | 1 | 1 | 0 | Deemed Ex Ante Team |  | Revise expiry date to 60/30/2018 Commission Staff direction 2018ScrewInLampSavignsMethods-11Dec2017.pdf |  | Updated to indicate claim/filing status
1308 | C-In-LED-PAR30(14w)-dWP27 | Commercial Indoor General Lighting: LED Lamp replaces pre-existing standard lighting Wattage. Measure includes Code case. Impacts: CFL-based HOU (varies by BldgType) | ExAnte2017 | Disposition | 2020-11-24 16:30 | Com-Iltg-dWatt-CFL | NonDEER | Scaled | BaseRatio | 0 | 0 | None |  | 0 |  | 1 | Com | Any | Lighting | InGen-CFL | Ltg_Lamp | LED_lamp |  | ILtg-Com-LED-20000hr | LED PAR30 Basecase, Total Watts = 2.94 x Msr Watts | LED PAR30 Basecase, Total Watts = 2.94 x Msr Watts | LED Lamp: PAR30, 14 Watts, non-dimmable | LEDratio0294 | LEDratio0294 | LED-PAR30(14w) | Available |  |  |  | 2017ScrewInLampDisposition | ErRobNc |  |  |  | 2017Dispo-Com-InLtg | 2017-07-01 | 2018-06-30 | InEA_modVal |  |  |  |  | Standard | Revise expiry date to 60/30/2018 Commission Staff direction 2018ScrewInLampSavignsMethods-11Dec2017.pdf | 1 | 1 | 0 | Deemed Ex Ante Team |  | Revise expiry date to 60/30/2018 Commission Staff direction 2018ScrewInLampSavignsMethods-11Dec2017.pdf |  | Updated to indicate claim/filing status
1309 | C-In-LED-PAR30(15w)-dWP29 | Commercial Indoor General Lighting: LED Lamp replaces pre-existing standard lighting Wattage. Measure includes Code case. Impacts: CFL-based HOU (varies by BldgType) | ExAnte2017 | Disposition | 2020-11-24 16:30 | Com-Iltg-dWatt-CFL | NonDEER | Scaled | BaseRatio | 0 | 0 | None |  | 0 |  | 1 | Com | Any | Lighting | InGen-CFL | Ltg_Lamp | LED_lamp |  | ILtg-Com-LED-20000hr | LED PAR30 Basecase, Total Watts = 2.94 x Msr Watts | LED PAR30 Basecase, Total Watts = 2.94 x Msr Watts | LED Lamp: PAR30, 15 Watts, non-dimmable | LEDratio0294 | LEDratio0294 | LED-PAR30(15w) | Available |  |  |  | 2017ScrewInLampDisposition | ErRobNc |  |  |  | 2017Dispo-Com-InLtg | 2017-07-01 | 2018-06-30 | InEA_modVal |  |  |  |  | Standard | Revise expiry date to 60/30/2018 Commission Staff direction 2018ScrewInLampSavignsMethods-11Dec2017.pdf | 1 | 1 | 0 | Deemed Ex Ante Team |  | Revise expiry date to 60/30/2018 Commission Staff direction 2018ScrewInLampSavignsMethods-11Dec2017.pdf |  | Updated to indicate claim/filing status
1310 | C-In-LED-PAR30(16w)-dWP31 | Commercial Indoor General Lighting: LED Lamp replaces pre-existing standard lighting Wattage. Measure includes Code case. Impacts: CFL-based HOU (varies by BldgType) | ExAnte2017 | Disposition | 2020-11-24 16:30 | Com-Iltg-dWatt-CFL | NonDEER | Scaled | BaseRatio | 0 | 0 | None |  | 0 |  | 1 | Com | Any | Lighting | InGen-CFL | Ltg_Lamp | LED_lamp |  | ILtg-Com-LED-20000hr | LED PAR30 Basecase, Total Watts = 2.94 x Msr Watts | LED PAR30 Basecase, Total Watts = 2.94 x Msr Watts | LED Lamp: PAR30, 16 Watts, non-dimmable | LEDratio0294 | LEDratio0294 | LED-PAR30(16w) | Available |  |  |  | 2017ScrewInLampDisposition | ErRobNc |  |  |  | 2017Dispo-Com-InLtg | 2017-07-01 | 2018-06-30 | InEA_modVal |  |  |  |  | Standard | Revise expiry date to 60/30/2018 Commission Staff direction 2018ScrewInLampSavignsMethods-11Dec2017.pdf | 1 | 1 | 0 | Deemed Ex Ante Team |  | Revise expiry date to 60/30/2018 Commission Staff direction 2018ScrewInLampSavignsMethods-11Dec2017.pdf |  | Updated to indicate claim/filing status
1311 | C-In-LED-PAR30(17w)-dWP33 | Commercial Indoor General Lighting: LED Lamp replaces pre-existing standard lighting Wattage. Measure includes Code case. Impacts: CFL-based HOU (varies by BldgType) | ExAnte2017 | Disposition | 2020-11-24 16:30 | Com-Iltg-dWatt-CFL | NonDEER | Scaled | BaseRatio | 0 | 0 | None |  | 0 |  | 1 | Com | Any | Lighting | InGen-CFL | Ltg_Lamp | LED_lamp |  | ILtg-Com-LED-20000hr | LED PAR30 Basecase, Total Watts = 2.94 x Msr Watts | LED PAR30 Basecase, Total Watts = 2.94 x Msr Watts | LED Lamp: PAR30, 17 Watts, non-dimmable | LEDratio0294 | LEDratio0294 | LED-PAR30(17w) | Available |  |  |  | 2017ScrewInLampDisposition | ErRobNc |  |  |  | 2017Dispo-Com-InLtg | 2017-07-01 | 2018-06-30 | InEA_modVal |  |  |  |  | Standard | Revise expiry date to 60/30/2018 Commission Staff direction 2018ScrewInLampSavignsMethods-11Dec2017.pdf | 1 | 1 | 0 | Deemed Ex Ante Team |  | Revise expiry date to 60/30/2018 Commission Staff direction 2018ScrewInLampSavignsMethods-11Dec2017.pdf |  | Updated to indicate claim/filing status
1312 | C-In-LED-PAR30(18w)-dWP35 | Commercial Indoor General Lighting: LED Lamp replaces pre-existing standard lighting Wattage. Measure includes Code case. Impacts: CFL-based HOU (varies by BldgType) | ExAnte2017 | Disposition | 2020-11-24 16:30 | Com-Iltg-dWatt-CFL | NonDEER | Scaled | BaseRatio | 0 | 0 | None |  | 0 |  | 1 | Com | Any | Lighting | InGen-CFL | Ltg_Lamp | LED_lamp |  | ILtg-Com-LED-20000hr | LED PAR30 Basecase, Total Watts = 2.94 x Msr Watts | LED PAR30 Basecase, Total Watts = 2.94 x Msr Watts | LED Lamp: PAR30, 18 Watts, non-dimmable | LEDratio0294 | LEDratio0294 | LED-PAR30(18w) | Available |  |  |  | 2017ScrewInLampDisposition | ErRobNc |  |  |  | 2017Dispo-Com-InLtg | 2017-07-01 | 2018-06-30 | InEA_modVal |  |  |  |  | Standard | Revise expiry date to 60/30/2018 Commission Staff direction 2018ScrewInLampSavignsMethods-11Dec2017.pdf | 1 | 1 | 0 | Deemed Ex Ante Team |  | Revise expiry date to 60/30/2018 Commission Staff direction 2018ScrewInLampSavignsMethods-11Dec2017.pdf |  | Updated to indicate claim/filing status
1313 | C-In-LED-PAR30(19w)-dWP37 | Commercial Indoor General Lighting: LED Lamp replaces pre-existing standard lighting Wattage. Measure includes Code case. Impacts: CFL-based HOU (varies by BldgType) | ExAnte2017 | Disposition | 2020-11-24 16:30 | Com-Iltg-dWatt-CFL | NonDEER | Scaled | BaseRatio | 0 | 0 | None |  | 0 |  | 1 | Com | Any | Lighting | InGen-CFL | Ltg_Lamp | LED_lamp |  | ILtg-Com-LED-20000hr | LED PAR30 Basecase, Total Watts = 2.94 x Msr Watts | LED PAR30 Basecase, Total Watts = 2.94 x Msr Watts | LED Lamp: PAR30, 19 Watts, non-dimmable | LEDratio0294 | LEDratio0294 | LED-PAR30(19w) | Available |  |  |  | 2017ScrewInLampDisposition | ErRobNc |  |  |  | 2017Dispo-Com-InLtg | 2017-07-01 | 2018-06-30 | InEA_modVal |  |  |  |  | Standard | Revise expiry date to 60/30/2018 Commission Staff direction 2018ScrewInLampSavignsMethods-11Dec2017.pdf | 1 | 1 | 0 | Deemed Ex Ante Team |  | Revise expiry date to 60/30/2018 Commission Staff direction 2018ScrewInLampSavignsMethods-11Dec2017.pdf |  | Updated to indicate claim/filing status
1314 | C-In-LED-PAR30(20w)-dWP39 | Commercial Indoor General Lighting: LED Lamp replaces pre-existing standard lighting Wattage. Measure includes Code case. Impacts: CFL-based HOU (varies by BldgType) | ExAnte2017 | Disposition | 2020-11-24 16:30 | Com-Iltg-dWatt-CFL | NonDEER | Scaled | BaseRatio | 0 | 0 | None |  | 0 |  | 1 | Com | Any | Lighting | InGen-CFL | Ltg_Lamp | LED_lamp |  | ILtg-Com-LED-20000hr | LED PAR30 Basecase, Total Watts = 2.94 x Msr Watts | LED PAR30 Basecase, Total Watts = 2.94 x Msr Watts | LED Lamp: PAR30, 20 Watts, non-dimmable | LEDratio0294 | LEDratio0294 | LED-PAR30(20w) | Available |  |  |  | 2017ScrewInLampDisposition | ErRobNc |  |  |  | 2017Dispo-Com-InLtg | 2017-07-01 | 2018-06-30 | InEA_modVal |  |  |  |  | Standard | Revise expiry date to 60/30/2018 Commission Staff direction 2018ScrewInLampSavignsMethods-11Dec2017.pdf | 1 | 1 | 0 | Deemed Ex Ante Team |  | Revise expiry date to 60/30/2018 Commission Staff direction 2018ScrewInLampSavignsMethods-11Dec2017.pdf |  | Updated to indicate claim/filing status
1315 | C-In-LED-PAR30(6w)-dWP12 | Commercial Indoor General Lighting: LED Lamp replaces pre-existing standard lighting Wattage. Measure includes Code case. Impacts: CFL-based HOU (varies by BldgType) | ExAnte2017 | Disposition | 2020-11-24 16:30 | Com-Iltg-dWatt-CFL | NonDEER | Scaled | BaseRatio | 0 | 0 | None |  | 0 |  | 1 | Com | Any | Lighting | InGen-CFL | Ltg_Lamp | LED_lamp |  | ILtg-Com-LED-20000hr | LED PAR30 Basecase, Total Watts = 2.94 x Msr Watts | LED PAR30 Basecase, Total Watts = 2.94 x Msr Watts | LED Lamp: PAR30, 6 Watts, non-dimmable | LEDratio0294 | LEDratio0294 | LED-PAR30(6w) | Available |  |  |  | 2017ScrewInLampDisposition | ErRobNc |  |  |  | 2017Dispo-Com-InLtg | 2017-07-01 | 2018-06-30 | InEA_modVal |  |  |  |  | Standard | Revise expiry date to 60/30/2018 Commission Staff direction 2018ScrewInLampSavignsMethods-11Dec2017.pdf | 1 | 1 | 0 | Deemed Ex Ante Team |  | Revise expiry date to 60/30/2018 Commission Staff direction 2018ScrewInLampSavignsMethods-11Dec2017.pdf |  | Updated to indicate claim/filing status
1316 | C-In-LED-PAR30(8w)-dWP16 | Commercial Indoor General Lighting: LED Lamp replaces pre-existing standard lighting Wattage. Measure includes Code case. Impacts: CFL-based HOU (varies by BldgType) | ExAnte2017 | Disposition | 2020-11-24 16:30 | Com-Iltg-dWatt-CFL | NonDEER | Scaled | BaseRatio | 0 | 0 | None |  | 0 |  | 1 | Com | Any | Lighting | InGen-CFL | Ltg_Lamp | LED_lamp |  | ILtg-Com-LED-20000hr | LED PAR30 Basecase, Total Watts = 2.94 x Msr Watts | LED PAR30 Basecase, Total Watts = 2.94 x Msr Watts | LED Lamp: PAR30, 8 Watts, non-dimmable | LEDratio0294 | LEDratio0294 | LED-PAR30(8w) | Available |  |  |  | 2017ScrewInLampDisposition | ErRobNc |  |  |  | 2017Dispo-Com-InLtg | 2017-07-01 | 2018-06-30 | InEA_modVal |  |  |  |  | Standard | Revise expiry date to 60/30/2018 Commission Staff direction 2018ScrewInLampSavignsMethods-11Dec2017.pdf | 1 | 1 | 0 | Deemed Ex Ante Team |  | Revise expiry date to 60/30/2018 Commission Staff direction 2018ScrewInLampSavignsMethods-11Dec2017.pdf |  | Updated to indicate claim/filing status
1317 | C-In-LED-PAR38(10w)-dWP23 | Commercial Indoor General Lighting: LED Lamp replaces pre-existing standard lighting Wattage. Measure includes Code case. Impacts: CFL-based HOU (varies by BldgType) | ExAnte2017 | Disposition | 2020-11-24 16:30 | Com-Iltg-dWatt-CFL | NonDEER | Scaled | BaseRatio | 0 | 0 | None |  | 0 |  | 1 | Com | Any | Lighting | InGen-CFL | Ltg_Lamp | LED_lamp |  | ILtg-Com-LED-20000hr | LED PAR38 Basecase, Total Watts = 3.28 x Msr Watts | LED PAR38 Basecase, Total Watts = 3.28 x Msr Watts | LED Lamp: PAR38, 10 Watts, non-dimmable | LEDratio0328 | LEDratio0328 | LED-PAR38(10w) | Available |  |  |  | 2017ScrewInLampDisposition | ErRobNc |  |  |  | 2017Dispo-Com-InLtg | 2017-07-01 | 2018-06-30 | InEA_modVal |  |  |  |  | Standard | Revise expiry date to 60/30/2018 Commission Staff direction 2018ScrewInLampSavignsMethods-11Dec2017.pdf | 1 | 1 | 0 | Deemed Ex Ante Team |  | Revise expiry date to 60/30/2018 Commission Staff direction 2018ScrewInLampSavignsMethods-11Dec2017.pdf |  | Updated to indicate claim/filing status
1318 | C-In-LED-PAR38(12w)-dWP27 | Commercial Indoor General Lighting: LED Lamp replaces pre-existing standard lighting Wattage. Measure includes Code case. Impacts: CFL-based HOU (varies by BldgType) | ExAnte2017 | Disposition | 2020-11-24 16:30 | Com-Iltg-dWatt-CFL | NonDEER | Scaled | BaseRatio | 0 | 0 | None |  | 0 |  | 1 | Com | Any | Lighting | InGen-CFL | Ltg_Lamp | LED_lamp |  | ILtg-Com-LED-20000hr | LED PAR38 Basecase, Total Watts = 3.28 x Msr Watts | LED PAR38 Basecase, Total Watts = 3.28 x Msr Watts | LED Lamp: PAR38, 12 Watts, non-dimmable | LEDratio0328 | LEDratio0328 | LED-PAR38(12w) | Available |  |  |  | 2017ScrewInLampDisposition | ErRobNc |  |  |  | 2017Dispo-Com-InLtg | 2017-07-01 | 2018-06-30 | InEA_modVal |  |  |  |  | Standard | Revise expiry date to 60/30/2018 Commission Staff direction 2018ScrewInLampSavignsMethods-11Dec2017.pdf | 1 | 1 | 0 | Deemed Ex Ante Team |  | Revise expiry date to 60/30/2018 Commission Staff direction 2018ScrewInLampSavignsMethods-11Dec2017.pdf |  | Updated to indicate claim/filing status
1319 | C-In-LED-PAR38(13w)-dWP30 | Commercial Indoor General Lighting: LED Lamp replaces pre-existing standard lighting Wattage. Measure includes Code case. Impacts: CFL-based HOU (varies by BldgType) | ExAnte2017 | Disposition | 2020-11-24 16:30 | Com-Iltg-dWatt-CFL | NonDEER | Scaled | BaseRatio | 0 | 0 | None |  | 0 |  | 1 | Com | Any | Lighting | InGen-CFL | Ltg_Lamp | LED_lamp |  | ILtg-Com-LED-20000hr | LED PAR38 Basecase, Total Watts = 3.28 x Msr Watts | LED PAR38 Basecase, Total Watts = 3.28 x Msr Watts | LED Lamp: PAR38, 13 Watts, non-dimmable | LEDratio0328 | LEDratio0328 | LED-PAR38(13w) | Available |  |  |  | 2017ScrewInLampDisposition | ErRobNc |  |  |  | 2017Dispo-Com-InLtg | 2017-07-01 | 2018-06-30 | InEA_modVal |  |  |  |  | Standard | Revise expiry date to 60/30/2018 Commission Staff direction 2018ScrewInLampSavignsMethods-11Dec2017.pdf | 1 | 1 | 0 | Deemed Ex Ante Team |  | Revise expiry date to 60/30/2018 Commission Staff direction 2018ScrewInLampSavignsMethods-11Dec2017.pdf |  | Updated to indicate claim/filing status
1320 | C-In-LED-PAR38(14w)-dWP32 | Commercial Indoor General Lighting: LED Lamp replaces pre-existing standard lighting Wattage. Measure includes Code case. Impacts: CFL-based HOU (varies by BldgType) | ExAnte2017 | Disposition | 2020-11-24 16:30 | Com-Iltg-dWatt-CFL | NonDEER | Scaled | BaseRatio | 0 | 0 | None |  | 0 |  | 1 | Com | Any | Lighting | InGen-CFL | Ltg_Lamp | LED_lamp |  | ILtg-Com-LED-20000hr | LED PAR38 Basecase, Total Watts = 3.28 x Msr Watts | LED PAR38 Basecase, Total Watts = 3.28 x Msr Watts | LED Lamp: PAR38, 14 Watts, non-dimmable | LEDratio0328 | LEDratio0328 | LED-PAR38(14w) | Available |  |  |  | 2017ScrewInLampDisposition | ErRobNc |  |  |  | 2017Dispo-Com-InLtg | 2017-07-01 | 2018-06-30 | InEA_modVal |  |  |  |  | Standard | Revise expiry date to 60/30/2018 Commission Staff direction 2018ScrewInLampSavignsMethods-11Dec2017.pdf | 1 | 1 | 0 | Deemed Ex Ante Team |  | Revise expiry date to 60/30/2018 Commission Staff direction 2018ScrewInLampSavignsMethods-11Dec2017.pdf |  | Updated to indicate claim/filing status
1321 | C-In-LED-PAR38(15w)-dWP34 | Commercial Indoor General Lighting: LED Lamp replaces pre-existing standard lighting Wattage. Measure includes Code case. Impacts: CFL-based HOU (varies by BldgType) | ExAnte2017 | Disposition | 2020-11-24 16:30 | Com-Iltg-dWatt-CFL | NonDEER | Scaled | BaseRatio | 0 | 0 | None |  | 0 |  | 1 | Com | Any | Lighting | InGen-CFL | Ltg_Lamp | LED_lamp |  | ILtg-Com-LED-20000hr | LED PAR38 Basecase, Total Watts = 3.28 x Msr Watts | LED PAR38 Basecase, Total Watts = 3.28 x Msr Watts | LED Lamp: PAR38, 15 Watts, non-dimmable | LEDratio0328 | LEDratio0328 | LED-PAR38(15w) | Available |  |  |  | 2017ScrewInLampDisposition | ErRobNc |  |  |  | 2017Dispo-Com-InLtg | 2017-07-01 | 2018-06-30 | InEA_modVal |  |  |  |  | Standard | Revise expiry date to 60/30/2018 Commission Staff direction 2018ScrewInLampSavignsMethods-11Dec2017.pdf | 1 | 1 | 0 | Deemed Ex Ante Team |  | Revise expiry date to 60/30/2018 Commission Staff direction 2018ScrewInLampSavignsMethods-11Dec2017.pdf |  | Updated to indicate claim/filing status
1322 | C-In-LED-PAR38(16w)-dWP36 | Commercial Indoor General Lighting: LED Lamp replaces pre-existing standard lighting Wattage. Measure includes Code case. Impacts: CFL-based HOU (varies by BldgType) | ExAnte2017 | Disposition | 2020-11-24 16:30 | Com-Iltg-dWatt-CFL | NonDEER | Scaled | BaseRatio | 0 | 0 | None |  | 0 |  | 1 | Com | Any | Lighting | InGen-CFL | Ltg_Lamp | LED_lamp |  | ILtg-Com-LED-20000hr | LED PAR38 Basecase, Total Watts = 3.28 x Msr Watts | LED PAR38 Basecase, Total Watts = 3.28 x Msr Watts | LED Lamp: PAR38, 16 Watts, non-dimmable | LEDratio0328 | LEDratio0328 | LED-PAR38(16w) | Available |  |  |  | 2017ScrewInLampDisposition | ErRobNc |  |  |  | 2017Dispo-Com-InLtg | 2017-07-01 | 2018-06-30 | InEA_modVal |  |  |  |  | Standard | Revise expiry date to 60/30/2018 Commission Staff direction 2018ScrewInLampSavignsMethods-11Dec2017.pdf | 1 | 1 | 0 | Deemed Ex Ante Team |  | Revise expiry date to 60/30/2018 Commission Staff direction 2018ScrewInLampSavignsMethods-11Dec2017.pdf |  | Updated to indicate claim/filing status
1323 | C-In-LED-PAR38(17w)-dWP39 | Commercial Indoor General Lighting: LED Lamp replaces pre-existing standard lighting Wattage. Measure includes Code case. Impacts: CFL-based HOU (varies by BldgType) | ExAnte2017 | Disposition | 2020-11-24 16:30 | Com-Iltg-dWatt-CFL | NonDEER | Scaled | BaseRatio | 0 | 0 | None |  | 0 |  | 1 | Com | Any | Lighting | InGen-CFL | Ltg_Lamp | LED_lamp |  | ILtg-Com-LED-20000hr | LED PAR38 Basecase, Total Watts = 3.28 x Msr Watts | LED PAR38 Basecase, Total Watts = 3.28 x Msr Watts | LED Lamp: PAR38, 17 Watts, non-dimmable | LEDratio0328 | LEDratio0328 | LED-PAR38(17w) | Available |  |  |  | 2017ScrewInLampDisposition | ErRobNc |  |  |  | 2017Dispo-Com-InLtg | 2017-07-01 | 2018-06-30 | InEA_modVal |  |  |  |  | Standard | Revise expiry date to 60/30/2018 Commission Staff direction 2018ScrewInLampSavignsMethods-11Dec2017.pdf | 1 | 1 | 0 | Deemed Ex Ante Team |  | Revise expiry date to 60/30/2018 Commission Staff direction 2018ScrewInLampSavignsMethods-11Dec2017.pdf |  | Updated to indicate claim/filing status
1324 | C-In-LED-PAR38(18w)-dWP41 | Commercial Indoor General Lighting: LED Lamp replaces pre-existing standard lighting Wattage. Measure includes Code case. Impacts: CFL-based HOU (varies by BldgType) | ExAnte2017 | Disposition | 2020-11-24 16:30 | Com-Iltg-dWatt-CFL | NonDEER | Scaled | BaseRatio | 0 | 0 | None |  | 0 |  | 1 | Com | Any | Lighting | InGen-CFL | Ltg_Lamp | LED_lamp |  | ILtg-Com-LED-20000hr | LED PAR38 Basecase, Total Watts = 3.28 x Msr Watts | LED PAR38 Basecase, Total Watts = 3.28 x Msr Watts | LED Lamp: PAR38, 18 Watts, non-dimmable | LEDratio0328 | LEDratio0328 | LED-PAR38(18w) | Available |  |  |  | 2017ScrewInLampDisposition | ErRobNc |  |  |  | 2017Dispo-Com-InLtg | 2017-07-01 | 2018-06-30 | InEA_modVal |  |  |  |  | Standard | Revise expiry date to 60/30/2018 Commission Staff direction 2018ScrewInLampSavignsMethods-11Dec2017.pdf | 1 | 1 | 0 | Deemed Ex Ante Team |  | Revise expiry date to 60/30/2018 Commission Staff direction 2018ScrewInLampSavignsMethods-11Dec2017.pdf |  | Updated to indicate claim/filing status
1325 | C-In-LED-PAR38(19w)-dWP43 | Commercial Indoor General Lighting: LED Lamp replaces pre-existing standard lighting Wattage. Measure includes Code case. Impacts: CFL-based HOU (varies by BldgType) | ExAnte2017 | Disposition | 2020-11-24 16:30 | Com-Iltg-dWatt-CFL | NonDEER | Scaled | BaseRatio | 0 | 0 | None |  | 0 |  | 1 | Com | Any | Lighting | InGen-CFL | Ltg_Lamp | LED_lamp |  | ILtg-Com-LED-20000hr | LED PAR38 Basecase, Total Watts = 3.28 x Msr Watts | LED PAR38 Basecase, Total Watts = 3.28 x Msr Watts | LED Lamp: PAR38, 19 Watts, non-dimmable | LEDratio0328 | LEDratio0328 | LED-PAR38(19w) | Available |  |  |  | 2017ScrewInLampDisposition | ErRobNc |  |  |  | 2017Dispo-Com-InLtg | 2017-07-01 | 2018-06-30 | InEA_modVal |  |  |  |  | Standard | Revise expiry date to 60/30/2018 Commission Staff direction 2018ScrewInLampSavignsMethods-11Dec2017.pdf | 1 | 1 | 0 | Deemed Ex Ante Team |  | Revise expiry date to 60/30/2018 Commission Staff direction 2018ScrewInLampSavignsMethods-11Dec2017.pdf |  | Updated to indicate claim/filing status
1326 | C-In-LED-PAR38(20.1w)-dWP46 | Commercial Indoor General Lighting: LED Lamp replaces pre-existing standard lighting Wattage. Measure includes Code case. Impacts: CFL-based HOU (varies by BldgType) | ExAnte2017 | Disposition | 2020-11-24 16:30 | Com-Iltg-dWatt-CFL | NonDEER | Scaled | BaseRatio | 0 | 0 | None |  | 0 |  | 1 | Com | Any | Lighting | InGen-CFL | Ltg_Lamp | LED_lamp |  | ILtg-Com-LED-20000hr | LED PAR38 Basecase, Total Watts = 3.28 x Msr Watts | LED PAR38 Basecase, Total Watts = 3.28 x Msr Watts | LED Lamp: PAR38, 20.1 Watts, non-dimmable | LEDratio0328 | LEDratio0328 | LED-PAR38(20.1w) | Available |  |  |  | 2017ScrewInLampDisposition | ErRobNc |  |  |  | 2017Dispo-Com-InLtg | 2017-07-01 | 2018-06-30 | InEA_modVal |  |  |  |  | Standard | Revise expiry date to 60/30/2018 Commission Staff direction 2018ScrewInLampSavignsMethods-11Dec2017.pdf | 1 | 1 | 0 | Deemed Ex Ante Team |  | Revise expiry date to 60/30/2018 Commission Staff direction 2018ScrewInLampSavignsMethods-11Dec2017.pdf |  | Updated to indicate claim/filing status
1327 | C-In-LED-PAR38(20w)-dWP46 | Commercial Indoor General Lighting: LED Lamp replaces pre-existing standard lighting Wattage. Measure includes Code case. Impacts: CFL-based HOU (varies by BldgType) | ExAnte2017 | Disposition | 2020-11-24 16:30 | Com-Iltg-dWatt-CFL | NonDEER | Scaled | BaseRatio | 0 | 0 | None |  | 0 |  | 1 | Com | Any | Lighting | InGen-CFL | Ltg_Lamp | LED_lamp |  | ILtg-Com-LED-20000hr | LED PAR38 Basecase, Total Watts = 3.28 x Msr Watts | LED PAR38 Basecase, Total Watts = 3.28 x Msr Watts | LED Lamp: PAR38, 20 Watts, non-dimmable | LEDratio0328 | LEDratio0328 | LED-PAR38(20w) | Available |  |  |  | 2017ScrewInLampDisposition | ErRobNc |  |  |  | 2017Dispo-Com-InLtg | 2017-07-01 | 2018-06-30 | InEA_modVal |  |  |  |  | Standard | Revise expiry date to 60/30/2018 Commission Staff direction 2018ScrewInLampSavignsMethods-11Dec2017.pdf | 1 | 1 | 0 | Deemed Ex Ante Team |  | Revise expiry date to 60/30/2018 Commission Staff direction 2018ScrewInLampSavignsMethods-11Dec2017.pdf |  | Updated to indicate claim/filing status
1328 | C-In-LED-PAR38(21w)-dWP48 | Commercial Indoor General Lighting: LED Lamp replaces pre-existing standard lighting Wattage. Measure includes Code case. Impacts: CFL-based HOU (varies by BldgType) | ExAnte2017 | Disposition | 2020-11-24 16:30 | Com-Iltg-dWatt-CFL | NonDEER | Scaled | BaseRatio | 0 | 0 | None |  | 0 |  | 1 | Com | Any | Lighting | InGen-CFL | Ltg_Lamp | LED_lamp |  | ILtg-Com-LED-20000hr | LED PAR38 Basecase, Total Watts = 3.28 x Msr Watts | LED PAR38 Basecase, Total Watts = 3.28 x Msr Watts | LED Lamp: PAR38, 21 Watts, non-dimmable | LEDratio0328 | LEDratio0328 | LED-PAR38(21w) | Available |  |  |  | 2017ScrewInLampDisposition | ErRobNc |  |  |  | 2017Dispo-Com-InLtg | 2017-07-01 | 2018-06-30 | InEA_modVal |  |  |  |  | Standard | Revise expiry date to 60/30/2018 Commission Staff direction 2018ScrewInLampSavignsMethods-11Dec2017.pdf | 1 | 1 | 0 | Deemed Ex Ante Team |  | Revise expiry date to 60/30/2018 Commission Staff direction 2018ScrewInLampSavignsMethods-11Dec2017.pdf |  | Updated to indicate claim/filing status
1329 | C-In-LED-PAR38(22w)-dWP50 | Commercial Indoor General Lighting: LED Lamp replaces pre-existing standard lighting Wattage. Measure includes Code case. Impacts: CFL-based HOU (varies by BldgType) | ExAnte2017 | Disposition | 2020-11-24 16:30 | Com-Iltg-dWatt-CFL | NonDEER | Scaled | BaseRatio | 0 | 0 | None |  | 0 |  | 1 | Com | Any | Lighting | InGen-CFL | Ltg_Lamp | LED_lamp |  | ILtg-Com-LED-20000hr | LED PAR38 Basecase, Total Watts = 3.28 x Msr Watts | LED PAR38 Basecase, Total Watts = 3.28 x Msr Watts | LED Lamp: PAR38, 22 Watts, non-dimmable | LEDratio0328 | LEDratio0328 | LED-PAR38(22w) | Available |  |  |  | 2017ScrewInLampDisposition | ErRobNc |  |  |  | 2017Dispo-Com-InLtg | 2017-07-01 | 2018-06-30 | InEA_modVal |  |  |  |  | Standard | Revise expiry date to 60/30/2018 Commission Staff direction 2018ScrewInLampSavignsMethods-11Dec2017.pdf | 1 | 1 | 0 | Deemed Ex Ante Team |  | Revise expiry date to 60/30/2018 Commission Staff direction 2018ScrewInLampSavignsMethods-11Dec2017.pdf |  | Updated to indicate claim/filing status
1330 | C-In-LED-PAR38(23w)-dWP52 | Commercial Indoor General Lighting: LED Lamp replaces pre-existing standard lighting Wattage. Measure includes Code case. Impacts: CFL-based HOU (varies by BldgType) | ExAnte2017 | Disposition | 2020-11-24 16:30 | Com-Iltg-dWatt-CFL | NonDEER | Scaled | BaseRatio | 0 | 0 | None |  | 0 |  | 1 | Com | Any | Lighting | InGen-CFL | Ltg_Lamp | LED_lamp |  | ILtg-Com-LED-20000hr | LED PAR38 Basecase, Total Watts = 3.28 x Msr Watts | LED PAR38 Basecase, Total Watts = 3.28 x Msr Watts | LED Lamp: PAR38, 23 Watts, non-dimmable | LEDratio0328 | LEDratio0328 | LED-PAR38(23w) | Available |  |  |  | 2017ScrewInLampDisposition | ErRobNc |  |  |  | 2017Dispo-Com-InLtg | 2017-07-01 | 2018-06-30 | InEA_modVal |  |  |  |  | Standard | Revise expiry date to 60/30/2018 Commission Staff direction 2018ScrewInLampSavignsMethods-11Dec2017.pdf | 1 | 1 | 0 | Deemed Ex Ante Team |  | Revise expiry date to 60/30/2018 Commission Staff direction 2018ScrewInLampSavignsMethods-11Dec2017.pdf |  | Updated to indicate claim/filing status
1331 | C-In-LED-PAR38(24w)-dWP55 | Commercial Indoor General Lighting: LED Lamp replaces pre-existing standard lighting Wattage. Measure includes Code case. Impacts: CFL-based HOU (varies by BldgType) | ExAnte2017 | Disposition | 2020-11-24 16:30 | Com-Iltg-dWatt-CFL | NonDEER | Scaled | BaseRatio | 0 | 0 | None |  | 0 |  | 1 | Com | Any | Lighting | InGen-CFL | Ltg_Lamp | LED_lamp |  | ILtg-Com-LED-20000hr | LED PAR38 Basecase, Total Watts = 3.28 x Msr Watts | LED PAR38 Basecase, Total Watts = 3.28 x Msr Watts | LED Lamp: PAR38, 24 Watts, non-dimmable | LEDratio0328 | LEDratio0328 | LED-PAR38(24w) | Available |  |  |  | 2017ScrewInLampDisposition | ErRobNc |  |  |  | 2017Dispo-Com-InLtg | 2017-07-01 | 2018-06-30 | InEA_modVal |  |  |  |  | Standard | Revise expiry date to 60/30/2018 Commission Staff direction 2018ScrewInLampSavignsMethods-11Dec2017.pdf | 1 | 1 | 0 | Deemed Ex Ante Team |  | Revise expiry date to 60/30/2018 Commission Staff direction 2018ScrewInLampSavignsMethods-11Dec2017.pdf |  | Updated to indicate claim/filing status
1332 | C-In-LED-PAR38(25w)-dWP57 | Commercial Indoor General Lighting: LED Lamp replaces pre-existing standard lighting Wattage. Measure includes Code case. Impacts: CFL-based HOU (varies by BldgType) | ExAnte2017 | Disposition | 2020-11-24 16:30 | Com-Iltg-dWatt-CFL | NonDEER | Scaled | BaseRatio | 0 | 0 | None |  | 0 |  | 1 | Com | Any | Lighting | InGen-CFL | Ltg_Lamp | LED_lamp |  | ILtg-Com-LED-20000hr | LED PAR38 Basecase, Total Watts = 3.28 x Msr Watts | LED PAR38 Basecase, Total Watts = 3.28 x Msr Watts | LED Lamp: PAR38, 25 Watts, non-dimmable | LEDratio0328 | LEDratio0328 | LED-PAR38(25w) | Available |  |  |  | 2017ScrewInLampDisposition | ErRobNc |  |  |  | 2017Dispo-Com-InLtg | 2017-07-01 | 2018-06-30 | InEA_modVal |  |  |  |  | Standard | Revise expiry date to 60/30/2018 Commission Staff direction 2018ScrewInLampSavignsMethods-11Dec2017.pdf | 1 | 1 | 0 | Deemed Ex Ante Team |  | Revise expiry date to 60/30/2018 Commission Staff direction 2018ScrewInLampSavignsMethods-11Dec2017.pdf |  | Updated to indicate claim/filing status
1333 | C-In-LED-PAR38(26w)-dWP59 | Commercial Indoor General Lighting: LED Lamp replaces pre-existing standard lighting Wattage. Measure includes Code case. Impacts: CFL-based HOU (varies by BldgType) | ExAnte2017 | Disposition | 2020-11-24 16:30 | Com-Iltg-dWatt-CFL | NonDEER | Scaled | BaseRatio | 0 | 0 | None |  | 0 |  | 1 | Com | Any | Lighting | InGen-CFL | Ltg_Lamp | LED_lamp |  | ILtg-Com-LED-20000hr | LED PAR38 Basecase, Total Watts = 3.28 x Msr Watts | LED PAR38 Basecase, Total Watts = 3.28 x Msr Watts | LED Lamp: PAR38, 26 Watts, non-dimmable | LEDratio0328 | LEDratio0328 | LED-PAR38(26w) | Available |  |  |  | 2017ScrewInLampDisposition | ErRobNc |  |  |  | 2017Dispo-Com-InLtg | 2017-07-01 | 2018-06-30 | InEA_modVal |  |  |  |  | Standard | Revise expiry date to 60/30/2018 Commission Staff direction 2018ScrewInLampSavignsMethods-11Dec2017.pdf | 1 | 1 | 0 | Deemed Ex Ante Team |  | Revise expiry date to 60/30/2018 Commission Staff direction 2018ScrewInLampSavignsMethods-11Dec2017.pdf |  | Updated to indicate claim/filing status
1334 | C-In-LED-PAR38(27w)-dWP62 | Commercial Indoor General Lighting: LED Lamp replaces pre-existing standard lighting Wattage. Measure includes Code case. Impacts: CFL-based HOU (varies by BldgType) | ExAnte2017 | Disposition | 2020-11-24 16:30 | Com-Iltg-dWatt-CFL | NonDEER | Scaled | BaseRatio | 0 | 0 | None |  | 0 |  | 1 | Com | Any | Lighting | InGen-CFL | Ltg_Lamp | LED_lamp |  | ILtg-Com-LED-20000hr | LED PAR38 Basecase, Total Watts = 3.28 x Msr Watts | LED PAR38 Basecase, Total Watts = 3.28 x Msr Watts | LED Lamp: PAR38, 27 Watts, non-dimmable | LEDratio0328 | LEDratio0328 | LED-PAR38(27w) | Available |  |  |  | 2017ScrewInLampDisposition | ErRobNc |  |  |  | 2017Dispo-Com-InLtg | 2017-07-01 | 2018-06-30 | InEA_modVal |  |  |  |  | Standard | Revise expiry date to 60/30/2018 Commission Staff direction 2018ScrewInLampSavignsMethods-11Dec2017.pdf | 1 | 1 | 0 | Deemed Ex Ante Team |  | Revise expiry date to 60/30/2018 Commission Staff direction 2018ScrewInLampSavignsMethods-11Dec2017.pdf |  | Updated to indicate claim/filing status
1335 | C-In-LED-PAR38(7w)-dWP16 | Commercial Indoor General Lighting: LED Lamp replaces pre-existing standard lighting Wattage. Measure includes Code case. Impacts: CFL-based HOU (varies by BldgType) | ExAnte2017 | Disposition | 2020-11-24 16:30 | Com-Iltg-dWatt-CFL | NonDEER | Scaled | BaseRatio | 0 | 0 | None |  | 0 |  | 1 | Com | Any | Lighting | InGen-CFL | Ltg_Lamp | LED_lamp |  | ILtg-Com-LED-20000hr | LED PAR38 Basecase, Total Watts = 3.28 x Msr Watts | LED PAR38 Basecase, Total Watts = 3.28 x Msr Watts | LED Lamp: PAR38, 7 Watts, non-dimmable | LEDratio0328 | LEDratio0328 | LED-PAR38(7w) | Available |  |  |  | 2017ScrewInLampDisposition | ErRobNc |  |  |  | 2017Dispo-Com-InLtg | 2017-07-01 | 2018-06-30 | InEA_modVal |  |  |  |  | Standard | Revise expiry date to 60/30/2018 Commission Staff direction 2018ScrewInLampSavignsMethods-11Dec2017.pdf | 1 | 1 | 0 | Deemed Ex Ante Team |  | Revise expiry date to 60/30/2018 Commission Staff direction 2018ScrewInLampSavignsMethods-11Dec2017.pdf |  | Updated to indicate claim/filing status
1336 | C-In-LED-PAR38(8w)-dWP18 | Commercial Indoor General Lighting: LED Lamp replaces pre-existing standard lighting Wattage. Measure includes Code case. Impacts: CFL-based HOU (varies by BldgType) | ExAnte2017 | Disposition | 2020-11-24 16:30 | Com-Iltg-dWatt-CFL | NonDEER | Scaled | BaseRatio | 0 | 0 | None |  | 0 |  | 1 | Com | Any | Lighting | InGen-CFL | Ltg_Lamp | LED_lamp |  | ILtg-Com-LED-20000hr | LED PAR38 Basecase, Total Watts = 3.28 x Msr Watts | LED PAR38 Basecase, Total Watts = 3.28 x Msr Watts | LED Lamp: PAR38, 8 Watts, non-dimmable | LEDratio0328 | LEDratio0328 | LED-PAR38(8w) | Available |  |  |  | 2017ScrewInLampDisposition | ErRobNc |  |  |  | 2017Dispo-Com-InLtg | 2017-07-01 | 2018-06-30 | InEA_modVal |  |  |  |  | Standard | Revise expiry date to 60/30/2018 Commission Staff direction 2018ScrewInLampSavignsMethods-11Dec2017.pdf | 1 | 1 | 0 | Deemed Ex Ante Team |  | Revise expiry date to 60/30/2018 Commission Staff direction 2018ScrewInLampSavignsMethods-11Dec2017.pdf |  | Updated to indicate claim/filing status
1337 | C-In-LED-RefR(10w)-dWP42 | Commercial Indoor General Lighting: LED Lamp replaces pre-existing standard lighting Wattage. Measure includes Code case. Impacts: CFL-based HOU (varies by BldgType) | ExAnte2017 | Disposition | 2020-11-24 16:30 | Com-Iltg-dWatt-CFL | NonDEER | Scaled | BaseRatio | 0 | 0 | None |  | 0 |  | 1 | Com | Any | Lighting | InGen-CFL | Ltg_Lamp | LED_lamp |  | ILtg-Com-LED-20000hr | LED R/BR Basecase, Total Watts = 5.24 x Msr Watts | LED R/BR Basecase, Total Watts = 5.24 x Msr Watts | LED Lamp: RefR, 10 Watts, non-dimmable | LEDratio0524 | LEDratio0524 | LED-RefR(10w) | Available |  |  |  | 2017ScrewInLampDisposition | ErRobNc |  |  |  | 2017Dispo-Com-InLtg | 2017-07-01 | 2018-06-30 | InEA_modVal |  |  |  |  | Standard | Revise expiry date to 60/30/2018 Commission Staff direction 2018ScrewInLampSavignsMethods-11Dec2017.pdf | 1 | 1 | 0 | Deemed Ex Ante Team |  | Revise expiry date to 60/30/2018 Commission Staff direction 2018ScrewInLampSavignsMethods-11Dec2017.pdf |  | Updated to indicate claim/filing status
1338 | C-In-LED-RefR(11w)-dWP34 | Commercial Indoor General Lighting: LED Lamp replaces pre-existing standard lighting Wattage. Measure includes Code case. Impacts: CFL-based HOU (varies by BldgType) | ExAnte2017 | Disposition | 2020-11-24 16:30 | Com-Iltg-dWatt-CFL | NonDEER | Scaled | BaseRatio | 0 | 0 | None |  | 0 |  | 1 | Com | Any | Lighting | InGen-CFL | Ltg_Lamp | LED_lamp |  | ILtg-Com-LED-20000hr | LED R/BR Basecase, Total Watts = 4.13 x Msr Watts | LED R/BR Basecase, Total Watts = 4.13 x Msr Watts | LED Lamp: RefR, 11 Watts, non-dimmable | LEDratio0413 | LEDratio0413 | LED-RefR(11w) | Available |  |  |  | 2017ScrewInLampDisposition | ErRobNc |  |  |  | 2017Dispo-Com-InLtg | 2017-07-01 | 2018-06-30 | InEA_modVal |  |  |  |  | Standard | Revise expiry date to 60/30/2018 Commission Staff direction 2018ScrewInLampSavignsMethods-11Dec2017.pdf | 1 | 1 | 0 | Deemed Ex Ante Team |  | Revise expiry date to 60/30/2018 Commission Staff direction 2018ScrewInLampSavignsMethods-11Dec2017.pdf |  | Updated to indicate claim/filing status
1339 | C-In-LED-RefR(12w)-dWP38 | Commercial Indoor General Lighting: LED Lamp replaces pre-existing standard lighting Wattage. Measure includes Code case. Impacts: CFL-based HOU (varies by BldgType) | ExAnte2017 | Disposition | 2020-11-24 16:30 | Com-Iltg-dWatt-CFL | NonDEER | Scaled | BaseRatio | 0 | 0 | None |  | 0 |  | 1 | Com | Any | Lighting | InGen-CFL | Ltg_Lamp | LED_lamp |  | ILtg-Com-LED-20000hr | LED R/BR Basecase, Total Watts = 4.13 x Msr Watts | LED R/BR Basecase, Total Watts = 4.13 x Msr Watts | LED Lamp: RefR, 12 Watts, non-dimmable | LEDratio0413 | LEDratio0413 | LED-RefR(12w) | Available |  |  |  | 2017ScrewInLampDisposition | ErRobNc |  |  |  | 2017Dispo-Com-InLtg | 2017-07-01 | 2018-06-30 | InEA_modVal |  |  |  |  | Standard | Revise expiry date to 60/30/2018 Commission Staff direction 2018ScrewInLampSavignsMethods-11Dec2017.pdf | 1 | 1 | 0 | Deemed Ex Ante Team |  | Revise expiry date to 60/30/2018 Commission Staff direction 2018ScrewInLampSavignsMethods-11Dec2017.pdf |  | Updated to indicate claim/filing status
1340 | C-In-LED-RefR(13w)-dWP41 | Commercial Indoor General Lighting: LED Lamp replaces pre-existing standard lighting Wattage. Measure includes Code case. Impacts: CFL-based HOU (varies by BldgType) | ExAnte2017 | Disposition | 2020-11-24 16:30 | Com-Iltg-dWatt-CFL | NonDEER | Scaled | BaseRatio | 0 | 0 | None |  | 0 |  | 1 | Com | Any | Lighting | InGen-CFL | Ltg_Lamp | LED_lamp |  | ILtg-Com-LED-20000hr | LED R/BR Basecase, Total Watts = 4.13 x Msr Watts | LED R/BR Basecase, Total Watts = 4.13 x Msr Watts | LED Lamp: RefR, 13 Watts, non-dimmable | LEDratio0413 | LEDratio0413 | LED-RefR(13w) | Available |  |  |  | 2017ScrewInLampDisposition | ErRobNc |  |  |  | 2017Dispo-Com-InLtg | 2017-07-01 | 2018-06-30 | InEA_modVal |  |  |  |  | Standard | Revise expiry date to 60/30/2018 Commission Staff direction 2018ScrewInLampSavignsMethods-11Dec2017.pdf | 1 | 1 | 0 | Deemed Ex Ante Team |  | Revise expiry date to 60/30/2018 Commission Staff direction 2018ScrewInLampSavignsMethods-11Dec2017.pdf |  | Updated to indicate claim/filing status
1341 | C-In-LED-RefR(14w)-dWP38 | Commercial Indoor General Lighting: LED Lamp replaces pre-existing standard lighting Wattage. Measure includes Code case. Impacts: CFL-based HOU (varies by BldgType) | ExAnte2017 | Disposition | 2020-11-24 16:30 | Com-Iltg-dWatt-CFL | NonDEER | Scaled | BaseRatio | 0 | 0 | None |  | 0 |  | 1 | Com | Any | Lighting | InGen-CFL | Ltg_Lamp | LED_lamp |  | ILtg-Com-LED-20000hr | LED R/BR Basecase, Total Watts = 3.73 x Msr Watts | LED R/BR Basecase, Total Watts = 3.73 x Msr Watts | LED Lamp: RefR, 14 Watts, non-dimmable | LEDratio0373 | LEDratio0373 | LED-RefR(14w) | Available |  |  |  | 2017ScrewInLampDisposition | ErRobNc |  |  |  | 2017Dispo-Com-InLtg | 2017-07-01 | 2018-06-30 | InEA_modVal |  |  |  |  | Standard | Revise expiry date to 60/30/2018 Commission Staff direction 2018ScrewInLampSavignsMethods-11Dec2017.pdf | 1 | 1 | 0 | Deemed Ex Ante Team |  | Revise expiry date to 60/30/2018 Commission Staff direction 2018ScrewInLampSavignsMethods-11Dec2017.pdf |  | Updated to indicate claim/filing status
1342 | C-In-LED-RefR(15w)-dWP41 | Commercial Indoor General Lighting: LED Lamp replaces pre-existing standard lighting Wattage. Measure includes Code case. Impacts: CFL-based HOU (varies by BldgType) | ExAnte2017 | Disposition | 2020-11-24 16:30 | Com-Iltg-dWatt-CFL | NonDEER | Scaled | BaseRatio | 0 | 0 | None |  | 0 |  | 1 | Com | Any | Lighting | InGen-CFL | Ltg_Lamp | LED_lamp |  | ILtg-Com-LED-20000hr | LED R/BR Basecase, Total Watts = 3.73 x Msr Watts | LED R/BR Basecase, Total Watts = 3.73 x Msr Watts | LED Lamp: RefR, 15 Watts, non-dimmable | LEDratio0373 | LEDratio0373 | LED-RefR(15w) | Available |  |  |  | 2017ScrewInLampDisposition | ErRobNc |  |  |  | 2017Dispo-Com-InLtg | 2017-07-01 | 2018-06-30 | InEA_modVal |  |  |  |  | Standard | Revise expiry date to 60/30/2018 Commission Staff direction 2018ScrewInLampSavignsMethods-11Dec2017.pdf | 1 | 1 | 0 | Deemed Ex Ante Team |  | Revise expiry date to 60/30/2018 Commission Staff direction 2018ScrewInLampSavignsMethods-11Dec2017.pdf |  | Updated to indicate claim/filing status
1343 | C-In-LED-RefR(16w)-dWP44 | Commercial Indoor General Lighting: LED Lamp replaces pre-existing standard lighting Wattage. Measure includes Code case. Impacts: CFL-based HOU (varies by BldgType) | ExAnte2017 | Disposition | 2020-11-24 16:30 | Com-Iltg-dWatt-CFL | NonDEER | Scaled | BaseRatio | 0 | 0 | None |  | 0 |  | 1 | Com | Any | Lighting | InGen-CFL | Ltg_Lamp | LED_lamp |  | ILtg-Com-LED-20000hr | LED R/BR Basecase, Total Watts = 3.73 x Msr Watts | LED R/BR Basecase, Total Watts = 3.73 x Msr Watts | LED Lamp: RefR, 16 Watts, non-dimmable | LEDratio0373 | LEDratio0373 | LED-RefR(16w) | Available |  |  |  | 2017ScrewInLampDisposition | ErRobNc |  |  |  | 2017Dispo-Com-InLtg | 2017-07-01 | 2018-06-30 | InEA_modVal |  |  |  |  | Standard | Revise expiry date to 60/30/2018 Commission Staff direction 2018ScrewInLampSavignsMethods-11Dec2017.pdf | 1 | 1 | 0 | Deemed Ex Ante Team |  | Revise expiry date to 60/30/2018 Commission Staff direction 2018ScrewInLampSavignsMethods-11Dec2017.pdf |  | Updated to indicate claim/filing status
1344 | C-In-LED-RefR(17w)-dWP46 | Commercial Indoor General Lighting: LED Lamp replaces pre-existing standard lighting Wattage. Measure includes Code case. Impacts: CFL-based HOU (varies by BldgType) | ExAnte2017 | Disposition | 2020-11-24 16:30 | Com-Iltg-dWatt-CFL | NonDEER | Scaled | BaseRatio | 0 | 0 | None |  | 0 |  | 1 | Com | Any | Lighting | InGen-CFL | Ltg_Lamp | LED_lamp |  | ILtg-Com-LED-20000hr | LED R/BR Basecase, Total Watts = 3.73 x Msr Watts | LED R/BR Basecase, Total Watts = 3.73 x Msr Watts | LED Lamp: RefR, 17 Watts, non-dimmable | LEDratio0373 | LEDratio0373 | LED-RefR(17w) | Available |  |  |  | 2017ScrewInLampDisposition | ErRobNc |  |  |  | 2017Dispo-Com-InLtg | 2017-07-01 | 2018-06-30 | InEA_modVal |  |  |  |  | Standard | Revise expiry date to 60/30/2018 Commission Staff direction 2018ScrewInLampSavignsMethods-11Dec2017.pdf | 1 | 1 | 0 | Deemed Ex Ante Team |  | Revise expiry date to 60/30/2018 Commission Staff direction 2018ScrewInLampSavignsMethods-11Dec2017.pdf |  | Updated to indicate claim/filing status
1345 | C-In-LED-RefR(18w)-dWP49 | Commercial Indoor General Lighting: LED Lamp replaces pre-existing standard lighting Wattage. Measure includes Code case. Impacts: CFL-based HOU (varies by BldgType) | ExAnte2017 | Disposition | 2020-11-24 16:30 | Com-Iltg-dWatt-CFL | NonDEER | Scaled | BaseRatio | 0 | 0 | None |  | 0 |  | 1 | Com | Any | Lighting | InGen-CFL | Ltg_Lamp | LED_lamp |  | ILtg-Com-LED-20000hr | LED R/BR Basecase, Total Watts = 3.73 x Msr Watts | LED R/BR Basecase, Total Watts = 3.73 x Msr Watts | LED Lamp: RefR, 18 Watts, non-dimmable | LEDratio0373 | LEDratio0373 | LED-RefR(18w) | Available |  |  |  | 2017ScrewInLampDisposition | ErRobNc |  |  |  | 2017Dispo-Com-InLtg | 2017-07-01 | 2018-06-30 | InEA_modVal |  |  |  |  | Standard | Revise expiry date to 60/30/2018 Commission Staff direction 2018ScrewInLampSavignsMethods-11Dec2017.pdf | 1 | 1 | 0 | Deemed Ex Ante Team |  | Revise expiry date to 60/30/2018 Commission Staff direction 2018ScrewInLampSavignsMethods-11Dec2017.pdf |  | Updated to indicate claim/filing status
1346 | C-In-LED-RefR(19w)-dWP52 | Commercial Indoor General Lighting: LED Lamp replaces pre-existing standard lighting Wattage. Measure includes Code case. Impacts: CFL-based HOU (varies by BldgType) | ExAnte2017 | Disposition | 2020-11-24 16:30 | Com-Iltg-dWatt-CFL | NonDEER | Scaled | BaseRatio | 0 | 0 | None |  | 0 |  | 1 | Com | Any | Lighting | InGen-CFL | Ltg_Lamp | LED_lamp |  | ILtg-Com-LED-20000hr | LED R/BR Basecase, Total Watts = 3.73 x Msr Watts | LED R/BR Basecase, Total Watts = 3.73 x Msr Watts | LED Lamp: RefR, 19 Watts, non-dimmable | LEDratio0373 | LEDratio0373 | LED-RefR(19w) | Available |  |  |  | 2017ScrewInLampDisposition | ErRobNc |  |  |  | 2017Dispo-Com-InLtg | 2017-07-01 | 2018-06-30 | InEA_modVal |  |  |  |  | Standard | Revise expiry date to 60/30/2018 Commission Staff direction 2018ScrewInLampSavignsMethods-11Dec2017.pdf | 1 | 1 | 0 | Deemed Ex Ante Team |  | Revise expiry date to 60/30/2018 Commission Staff direction 2018ScrewInLampSavignsMethods-11Dec2017.pdf |  | Updated to indicate claim/filing status
1347 | C-In-LED-RefR(20w)-dWP55 | Commercial Indoor General Lighting: LED Lamp replaces pre-existing standard lighting Wattage. Measure includes Code case. Impacts: CFL-based HOU (varies by BldgType) | ExAnte2017 | Disposition | 2020-11-24 16:30 | Com-Iltg-dWatt-CFL | NonDEER | Scaled | BaseRatio | 0 | 0 | None |  | 0 |  | 1 | Com | Any | Lighting | InGen-CFL | Ltg_Lamp | LED_lamp |  | ILtg-Com-LED-20000hr | LED R/BR Basecase, Total Watts = 3.73 x Msr Watts | LED R/BR Basecase, Total Watts = 3.73 x Msr Watts | LED Lamp: RefR, 20 Watts, non-dimmable | LEDratio0373 | LEDratio0373 | LED-RefR(20w) | Available |  |  |  | 2017ScrewInLampDisposition | ErRobNc |  |  |  | 2017Dispo-Com-InLtg | 2017-07-01 | 2018-06-30 | InEA_modVal |  |  |  |  | Standard | Revise expiry date to 60/30/2018 Commission Staff direction 2018ScrewInLampSavignsMethods-11Dec2017.pdf | 1 | 1 | 0 | Deemed Ex Ante Team |  | Revise expiry date to 60/30/2018 Commission Staff direction 2018ScrewInLampSavignsMethods-11Dec2017.pdf |  | Updated to indicate claim/filing status
1348 | C-In-LED-RefR(22w)-dWP60 | Commercial Indoor General Lighting: LED Lamp replaces pre-existing standard lighting Wattage. Measure includes Code case. Impacts: CFL-based HOU (varies by BldgType) | ExAnte2017 | Disposition | 2020-11-24 16:30 | Com-Iltg-dWatt-CFL | NonDEER | Scaled | BaseRatio | 0 | 0 | None |  | 0 |  | 1 | Com | Any | Lighting | InGen-CFL | Ltg_Lamp | LED_lamp |  | ILtg-Com-LED-20000hr | LED R/BR Basecase, Total Watts = 3.73 x Msr Watts | LED R/BR Basecase, Total Watts = 3.73 x Msr Watts | LED Lamp: RefR, 22 Watts, non-dimmable | LEDratio0373 | LEDratio0373 | LED-RefR(22w) | Available |  |  |  | 2017ScrewInLampDisposition | ErRobNc |  |  |  | 2017Dispo-Com-InLtg | 2017-07-01 | 2018-06-30 | InEA_modVal |  |  |  |  | Standard | Revise expiry date to 60/30/2018 Commission Staff direction 2018ScrewInLampSavignsMethods-11Dec2017.pdf | 1 | 1 | 0 | Deemed Ex Ante Team |  | Revise expiry date to 60/30/2018 Commission Staff direction 2018ScrewInLampSavignsMethods-11Dec2017.pdf |  | Updated to indicate claim/filing status
1349 | C-In-LED-RefR(6w)-dWP25 | Commercial Indoor General Lighting: LED Lamp replaces pre-existing standard lighting Wattage. Measure includes Code case. Impacts: CFL-based HOU (varies by BldgType) | ExAnte2017 | Disposition | 2020-11-24 16:30 | Com-Iltg-dWatt-CFL | NonDEER | Scaled | BaseRatio | 0 | 0 | None |  | 0 |  | 1 | Com | Any | Lighting | InGen-CFL | Ltg_Lamp | LED_lamp |  | ILtg-Com-LED-20000hr | LED R/BR Basecase, Total Watts = 5.24 x Msr Watts | LED R/BR Basecase, Total Watts = 5.24 x Msr Watts | LED Lamp: RefR, 6 Watts, non-dimmable | LEDratio0524 | LEDratio0524 | LED-RefR(6w) | Available |  |  |  | 2017ScrewInLampDisposition | ErRobNc |  |  |  | 2017Dispo-Com-InLtg | 2017-07-01 | 2018-06-30 | InEA_modVal |  |  |  |  | Standard | Revise expiry date to 60/30/2018 Commission Staff direction 2018ScrewInLampSavignsMethods-11Dec2017.pdf | 1 | 1 | 0 | Deemed Ex Ante Team |  | Revise expiry date to 60/30/2018 Commission Staff direction 2018ScrewInLampSavignsMethods-11Dec2017.pdf |  | Updated to indicate claim/filing status
1350 | R-In-LED-BR(11w)-dWP34 | Residential Indoor General Lighting: LED Lamp replaces pre-existing standard lighting Wattage. Measure includes Code case. Impacts: CFL-based HOU (varies by BldgType) | ExAnte2017 | Disposition | 2020-11-24 16:30 | Res-Iltg-dWatt-CFL | NonDEER | Scaled | BaseRatio | 0 | 0 | None |  | 0 |  | 1 | Res | Any | Lighting | InGen-CFL | Ltg_Lamp | LED_lamp |  | ILtg-Res-LED-20000hr | LED R/BR Basecase, Total Watts = 4.13 x Msr Watts | LED R/BR Basecase, Total Watts = 4.13 x Msr Watts | LED Lamp: BR, 11 Watts, non-dimmable | LEDratio0413 | LEDratio0413 | LED-BR(11w) | Available |  |  |  | 2017ScrewInLampDisposition | ErRobNc |  |  |  | 2017Dispo-Res-InLtg | 2017-07-01 | 2018-06-30 | InEA_modVal |  |  |  |  | Standard | Revise expiry date to 60/30/2018 Commission Staff direction 2018ScrewInLampSavignsMethods-11Dec2017.pdf | 1 | 1 | 0 | Deemed Ex Ante Team |  | Revise expiry date to 60/30/2018 Commission Staff direction 2018ScrewInLampSavignsMethods-11Dec2017.pdf |  | Updated to indicate claim/filing status
1351 | R-In-LED-BR(14w)-dWP38 | Residential Indoor General Lighting: LED Lamp replaces pre-existing standard lighting Wattage. Measure includes Code case. Impacts: CFL-based HOU (varies by BldgType) | ExAnte2017 | Disposition | 2020-11-24 16:30 | Res-Iltg-dWatt-CFL | NonDEER | Scaled | BaseRatio | 0 | 0 | None |  | 0 |  | 1 | Res | Any | Lighting | InGen-CFL | Ltg_Lamp | LED_lamp |  | ILtg-Res-LED-20000hr | LED R/BR Basecase, Total Watts = 3.73 x Msr Watts | LED R/BR Basecase, Total Watts = 3.73 x Msr Watts | LED Lamp: BR, 14 Watts, non-dimmable | LEDratio0373 | LEDratio0373 | LED-BR(14w) | Available |  |  |  | 2017ScrewInLampDisposition | ErRobNc |  |  |  | 2017Dispo-Res-InLtg | 2017-07-01 | 2018-06-30 | InEA_modVal |  |  |  |  | Standard | Revise expiry date to 60/30/2018 Commission Staff direction 2018ScrewInLampSavignsMethods-11Dec2017.pdf | 1 | 1 | 0 | Deemed Ex Ante Team |  | Revise expiry date to 60/30/2018 Commission Staff direction 2018ScrewInLampSavignsMethods-11Dec2017.pdf |  | Updated to indicate claim/filing status
1352 | R-In-LED-BR(6w)-dWP25 | Residential Indoor General Lighting: LED Lamp replaces pre-existing standard lighting Wattage. Measure includes Code case. Impacts: CFL-based HOU (varies by BldgType) | ExAnte2017 | Disposition | 2020-11-24 16:30 | Res-Iltg-dWatt-CFL | NonDEER | Scaled | BaseRatio | 0 | 0 | None |  | 0 |  | 1 | Res | Any | Lighting | InGen-CFL | Ltg_Lamp | LED_lamp |  | ILtg-Res-LED-20000hr | LED R/BR Basecase, Total Watts = 5.24 x Msr Watts | LED R/BR Basecase, Total Watts = 5.24 x Msr Watts | LED Lamp: BR, 6 Watts, non-dimmable | LEDratio0524 | LEDratio0524 | LED-BR(6w) | Available |  |  |  | 2017ScrewInLampDisposition | ErRobNc |  |  |  | 2017Dispo-Res-InLtg | 2017-07-01 | 2018-06-30 | InEA_modVal |  |  |  |  | Standard | Revise expiry date to 60/30/2018 Commission Staff direction 2018ScrewInLampSavignsMethods-11Dec2017.pdf | 1 | 1 | 0 | Deemed Ex Ante Team |  | Revise expiry date to 60/30/2018 Commission Staff direction 2018ScrewInLampSavignsMethods-11Dec2017.pdf |  | Updated to indicate claim/filing status
1353 | R-In-LED-PAR20(10w)-dWP30 | Residential Indoor General Lighting: LED Lamp replaces pre-existing standard lighting Wattage. Measure includes Code case. Impacts: CFL-based HOU (varies by BldgType) | ExAnte2017 | Disposition | 2020-11-24 16:30 | Res-Iltg-dWatt-CFL | NonDEER | Scaled | BaseRatio | 0 | 0 | None |  | 0 |  | 1 | Res | Any | Lighting | InGen-CFL | Ltg_Lamp | LED_lamp |  | ILtg-Res-LED-20000hr | LED PAR20 Basecase, Total Watts = 4.04 x Msr Watts | LED PAR20 Basecase, Total Watts = 4.04 x Msr Watts | LED Lamp: PAR20, 10 Watts, non-dimmable | LEDratio0404 | LEDratio0404 | LED-PAR20(10w) | Available |  |  |  | 2017ScrewInLampDisposition | ErRobNc |  |  |  | 2017Dispo-Res-InLtg | 2017-07-01 | 2018-06-30 | InEA_modVal |  |  |  |  | Standard | Revise expiry date to 60/30/2018 Commission Staff direction 2018ScrewInLampSavignsMethods-11Dec2017.pdf | 1 | 1 | 0 | Deemed Ex Ante Team |  | Revise expiry date to 60/30/2018 Commission Staff direction 2018ScrewInLampSavignsMethods-11Dec2017.pdf |  | Updated to indicate claim/filing status
1354 | R-In-LED-PAR20(13w)-dWP40 | Residential Indoor General Lighting: LED Lamp replaces pre-existing standard lighting Wattage. Measure includes Code case. Impacts: CFL-based HOU (varies by BldgType) | ExAnte2017 | Disposition | 2020-11-24 16:30 | Res-Iltg-dWatt-CFL | NonDEER | Scaled | BaseRatio | 0 | 0 | None |  | 0 |  | 1 | Res | Any | Lighting | InGen-CFL | Ltg_Lamp | LED_lamp |  | ILtg-Res-LED-20000hr | LED PAR20 Basecase, Total Watts = 4.04 x Msr Watts | LED PAR20 Basecase, Total Watts = 4.04 x Msr Watts | LED Lamp: PAR20, 13 Watts | LEDratio0404 | LEDratio0404 | LED-PAR20(13w) | Available |  |  |  | 2017ScrewInLampDisposition | ErRobNc |  |  |  | 2017Dispo-Res-InLtg | 2017-07-01 | 2018-06-30 | InEA_modVal |  |  |  |  | Standard | Revise expiry date to 60/30/2018 Commission Staff direction 2018ScrewInLampSavignsMethods-11Dec2017.pdf | 1 | 1 | 0 | Deemed Ex Ante Team |  | Revise expiry date to 60/30/2018 Commission Staff direction 2018ScrewInLampSavignsMethods-11Dec2017.pdf |  | Updated to indicate claim/filing status
1355 | R-In-LED-PAR20(4w)-dWP12 | Residential Indoor General Lighting: LED Lamp replaces pre-existing standard lighting Wattage. Measure includes Code case. Impacts: CFL-based HOU (varies by BldgType) | ExAnte2017 | Disposition | 2020-11-24 16:30 | Res-Iltg-dWatt-CFL | NonDEER | Scaled | BaseRatio | 0 | 0 | None |  | 0 |  | 1 | Res | Any | Lighting | InGen-CFL | Ltg_Lamp | LED_lamp |  | ILtg-Res-LED-20000hr | LED PAR20 Basecase, Total Watts = 4.04 x Msr Watts | LED PAR20 Basecase, Total Watts = 4.04 x Msr Watts | LED Lamp: PAR20, 4 Watts, non-dimmable | LEDratio0404 | LEDratio0404 | LED-PAR20(4w) | Available |  |  |  | 2017ScrewInLampDisposition | ErRobNc |  |  |  | 2017Dispo-Res-InLtg | 2017-07-01 | 2018-06-30 | InEA_modVal |  |  |  |  | Standard | Revise expiry date to 60/30/2018 Commission Staff direction 2018ScrewInLampSavignsMethods-11Dec2017.pdf | 1 | 1 | 0 | Deemed Ex Ante Team |  | Revise expiry date to 60/30/2018 Commission Staff direction 2018ScrewInLampSavignsMethods-11Dec2017.pdf |  | Updated to indicate claim/filing status
1356 | R-In-LED-PAR20(5.5w)-dWP17 | Residential Indoor General Lighting: LED Lamp replaces pre-existing standard lighting Wattage. Measure includes Code case. Impacts: CFL-based HOU (varies by BldgType) | ExAnte2017 | Disposition | 2020-11-24 16:30 | Res-Iltg-dWatt-CFL | NonDEER | Scaled | BaseRatio | 0 | 0 | None |  | 0 |  | 1 | Res | Any | Lighting | InGen-CFL | Ltg_Lamp | LED_lamp |  | ILtg-Res-LED-20000hr | LED PAR20 Basecase, Total Watts = 4.04 x Msr Watts | LED PAR20 Basecase, Total Watts = 4.04 x Msr Watts | LED Lamp: PAR20, 5.5 Watts, non-dimmable | LEDratio0404 | LEDratio0404 | LED-PAR20(5.5w) | Available |  |  |  | 2017ScrewInLampDisposition | ErRobNc |  |  |  | 2017Dispo-Res-InLtg | 2017-07-01 | 2018-06-30 | InEA_modVal |  |  |  |  | Standard | Revise expiry date to 60/30/2018 Commission Staff direction 2018ScrewInLampSavignsMethods-11Dec2017.pdf | 1 | 1 | 0 | Deemed Ex Ante Team |  | Revise expiry date to 60/30/2018 Commission Staff direction 2018ScrewInLampSavignsMethods-11Dec2017.pdf |  | Updated to indicate claim/filing status
1357 | R-In-LED-PAR20(6w)-dWP18 | Residential Indoor General Lighting: LED Lamp replaces pre-existing standard lighting Wattage. Measure includes Code case. Impacts: CFL-based HOU (varies by BldgType) | ExAnte2017 | Disposition | 2020-11-24 16:30 | Res-Iltg-dWatt-CFL | NonDEER | Scaled | BaseRatio | 0 | 0 | None |  | 0 |  | 1 | Res | Any | Lighting | InGen-CFL | Ltg_Lamp | LED_lamp |  | ILtg-Res-LED-20000hr | LED PAR20 Basecase, Total Watts = 4.04 x Msr Watts | LED PAR20 Basecase, Total Watts = 4.04 x Msr Watts | LED Lamp: PAR20, 6 Watts, non-dimmable | LEDratio0404 | LEDratio0404 | LED-PAR20(6w) | Available |  |  |  | 2017ScrewInLampDisposition | ErRobNc |  |  |  | 2017Dispo-Res-InLtg | 2017-07-01 | 2018-06-30 | InEA_modVal |  |  |  |  | Standard | Revise expiry date to 60/30/2018 Commission Staff direction 2018ScrewInLampSavignsMethods-11Dec2017.pdf | 1 | 1 | 0 | Deemed Ex Ante Team |  | Revise expiry date to 60/30/2018 Commission Staff direction 2018ScrewInLampSavignsMethods-11Dec2017.pdf |  | Updated to indicate claim/filing status
1358 | R-In-LED-PAR20(7w)-dWP21 | Residential Indoor General Lighting: LED Lamp replaces pre-existing standard lighting Wattage. Measure includes Code case. Impacts: CFL-based HOU (varies by BldgType) | ExAnte2017 | Disposition | 2020-11-24 16:30 | Res-Iltg-dWatt-CFL | NonDEER | Scaled | BaseRatio | 0 | 0 | None |  | 0 |  | 1 | Res | Any | Lighting | InGen-CFL | Ltg_Lamp | LED_lamp |  | ILtg-Res-LED-20000hr | LED PAR20 Basecase, Total Watts = 4.04 x Msr Watts | LED PAR20 Basecase, Total Watts = 4.04 x Msr Watts | LED Lamp: PAR20, 7 Watts, non-dimmable | LEDratio0404 | LEDratio0404 | LED-PAR20(7w) | Available |  |  |  | 2017ScrewInLampDisposition | ErRobNc |  |  |  | 2017Dispo-Res-InLtg | 2017-07-01 | 2018-06-30 | InEA_modVal |  |  |  |  | Standard | Revise expiry date to 60/30/2018 Commission Staff direction 2018ScrewInLampSavignsMethods-11Dec2017.pdf | 1 | 1 | 0 | Deemed Ex Ante Team |  | Revise expiry date to 60/30/2018 Commission Staff direction 2018ScrewInLampSavignsMethods-11Dec2017.pdf |  | Updated to indicate claim/filing status
1359 | R-In-LED-PAR20(8w)-dWP24 | Residential Indoor General Lighting: LED Lamp replaces pre-existing standard lighting Wattage. Measure includes Code case. Impacts: CFL-based HOU (varies by BldgType) | ExAnte2017 | Disposition | 2020-11-24 16:30 | Res-Iltg-dWatt-CFL | NonDEER | Scaled | BaseRatio | 0 | 0 | None |  | 0 |  | 1 | Res | Any | Lighting | InGen-CFL | Ltg_Lamp | LED_lamp |  | ILtg-Res-LED-20000hr | LED PAR20 Basecase, Total Watts = 4.04 x Msr Watts | LED PAR20 Basecase, Total Watts = 4.04 x Msr Watts | LED Lamp: PAR20, 8 Watts, non-dimmable | LEDratio0404 | LEDratio0404 | LED-PAR20(8w) | Available |  |  |  | 2017ScrewInLampDisposition | ErRobNc |  |  |  | 2017Dispo-Res-InLtg | 2017-07-01 | 2018-06-30 | InEA_modVal |  |  |  |  | Standard | Revise expiry date to 60/30/2018 Commission Staff direction 2018ScrewInLampSavignsMethods-11Dec2017.pdf | 1 | 1 | 0 | Deemed Ex Ante Team |  | Revise expiry date to 60/30/2018 Commission Staff direction 2018ScrewInLampSavignsMethods-11Dec2017.pdf |  | Updated to indicate claim/filing status
1360 | R-In-LED-PAR20(9w)-dWP27 | Residential Indoor General Lighting: LED Lamp replaces pre-existing standard lighting Wattage. Measure includes Code case. Impacts: CFL-based HOU (varies by BldgType) | ExAnte2017 | Disposition | 2020-11-24 16:30 | Res-Iltg-dWatt-CFL | NonDEER | Scaled | BaseRatio | 0 | 0 | None |  | 0 |  | 1 | Res | Any | Lighting | InGen-CFL | Ltg_Lamp | LED_lamp |  | ILtg-Res-LED-20000hr | LED PAR20 Basecase, Total Watts = 4.04 x Msr Watts | LED PAR20 Basecase, Total Watts = 4.04 x Msr Watts | LED Lamp: PAR20, 9 Watts, non-dimmable | LEDratio0404 | LEDratio0404 | LED-PAR20(9w) | Available |  |  |  | 2017ScrewInLampDisposition | ErRobNc |  |  |  | 2017Dispo-Res-InLtg | 2017-07-01 | 2018-06-30 | InEA_modVal |  |  |  |  | Standard | Revise expiry date to 60/30/2018 Commission Staff direction 2018ScrewInLampSavignsMethods-11Dec2017.pdf | 1 | 1 | 0 | Deemed Ex Ante Team |  | Revise expiry date to 60/30/2018 Commission Staff direction 2018ScrewInLampSavignsMethods-11Dec2017.pdf |  | Updated to indicate claim/filing status
1361 | R-In-LED-PAR30(10w)-dWP19 | Residential Indoor General Lighting: LED Lamp replaces pre-existing standard lighting Wattage. Measure includes Code case. Impacts: CFL-based HOU (varies by BldgType) | ExAnte2017 | Disposition | 2020-11-24 16:30 | Res-Iltg-dWatt-CFL | NonDEER | Scaled | BaseRatio | 0 | 0 | None |  | 0 |  | 1 | Res | Any | Lighting | InGen-CFL | Ltg_Lamp | LED_lamp |  | ILtg-Res-LED-20000hr | LED PAR30 Basecase, Total Watts = 2.94 x Msr Watts | LED PAR30 Basecase, Total Watts = 2.94 x Msr Watts | LED Lamp: PAR30, 10 Watts, non-dimmable | LEDratio0294 | LEDratio0294 | LED-PAR30(10w) | Available |  |  |  | 2017ScrewInLampDisposition | ErRobNc |  |  |  | 2017Dispo-Res-InLtg | 2017-07-01 | 2018-06-30 | InEA_modVal |  |  |  |  | Standard | Revise expiry date to 60/30/2018 Commission Staff direction 2018ScrewInLampSavignsMethods-11Dec2017.pdf | 1 | 1 | 0 | Deemed Ex Ante Team |  | Revise expiry date to 60/30/2018 Commission Staff direction 2018ScrewInLampSavignsMethods-11Dec2017.pdf |  | Updated to indicate claim/filing status
1362 | R-In-LED-PAR30(11w)-dWP21 | Residential Indoor General Lighting: LED Lamp replaces pre-existing standard lighting Wattage. Measure includes Code case. Impacts: CFL-based HOU (varies by BldgType) | ExAnte2017 | Disposition | 2020-11-24 16:30 | Res-Iltg-dWatt-CFL | NonDEER | Scaled | BaseRatio | 0 | 0 | None |  | 0 |  | 1 | Res | Any | Lighting | InGen-CFL | Ltg_Lamp | LED_lamp |  | ILtg-Res-LED-20000hr | LED PAR30 Basecase, Total Watts = 2.94 x Msr Watts | LED PAR30 Basecase, Total Watts = 2.94 x Msr Watts | LED Lamp: PAR30, 11 Watts, non-dimmable | LEDratio0294 | LEDratio0294 | LED-PAR30(11w) | Available |  |  |  | 2017ScrewInLampDisposition | ErRobNc |  |  |  | 2017Dispo-Res-InLtg | 2017-07-01 | 2018-06-30 | InEA_modVal |  |  |  |  | Standard | Revise expiry date to 60/30/2018 Commission Staff direction 2018ScrewInLampSavignsMethods-11Dec2017.pdf | 1 | 1 | 0 | Deemed Ex Ante Team |  | Revise expiry date to 60/30/2018 Commission Staff direction 2018ScrewInLampSavignsMethods-11Dec2017.pdf |  | Updated to indicate claim/filing status
1363 | R-In-LED-PAR30(12w)-dWP23 | Residential Indoor General Lighting: LED Lamp replaces pre-existing standard lighting Wattage. Measure includes Code case. Impacts: CFL-based HOU (varies by BldgType) | ExAnte2017 | Disposition | 2020-11-24 16:30 | Res-Iltg-dWatt-CFL | NonDEER | Scaled | BaseRatio | 0 | 0 | None |  | 0 |  | 1 | Res | Any | Lighting | InGen-CFL | Ltg_Lamp | LED_lamp |  | ILtg-Res-LED-20000hr | LED PAR30 Basecase, Total Watts = 2.94 x Msr Watts | LED PAR30 Basecase, Total Watts = 2.94 x Msr Watts | LED Lamp: PAR30, 12 Watts, non-dimmable | LEDratio0294 | LEDratio0294 | LED-PAR30(12w) | Available |  |  |  | 2017ScrewInLampDisposition | ErRobNc |  |  |  | 2017Dispo-Res-InLtg | 2017-07-01 | 2018-06-30 | InEA_modVal |  |  |  |  | Standard | Revise expiry date to 60/30/2018 Commission Staff direction 2018ScrewInLampSavignsMethods-11Dec2017.pdf | 1 | 1 | 0 | Deemed Ex Ante Team |  | Revise expiry date to 60/30/2018 Commission Staff direction 2018ScrewInLampSavignsMethods-11Dec2017.pdf |  | Updated to indicate claim/filing status
1364 | R-In-LED-PAR30(13w)-dWP25 | Residential Indoor General Lighting: LED Lamp replaces pre-existing standard lighting Wattage. Measure includes Code case. Impacts: CFL-based HOU (varies by BldgType) | ExAnte2017 | Disposition | 2020-11-24 16:30 | Res-Iltg-dWatt-CFL | NonDEER | Scaled | BaseRatio | 0 | 0 | None |  | 0 |  | 1 | Res | Any | Lighting | InGen-CFL | Ltg_Lamp | LED_lamp |  | ILtg-Res-LED-20000hr | LED PAR30 Basecase, Total Watts = 2.94 x Msr Watts | LED PAR30 Basecase, Total Watts = 2.94 x Msr Watts | LED Lamp: PAR30, 13 Watts, non-dimmable | LEDratio0294 | LEDratio0294 | LED-PAR30(13w) | Available |  |  |  | 2017ScrewInLampDisposition | ErRobNc |  |  |  | 2017Dispo-Res-InLtg | 2017-07-01 | 2018-06-30 | InEA_modVal |  |  |  |  | Standard | Revise expiry date to 60/30/2018 Commission Staff direction 2018ScrewInLampSavignsMethods-11Dec2017.pdf | 1 | 1 | 0 | Deemed Ex Ante Team |  | Revise expiry date to 60/30/2018 Commission Staff direction 2018ScrewInLampSavignsMethods-11Dec2017.pdf |  | Updated to indicate claim/filing status
1365 | R-In-LED-PAR30(14w)-dWP27 | Residential Indoor General Lighting: LED Lamp replaces pre-existing standard lighting Wattage. Measure includes Code case. Impacts: CFL-based HOU (varies by BldgType) | ExAnte2017 | Disposition | 2020-11-24 16:30 | Res-Iltg-dWatt-CFL | NonDEER | Scaled | BaseRatio | 0 | 0 | None |  | 0 |  | 1 | Res | Any | Lighting | InGen-CFL | Ltg_Lamp | LED_lamp |  | ILtg-Res-LED-20000hr | LED PAR30 Basecase, Total Watts = 2.94 x Msr Watts | LED PAR30 Basecase, Total Watts = 2.94 x Msr Watts | LED Lamp: PAR30, 14 Watts, non-dimmable | LEDratio0294 | LEDratio0294 | LED-PAR30(14w) | Available |  |  |  | 2017ScrewInLampDisposition | ErRobNc |  |  |  | 2017Dispo-Res-InLtg | 2017-07-01 | 2018-06-30 | InEA_modVal |  |  |  |  | Standard | Revise expiry date to 60/30/2018 Commission Staff direction 2018ScrewInLampSavignsMethods-11Dec2017.pdf | 1 | 1 | 0 | Deemed Ex Ante Team |  | Revise expiry date to 60/30/2018 Commission Staff direction 2018ScrewInLampSavignsMethods-11Dec2017.pdf |  | Updated to indicate claim/filing status
1366 | R-In-LED-PAR30(15w)-dWP29 | Residential Indoor General Lighting: LED Lamp replaces pre-existing standard lighting Wattage. Measure includes Code case. Impacts: CFL-based HOU (varies by BldgType) | ExAnte2017 | Disposition | 2020-11-24 16:30 | Res-Iltg-dWatt-CFL | NonDEER | Scaled | BaseRatio | 0 | 0 | None |  | 0 |  | 1 | Res | Any | Lighting | InGen-CFL | Ltg_Lamp | LED_lamp |  | ILtg-Res-LED-20000hr | LED PAR30 Basecase, Total Watts = 2.94 x Msr Watts | LED PAR30 Basecase, Total Watts = 2.94 x Msr Watts | LED Lamp: PAR30, 15 Watts, non-dimmable | LEDratio0294 | LEDratio0294 | LED-PAR30(15w) | Available |  |  |  | 2017ScrewInLampDisposition | ErRobNc |  |  |  | 2017Dispo-Res-InLtg | 2017-07-01 | 2018-06-30 | InEA_modVal |  |  |  |  | Standard | Revise expiry date to 60/30/2018 Commission Staff direction 2018ScrewInLampSavignsMethods-11Dec2017.pdf | 1 | 1 | 0 | Deemed Ex Ante Team |  | Revise expiry date to 60/30/2018 Commission Staff direction 2018ScrewInLampSavignsMethods-11Dec2017.pdf |  | Updated to indicate claim/filing status
1367 | R-In-LED-PAR30(16w)-dWP31 | Residential Indoor General Lighting: LED Lamp replaces pre-existing standard lighting Wattage. Measure includes Code case. Impacts: CFL-based HOU (varies by BldgType) | ExAnte2017 | Disposition | 2020-11-24 16:30 | Res-Iltg-dWatt-CFL | NonDEER | Scaled | BaseRatio | 0 | 0 | None |  | 0 |  | 1 | Res | Any | Lighting | InGen-CFL | Ltg_Lamp | LED_lamp |  | ILtg-Res-LED-20000hr | LED PAR30 Basecase, Total Watts = 2.94 x Msr Watts | LED PAR30 Basecase, Total Watts = 2.94 x Msr Watts | LED Lamp: PAR30, 16 Watts, non-dimmable | LEDratio0294 | LEDratio0294 | LED-PAR30(16w) | Available |  |  |  | 2017ScrewInLampDisposition | ErRobNc |  |  |  | 2017Dispo-Res-InLtg | 2017-07-01 | 2018-06-30 | InEA_modVal |  |  |  |  | Standard | Revise expiry date to 60/30/2018 Commission Staff direction 2018ScrewInLampSavignsMethods-11Dec2017.pdf | 1 | 1 | 0 | Deemed Ex Ante Team |  | Revise expiry date to 60/30/2018 Commission Staff direction 2018ScrewInLampSavignsMethods-11Dec2017.pdf |  | Updated to indicate claim/filing status
1368 | R-In-LED-PAR30(17w)-dWP33 | Residential Indoor General Lighting: LED Lamp replaces pre-existing standard lighting Wattage. Measure includes Code case. Impacts: CFL-based HOU (varies by BldgType) | ExAnte2017 | Disposition | 2020-11-24 16:30 | Res-Iltg-dWatt-CFL | NonDEER | Scaled | BaseRatio | 0 | 0 | None |  | 0 |  | 1 | Res | Any | Lighting | InGen-CFL | Ltg_Lamp | LED_lamp |  | ILtg-Res-LED-20000hr | LED PAR30 Basecase, Total Watts = 2.94 x Msr Watts | LED PAR30 Basecase, Total Watts = 2.94 x Msr Watts | LED Lamp: PAR30, 17 Watts, non-dimmable | LEDratio0294 | LEDratio0294 | LED-PAR30(17w) | Available |  |  |  | 2017ScrewInLampDisposition | ErRobNc |  |  |  | 2017Dispo-Res-InLtg | 2017-07-01 | 2018-06-30 | InEA_modVal |  |  |  |  | Standard | Revise expiry date to 60/30/2018 Commission Staff direction 2018ScrewInLampSavignsMethods-11Dec2017.pdf | 1 | 1 | 0 | Deemed Ex Ante Team |  | Revise expiry date to 60/30/2018 Commission Staff direction 2018ScrewInLampSavignsMethods-11Dec2017.pdf |  | Updated to indicate claim/filing status
1369 | R-In-LED-PAR30(18w)-dWP35 | Residential Indoor General Lighting: LED Lamp replaces pre-existing standard lighting Wattage. Measure includes Code case. Impacts: CFL-based HOU (varies by BldgType) | ExAnte2017 | Disposition | 2020-11-24 16:30 | Res-Iltg-dWatt-CFL | NonDEER | Scaled | BaseRatio | 0 | 0 | None |  | 0 |  | 1 | Res | Any | Lighting | InGen-CFL | Ltg_Lamp | LED_lamp |  | ILtg-Res-LED-20000hr | LED PAR30 Basecase, Total Watts = 2.94 x Msr Watts | LED PAR30 Basecase, Total Watts = 2.94 x Msr Watts | LED Lamp: PAR30, 18 Watts, non-dimmable | LEDratio0294 | LEDratio0294 | LED-PAR30(18w) | Available |  |  |  | 2017ScrewInLampDisposition | ErRobNc |  |  |  | 2017Dispo-Res-InLtg | 2017-07-01 | 2018-06-30 | InEA_modVal |  |  |  |  | Standard | Revise expiry date to 60/30/2018 Commission Staff direction 2018ScrewInLampSavignsMethods-11Dec2017.pdf | 1 | 1 | 0 | Deemed Ex Ante Team |  | Revise expiry date to 60/30/2018 Commission Staff direction 2018ScrewInLampSavignsMethods-11Dec2017.pdf |  | Updated to indicate claim/filing status
1370 | R-In-LED-PAR30(19w)-dWP37 | Residential Indoor General Lighting: LED Lamp replaces pre-existing standard lighting Wattage. Measure includes Code case. Impacts: CFL-based HOU (varies by BldgType) | ExAnte2017 | Disposition | 2020-11-24 16:30 | Res-Iltg-dWatt-CFL | NonDEER | Scaled | BaseRatio | 0 | 0 | None |  | 0 |  | 1 | Res | Any | Lighting | InGen-CFL | Ltg_Lamp | LED_lamp |  | ILtg-Res-LED-20000hr | LED PAR30 Basecase, Total Watts = 2.94 x Msr Watts | LED PAR30 Basecase, Total Watts = 2.94 x Msr Watts | LED Lamp: PAR30, 19 Watts, non-dimmable | LEDratio0294 | LEDratio0294 | LED-PAR30(19w) | Available |  |  |  | 2017ScrewInLampDisposition | ErRobNc |  |  |  | 2017Dispo-Res-InLtg | 2017-07-01 | 2018-06-30 | InEA_modVal |  |  |  |  | Standard | Revise expiry date to 60/30/2018 Commission Staff direction 2018ScrewInLampSavignsMethods-11Dec2017.pdf | 1 | 1 | 0 | Deemed Ex Ante Team |  | Revise expiry date to 60/30/2018 Commission Staff direction 2018ScrewInLampSavignsMethods-11Dec2017.pdf |  | Updated to indicate claim/filing status
1371 | R-In-LED-PAR30(20w)-dWP39 | Residential Indoor General Lighting: LED Lamp replaces pre-existing standard lighting Wattage. Measure includes Code case. Impacts: CFL-based HOU (varies by BldgType) | ExAnte2017 | Disposition | 2020-11-24 16:30 | Res-Iltg-dWatt-CFL | NonDEER | Scaled | BaseRatio | 0 | 0 | None |  | 0 |  | 1 | Res | Any | Lighting | InGen-CFL | Ltg_Lamp | LED_lamp |  | ILtg-Res-LED-20000hr | LED PAR30 Basecase, Total Watts = 2.94 x Msr Watts | LED PAR30 Basecase, Total Watts = 2.94 x Msr Watts | LED Lamp: PAR30, 20 Watts, non-dimmable | LEDratio0294 | LEDratio0294 | LED-PAR30(20w) | Available |  |  |  | 2017ScrewInLampDisposition | ErRobNc |  |  |  | 2017Dispo-Res-InLtg | 2017-07-01 | 2018-06-30 | InEA_modVal |  |  |  |  | Standard | Revise expiry date to 60/30/2018 Commission Staff direction 2018ScrewInLampSavignsMethods-11Dec2017.pdf | 1 | 1 | 0 | Deemed Ex Ante Team |  | Revise expiry date to 60/30/2018 Commission Staff direction 2018ScrewInLampSavignsMethods-11Dec2017.pdf |  | Updated to indicate claim/filing status
1372 | R-In-LED-PAR30(21w)-dWP41 | Residential Indoor General Lighting: LED Lamp replaces pre-existing standard lighting Wattage. Measure includes Code case. Impacts: CFL-based HOU (varies by BldgType) | ExAnte2017 | Disposition | 2020-11-24 16:30 | Res-Iltg-dWatt-CFL | NonDEER | Scaled | BaseRatio | 0 | 0 | None |  | 0 |  | 1 | Res | Any | Lighting | InGen-CFL | Ltg_Lamp | LED_lamp |  | ILtg-Res-LED-20000hr | LED PAR30 Basecase, Total Watts = 2.94 x Msr Watts | LED PAR30 Basecase, Total Watts = 2.94 x Msr Watts | LED Lamp: PAR30, 21 Watts, non-dimmable | LEDratio0294 | LEDratio0294 | LED-PAR30(21w) | Available |  |  |  | 2017ScrewInLampDisposition | ErRobNc |  |  |  | 2017Dispo-Res-InLtg | 2017-07-01 | 2018-06-30 | InEA_modVal |  |  |  |  | Standard | Revise expiry date to 60/30/2018 Commission Staff direction 2018ScrewInLampSavignsMethods-11Dec2017.pdf | 1 | 1 | 0 | Deemed Ex Ante Team |  | Revise expiry date to 60/30/2018 Commission Staff direction 2018ScrewInLampSavignsMethods-11Dec2017.pdf |  | Updated to indicate claim/filing status
1373 | R-In-LED-PAR30(6w)-dWP12 | Residential Indoor General Lighting: LED Lamp replaces pre-existing standard lighting Wattage. Measure includes Code case. Impacts: CFL-based HOU (varies by BldgType) | ExAnte2017 | Disposition | 2020-11-24 16:30 | Res-Iltg-dWatt-CFL | NonDEER | Scaled | BaseRatio | 0 | 0 | None |  | 0 |  | 1 | Res | Any | Lighting | InGen-CFL | Ltg_Lamp | LED_lamp |  | ILtg-Res-LED-20000hr | LED PAR30 Basecase, Total Watts = 2.94 x Msr Watts | LED PAR30 Basecase, Total Watts = 2.94 x Msr Watts | LED Lamp: PAR30, 6 Watts, non-dimmable | LEDratio0294 | LEDratio0294 | LED-PAR30(6w) | Available |  |  |  | 2017ScrewInLampDisposition | ErRobNc |  |  |  | 2017Dispo-Res-InLtg | 2017-07-01 | 2018-06-30 | InEA_modVal |  |  |  |  | Standard | Revise expiry date to 60/30/2018 Commission Staff direction 2018ScrewInLampSavignsMethods-11Dec2017.pdf | 1 | 1 | 0 | Deemed Ex Ante Team |  | Revise expiry date to 60/30/2018 Commission Staff direction 2018ScrewInLampSavignsMethods-11Dec2017.pdf |  | Updated to indicate claim/filing status
1374 | R-In-LED-PAR30(7w)-dWP14 | Residential Indoor General Lighting: LED Lamp replaces pre-existing standard lighting Wattage. Measure includes Code case. Impacts: CFL-based HOU (varies by BldgType) | ExAnte2017 | Disposition | 2020-11-24 16:30 | Res-Iltg-dWatt-CFL | NonDEER | Scaled | BaseRatio | 0 | 0 | None |  | 0 |  | 1 | Res | Any | Lighting | InGen-CFL | Ltg_Lamp | LED_lamp |  | ILtg-Res-LED-20000hr | LED PAR30 Basecase, Total Watts = 2.94 x Msr Watts | LED PAR30 Basecase, Total Watts = 2.94 x Msr Watts | LED Lamp: PAR30, 7 Watts, non-dimmable | LEDratio0294 | LEDratio0294 | LED-PAR30(7w) | Available |  |  |  | 2017ScrewInLampDisposition | ErRobNc |  |  |  | 2017Dispo-Res-InLtg | 2017-07-01 | 2018-06-30 | InEA_modVal |  |  |  |  | Standard | Revise expiry date to 60/30/2018 Commission Staff direction 2018ScrewInLampSavignsMethods-11Dec2017.pdf | 1 | 1 | 0 | Deemed Ex Ante Team |  | Revise expiry date to 60/30/2018 Commission Staff direction 2018ScrewInLampSavignsMethods-11Dec2017.pdf |  | Updated to indicate claim/filing status
1375 | R-In-LED-PAR30(8w)-dWP16 | Residential Indoor General Lighting: LED Lamp replaces pre-existing standard lighting Wattage. Measure includes Code case. Impacts: CFL-based HOU (varies by BldgType) | ExAnte2017 | Disposition | 2020-11-24 16:30 | Res-Iltg-dWatt-CFL | NonDEER | Scaled | BaseRatio | 0 | 0 | None |  | 0 |  | 1 | Res | Any | Lighting | InGen-CFL | Ltg_Lamp | LED_lamp |  | ILtg-Res-LED-20000hr | LED PAR30 Basecase, Total Watts = 2.94 x Msr Watts | LED PAR30 Basecase, Total Watts = 2.94 x Msr Watts | LED Lamp: PAR30, 8 Watts, non-dimmable | LEDratio0294 | LEDratio0294 | LED-PAR30(8w) | Available |  |  |  | 2017ScrewInLampDisposition | ErRobNc |  |  |  | 2017Dispo-Res-InLtg | 2017-07-01 | 2018-06-30 | InEA_modVal |  |  |  |  | Standard | Revise expiry date to 60/30/2018 Commission Staff direction 2018ScrewInLampSavignsMethods-11Dec2017.pdf | 1 | 1 | 0 | Deemed Ex Ante Team |  | Revise expiry date to 60/30/2018 Commission Staff direction 2018ScrewInLampSavignsMethods-11Dec2017.pdf |  | Updated to indicate claim/filing status
1376 | R-In-LED-PAR30(9w)-dWP17 | Residential Indoor General Lighting: LED Lamp replaces pre-existing standard lighting Wattage. Measure includes Code case. Impacts: CFL-based HOU (varies by BldgType) | ExAnte2017 | Disposition | 2020-11-24 16:30 | Res-Iltg-dWatt-CFL | NonDEER | Scaled | BaseRatio | 0 | 0 | None |  | 0 |  | 1 | Res | Any | Lighting | InGen-CFL | Ltg_Lamp | LED_lamp |  | ILtg-Res-LED-20000hr | LED PAR30 Basecase, Total Watts = 2.94 x Msr Watts | LED PAR30 Basecase, Total Watts = 2.94 x Msr Watts | LED Lamp: PAR30, 9 Watts, non-dimmable | LEDratio0294 | LEDratio0294 | LED-PAR30(9w) | Available |  |  |  | 2017ScrewInLampDisposition | ErRobNc |  |  |  | 2017Dispo-Res-InLtg | 2017-07-01 | 2018-06-30 | InEA_modVal |  |  |  |  | Standard | Revise expiry date to 60/30/2018 Commission Staff direction 2018ScrewInLampSavignsMethods-11Dec2017.pdf | 1 | 1 | 0 | Deemed Ex Ante Team |  | Revise expiry date to 60/30/2018 Commission Staff direction 2018ScrewInLampSavignsMethods-11Dec2017.pdf |  | Updated to indicate claim/filing status
1377 | R-In-LED-PAR38(10w)-dWP23 | Residential Indoor General Lighting: LED Lamp replaces pre-existing standard lighting Wattage. Measure includes Code case. Impacts: CFL-based HOU (varies by BldgType) | ExAnte2017 | Disposition | 2020-11-24 16:30 | Res-Iltg-dWatt-CFL | NonDEER | Scaled | BaseRatio | 0 | 0 | None |  | 0 |  | 1 | Res | Any | Lighting | InGen-CFL | Ltg_Lamp | LED_lamp |  | ILtg-Res-LED-20000hr | LED PAR38 Basecase, Total Watts = 3.28 x Msr Watts | LED PAR38 Basecase, Total Watts = 3.28 x Msr Watts | LED Lamp: PAR38, 10 Watts, non-dimmable | LEDratio0328 | LEDratio0328 | LED-PAR38(10w) | Available |  |  |  | 2017ScrewInLampDisposition | ErRobNc |  |  |  | 2017Dispo-Res-InLtg | 2017-07-01 | 2018-06-30 | InEA_modVal |  |  |  |  | Standard | Revise expiry date to 60/30/2018 Commission Staff direction 2018ScrewInLampSavignsMethods-11Dec2017.pdf | 1 | 1 | 0 | Deemed Ex Ante Team |  | Revise expiry date to 60/30/2018 Commission Staff direction 2018ScrewInLampSavignsMethods-11Dec2017.pdf |  | Updated to indicate claim/filing status
1378 | R-In-LED-PAR38(11w)-dWP25 | Residential Indoor General Lighting: LED Lamp replaces pre-existing standard lighting Wattage. Measure includes Code case. Impacts: CFL-based HOU (varies by BldgType) | ExAnte2017 | Disposition | 2020-11-24 16:30 | Res-Iltg-dWatt-CFL | NonDEER | Scaled | BaseRatio | 0 | 0 | None |  | 0 |  | 1 | Res | Any | Lighting | InGen-CFL | Ltg_Lamp | LED_lamp |  | ILtg-Res-LED-20000hr | LED PAR38 Basecase, Total Watts = 3.28 x Msr Watts | LED PAR38 Basecase, Total Watts = 3.28 x Msr Watts | LED Lamp: PAR38, 11 Watts, non-dimmable | LEDratio0328 | LEDratio0328 | LED-PAR38(11w) | Available |  |  |  | 2017ScrewInLampDisposition | ErRobNc |  |  |  | 2017Dispo-Res-InLtg | 2017-07-01 | 2018-06-30 | InEA_modVal |  |  |  |  | Standard | Revise expiry date to 60/30/2018 Commission Staff direction 2018ScrewInLampSavignsMethods-11Dec2017.pdf | 1 | 1 | 0 | Deemed Ex Ante Team |  | Revise expiry date to 60/30/2018 Commission Staff direction 2018ScrewInLampSavignsMethods-11Dec2017.pdf |  | Updated to indicate claim/filing status
1379 | R-In-LED-PAR38(12w)-dWP27 | Residential Indoor General Lighting: LED Lamp replaces pre-existing standard lighting Wattage. Measure includes Code case. Impacts: CFL-based HOU (varies by BldgType) | ExAnte2017 | Disposition | 2020-11-24 16:30 | Res-Iltg-dWatt-CFL | NonDEER | Scaled | BaseRatio | 0 | 0 | None |  | 0 |  | 1 | Res | Any | Lighting | InGen-CFL | Ltg_Lamp | LED_lamp |  | ILtg-Res-LED-20000hr | LED PAR38 Basecase, Total Watts = 3.28 x Msr Watts | LED PAR38 Basecase, Total Watts = 3.28 x Msr Watts | LED Lamp: PAR38, 12 Watts, non-dimmable | LEDratio0328 | LEDratio0328 | LED-PAR38(12w) | Available |  |  |  | 2017ScrewInLampDisposition | ErRobNc |  |  |  | 2017Dispo-Res-InLtg | 2017-07-01 | 2018-06-30 | InEA_modVal |  |  |  |  | Standard | Revise expiry date to 60/30/2018 Commission Staff direction 2018ScrewInLampSavignsMethods-11Dec2017.pdf | 1 | 1 | 0 | Deemed Ex Ante Team |  | Revise expiry date to 60/30/2018 Commission Staff direction 2018ScrewInLampSavignsMethods-11Dec2017.pdf |  | Updated to indicate claim/filing status
1380 | R-In-LED-PAR38(13w)-dWP30 | Residential Indoor General Lighting: LED Lamp replaces pre-existing standard lighting Wattage. Measure includes Code case. Impacts: CFL-based HOU (varies by BldgType) | ExAnte2017 | Disposition | 2020-11-24 16:30 | Res-Iltg-dWatt-CFL | NonDEER | Scaled | BaseRatio | 0 | 0 | None |  | 0 |  | 1 | Res | Any | Lighting | InGen-CFL | Ltg_Lamp | LED_lamp |  | ILtg-Res-LED-20000hr | LED PAR38 Basecase, Total Watts = 3.28 x Msr Watts | LED PAR38 Basecase, Total Watts = 3.28 x Msr Watts | LED Lamp: PAR38, 13 Watts, non-dimmable | LEDratio0328 | LEDratio0328 | LED-PAR38(13w) | Available |  |  |  | 2017ScrewInLampDisposition | ErRobNc |  |  |  | 2017Dispo-Res-InLtg | 2017-07-01 | 2018-06-30 | InEA_modVal |  |  |  |  | Standard | Revise expiry date to 60/30/2018 Commission Staff direction 2018ScrewInLampSavignsMethods-11Dec2017.pdf | 1 | 1 | 0 | Deemed Ex Ante Team |  | Revise expiry date to 60/30/2018 Commission Staff direction 2018ScrewInLampSavignsMethods-11Dec2017.pdf |  | Updated to indicate claim/filing status
1381 | R-In-LED-PAR38(14w)-dWP32 | Residential Indoor General Lighting: LED Lamp replaces pre-existing standard lighting Wattage. Measure includes Code case. Impacts: CFL-based HOU (varies by BldgType) | ExAnte2017 | Disposition | 2020-11-24 16:30 | Res-Iltg-dWatt-CFL | NonDEER | Scaled | BaseRatio | 0 | 0 | None |  | 0 |  | 1 | Res | Any | Lighting | InGen-CFL | Ltg_Lamp | LED_lamp |  | ILtg-Res-LED-20000hr | LED PAR38 Basecase, Total Watts = 3.28 x Msr Watts | LED PAR38 Basecase, Total Watts = 3.28 x Msr Watts | LED Lamp: PAR38, 14 Watts, non-dimmable | LEDratio0328 | LEDratio0328 | LED-PAR38(14w) | Available |  |  |  | 2017ScrewInLampDisposition | ErRobNc |  |  |  | 2017Dispo-Res-InLtg | 2017-07-01 | 2018-06-30 | InEA_modVal |  |  |  |  | Standard | Revise expiry date to 60/30/2018 Commission Staff direction 2018ScrewInLampSavignsMethods-11Dec2017.pdf | 1 | 1 | 0 | Deemed Ex Ante Team |  | Revise expiry date to 60/30/2018 Commission Staff direction 2018ScrewInLampSavignsMethods-11Dec2017.pdf |  | Updated to indicate claim/filing status
1382 | R-In-LED-PAR38(15w)-dWP34 | Residential Indoor General Lighting: LED Lamp replaces pre-existing standard lighting Wattage. Measure includes Code case. Impacts: CFL-based HOU (varies by BldgType) | ExAnte2017 | Disposition | 2020-11-24 16:30 | Res-Iltg-dWatt-CFL | NonDEER | Scaled | BaseRatio | 0 | 0 | None |  | 0 |  | 1 | Res | Any | Lighting | InGen-CFL | Ltg_Lamp | LED_lamp |  | ILtg-Res-LED-20000hr | LED PAR38 Basecase, Total Watts = 3.28 x Msr Watts | LED PAR38 Basecase, Total Watts = 3.28 x Msr Watts | LED Lamp: PAR38, 15 Watts, non-dimmable | LEDratio0328 | LEDratio0328 | LED-PAR38(15w) | Available |  |  |  | 2017ScrewInLampDisposition | ErRobNc |  |  |  | 2017Dispo-Res-InLtg | 2017-07-01 | 2018-06-30 | InEA_modVal |  |  |  |  | Standard | Revise expiry date to 60/30/2018 Commission Staff direction 2018ScrewInLampSavignsMethods-11Dec2017.pdf | 1 | 1 | 0 | Deemed Ex Ante Team |  | Revise expiry date to 60/30/2018 Commission Staff direction 2018ScrewInLampSavignsMethods-11Dec2017.pdf |  | Updated to indicate claim/filing status
1383 | R-In-LED-PAR38(16w)-dWP36 | Residential Indoor General Lighting: LED Lamp replaces pre-existing standard lighting Wattage. Measure includes Code case. Impacts: CFL-based HOU (varies by BldgType) | ExAnte2017 | Disposition | 2020-11-24 16:30 | Res-Iltg-dWatt-CFL | NonDEER | Scaled | BaseRatio | 0 | 0 | None |  | 0 |  | 1 | Res | Any | Lighting | InGen-CFL | Ltg_Lamp | LED_lamp |  | ILtg-Res-LED-20000hr | LED PAR38 Basecase, Total Watts = 3.28 x Msr Watts | LED PAR38 Basecase, Total Watts = 3.28 x Msr Watts | LED Lamp: PAR38, 16 Watts, non-dimmable | LEDratio0328 | LEDratio0328 | LED-PAR38(16w) | Available |  |  |  | 2017ScrewInLampDisposition | ErRobNc |  |  |  | 2017Dispo-Res-InLtg | 2017-07-01 | 2018-06-30 | InEA_modVal |  |  |  |  | Standard | Revise expiry date to 60/30/2018 Commission Staff direction 2018ScrewInLampSavignsMethods-11Dec2017.pdf | 1 | 1 | 0 | Deemed Ex Ante Team |  | Revise expiry date to 60/30/2018 Commission Staff direction 2018ScrewInLampSavignsMethods-11Dec2017.pdf |  | Updated to indicate claim/filing status
1384 | R-In-LED-PAR38(17w)-dWP39 | Residential Indoor General Lighting: LED Lamp replaces pre-existing standard lighting Wattage. Measure includes Code case. Impacts: CFL-based HOU (varies by BldgType) | ExAnte2017 | Disposition | 2020-11-24 16:30 | Res-Iltg-dWatt-CFL | NonDEER | Scaled | BaseRatio | 0 | 0 | None |  | 0 |  | 1 | Res | Any | Lighting | InGen-CFL | Ltg_Lamp | LED_lamp |  | ILtg-Res-LED-20000hr | LED PAR38 Basecase, Total Watts = 3.28 x Msr Watts | LED PAR38 Basecase, Total Watts = 3.28 x Msr Watts | LED Lamp: PAR38, 17 Watts, non-dimmable | LEDratio0328 | LEDratio0328 | LED-PAR38(17w) | Available |  |  |  | 2017ScrewInLampDisposition | ErRobNc |  |  |  | 2017Dispo-Res-InLtg | 2017-07-01 | 2018-06-30 | InEA_modVal |  |  |  |  | Standard | Revise expiry date to 60/30/2018 Commission Staff direction 2018ScrewInLampSavignsMethods-11Dec2017.pdf | 1 | 1 | 0 | Deemed Ex Ante Team |  | Revise expiry date to 60/30/2018 Commission Staff direction 2018ScrewInLampSavignsMethods-11Dec2017.pdf |  | Updated to indicate claim/filing status
1385 | R-In-LED-PAR38(18w)-dWP41 | Residential Indoor General Lighting: LED Lamp replaces pre-existing standard lighting Wattage. Measure includes Code case. Impacts: CFL-based HOU (varies by BldgType) | ExAnte2017 | Disposition | 2020-11-24 16:30 | Res-Iltg-dWatt-CFL | NonDEER | Scaled | BaseRatio | 0 | 0 | None |  | 0 |  | 1 | Res | Any | Lighting | InGen-CFL | Ltg_Lamp | LED_lamp |  | ILtg-Res-LED-20000hr | LED PAR38 Basecase, Total Watts = 3.28 x Msr Watts | LED PAR38 Basecase, Total Watts = 3.28 x Msr Watts | LED Lamp: PAR38, 18 Watts, non-dimmable | LEDratio0328 | LEDratio0328 | LED-PAR38(18w) | Available |  |  |  | 2017ScrewInLampDisposition | ErRobNc |  |  |  | 2017Dispo-Res-InLtg | 2017-07-01 | 2018-06-30 | InEA_modVal |  |  |  |  | Standard | Revise expiry date to 60/30/2018 Commission Staff direction 2018ScrewInLampSavignsMethods-11Dec2017.pdf | 1 | 1 | 0 | Deemed Ex Ante Team |  | Revise expiry date to 60/30/2018 Commission Staff direction 2018ScrewInLampSavignsMethods-11Dec2017.pdf |  | Updated to indicate claim/filing status
1386 | R-In-LED-PAR38(19w)-dWP43 | Residential Indoor General Lighting: LED Lamp replaces pre-existing standard lighting Wattage. Measure includes Code case. Impacts: CFL-based HOU (varies by BldgType) | ExAnte2017 | Disposition | 2020-11-24 16:30 | Res-Iltg-dWatt-CFL | NonDEER | Scaled | BaseRatio | 0 | 0 | None |  | 0 |  | 1 | Res | Any | Lighting | InGen-CFL | Ltg_Lamp | LED_lamp |  | ILtg-Res-LED-20000hr | LED PAR38 Basecase, Total Watts = 3.28 x Msr Watts | LED PAR38 Basecase, Total Watts = 3.28 x Msr Watts | LED Lamp: PAR38, 19 Watts, non-dimmable | LEDratio0328 | LEDratio0328 | LED-PAR38(19w) | Available |  |  |  | 2017ScrewInLampDisposition | ErRobNc |  |  |  | 2017Dispo-Res-InLtg | 2017-07-01 | 2018-06-30 | InEA_modVal |  |  |  |  | Standard | Revise expiry date to 60/30/2018 Commission Staff direction 2018ScrewInLampSavignsMethods-11Dec2017.pdf | 1 | 1 | 0 | Deemed Ex Ante Team |  | Revise expiry date to 60/30/2018 Commission Staff direction 2018ScrewInLampSavignsMethods-11Dec2017.pdf |  | Updated to indicate claim/filing status
1387 | R-In-LED-PAR38(20.1w)-dWP46 | Residential Indoor General Lighting: LED Lamp replaces pre-existing standard lighting Wattage. Measure includes Code case. Impacts: CFL-based HOU (varies by BldgType) | ExAnte2017 | Disposition | 2020-11-24 16:30 | Res-Iltg-dWatt-CFL | NonDEER | Scaled | BaseRatio | 0 | 0 | None |  | 0 |  | 1 | Res | Any | Lighting | InGen-CFL | Ltg_Lamp | LED_lamp |  | ILtg-Res-LED-20000hr | LED PAR38 Basecase, Total Watts = 3.28 x Msr Watts | LED PAR38 Basecase, Total Watts = 3.28 x Msr Watts | LED Lamp: PAR38, 20.1 Watts, non-dimmable | LEDratio0328 | LEDratio0328 | LED-PAR38(20.1w) | Available |  |  |  | 2017ScrewInLampDisposition | ErRobNc |  |  |  | 2017Dispo-Res-InLtg | 2017-07-01 | 2018-06-30 | InEA_modVal |  |  |  |  | Standard | Revise expiry date to 60/30/2018 Commission Staff direction 2018ScrewInLampSavignsMethods-11Dec2017.pdf | 1 | 1 | 0 | Deemed Ex Ante Team |  | Revise expiry date to 60/30/2018 Commission Staff direction 2018ScrewInLampSavignsMethods-11Dec2017.pdf |  | Updated to indicate claim/filing status
1388 | R-In-LED-PAR38(20w)-dWP46 | Residential Indoor General Lighting: LED Lamp replaces pre-existing standard lighting Wattage. Measure includes Code case. Impacts: CFL-based HOU (varies by BldgType) | ExAnte2017 | Disposition | 2020-11-24 16:30 | Res-Iltg-dWatt-CFL | NonDEER | Scaled | BaseRatio | 0 | 0 | None |  | 0 |  | 1 | Res | Any | Lighting | InGen-CFL | Ltg_Lamp | LED_lamp |  | ILtg-Res-LED-20000hr | LED PAR38 Basecase, Total Watts = 3.28 x Msr Watts | LED PAR38 Basecase, Total Watts = 3.28 x Msr Watts | LED Lamp: PAR38, 20 Watts, non-dimmable | LEDratio0328 | LEDratio0328 | LED-PAR38(20w) | Available |  |  |  | 2017ScrewInLampDisposition | ErRobNc |  |  |  | 2017Dispo-Res-InLtg | 2017-07-01 | 2018-06-30 | InEA_modVal |  |  |  |  | Standard | Revise expiry date to 60/30/2018 Commission Staff direction 2018ScrewInLampSavignsMethods-11Dec2017.pdf | 1 | 1 | 0 | Deemed Ex Ante Team |  | Revise expiry date to 60/30/2018 Commission Staff direction 2018ScrewInLampSavignsMethods-11Dec2017.pdf |  | Updated to indicate claim/filing status
1389 | R-In-LED-PAR38(21w)-dWP48 | Residential Indoor General Lighting: LED Lamp replaces pre-existing standard lighting Wattage. Measure includes Code case. Impacts: CFL-based HOU (varies by BldgType) | ExAnte2017 | Disposition | 2020-11-24 16:30 | Res-Iltg-dWatt-CFL | NonDEER | Scaled | BaseRatio | 0 | 0 | None |  | 0 |  | 1 | Res | Any | Lighting | InGen-CFL | Ltg_Lamp | LED_lamp |  | ILtg-Res-LED-20000hr | LED PAR38 Basecase, Total Watts = 3.28 x Msr Watts | LED PAR38 Basecase, Total Watts = 3.28 x Msr Watts | LED Lamp: PAR38, 21 Watts, non-dimmable | LEDratio0328 | LEDratio0328 | LED-PAR38(21w) | Available |  |  |  | 2017ScrewInLampDisposition | ErRobNc |  |  |  | 2017Dispo-Res-InLtg | 2017-07-01 | 2018-06-30 | InEA_modVal |  |  |  |  | Standard | Revise expiry date to 60/30/2018 Commission Staff direction 2018ScrewInLampSavignsMethods-11Dec2017.pdf | 1 | 1 | 0 | Deemed Ex Ante Team |  | Revise expiry date to 60/30/2018 Commission Staff direction 2018ScrewInLampSavignsMethods-11Dec2017.pdf |  | Updated to indicate claim/filing status
1390 | R-In-LED-PAR38(22w)-dWP50 | Residential Indoor General Lighting: LED Lamp replaces pre-existing standard lighting Wattage. Measure includes Code case. Impacts: CFL-based HOU (varies by BldgType) | ExAnte2017 | Disposition | 2020-11-24 16:30 | Res-Iltg-dWatt-CFL | NonDEER | Scaled | BaseRatio | 0 | 0 | None |  | 0 |  | 1 | Res | Any | Lighting | InGen-CFL | Ltg_Lamp | LED_lamp |  | ILtg-Res-LED-20000hr | LED PAR38 Basecase, Total Watts = 3.28 x Msr Watts | LED PAR38 Basecase, Total Watts = 3.28 x Msr Watts | LED Lamp: PAR38, 22 Watts, non-dimmable | LEDratio0328 | LEDratio0328 | LED-PAR38(22w) | Available |  |  |  | 2017ScrewInLampDisposition | ErRobNc |  |  |  | 2017Dispo-Res-InLtg | 2017-07-01 | 2018-06-30 | InEA_modVal |  |  |  |  | Standard | Revise expiry date to 60/30/2018 Commission Staff direction 2018ScrewInLampSavignsMethods-11Dec2017.pdf | 1 | 1 | 0 | Deemed Ex Ante Team |  | Revise expiry date to 60/30/2018 Commission Staff direction 2018ScrewInLampSavignsMethods-11Dec2017.pdf |  | Updated to indicate claim/filing status
1391 | R-In-LED-PAR38(23w)-dWP52 | Residential Indoor General Lighting: LED Lamp replaces pre-existing standard lighting Wattage. Measure includes Code case. Impacts: CFL-based HOU (varies by BldgType) | ExAnte2017 | Disposition | 2020-11-24 16:30 | Res-Iltg-dWatt-CFL | NonDEER | Scaled | BaseRatio | 0 | 0 | None |  | 0 |  | 1 | Res | Any | Lighting | InGen-CFL | Ltg_Lamp | LED_lamp |  | ILtg-Res-LED-20000hr | LED PAR38 Basecase, Total Watts = 3.28 x Msr Watts | LED PAR38 Basecase, Total Watts = 3.28 x Msr Watts | LED Lamp: PAR38, 23 Watts, non-dimmable | LEDratio0328 | LEDratio0328 | LED-PAR38(23w) | Available |  |  |  | 2017ScrewInLampDisposition | ErRobNc |  |  |  | 2017Dispo-Res-InLtg | 2017-07-01 | 2018-06-30 | InEA_modVal |  |  |  |  | Standard | Revise expiry date to 60/30/2018 Commission Staff direction 2018ScrewInLampSavignsMethods-11Dec2017.pdf | 1 | 1 | 0 | Deemed Ex Ante Team |  | Revise expiry date to 60/30/2018 Commission Staff direction 2018ScrewInLampSavignsMethods-11Dec2017.pdf |  | Updated to indicate claim/filing status
1392 | R-In-LED-PAR38(24w)-dWP55 | Residential Indoor General Lighting: LED Lamp replaces pre-existing standard lighting Wattage. Measure includes Code case. Impacts: CFL-based HOU (varies by BldgType) | ExAnte2017 | Disposition | 2020-11-24 16:30 | Res-Iltg-dWatt-CFL | NonDEER | Scaled | BaseRatio | 0 | 0 | None |  | 0 |  | 1 | Res | Any | Lighting | InGen-CFL | Ltg_Lamp | LED_lamp |  | ILtg-Res-LED-20000hr | LED PAR38 Basecase, Total Watts = 3.28 x Msr Watts | LED PAR38 Basecase, Total Watts = 3.28 x Msr Watts | LED Lamp: PAR38, 24 Watts, non-dimmable | LEDratio0328 | LEDratio0328 | LED-PAR38(24w) | Available |  |  |  | 2017ScrewInLampDisposition | ErRobNc |  |  |  | 2017Dispo-Res-InLtg | 2017-07-01 | 2018-06-30 | InEA_modVal |  |  |  |  | Standard | Revise expiry date to 60/30/2018 Commission Staff direction 2018ScrewInLampSavignsMethods-11Dec2017.pdf | 1 | 1 | 0 | Deemed Ex Ante Team |  | Revise expiry date to 60/30/2018 Commission Staff direction 2018ScrewInLampSavignsMethods-11Dec2017.pdf |  | Updated to indicate claim/filing status
1393 | R-In-LED-PAR38(25w)-dWP57 | Residential Indoor General Lighting: LED Lamp replaces pre-existing standard lighting Wattage. Measure includes Code case. Impacts: CFL-based HOU (varies by BldgType) | ExAnte2017 | Disposition | 2020-11-24 16:30 | Res-Iltg-dWatt-CFL | NonDEER | Scaled | BaseRatio | 0 | 0 | None |  | 0 |  | 1 | Res | Any | Lighting | InGen-CFL | Ltg_Lamp | LED_lamp |  | ILtg-Res-LED-20000hr | LED PAR38 Basecase, Total Watts = 3.28 x Msr Watts | LED PAR38 Basecase, Total Watts = 3.28 x Msr Watts | LED Lamp: PAR38, 25 Watts, non-dimmable | LEDratio0328 | LEDratio0328 | LED-PAR38(25w) | Available |  |  |  | 2017ScrewInLampDisposition | ErRobNc |  |  |  | 2017Dispo-Res-InLtg | 2017-07-01 | 2018-06-30 | InEA_modVal |  |  |  |  | Standard | Revise expiry date to 60/30/2018 Commission Staff direction 2018ScrewInLampSavignsMethods-11Dec2017.pdf | 1 | 1 | 0 | Deemed Ex Ante Team |  | Revise expiry date to 60/30/2018 Commission Staff direction 2018ScrewInLampSavignsMethods-11Dec2017.pdf |  | Updated to indicate claim/filing status
1394 | R-In-LED-PAR38(26w)-dWP59 | Residential Indoor General Lighting: LED Lamp replaces pre-existing standard lighting Wattage. Measure includes Code case. Impacts: CFL-based HOU (varies by BldgType) | ExAnte2017 | Disposition | 2020-11-24 16:30 | Res-Iltg-dWatt-CFL | NonDEER | Scaled | BaseRatio | 0 | 0 | None |  | 0 |  | 1 | Res | Any | Lighting | InGen-CFL | Ltg_Lamp | LED_lamp |  | ILtg-Res-LED-20000hr | LED PAR38 Basecase, Total Watts = 3.28 x Msr Watts | LED PAR38 Basecase, Total Watts = 3.28 x Msr Watts | LED Lamp: PAR38, 26 Watts, non-dimmable | LEDratio0328 | LEDratio0328 | LED-PAR38(26w) | Available |  |  |  | 2017ScrewInLampDisposition | ErRobNc |  |  |  | 2017Dispo-Res-InLtg | 2017-07-01 | 2018-06-30 | InEA_modVal |  |  |  |  | Standard | Revise expiry date to 60/30/2018 Commission Staff direction 2018ScrewInLampSavignsMethods-11Dec2017.pdf | 1 | 1 | 0 | Deemed Ex Ante Team |  | Revise expiry date to 60/30/2018 Commission Staff direction 2018ScrewInLampSavignsMethods-11Dec2017.pdf |  | Updated to indicate claim/filing status
1395 | R-In-LED-PAR38(27w)-dWP62 | Residential Indoor General Lighting: LED Lamp replaces pre-existing standard lighting Wattage. Measure includes Code case. Impacts: CFL-based HOU (varies by BldgType) | ExAnte2017 | Disposition | 2020-11-24 16:30 | Res-Iltg-dWatt-CFL | NonDEER | Scaled | BaseRatio | 0 | 0 | None |  | 0 |  | 1 | Res | Any | Lighting | InGen-CFL | Ltg_Lamp | LED_lamp |  | ILtg-Res-LED-20000hr | LED PAR38 Basecase, Total Watts = 3.28 x Msr Watts | LED PAR38 Basecase, Total Watts = 3.28 x Msr Watts | LED Lamp: PAR38, 27 Watts, non-dimmable | LEDratio0328 | LEDratio0328 | LED-PAR38(27w) | Available |  |  |  | 2017ScrewInLampDisposition | ErRobNc |  |  |  | 2017Dispo-Res-InLtg | 2017-07-01 | 2018-06-30 | InEA_modVal |  |  |  |  | Standard | Revise expiry date to 60/30/2018 Commission Staff direction 2018ScrewInLampSavignsMethods-11Dec2017.pdf | 1 | 1 | 0 | Deemed Ex Ante Team |  | Revise expiry date to 60/30/2018 Commission Staff direction 2018ScrewInLampSavignsMethods-11Dec2017.pdf |  | Updated to indicate claim/filing status
1396 | R-In-LED-PAR38(7w)-dWP16 | Residential Indoor General Lighting: LED Lamp replaces pre-existing standard lighting Wattage. Measure includes Code case. Impacts: CFL-based HOU (varies by BldgType) | ExAnte2017 | Disposition | 2020-11-24 16:30 | Res-Iltg-dWatt-CFL | NonDEER | Scaled | BaseRatio | 0 | 0 | None |  | 0 |  | 1 | Res | Any | Lighting | InGen-CFL | Ltg_Lamp | LED_lamp |  | ILtg-Res-LED-20000hr | LED PAR38 Basecase, Total Watts = 3.28 x Msr Watts | LED PAR38 Basecase, Total Watts = 3.28 x Msr Watts | LED Lamp: PAR38, 7 Watts, non-dimmable | LEDratio0328 | LEDratio0328 | LED-PAR38(7w) | Available |  |  |  | 2017ScrewInLampDisposition | ErRobNc |  |  |  | 2017Dispo-Res-InLtg | 2017-07-01 | 2018-06-30 | InEA_modVal |  |  |  |  | Standard | Revise expiry date to 60/30/2018 Commission Staff direction 2018ScrewInLampSavignsMethods-11Dec2017.pdf | 1 | 1 | 0 | Deemed Ex Ante Team |  | Revise expiry date to 60/30/2018 Commission Staff direction 2018ScrewInLampSavignsMethods-11Dec2017.pdf |  | Updated to indicate claim/filing status
1397 | R-In-LED-PAR38(8w)-dWP18 | Residential Indoor General Lighting: LED Lamp replaces pre-existing standard lighting Wattage. Measure includes Code case. Impacts: CFL-based HOU (varies by BldgType) | ExAnte2017 | Disposition | 2020-11-24 16:30 | Res-Iltg-dWatt-CFL | NonDEER | Scaled | BaseRatio | 0 | 0 | None |  | 0 |  | 1 | Res | Any | Lighting | InGen-CFL | Ltg_Lamp | LED_lamp |  | ILtg-Res-LED-20000hr | LED PAR38 Basecase, Total Watts = 3.28 x Msr Watts | LED PAR38 Basecase, Total Watts = 3.28 x Msr Watts | LED Lamp: PAR38, 8 Watts, non-dimmable | LEDratio0328 | LEDratio0328 | LED-PAR38(8w) | Available |  |  |  | 2017ScrewInLampDisposition | ErRobNc |  |  |  | 2017Dispo-Res-InLtg | 2017-07-01 | 2018-06-30 | InEA_modVal |  |  |  |  | Standard | Revise expiry date to 60/30/2018 Commission Staff direction 2018ScrewInLampSavignsMethods-11Dec2017.pdf | 1 | 1 | 0 | Deemed Ex Ante Team |  | Revise expiry date to 60/30/2018 Commission Staff direction 2018ScrewInLampSavignsMethods-11Dec2017.pdf |  | Updated to indicate claim/filing status
1398 | R-In-LED-PAR38(9w)-dWP21 | Residential Indoor General Lighting: LED Lamp replaces pre-existing standard lighting Wattage. Measure includes Code case. Impacts: CFL-based HOU (varies by BldgType) | ExAnte2017 | Disposition | 2020-11-24 16:30 | Res-Iltg-dWatt-CFL | NonDEER | Scaled | BaseRatio | 0 | 0 | None |  | 0 |  | 1 | Res | Any | Lighting | InGen-CFL | Ltg_Lamp | LED_lamp |  | ILtg-Res-LED-20000hr | LED PAR38 Basecase, Total Watts = 3.28 x Msr Watts | LED PAR38 Basecase, Total Watts = 3.28 x Msr Watts | LED Lamp: PAR38, 9 Watts, non-dimmable | LEDratio0328 | LEDratio0328 | LED-PAR38(9w) | Available |  |  |  | 2017ScrewInLampDisposition | ErRobNc |  |  |  | 2017Dispo-Res-InLtg | 2017-07-01 | 2018-06-30 | InEA_modVal |  |  |  |  | Standard | Revise expiry date to 60/30/2018 Commission Staff direction 2018ScrewInLampSavignsMethods-11Dec2017.pdf | 1 | 1 | 0 | Deemed Ex Ante Team |  | Revise expiry date to 60/30/2018 Commission Staff direction 2018ScrewInLampSavignsMethods-11Dec2017.pdf |  | Updated to indicate claim/filing status
1399 | R-In-LED-RefR(10w)-dWP42 | Residential Indoor General Lighting: LED Lamp replaces pre-existing standard lighting Wattage. Measure includes Code case. Impacts: CFL-based HOU (varies by BldgType) | ExAnte2017 | Disposition | 2020-11-24 16:30 | Res-Iltg-dWatt-CFL | NonDEER | Scaled | BaseRatio | 0 | 0 | None |  | 0 |  | 1 | Res | Any | Lighting | InGen-CFL | Ltg_Lamp | LED_lamp |  | ILtg-Res-LED-20000hr | LED R/BR Basecase, Total Watts = 5.24 x Msr Watts | LED R/BR Basecase, Total Watts = 5.24 x Msr Watts | LED Lamp: RefR, 10 Watts, non-dimmable | LEDratio0524 | LEDratio0524 | LED-RefR(10w) | Available |  |  |  | 2017ScrewInLampDisposition | ErRobNc |  |  |  | 2017Dispo-Res-InLtg | 2017-07-01 | 2018-06-30 | InEA_modVal |  |  |  |  | Standard | Revise expiry date to 60/30/2018 Commission Staff direction 2018ScrewInLampSavignsMethods-11Dec2017.pdf | 1 | 1 | 0 | Deemed Ex Ante Team |  | Revise expiry date to 60/30/2018 Commission Staff direction 2018ScrewInLampSavignsMethods-11Dec2017.pdf |  | Updated to indicate claim/filing status
1400 | R-In-LED-RefR(11w)-dWP34 | Residential Indoor General Lighting: LED Lamp replaces pre-existing standard lighting Wattage. Measure includes Code case. Impacts: CFL-based HOU (varies by BldgType) | ExAnte2017 | Disposition | 2020-11-24 16:30 | Res-Iltg-dWatt-CFL | NonDEER | Scaled | BaseRatio | 0 | 0 | None |  | 0 |  | 1 | Res | Any | Lighting | InGen-CFL | Ltg_Lamp | LED_lamp |  | ILtg-Res-LED-20000hr | LED R/BR Basecase, Total Watts = 4.13 x Msr Watts | LED R/BR Basecase, Total Watts = 4.13 x Msr Watts | LED Lamp: RefR, 11 Watts, non-dimmable | LEDratio0413 | LEDratio0413 | LED-RefR(11w) | Available |  |  |  | 2017ScrewInLampDisposition | ErRobNc |  |  |  | 2017Dispo-Res-InLtg | 2017-07-01 | 2018-06-30 | InEA_modVal |  |  |  |  | Standard | Revise expiry date to 60/30/2018 Commission Staff direction 2018ScrewInLampSavignsMethods-11Dec2017.pdf | 1 | 1 | 0 | Deemed Ex Ante Team |  | Revise expiry date to 60/30/2018 Commission Staff direction 2018ScrewInLampSavignsMethods-11Dec2017.pdf |  | Updated to indicate claim/filing status
1401 | R-In-LED-RefR(12w)-dWP38 | Residential Indoor General Lighting: LED Lamp replaces pre-existing standard lighting Wattage. Measure includes Code case. Impacts: CFL-based HOU (varies by BldgType) | ExAnte2017 | Disposition | 2020-11-24 16:30 | Res-Iltg-dWatt-CFL | NonDEER | Scaled | BaseRatio | 0 | 0 | None |  | 0 |  | 1 | Res | Any | Lighting | InGen-CFL | Ltg_Lamp | LED_lamp |  | ILtg-Res-LED-20000hr | LED R/BR Basecase, Total Watts = 4.13 x Msr Watts | LED R/BR Basecase, Total Watts = 4.13 x Msr Watts | LED Lamp: RefR, 12 Watts, non-dimmable | LEDratio0413 | LEDratio0413 | LED-RefR(12w) | Available |  |  |  | 2017ScrewInLampDisposition | ErRobNc |  |  |  | 2017Dispo-Res-InLtg | 2017-07-01 | 2018-06-30 | InEA_modVal |  |  |  |  | Standard | Revise expiry date to 60/30/2018 Commission Staff direction 2018ScrewInLampSavignsMethods-11Dec2017.pdf | 1 | 1 | 0 | Deemed Ex Ante Team |  | Revise expiry date to 60/30/2018 Commission Staff direction 2018ScrewInLampSavignsMethods-11Dec2017.pdf |  | Updated to indicate claim/filing status
1402 | R-In-LED-RefR(13w)-dWP41 | Residential Indoor General Lighting: LED Lamp replaces pre-existing standard lighting Wattage. Measure includes Code case. Impacts: CFL-based HOU (varies by BldgType) | ExAnte2017 | Disposition | 2020-11-24 16:30 | Res-Iltg-dWatt-CFL | NonDEER | Scaled | BaseRatio | 0 | 0 | None |  | 0 |  | 1 | Res | Any | Lighting | InGen-CFL | Ltg_Lamp | LED_lamp |  | ILtg-Res-LED-20000hr | LED R/BR Basecase, Total Watts = 4.13 x Msr Watts | LED R/BR Basecase, Total Watts = 4.13 x Msr Watts | LED Lamp: RefR, 13 Watts, non-dimmable | LEDratio0413 | LEDratio0413 | LED-RefR(13w) | Available |  |  |  | 2017ScrewInLampDisposition | ErRobNc |  |  |  | 2017Dispo-Res-InLtg | 2017-07-01 | 2018-06-30 | InEA_modVal |  |  |  |  | Standard | Revise expiry date to 60/30/2018 Commission Staff direction 2018ScrewInLampSavignsMethods-11Dec2017.pdf | 1 | 1 | 0 | Deemed Ex Ante Team |  | Revise expiry date to 60/30/2018 Commission Staff direction 2018ScrewInLampSavignsMethods-11Dec2017.pdf |  | Updated to indicate claim/filing status
1403 | R-In-LED-RefR(14w)-dWP38 | Residential Indoor General Lighting: LED Lamp replaces pre-existing standard lighting Wattage. Measure includes Code case. Impacts: CFL-based HOU (varies by BldgType) | ExAnte2017 | Disposition | 2020-11-24 16:30 | Res-Iltg-dWatt-CFL | NonDEER | Scaled | BaseRatio | 0 | 0 | None |  | 0 |  | 1 | Res | Any | Lighting | InGen-CFL | Ltg_Lamp | LED_lamp |  | ILtg-Res-LED-20000hr | LED R/BR Basecase, Total Watts = 3.73 x Msr Watts | LED R/BR Basecase, Total Watts = 3.73 x Msr Watts | LED Lamp: RefR, 14 Watts, non-dimmable | LEDratio0373 | LEDratio0373 | LED-RefR(14w) | Available |  |  |  | 2017ScrewInLampDisposition | ErRobNc |  |  |  | 2017Dispo-Res-InLtg | 2017-07-01 | 2018-06-30 | InEA_modVal |  |  |  |  | Standard | Revise expiry date to 60/30/2018 Commission Staff direction 2018ScrewInLampSavignsMethods-11Dec2017.pdf | 1 | 1 | 0 | Deemed Ex Ante Team |  | Revise expiry date to 60/30/2018 Commission Staff direction 2018ScrewInLampSavignsMethods-11Dec2017.pdf |  | Updated to indicate claim/filing status
1404 | R-In-LED-RefR(15w)-dWP41 | Residential Indoor General Lighting: LED Lamp replaces pre-existing standard lighting Wattage. Measure includes Code case. Impacts: CFL-based HOU (varies by BldgType) | ExAnte2017 | Disposition | 2020-11-24 16:30 | Res-Iltg-dWatt-CFL | NonDEER | Scaled | BaseRatio | 0 | 0 | None |  | 0 |  | 1 | Res | Any | Lighting | InGen-CFL | Ltg_Lamp | LED_lamp |  | ILtg-Res-LED-20000hr | LED R/BR Basecase, Total Watts = 3.73 x Msr Watts | LED R/BR Basecase, Total Watts = 3.73 x Msr Watts | LED Lamp: RefR, 15 Watts, non-dimmable | LEDratio0373 | LEDratio0373 | LED-RefR(15w) | Available |  |  |  | 2017ScrewInLampDisposition | ErRobNc |  |  |  | 2017Dispo-Res-InLtg | 2017-07-01 | 2018-06-30 | InEA_modVal |  |  |  |  | Standard | Revise expiry date to 60/30/2018 Commission Staff direction 2018ScrewInLampSavignsMethods-11Dec2017.pdf | 1 | 1 | 0 | Deemed Ex Ante Team |  | Revise expiry date to 60/30/2018 Commission Staff direction 2018ScrewInLampSavignsMethods-11Dec2017.pdf |  | Updated to indicate claim/filing status
1405 | R-In-LED-RefR(16w)-dWP44 | Residential Indoor General Lighting: LED Lamp replaces pre-existing standard lighting Wattage. Measure includes Code case. Impacts: CFL-based HOU (varies by BldgType) | ExAnte2017 | Disposition | 2020-11-24 16:30 | Res-Iltg-dWatt-CFL | NonDEER | Scaled | BaseRatio | 0 | 0 | None |  | 0 |  | 1 | Res | Any | Lighting | InGen-CFL | Ltg_Lamp | LED_lamp |  | ILtg-Res-LED-20000hr | LED R/BR Basecase, Total Watts = 3.73 x Msr Watts | LED R/BR Basecase, Total Watts = 3.73 x Msr Watts | LED Lamp: RefR, 16 Watts, non-dimmable | LEDratio0373 | LEDratio0373 | LED-RefR(16w) | Available |  |  |  | 2017ScrewInLampDisposition | ErRobNc |  |  |  | 2017Dispo-Res-InLtg | 2017-07-01 | 2018-06-30 | InEA_modVal |  |  |  |  | Standard | Revise expiry date to 60/30/2018 Commission Staff direction 2018ScrewInLampSavignsMethods-11Dec2017.pdf | 1 | 1 | 0 | Deemed Ex Ante Team |  | Revise expiry date to 60/30/2018 Commission Staff direction 2018ScrewInLampSavignsMethods-11Dec2017.pdf |  | Updated to indicate claim/filing status
1406 | R-In-LED-RefR(17w)-dWP46 | Residential Indoor General Lighting: LED Lamp replaces pre-existing standard lighting Wattage. Measure includes Code case. Impacts: CFL-based HOU (varies by BldgType) | ExAnte2017 | Disposition | 2020-11-24 16:30 | Res-Iltg-dWatt-CFL | NonDEER | Scaled | BaseRatio | 0 | 0 | None |  | 0 |  | 1 | Res | Any | Lighting | InGen-CFL | Ltg_Lamp | LED_lamp |  | ILtg-Res-LED-20000hr | LED R/BR Basecase, Total Watts = 3.73 x Msr Watts | LED R/BR Basecase, Total Watts = 3.73 x Msr Watts | LED Lamp: RefR, 17 Watts, non-dimmable | LEDratio0373 | LEDratio0373 | LED-RefR(17w) | Available |  |  |  | 2017ScrewInLampDisposition | ErRobNc |  |  |  | 2017Dispo-Res-InLtg | 2017-07-01 | 2018-06-30 | InEA_modVal |  |  |  |  | Standard | Revise expiry date to 60/30/2018 Commission Staff direction 2018ScrewInLampSavignsMethods-11Dec2017.pdf | 1 | 1 | 0 | Deemed Ex Ante Team |  | Revise expiry date to 60/30/2018 Commission Staff direction 2018ScrewInLampSavignsMethods-11Dec2017.pdf |  | Updated to indicate claim/filing status
1407 | R-In-LED-RefR(18w)-dWP49 | Residential Indoor General Lighting: LED Lamp replaces pre-existing standard lighting Wattage. Measure includes Code case. Impacts: CFL-based HOU (varies by BldgType) | ExAnte2017 | Disposition | 2020-11-24 16:30 | Res-Iltg-dWatt-CFL | NonDEER | Scaled | BaseRatio | 0 | 0 | None |  | 0 |  | 1 | Res | Any | Lighting | InGen-CFL | Ltg_Lamp | LED_lamp |  | ILtg-Res-LED-20000hr | LED R/BR Basecase, Total Watts = 3.73 x Msr Watts | LED R/BR Basecase, Total Watts = 3.73 x Msr Watts | LED Lamp: RefR, 18 Watts, non-dimmable | LEDratio0373 | LEDratio0373 | LED-RefR(18w) | Available |  |  |  | 2017ScrewInLampDisposition | ErRobNc |  |  |  | 2017Dispo-Res-InLtg | 2017-07-01 | 2018-06-30 | InEA_modVal |  |  |  |  | Standard | Revise expiry date to 60/30/2018 Commission Staff direction 2018ScrewInLampSavignsMethods-11Dec2017.pdf | 1 | 1 | 0 | Deemed Ex Ante Team |  | Revise expiry date to 60/30/2018 Commission Staff direction 2018ScrewInLampSavignsMethods-11Dec2017.pdf |  | Updated to indicate claim/filing status
1408 | R-In-LED-RefR(19w)-dWP52 | Residential Indoor General Lighting: LED Lamp replaces pre-existing standard lighting Wattage. Measure includes Code case. Impacts: CFL-based HOU (varies by BldgType) | ExAnte2017 | Disposition | 2020-11-24 16:30 | Res-Iltg-dWatt-CFL | NonDEER | Scaled | BaseRatio | 0 | 0 | None |  | 0 |  | 1 | Res | Any | Lighting | InGen-CFL | Ltg_Lamp | LED_lamp |  | ILtg-Res-LED-20000hr | LED R/BR Basecase, Total Watts = 3.73 x Msr Watts | LED R/BR Basecase, Total Watts = 3.73 x Msr Watts | LED Lamp: RefR, 19 Watts, non-dimmable | LEDratio0373 | LEDratio0373 | LED-RefR(19w) | Available |  |  |  | 2017ScrewInLampDisposition | ErRobNc |  |  |  | 2017Dispo-Res-InLtg | 2017-07-01 | 2018-06-30 | InEA_modVal |  |  |  |  | Standard | Revise expiry date to 60/30/2018 Commission Staff direction 2018ScrewInLampSavignsMethods-11Dec2017.pdf | 1 | 1 | 0 | Deemed Ex Ante Team |  | Revise expiry date to 60/30/2018 Commission Staff direction 2018ScrewInLampSavignsMethods-11Dec2017.pdf |  | Updated to indicate claim/filing status
1409 | R-In-LED-RefR(20w)-dWP55 | Residential Indoor General Lighting: LED Lamp replaces pre-existing standard lighting Wattage. Measure includes Code case. Impacts: CFL-based HOU (varies by BldgType) | ExAnte2017 | Disposition | 2020-11-24 16:30 | Res-Iltg-dWatt-CFL | NonDEER | Scaled | BaseRatio | 0 | 0 | None |  | 0 |  | 1 | Res | Any | Lighting | InGen-CFL | Ltg_Lamp | LED_lamp |  | ILtg-Res-LED-20000hr | LED R/BR Basecase, Total Watts = 3.73 x Msr Watts | LED R/BR Basecase, Total Watts = 3.73 x Msr Watts | LED Lamp: RefR, 20 Watts, non-dimmable | LEDratio0373 | LEDratio0373 | LED-RefR(20w) | Available |  |  |  | 2017ScrewInLampDisposition | ErRobNc |  |  |  | 2017Dispo-Res-InLtg | 2017-07-01 | 2018-06-30 | InEA_modVal |  |  |  |  | Standard | Revise expiry date to 60/30/2018 Commission Staff direction 2018ScrewInLampSavignsMethods-11Dec2017.pdf | 1 | 1 | 0 | Deemed Ex Ante Team |  | Revise expiry date to 60/30/2018 Commission Staff direction 2018ScrewInLampSavignsMethods-11Dec2017.pdf |  | Updated to indicate claim/filing status
1410 | R-In-LED-RefR(22w)-dWP60 | Residential Indoor General Lighting: LED Lamp replaces pre-existing standard lighting Wattage. Measure includes Code case. Impacts: CFL-based HOU (varies by BldgType) | ExAnte2017 | Disposition | 2020-11-24 16:30 | Res-Iltg-dWatt-CFL | NonDEER | Scaled | BaseRatio | 0 | 0 | None |  | 0 |  | 1 | Res | Any | Lighting | InGen-CFL | Ltg_Lamp | LED_lamp |  | ILtg-Res-LED-20000hr | LED R/BR Basecase, Total Watts = 3.73 x Msr Watts | LED R/BR Basecase, Total Watts = 3.73 x Msr Watts | LED Lamp: RefR, 22 Watts, non-dimmable | LEDratio0373 | LEDratio0373 | LED-RefR(22w) | Available |  |  |  | 2017ScrewInLampDisposition | ErRobNc |  |  |  | 2017Dispo-Res-InLtg | 2017-07-01 | 2018-06-30 | InEA_modVal |  |  |  |  | Standard | Revise expiry date to 60/30/2018 Commission Staff direction 2018ScrewInLampSavignsMethods-11Dec2017.pdf | 1 | 1 | 0 | Deemed Ex Ante Team |  | Revise expiry date to 60/30/2018 Commission Staff direction 2018ScrewInLampSavignsMethods-11Dec2017.pdf |  | Updated to indicate claim/filing status
1411 | R-In-LED-RefR(6w)-dWP25 | Residential Indoor General Lighting: LED Lamp replaces pre-existing standard lighting Wattage. Measure includes Code case. Impacts: CFL-based HOU (varies by BldgType) | ExAnte2017 | Disposition | 2020-11-24 16:30 | Res-Iltg-dWatt-CFL | NonDEER | Scaled | BaseRatio | 0 | 0 | None |  | 0 |  | 1 | Res | Any | Lighting | InGen-CFL | Ltg_Lamp | LED_lamp |  | ILtg-Res-LED-20000hr | LED R/BR Basecase, Total Watts = 5.24 x Msr Watts | LED R/BR Basecase, Total Watts = 5.24 x Msr Watts | LED Lamp: RefR, 6 Watts, non-dimmable | LEDratio0524 | LEDratio0524 | LED-RefR(6w) | Available |  |  |  | 2017ScrewInLampDisposition | ErRobNc |  |  |  | 2017Dispo-Res-InLtg | 2017-07-01 | 2018-06-30 | InEA_modVal |  |  |  |  | Standard | Revise expiry date to 60/30/2018 Commission Staff direction 2018ScrewInLampSavignsMethods-11Dec2017.pdf | 1 | 1 | 0 | Deemed Ex Ante Team |  | Revise expiry date to 60/30/2018 Commission Staff direction 2018ScrewInLampSavignsMethods-11Dec2017.pdf |  | Updated to indicate claim/filing status
1412 | R-OutCmn-LED-PAR30-Ext(15w)-dWP29 | Residential Outdoor Common-Area Lighting: LED Lamp replaces pre-existing standard lighting Wattage. Measure includes Code case. Impacts: HOU = 3390; CDF = 0.09 | ExAnte2017 | Disposition | 2020-11-24 16:30 | Res-Oltg-Cmn-dWatt-CFL | NonDEER | Scaled | BaseRatio | 0 | 0 | None |  | 0 |  | 1 | Res | Any | Lighting | OutCommon | Ltg_Lamp | LED_lamp |  | OLtg-Res-LED-50000hr-Cmn | LED PAR30 Basecase, Total Watts = 2.94 x Msr Watts | LED PAR30 Basecase, Total Watts = 2.94 x Msr Watts | LED Lamp: Exterior PAR30, 15 Watts, non-dimmable | LEDratio0294 | LEDratio0294 | LED-PAR30-Ext(15w) | Available |  |  |  | 2017ScrewInLampDisposition | ErRobNc |  |  |  | 2017Dispo-Res-OutLtg-Cmn | 2017-07-01 | 2018-06-30 | InEA_modVal |  |  |  |  | Standard | Revise expiry date to 60/30/2018 Commission Staff direction 2018ScrewInLampSavignsMethods-11Dec2017.pdf | 1 | 1 | 0 | Deemed Ex Ante Team |  | Revise expiry date to 60/30/2018 Commission Staff direction 2018ScrewInLampSavignsMethods-11Dec2017.pdf |  | Updated to indicate claim/filing status
1413 | R-OutCmn-LED-PAR30-Ext(6w)-dWP12 | Residential Outdoor Common-Area Lighting: LED Lamp replaces pre-existing standard lighting Wattage. Measure includes Code case. Impacts: HOU = 3390; CDF = 0.09 | ExAnte2017 | Disposition | 2020-11-24 16:30 | Res-Oltg-Cmn-dWatt-CFL | NonDEER | Scaled | BaseRatio | 0 | 0 | None |  | 0 |  | 1 | Res | Any | Lighting | OutCommon | Ltg_Lamp | LED_lamp |  | OLtg-Res-LED-50000hr-Cmn | LED PAR30 Basecase, Total Watts = 2.94 x Msr Watts | LED PAR30 Basecase, Total Watts = 2.94 x Msr Watts | LED Lamp: Exterior PAR30, 6 Watts, non-dimmable | LEDratio0294 | LEDratio0294 | LED-PAR30-Ext(6w) | Available |  |  |  | 2017ScrewInLampDisposition | ErRobNc |  |  |  | 2017Dispo-Res-OutLtg-Cmn | 2017-07-01 | 2018-06-30 | InEA_modVal |  |  |  |  | Standard | Revise expiry date to 60/30/2018 Commission Staff direction 2018ScrewInLampSavignsMethods-11Dec2017.pdf | 1 | 1 | 0 | Deemed Ex Ante Team |  | Revise expiry date to 60/30/2018 Commission Staff direction 2018ScrewInLampSavignsMethods-11Dec2017.pdf |  | Updated to indicate claim/filing status
1414 | R-OutCmn-LED-PAR38-Ext(17w)-dWP39 | Residential Outdoor Common-Area Lighting: LED Lamp replaces pre-existing standard lighting Wattage. Measure includes Code case. Impacts: HOU = 3390; CDF = 0.09 | ExAnte2017 | Disposition | 2020-11-24 16:30 | Res-Oltg-Cmn-dWatt-CFL | NonDEER | Scaled | BaseRatio | 0 | 0 | None |  | 0 |  | 1 | Res | Any | Lighting | OutCommon | Ltg_Lamp | LED_lamp |  | OLtg-Res-LED-50000hr-Cmn | LED PAR38 Basecase, Total Watts = 3.28 x Msr Watts | LED PAR38 Basecase, Total Watts = 3.28 x Msr Watts | LED Lamp: Exterior PAR38, 17 Watts, non-dimmable | LEDratio0328 | LEDratio0328 | LED-PAR38-Ext(17w) | Available |  |  |  | 2017ScrewInLampDisposition | ErRobNc |  |  |  | 2017Dispo-Res-OutLtg-Cmn | 2017-07-01 | 2018-06-30 | InEA_modVal |  |  |  |  | Standard | Revise expiry date to 60/30/2018 Commission Staff direction 2018ScrewInLampSavignsMethods-11Dec2017.pdf | 1 | 1 | 0 | Deemed Ex Ante Team |  | Revise expiry date to 60/30/2018 Commission Staff direction 2018ScrewInLampSavignsMethods-11Dec2017.pdf |  | Updated to indicate claim/filing status
1415 | R-OutCmn-LED-PAR38-Ext(7w)-dWP16 | Residential Outdoor Common-Area Lighting: LED Lamp replaces pre-existing standard lighting Wattage. Measure includes Code case. Impacts: HOU = 3390; CDF = 0.09 | ExAnte2017 | Disposition | 2020-11-24 16:30 | Res-Oltg-Cmn-dWatt-CFL | NonDEER | Scaled | BaseRatio | 0 | 0 | None |  | 0 |  | 1 | Res | Any | Lighting | OutCommon | Ltg_Lamp | LED_lamp |  | OLtg-Res-LED-50000hr-Cmn | LED PAR38 Basecase, Total Watts = 3.28 x Msr Watts | LED PAR38 Basecase, Total Watts = 3.28 x Msr Watts | LED Lamp: Exterior PAR38, 7 Watts, non-dimmable | LEDratio0328 | LEDratio0328 | LED-PAR38-Ext(7w) | Available |  |  |  | 2017ScrewInLampDisposition | ErRobNc |  |  |  | 2017Dispo-Res-OutLtg-Cmn | 2017-07-01 | 2018-06-30 | InEA_modVal |  |  |  |  | Standard | Revise expiry date to 60/30/2018 Commission Staff direction 2018ScrewInLampSavignsMethods-11Dec2017.pdf | 1 | 1 | 0 | Deemed Ex Ante Team |  | Revise expiry date to 60/30/2018 Commission Staff direction 2018ScrewInLampSavignsMethods-11Dec2017.pdf |  | Updated to indicate claim/filing status
1416 | C-Out-LED-PAR30-Ext(15w)-dWP29 | Commercial Outdoor General Lighting: LED Lamp replaces pre-existing standard lighting Wattage. Measure includes Code case. Impacts: HOU = 4100; CDF = 0 | ExAnte2017 | Disposition | 2020-11-24 16:30 | Com-Oltg-dWatt | NonDEER | Scaled | BaseRatio | 0 | 0 | None |  | 0 |  | 1 | Com | Any | Lighting | OutGen | Ltg_Lamp | LED_lamp |  | ILtg-Com-LED-20000hr | LED PAR30 Basecase, Total Watts = 2.94 x Msr Watts | LED PAR30 Basecase, Total Watts = 2.94 x Msr Watts | LED Lamp: Exterior PAR30, 15 Watts, non-dimmable | LEDratio0294 | LEDratio0294 | LED-PAR30-Ext(15w) | Available |  |  |  | 2017ScrewInLampDisposition | ErRobNc |  |  |  | 2017Dispo-Com-OutLtg | 2017-07-01 | 2018-06-30 | InEA_modVal |  |  |  |  | Standard | Revise expiry date to 60/30/2018 Commission Staff direction 2018ScrewInLampSavignsMethods-11Dec2017.pdf | 1 | 1 | 0 | Deemed Ex Ante Team |  | Revise expiry date to 60/30/2018 Commission Staff direction 2018ScrewInLampSavignsMethods-11Dec2017.pdf |  | Updated to indicate claim/filing status
1417 | C-Out-LED-PAR30-Ext(6w)-dWP12 | Commercial Outdoor General Lighting: LED Lamp replaces pre-existing standard lighting Wattage. Measure includes Code case. Impacts: HOU = 4100; CDF = 0 | ExAnte2017 | Disposition | 2020-11-24 16:30 | Com-Oltg-dWatt | NonDEER | Scaled | BaseRatio | 0 | 0 | None |  | 0 |  | 1 | Com | Any | Lighting | OutGen | Ltg_Lamp | LED_lamp |  | ILtg-Com-LED-20000hr | LED PAR30 Basecase, Total Watts = 2.94 x Msr Watts | LED PAR30 Basecase, Total Watts = 2.94 x Msr Watts | LED Lamp: Exterior PAR30, 6 Watts, non-dimmable | LEDratio0294 | LEDratio0294 | LED-PAR30-Ext(6w) | Available |  |  |  | 2017ScrewInLampDisposition | ErRobNc |  |  |  | 2017Dispo-Com-OutLtg | 2017-07-01 | 2018-06-30 | InEA_modVal |  |  |  |  | Standard | Revise expiry date to 60/30/2018 Commission Staff direction 2018ScrewInLampSavignsMethods-11Dec2017.pdf | 1 | 1 | 0 | Deemed Ex Ante Team |  | Revise expiry date to 60/30/2018 Commission Staff direction 2018ScrewInLampSavignsMethods-11Dec2017.pdf |  | Updated to indicate claim/filing status
1418 | C-Out-LED-PAR38-Ext(17w)-dWP39 | Commercial Outdoor General Lighting: LED Lamp replaces pre-existing standard lighting Wattage. Measure includes Code case. Impacts: HOU = 4100; CDF = 0 | ExAnte2017 | Disposition | 2020-11-24 16:30 | Com-Oltg-dWatt | NonDEER | Scaled | BaseRatio | 0 | 0 | None |  | 0 |  | 1 | Com | Any | Lighting | OutGen | Ltg_Lamp | LED_lamp |  | ILtg-Com-LED-20000hr | LED PAR38 Basecase, Total Watts = 3.28 x Msr Watts | LED PAR38 Basecase, Total Watts = 3.28 x Msr Watts | LED Lamp: Exterior PAR38, 17 Watts, non-dimmable | LEDratio0328 | LEDratio0328 | LED-PAR38-Ext(17w) | Available |  |  |  | 2017ScrewInLampDisposition | ErRobNc |  |  |  | 2017Dispo-Com-OutLtg | 2017-07-01 | 2018-06-30 | InEA_modVal |  |  |  |  | Standard | Revise expiry date to 60/30/2018 Commission Staff direction 2018ScrewInLampSavignsMethods-11Dec2017.pdf | 1 | 1 | 0 | Deemed Ex Ante Team |  | Revise expiry date to 60/30/2018 Commission Staff direction 2018ScrewInLampSavignsMethods-11Dec2017.pdf |  | Updated to indicate claim/filing status
1419 | C-Out-LED-PAR38-Ext(7w)-dWP16 | Commercial Outdoor General Lighting: LED Lamp replaces pre-existing standard lighting Wattage. Measure includes Code case. Impacts: HOU = 4100; CDF = 0 | ExAnte2017 | Disposition | 2020-11-24 16:30 | Com-Oltg-dWatt | NonDEER | Scaled | BaseRatio | 0 | 0 | None |  | 0 |  | 1 | Com | Any | Lighting | OutGen | Ltg_Lamp | LED_lamp |  | ILtg-Com-LED-20000hr | LED PAR38 Basecase, Total Watts = 3.28 x Msr Watts | LED PAR38 Basecase, Total Watts = 3.28 x Msr Watts | LED Lamp: Exterior PAR38, 7 Watts, non-dimmable | LEDratio0328 | LEDratio0328 | LED-PAR38-Ext(7w) | Available |  |  |  | 2017ScrewInLampDisposition | ErRobNc |  |  |  | 2017Dispo-Com-OutLtg | 2017-07-01 | 2018-06-30 | InEA_modVal |  |  |  |  | Standard | Revise expiry date to 60/30/2018 Commission Staff direction 2018ScrewInLampSavignsMethods-11Dec2017.pdf | 1 | 1 | 0 | Deemed Ex Ante Team |  | Revise expiry date to 60/30/2018 Commission Staff direction 2018ScrewInLampSavignsMethods-11Dec2017.pdf |  | Updated to indicate claim/filing status
1420 | R-Out-LED-PAR30-Ext(15w)-dWP29 | Residential Outdoor General Lighting: LED Lamp replaces pre-existing standard lighting Wattage. Measure includes Code case. Impacts: HOU = 1249; CDF = 0 | ExAnte2017 | Disposition | 2020-11-24 16:30 | Res-Oltg-dWatt | NonDEER | Scaled | BaseRatio | 0 | 0 | None |  | 0 |  | 1 | Res | Any | Lighting | OutGen | Ltg_Lamp | LED_lamp |  | OLtg-LFluor | LED PAR30 Basecase, Total Watts = 2.94 x Msr Watts | LED PAR30 Basecase, Total Watts = 2.94 x Msr Watts | LED Lamp: Exterior PAR30, 15 Watts, non-dimmable | LEDratio0294 | LEDratio0294 | LED-PAR30-Ext(15w) | Available |  |  |  | 2017ScrewInLampDisposition | ErRobNc |  |  |  | 2017Dispo-Res-OutLtg | 2017-07-01 | 2018-06-30 | InEA_modVal |  |  |  |  | Standard | Revise expiry date to 60/30/2018 Commission Staff direction 2018ScrewInLampSavignsMethods-11Dec2017.pdf | 1 | 1 | 0 | Deemed Ex Ante Team |  | Revise expiry date to 60/30/2018 Commission Staff direction 2018ScrewInLampSavignsMethods-11Dec2017.pdf |  | Updated to indicate claim/filing status
1421 | R-Out-LED-PAR30-Ext(6w)-dWP12 | Residential Outdoor General Lighting: LED Lamp replaces pre-existing standard lighting Wattage. Measure includes Code case. Impacts: HOU = 1249; CDF = 0 | ExAnte2017 | Disposition | 2020-11-24 16:30 | Res-Oltg-dWatt | NonDEER | Scaled | BaseRatio | 0 | 0 | None |  | 0 |  | 1 | Res | Any | Lighting | OutGen | Ltg_Lamp | LED_lamp |  | OLtg-LFluor | LED PAR30 Basecase, Total Watts = 2.94 x Msr Watts | LED PAR30 Basecase, Total Watts = 2.94 x Msr Watts | LED Lamp: Exterior PAR30, 6 Watts, non-dimmable | LEDratio0294 | LEDratio0294 | LED-PAR30-Ext(6w) | Available |  |  |  | 2017ScrewInLampDisposition | ErRobNc |  |  |  | 2017Dispo-Res-OutLtg | 2017-07-01 | 2018-06-30 | InEA_modVal |  |  |  |  | Standard | Revise expiry date to 60/30/2018 Commission Staff direction 2018ScrewInLampSavignsMethods-11Dec2017.pdf | 1 | 1 | 0 | Deemed Ex Ante Team |  | Revise expiry date to 60/30/2018 Commission Staff direction 2018ScrewInLampSavignsMethods-11Dec2017.pdf |  | Updated to indicate claim/filing status
1422 | R-Out-LED-PAR38-Ext(17w)-dWP39 | Residential Outdoor General Lighting: LED Lamp replaces pre-existing standard lighting Wattage. Measure includes Code case. Impacts: HOU = 1249; CDF = 0 | ExAnte2017 | Disposition | 2020-11-24 16:30 | Res-Oltg-dWatt | NonDEER | Scaled | BaseRatio | 0 | 0 | None |  | 0 |  | 1 | Res | Any | Lighting | OutGen | Ltg_Lamp | LED_lamp |  | OLtg-LFluor | LED PAR38 Basecase, Total Watts = 3.28 x Msr Watts | LED PAR38 Basecase, Total Watts = 3.28 x Msr Watts | LED Lamp: Exterior PAR38, 17 Watts, non-dimmable | LEDratio0328 | LEDratio0328 | LED-PAR38-Ext(17w) | Available |  |  |  | 2017ScrewInLampDisposition | ErRobNc |  |  |  | 2017Dispo-Res-OutLtg | 2017-07-01 | 2018-06-30 | InEA_modVal |  |  |  |  | Standard | Revise expiry date to 60/30/2018 Commission Staff direction 2018ScrewInLampSavignsMethods-11Dec2017.pdf | 1 | 1 | 0 | Deemed Ex Ante Team |  | Revise expiry date to 60/30/2018 Commission Staff direction 2018ScrewInLampSavignsMethods-11Dec2017.pdf |  | Updated to indicate claim/filing status
1423 | R-Out-LED-PAR38-Ext(7w)-dWP16 | Residential Outdoor General Lighting: LED Lamp replaces pre-existing standard lighting Wattage. Measure includes Code case. Impacts: HOU = 1249; CDF = 0 | ExAnte2017 | Disposition | 2020-11-24 16:30 | Res-Oltg-dWatt | NonDEER | Scaled | BaseRatio | 0 | 0 | None |  | 0 |  | 1 | Res | Any | Lighting | OutGen | Ltg_Lamp | LED_lamp |  | OLtg-LFluor | LED PAR38 Basecase, Total Watts = 3.28 x Msr Watts | LED PAR38 Basecase, Total Watts = 3.28 x Msr Watts | LED Lamp: Exterior PAR38, 7 Watts, non-dimmable | LEDratio0328 | LEDratio0328 | LED-PAR38-Ext(7w) | Available |  |  |  | 2017ScrewInLampDisposition | ErRobNc |  |  |  | 2017Dispo-Res-OutLtg | 2017-07-01 | 2018-06-30 | InEA_modVal |  |  |  |  | Standard | Revise expiry date to 60/30/2018 Commission Staff direction 2018ScrewInLampSavignsMethods-11Dec2017.pdf | 1 | 1 | 0 | Deemed Ex Ante Team |  | Revise expiry date to 60/30/2018 Commission Staff direction 2018ScrewInLampSavignsMethods-11Dec2017.pdf |  | Updated to indicate claim/filing status
1424 | C-In-LED-RefR(7w)-dWP30 | Commercial Indoor General Lighting: LED Lamp replaces pre-existing standard lighting Wattage. Measure includes Code case. Impacts: CFL-based HOU (varies by BldgType) | ExAnte2017 | Disposition | 2020-11-24 16:30 | Com-Iltg-dWatt-CFL | NonDEER | Scaled | BaseRatio | 0 | 0 | None |  | 0 |  | 1 | Com | Any | Lighting | InGen-CFL | Ltg_Lamp | LED_lamp |  | ILtg-Com-LED-20000hr | LED R/BR Basecase, Total Watts = 5.24 x Msr Watts | LED R/BR Basecase, Total Watts = 5.24 x Msr Watts | LED Lamp: RefR, 7 Watts, non-dimmable | LEDratio0524 | LEDratio0524 | LED-RefR(7w) | Available |  |  |  | 2017ScrewInLampDisposition | ErRobNc |  |  |  | 2017Dispo-Com-InLtg | 2017-07-01 | 2018-06-30 | InEA_modVal |  |  |  |  | Standard | Revise expiry date to 60/30/2018 Commission Staff direction 2018ScrewInLampSavignsMethods-11Dec2017.pdf | 1 | 1 | 0 | Deemed Ex Ante Team |  | Revise expiry date to 60/30/2018 Commission Staff direction 2018ScrewInLampSavignsMethods-11Dec2017.pdf |  | Updated to indicate claim/filing status
1425 | C-In-LED-RefR(8w)-dWP34 | Commercial Indoor General Lighting: LED Lamp replaces pre-existing standard lighting Wattage. Measure includes Code case. Impacts: CFL-based HOU (varies by BldgType) | ExAnte2017 | Disposition | 2020-11-24 16:30 | Com-Iltg-dWatt-CFL | NonDEER | Scaled | BaseRatio | 0 | 0 | None |  | 0 |  | 1 | Com | Any | Lighting | InGen-CFL | Ltg_Lamp | LED_lamp |  | ILtg-Com-LED-20000hr | LED R/BR Basecase, Total Watts = 5.24 x Msr Watts | LED R/BR Basecase, Total Watts = 5.24 x Msr Watts | LED Lamp: RefR, 8 Watts, non-dimmable | LEDratio0524 | LEDratio0524 | LED-RefR(8w) | Available |  |  |  | 2017ScrewInLampDisposition | ErRobNc |  |  |  | 2017Dispo-Com-InLtg | 2017-07-01 | 2018-06-30 | InEA_modVal |  |  |  |  | Standard | Revise expiry date to 60/30/2018 Commission Staff direction 2018ScrewInLampSavignsMethods-11Dec2017.pdf | 1 | 1 | 0 | Deemed Ex Ante Team |  | Revise expiry date to 60/30/2018 Commission Staff direction 2018ScrewInLampSavignsMethods-11Dec2017.pdf |  | Updated to indicate claim/filing status
1426 | C-In-LED-RefR(9w)-dWP38 | Commercial Indoor General Lighting: LED Lamp replaces pre-existing standard lighting Wattage. Measure includes Code case. Impacts: CFL-based HOU (varies by BldgType) | ExAnte2017 | Disposition | 2020-11-24 16:30 | Com-Iltg-dWatt-CFL | NonDEER | Scaled | BaseRatio | 0 | 0 | None |  | 0 |  | 1 | Com | Any | Lighting | InGen-CFL | Ltg_Lamp | LED_lamp |  | ILtg-Com-LED-20000hr | LED R/BR Basecase, Total Watts = 5.24 x Msr Watts | LED R/BR Basecase, Total Watts = 5.24 x Msr Watts | LED Lamp: RefR, 9 Watts, non-dimmable | LEDratio0524 | LEDratio0524 | LED-RefR(9w) | Available |  |  |  | 2017ScrewInLampDisposition | ErRobNc |  |  |  | 2017Dispo-Com-InLtg | 2017-07-01 | 2018-06-30 | InEA_modVal |  |  |  |  | Standard | Revise expiry date to 60/30/2018 Commission Staff direction 2018ScrewInLampSavignsMethods-11Dec2017.pdf | 1 | 1 | 0 | Deemed Ex Ante Team |  | Revise expiry date to 60/30/2018 Commission Staff direction 2018ScrewInLampSavignsMethods-11Dec2017.pdf |  | Updated to indicate claim/filing status
1427 | R-In-LED-RefR(7w)-dWP30 | Residential Indoor General Lighting: LED Lamp replaces pre-existing standard lighting Wattage. Measure includes Code case. Impacts: CFL-based HOU (varies by BldgType) | ExAnte2017 | Disposition | 2020-11-24 16:30 | Res-Iltg-dWatt-CFL | NonDEER | Scaled | BaseRatio | 0 | 0 | None |  | 0 |  | 1 | Res | Any | Lighting | InGen-CFL | Ltg_Lamp | LED_lamp |  | ILtg-Res-LED-20000hr | LED R/BR Basecase, Total Watts = 5.24 x Msr Watts | LED R/BR Basecase, Total Watts = 5.24 x Msr Watts | LED Lamp: RefR, 7 Watts, non-dimmable | LEDratio0524 | LEDratio0524 | LED-RefR(7w) | Available |  |  |  | 2017ScrewInLampDisposition | ErRobNc |  |  |  | 2017Dispo-Res-InLtg | 2017-07-01 | 2018-06-30 | InEA_modVal |  |  |  |  | Standard | Revise expiry date to 60/30/2018 Commission Staff direction 2018ScrewInLampSavignsMethods-11Dec2017.pdf | 1 | 1 | 0 | Deemed Ex Ante Team |  | Revise expiry date to 60/30/2018 Commission Staff direction 2018ScrewInLampSavignsMethods-11Dec2017.pdf |  | Updated to indicate claim/filing status
1428 | R-In-LED-RefR(8w)-dWP34 | Residential Indoor General Lighting: LED Lamp replaces pre-existing standard lighting Wattage. Measure includes Code case. Impacts: CFL-based HOU (varies by BldgType) | ExAnte2017 | Disposition | 2020-11-24 16:30 | Res-Iltg-dWatt-CFL | NonDEER | Scaled | BaseRatio | 0 | 0 | None |  | 0 |  | 1 | Res | Any | Lighting | InGen-CFL | Ltg_Lamp | LED_lamp |  | ILtg-Res-LED-20000hr | LED R/BR Basecase, Total Watts = 5.24 x Msr Watts | LED R/BR Basecase, Total Watts = 5.24 x Msr Watts | LED Lamp: RefR, 8 Watts, non-dimmable | LEDratio0524 | LEDratio0524 | LED-RefR(8w) | Available |  |  |  | 2017ScrewInLampDisposition | ErRobNc |  |  |  | 2017Dispo-Res-InLtg | 2017-07-01 | 2018-06-30 | InEA_modVal |  |  |  |  | Standard | Revise expiry date to 60/30/2018 Commission Staff direction 2018ScrewInLampSavignsMethods-11Dec2017.pdf | 1 | 1 | 0 | Deemed Ex Ante Team |  | Revise expiry date to 60/30/2018 Commission Staff direction 2018ScrewInLampSavignsMethods-11Dec2017.pdf |  | Updated to indicate claim/filing status
1429 | R-In-LED-RefR(9w)-dWP38 | Residential Indoor General Lighting: LED Lamp replaces pre-existing standard lighting Wattage. Measure includes Code case. Impacts: CFL-based HOU (varies by BldgType) | ExAnte2017 | Disposition | 2020-11-24 16:30 | Res-Iltg-dWatt-CFL | NonDEER | Scaled | BaseRatio | 0 | 0 | None |  | 0 |  | 1 | Res | Any | Lighting | InGen-CFL | Ltg_Lamp | LED_lamp |  | ILtg-Res-LED-20000hr | LED R/BR Basecase, Total Watts = 5.24 x Msr Watts | LED R/BR Basecase, Total Watts = 5.24 x Msr Watts | LED Lamp: RefR, 9 Watts, non-dimmable | LEDratio0524 | LEDratio0524 | LED-RefR(9w) | Available |  |  |  | 2017ScrewInLampDisposition | ErRobNc |  |  |  | 2017Dispo-Res-InLtg | 2017-07-01 | 2018-06-30 | InEA_modVal |  |  |  |  | Standard | Revise expiry date to 60/30/2018 Commission Staff direction 2018ScrewInLampSavignsMethods-11Dec2017.pdf | 1 | 1 | 0 | Deemed Ex Ante Team |  | Revise expiry date to 60/30/2018 Commission Staff direction 2018ScrewInLampSavignsMethods-11Dec2017.pdf |  | Updated to indicate claim/filing status
1430 | R-OutCmn-LED-PAR38-Ext(19w)-dWP43 | Residential Outdoor Common-Area Lighting: LED Lamp replaces pre-existing standard lighting Wattage. Measure includes Code case. Impacts: HOU = 3390; CDF = 0.09 | ExAnte2017 | Disposition | 2020-11-24 16:30 | Res-Oltg-Cmn-dWatt-CFL | NonDEER | Scaled | BaseRatio | 0 | 0 | None |  | 0 |  | 1 | Res | Any | Lighting | OutCommon | Ltg_Lamp | LED_lamp |  | OLtg-Res-LED-20000hr-Cmn | LED PAR38 Basecase, Total Watts = 3.28 x Msr Watts | LED PAR38 Basecase, Total Watts = 3.28 x Msr Watts | LED Lamp: Exterior PAR38, 19 Watts, non-dimmable | LEDratio0328 | LEDratio0328 | LED-PAR38-Ext(19w) | Available |  |  |  | 2017ScrewInLampDisposition | ErRobNc |  |  |  | 2017Dispo-Res-OutLtg-Cmn | 2017-07-01 | 2018-06-30 | InEA_modVal |  |  |  |  | Standard | Revise expiry date to 60/30/2018 Commission Staff direction 2018ScrewInLampSavignsMethods-11Dec2017.pdf | 1 | 1 | 0 | Deemed Ex Ante Team |  | Revise expiry date to 60/30/2018 Commission Staff direction 2018ScrewInLampSavignsMethods-11Dec2017.pdf |  | Updated to indicate claim/filing status
1431 | R-Out-LED-PAR38-Ext(19w)-dWP43 | Residential Outdoor General Lighting: LED Lamp replaces pre-existing standard lighting Wattage. Measure includes Code case. Impacts: HOU = 1249; CDF = 0 | ExAnte2017 | Disposition | 2020-11-24 16:30 | Res-Oltg-dWatt | NonDEER | Scaled | BaseRatio | 0 | 0 | None |  | 0 |  | 1 | Res | Any | Lighting | OutGen | Ltg_Lamp | LED_lamp |  | OLtg-Res-LED-20000hr | LED PAR38 Basecase, Total Watts = 3.28 x Msr Watts | LED PAR38 Basecase, Total Watts = 3.28 x Msr Watts | LED Lamp: Exterior PAR38, 19 Watts, non-dimmable | LEDratio0328 | LEDratio0328 | LED-PAR38-Ext(19w) | Available |  |  |  | 2017ScrewInLampDisposition | ErRobNc |  |  |  | 2017Dispo-Res-OutLtg | 2017-07-01 | 2018-06-30 | InEA_modVal |  |  |  |  | Standard | Revise expiry date to 60/30/2018 Commission Staff direction 2018ScrewInLampSavignsMethods-11Dec2017.pdf | 1 | 1 | 0 | Deemed Ex Ante Team |  | Revise expiry date to 60/30/2018 Commission Staff direction 2018ScrewInLampSavignsMethods-11Dec2017.pdf |  | Updated to indicate claim/filing status
1432 | R-OutCmn-LED-PAR30-Ext(12w)-dWP23 | Residential Outdoor Common-Area Lighting: LED Lamp replaces pre-existing standard lighting Wattage. Measure includes Code case. Impacts: HOU = 3390; CDF = 0.09 | ExAnte2017 | Disposition | 2020-11-24 16:30 | Res-Oltg-Cmn-dWatt-CFL | NonDEER | Scaled | BaseRatio | 0 | 0 | None |  | 0 |  | 1 | Res | Any | Lighting | OutCommon | Ltg_Lamp | LED_lamp |  | OLtg-Res-LED-20000hr-Cmn | LED PAR30 Basecase, Total Watts = 2.94 x Msr Watts | LED PAR30 Basecase, Total Watts = 2.94 x Msr Watts | LED Lamp: Exterior PAR30, 12 Watts, non-dimmable | LEDratio0294 | LEDratio0294 | LED-PAR30-Ext(12w) | Available |  | 0 | 0 | 2017ScrewInLampDisposition | ErRobNc |  |  |  | 2017Dispo-Res-OutLtg-Cmn | 2017-07-01 | 2018-06-30 | [5 empty] | Standard |  | 1 | 1 | 0 | Deemed Ex Ante Team |  |  |  | Updated to indicate claim/filing status
1433 | R-Out-LED-PAR30-Ext(12w)-dWP23 | Residential Outdoor General Lighting: LED Lamp replaces pre-existing standard lighting Wattage. Measure includes Code case. Impacts: HOU = 1249; CDF = 0 | ExAnte2017 | Disposition | 2020-11-24 16:30 | Res-Oltg-dWatt | NonDEER | Scaled | BaseRatio | 0 | 0 | None |  | 0 |  | 1 | Res | Any | Lighting | OutGen | Ltg_Lamp | LED_lamp |  | OLtg-Res-LED-20000hr | LED PAR30 Basecase, Total Watts = 2.94 x Msr Watts | LED PAR30 Basecase, Total Watts = 2.94 x Msr Watts | LED Lamp: Exterior PAR30, 12 Watts, non-dimmable | LEDratio0294 | LEDratio0294 | LED-PAR30-Ext(12w) | Available |  | 0 | 0 | 2017ScrewInLampDisposition | ErRobNc |  |  |  | 2017Dispo-Res-OutLtg | 2017-07-01 | 2018-06-30 | [5 empty] | Standard |  | 1 | 1 | 0 | Deemed Ex Ante Team |  |  |  | Updated to indicate claim/filing status
1435 | C-In-LED-A19(EISA-Bin-100w-100LPW)-dWP2p4 | LED A Lamp replaces pre-existing standard lighting Wattage based on EISA bin and LPW | DEER2016 | Disposition | 2020-11-24 16:30 | Com-Iltg-dWatt-CFL_OSbldg | NonDEER | Scaled | DeltaWatts | 2.4 | 2.4 | None |  | 0 |  | 0 | Com | Any | Lighting | InGen-CFL | Ltg_Lamp | LED_lamp |  | ILtg-Com-LED-20000hr | LED A19 Basecase, 75% LED, 25% CFL | LED A19 Basecase, 75% LED, 25% CFL | LED Lamp: A19, EISA Bin 100, 100 LPW |  |  |  | Available |  | 0 | 0 | 2018Phase1ScrewInLampDisposition | RobNc |  |  |  |  | 2018-07-01 | 2019-12-31 | NotInEA |  |  |  |  | Standard | Expires 12/31/2019 due to DEER2020 revised impacts and peak demand definition | 1 | 1 | 0 | Deemed Ex Ante Team |  | Expires 12/31/2019 due to DEER2020 revised impacts and peak demand definition |  | Updated to indicate claim/filing status
1436 | C-In-LED-A19(EISA-Bin-100w-110LPW)-dWP2p6 | LED A Lamp replaces pre-existing standard lighting Wattage based on EISA bin and LPW | DEER2016 | Disposition | 2020-11-24 16:30 | Com-Iltg-dWatt-CFL_OSbldg | NonDEER | Scaled | DeltaWatts | 2.6 | 2.6 | None |  | 0 |  | 0 | Com | Any | Lighting | InGen-CFL | Ltg_Lamp | LED_lamp |  | ILtg-Com-LED-20000hr | LED A19 Basecase, 75% LED, 25% CFL | LED A19 Basecase, 75% LED, 25% CFL | LED Lamp: A19, EISA Bin 100, 110 LPW |  |  |  | Available |  | 0 | 0 | 2018Phase1ScrewInLampDisposition | RobNc |  |  |  |  | 2018-07-01 | 2019-12-31 | NotInEA |  |  |  |  | Standard | Expires 12/31/2019 due to DEER2020 revised impacts and peak demand definition | 1 | 1 | 0 | Deemed Ex Ante Team |  | Expires 12/31/2019 due to DEER2020 revised impacts and peak demand definition |  | Updated to indicate claim/filing status
1437 | C-In-LED-A19(EISA-Bin-100w-90LPW)-dWP2p0 | LED A Lamp replaces pre-existing standard lighting Wattage based on EISA bin and LPW | DEER2016 | Disposition | 2020-11-24 16:30 | Com-Iltg-dWatt-CFL_OSbldg | NonDEER | Scaled | DeltaWatts | 2 | 2 | None |  | 0 |  | 0 | Com | Any | Lighting | InGen-CFL | Ltg_Lamp | LED_lamp |  | ILtg-Com-LED-20000hr | LED A19 Basecase, 75% LED, 25% CFL | LED A19 Basecase, 75% LED, 25% CFL | LED Lamp: A19, EISA Bin 100, 90 LPW |  |  |  | Available |  | 0 | 0 | 2018Phase1ScrewInLampDisposition | RobNc |  |  |  |  | 2018-07-01 | 2019-12-31 | NotInEA |  |  |  |  | Standard | Expires 12/31/2019 due to DEER2020 revised impacts and peak demand definition | 1 | 1 | 0 | Deemed Ex Ante Team |  | Expires 12/31/2019 due to DEER2020 revised impacts and peak demand definition |  | Updated to indicate claim/filing status
1438 | C-In-LED-A19(EISA-Bin-40w-100LPW)-dWP1p1 | LED A Lamp replaces pre-existing standard lighting Wattage based on EISA bin and LPW | DEER2016 | Disposition | 2020-11-24 16:30 | Com-Iltg-dWatt-CFL_OSbldg | NonDEER | Scaled | DeltaWatts | 1.1 | 1.1 | None |  | 0 |  | 0 | Com | Any | Lighting | InGen-CFL | Ltg_Lamp | LED_lamp |  | ILtg-Com-LED-20000hr | LED A19 Basecase, 75% LED, 25% CFL | LED A19 Basecase, 75% LED, 25% CFL | LED Lamp: A19, EISA Bin 40, 100 LPW |  |  |  | Available |  | 0 | 0 | 2018Phase1ScrewInLampDisposition | RobNc |  |  |  |  | 2018-07-01 | 2019-12-31 | NotInEA |  |  |  |  | Standard | Expires 12/31/2019 due to DEER2020 revised impacts and peak demand definition | 1 | 1 | 0 | Deemed Ex Ante Team |  | Expires 12/31/2019 due to DEER2020 revised impacts and peak demand definition |  | Updated to indicate claim/filing status
1439 | C-In-LED-A19(EISA-Bin-40w-80LPW)-dWP0p8 | LED A Lamp replaces pre-existing standard lighting Wattage based on EISA bin and LPW | DEER2016 | Disposition | 2020-11-24 16:30 | Com-Iltg-dWatt-CFL_OSbldg | NonDEER | Scaled | DeltaWatts | 0.8 | 0.8 | None |  | 0 |  | 0 | Com | Any | Lighting | InGen-CFL | Ltg_Lamp | LED_lamp |  | ILtg-Com-LED-20000hr | LED A19 Basecase, 75% LED, 25% CFL | LED A19 Basecase, 75% LED, 25% CFL | LED Lamp: A19, EISA Bin 40, 80 LPW |  |  |  | Available |  | 0 | 0 | 2018Phase1ScrewInLampDisposition | RobNc |  |  |  |  | 2018-07-01 | 2019-12-31 | NotInEA |  |  |  |  | Standard | Expires 12/31/2019 due to DEER2020 revised impacts and peak demand definition | 1 | 1 | 0 | Deemed Ex Ante Team |  | Expires 12/31/2019 due to DEER2020 revised impacts and peak demand definition |  | Updated to indicate claim/filing status
1440 | C-In-LED-A19(EISA-Bin-40w-90LPW)-dWP1p0 | LED A Lamp replaces pre-existing standard lighting Wattage based on EISA bin and LPW | DEER2016 | Disposition | 2020-11-24 16:30 | Com-Iltg-dWatt-CFL_OSbldg | NonDEER | Scaled | DeltaWatts | 1 | 1 | None |  | 0 |  | 0 | Com | Any | Lighting | InGen-CFL | Ltg_Lamp | LED_lamp |  | ILtg-Com-LED-20000hr | LED A19 Basecase, 75% LED, 25% CFL | LED A19 Basecase, 75% LED, 25% CFL | LED Lamp: A19, EISA Bin 40, 90 LPW |  |  |  | Available |  | 0 | 0 | 2018Phase1ScrewInLampDisposition | RobNc |  |  |  |  | 2018-07-01 | 2019-12-31 | NotInEA |  |  |  |  | Standard | Expires 12/31/2019 due to DEER2020 revised impacts and peak demand definition | 1 | 1 | 0 | Deemed Ex Ante Team |  | Expires 12/31/2019 due to DEER2020 revised impacts and peak demand definition |  | Updated to indicate claim/filing status
1442 | C-In-LED-A19(EISA-Bin-60w-110LPW)-dWP1p5 | LED A Lamp replaces pre-existing standard lighting Wattage based on EISA bin and LPW | DEER2016 | Disposition | 2020-11-24 16:30 | Com-Iltg-dWatt-CFL_OSbldg | NonDEER | Scaled | DeltaWatts | 1.5 | 1.5 | None |  | 0 |  | 0 | Com | Any | Lighting | InGen-CFL | Ltg_Lamp | LED_lamp |  | ILtg-Com-LED-20000hr | LED A19 Basecase, 75% LED, 25% CFL | LED A19 Basecase, 75% LED, 25% CFL | LED Lamp: A19, EISA Bin 60, 110 LPW |  |  |  | Available |  |  |  | 2018Phase1ScrewInLampDisposition | RobNc |  |  |  |  | 2018-07-01 | 2019-12-31 | NotInEA |  |  |  |  | Standard | Expires 12/31/2019 due to DEER2020 revised impacts and peak demand definition | 1 | 1 | 0 | Deemed Ex Ante Team |  | Expires 12/31/2019 due to DEER2020 revised impacts and peak demand definition |  | Updated to indicate claim/filing status
1443 | C-In-LED-A19(EISA-Bin-60w-90LPW)-dWP1p3 | LED A Lamp replaces pre-existing standard lighting Wattage based on EISA bin and LPW | DEER2016 | Disposition | 2020-11-24 16:30 | Com-Iltg-dWatt-CFL_OSbldg | NonDEER | Scaled | DeltaWatts | 1.3 | 1.3 | None |  | 0 |  | 0 | Com | Any | Lighting | InGen-CFL | Ltg_Lamp | LED_lamp |  | ILtg-Com-LED-20000hr | LED A19 Basecase, 75% LED, 25% CFL | LED A19 Basecase, 75% LED, 25% CFL | LED Lamp: A19, EISA Bin 60, 90 LPW |  |  |  | Available |  |  |  | 2018Phase1ScrewInLampDisposition | RobNc |  |  |  |  | 2018-07-01 | 2019-12-31 | NotInEA |  |  |  |  | Standard | Expires 12/31/2019 due to DEER2020 revised impacts and peak demand definition | 1 | 1 | 0 | Deemed Ex Ante Team |  | Expires 12/31/2019 due to DEER2020 revised impacts and peak demand definition |  | Updated to indicate claim/filing status
1444 | C-In-LED-A19(EISA-Bin-75w-100LPW)-dWP1p7 | LED A Lamp replaces pre-existing standard lighting Wattage based on EISA bin and LPW | DEER2016 | Disposition | 2020-11-24 16:30 | Com-Iltg-dWatt-CFL_OSbldg | NonDEER | Scaled | DeltaWatts | 1.7 | 1.7 | None |  | 0 |  | 0 | Com | Any | Lighting | InGen-CFL | Ltg_Lamp | LED_lamp |  | ILtg-Com-LED-20000hr | LED A19 Basecase, 75% LED, 25% CFL | LED A19 Basecase, 75% LED, 25% CFL | LED Lamp: A19, EISA Bin 75, 100 LPW |  |  |  | Available |  |  |  | 2018Phase1ScrewInLampDisposition | RobNc |  |  |  |  | 2018-07-01 | 2019-12-31 | NotInEA |  |  |  |  | Standard | Expires 12/31/2019 due to DEER2020 revised impacts and peak demand definition | 1 | 1 | 0 | Deemed Ex Ante Team |  | Expires 12/31/2019 due to DEER2020 revised impacts and peak demand definition |  | Updated to indicate claim/filing status
1445 | C-In-LED-A19(EISA-Bin-75w-110LPW)-dWP1p9 | LED A Lamp replaces pre-existing standard lighting Wattage based on EISA bin and LPW | DEER2016 | Disposition | 2020-11-24 16:30 | Com-Iltg-dWatt-CFL_OSbldg | NonDEER | Scaled | DeltaWatts | 1.9 | 1.9 | None |  | 0 |  | 0 | Com | Any | Lighting | InGen-CFL | Ltg_Lamp | LED_lamp |  | ILtg-Com-LED-20000hr | LED A19 Basecase, 75% LED, 25% CFL | LED A19 Basecase, 75% LED, 25% CFL | LED Lamp: A19, EISA Bin 75, 110 LPW |  |  |  | Available |  |  |  | 2018Phase1ScrewInLampDisposition | RobNc |  |  |  |  | 2018-07-01 | 2019-12-31 | NotInEA |  |  |  |  | Standard | Expires 12/31/2019 due to DEER2020 revised impacts and peak demand definition | 1 | 1 | 0 | Deemed Ex Ante Team |  | Expires 12/31/2019 due to DEER2020 revised impacts and peak demand definition |  | Updated to indicate claim/filing status
1446 | C-In-LED-A19(EISA-Bin-75w-120LPW)-dWP2p3 | LED A Lamp replaces pre-existing standard lighting Wattage based on EISA bin and LPW | DEER2016 | Disposition | 2020-11-24 16:30 | Com-Iltg-dWatt-CFL_OSbldg | NonDEER | Scaled | DeltaWatts | 2.3 | 2.3 | None |  | 0 |  | 0 | Com | Any | Lighting | InGen-CFL | Ltg_Lamp | LED_lamp |  | ILtg-Com-LED-20000hr | LED A19 Basecase, 75% LED, 25% CFL | LED A19 Basecase, 75% LED, 25% CFL | LED Lamp: A19, EISA Bin 75, 80 LPW |  |  |  | Available |  |  |  | 2018Phase1ScrewInLampDisposition | RobNc |  |  |  |  | 2018-07-01 | 2019-12-31 | NotInEA |  |  |  |  | Standard | Expires 12/31/2019 due to DEER2020 revised impacts and peak demand definition | 1 | 1 | 0 | Deemed Ex Ante Team |  | Expires 12/31/2019 due to DEER2020 revised impacts and peak demand definition |  | Updated to indicate claim/filing status
1447 | C-In-LED-A19(EISA-Bin-75w-90LPW)-dWP1p5 | LED A Lamp replaces pre-existing standard lighting Wattage based on EISA bin and LPW | DEER2016 | Disposition | 2020-11-24 16:30 | Com-Iltg-dWatt-CFL_OSbldg | NonDEER | Scaled | DeltaWatts | 1.5 | 1.5 | None |  | 0 |  | 0 | Com | Any | Lighting | InGen-CFL | Ltg_Lamp | LED_lamp |  | ILtg-Com-LED-20000hr | LED A19 Basecase, 75% LED, 25% CFL | LED A19 Basecase, 75% LED, 25% CFL | LED Lamp: A19, EISA Bin 75, 90 LPW |  |  |  | Available |  |  |  | 2018Phase1ScrewInLampDisposition | RobNc |  |  |  |  | 2018-07-01 | 2019-12-31 | NotInEA |  |  |  |  | Standard | Expires 12/31/2019 due to DEER2020 revised impacts and peak demand definition | 1 | 1 | 0 | Deemed Ex Ante Team |  | Expires 12/31/2019 due to DEER2020 revised impacts and peak demand definition |  | Updated to indicate claim/filing status
1448 | C-In-LED-BR(11w)-dWP25 | Commercial Indoor General Lighting: LED Lamp replaces pre-existing standard lighting Wattage. Measure includes Code case. Impacts: CFL-based HOU (varies by BldgType) | DEER2016 | Disposition | 2020-11-24 16:30 | Com-Iltg-dWatt-CFL_OSbldg | NonDEER | Scaled | BaseRatio |  |  | None |  | 0 |  | 1 | Com | Any | Lighting | InGen-CFL | Ltg_Lamp | LED_lamp |  | ILtg-Com-LED-20000hr | LED R/BR Basecase, Total Watts = 3.28 x Msr Watts | LED R/BR Basecase, Total Watts = 3.28 x Msr Watts | LED Lamp: BR, 11 Watts, non-dimmable | LEDratio0328 | LEDratio0328 | LED-BR(11w) | Available |  |  |  | 2018Phase1ScrewInLampDisposition | RobNc |  |  |  |  | 2018-07-01 | 2019-12-31 | NotInEA |  |  |  |  | Standard | Expires 12/31/2019 due to DEER2020 revised impacts and peak demand definition | 1 | 1 | 0 | Deemed Ex Ante Team |  | Expires 12/31/2019 due to DEER2020 revised impacts and peak demand definition |  | Updated to indicate claim/filing status
1449 | C-In-LED-BR(14w)-dWP28 | Commercial Indoor General Lighting: LED Lamp replaces pre-existing standard lighting Wattage. Measure includes Code case. Impacts: CFL-based HOU (varies by BldgType) | DEER2016 | Disposition | 2020-11-24 16:30 | Com-Iltg-dWatt-CFL_OSbldg | NonDEER | Scaled | BaseRatio |  |  | None |  | 0 |  | 1 | Com | Any | Lighting | InGen-CFL | Ltg_Lamp | LED_lamp |  | ILtg-Com-LED-20000hr | LED R/BR Basecase, Total Watts = 2.97 x Msr Watts | LED R/BR Basecase, Total Watts = 2.97 x Msr Watts | LED Lamp: BR, 14 Watts, non-dimmable | LEDratio0297 | LEDratio0297 | LED-BR(14w) | Available |  |  |  | 2018Phase1ScrewInLampDisposition | RobNc |  |  |  |  | 2018-07-01 | 2019-12-31 | NotInEA |  |  |  |  | Standard | Expires 12/31/2019 due to DEER2020 revised impacts and peak demand definition | 1 | 1 | 0 | Deemed Ex Ante Team |  | Expires 12/31/2019 due to DEER2020 revised impacts and peak demand definition |  | Updated to indicate claim/filing status
1450 | C-In-LED-BR(6w)-dWP19 | Commercial Indoor General Lighting: LED Lamp replaces pre-existing standard lighting Wattage. Measure includes Code case. Impacts: CFL-based HOU (varies by BldgType) | DEER2016 | Disposition | 2020-11-24 16:30 | Com-Iltg-dWatt-CFL_OSbldg | NonDEER | Scaled | BaseRatio |  |  | None |  | 0 |  | 1 | Com | Any | Lighting | InGen-CFL | Ltg_Lamp | LED_lamp |  | ILtg-Com-LED-20000hr | LED R/BR Basecase, Total Watts = 4.17 x Msr Watts | LED R/BR Basecase, Total Watts = 4.17 x Msr Watts | LED Lamp: BR, 6 Watts, non-dimmable | LEDratio0417 | LEDratio0417 | LED-BR(6w) | Available |  |  |  | 2018Phase1ScrewInLampDisposition | RobNc |  |  |  |  | 2018-07-01 | 2019-12-31 | NotInEA |  |  |  |  | Standard | Expires 12/31/2019 due to DEER2020 revised impacts and peak demand definition | 1 | 1 | 0 | Deemed Ex Ante Team |  | Expires 12/31/2019 due to DEER2020 revised impacts and peak demand definition |  | Updated to indicate claim/filing status
1451 | C-In-LED-Candle(1.8w)-dWP6 | Commercial Indoor General Lighting: LED Lamp replaces pre-existing standard lighting Wattage. Measure includes Code case. Impacts: CFL-based HOU (varies by BldgType) | DEER2016 | Disposition | 2020-11-24 16:30 | Com-Iltg-dWatt-CFL_OSbldg | NonDEER | Scaled | BaseRatio |  |  | None |  | 0 |  | 1 | Com | Any | Lighting | InGen-CFL | Ltg_Lamp | LED_lamp |  | ILtg-Com-LED-15000hr | LED Candelabra Basecase, Total Watts = 4.61 x Msr Watts | LED Candelabra Basecase, Total Watts = 4.61 x Msr Watts | LED Lamp: Candle, 1.8 Watts, non-dimmable | LEDratio0461 | LEDratio0461 | LED-Candle(1.8w) | Available |  |  |  | 2018Phase1ScrewInLampDisposition | RobNc |  |  |  |  | 2018-07-01 | 2019-12-31 | NotInEA |  |  |  |  | Standard | Expires 12/31/2019 due to DEER2020 revised impacts and peak demand definition | 1 | 1 | 0 | Deemed Ex Ante Team |  | Expires 12/31/2019 due to DEER2020 revised impacts and peak demand definition |  | Updated to indicate claim/filing status
1452 | C-In-LED-Candle(2w)-dWP7 | Commercial Indoor General Lighting: LED Lamp replaces pre-existing standard lighting Wattage. Measure includes Code case. Impacts: CFL-based HOU (varies by BldgType) | DEER2016 | Disposition | 2020-11-24 16:30 | Com-Iltg-dWatt-CFL_OSbldg | NonDEER | Scaled | BaseRatio |  |  | None |  | 0 |  | 1 | Com | Any | Lighting | InGen-CFL | Ltg_Lamp | LED_lamp |  | ILtg-Com-LED-15000hr | LED Candelabra Basecase, Total Watts = 4.61 x Msr Watts | LED Candelabra Basecase, Total Watts = 4.61 x Msr Watts | LED Lamp: Candle, 2 Watts, non-dimmable | LEDratio0461 | LEDratio0461 | LED-Candle(2w) | Available |  |  |  | 2018Phase1ScrewInLampDisposition | RobNc |  |  |  |  | 2018-07-01 | 2019-12-31 | NotInEA |  |  |  |  | Standard | Expires 12/31/2019 due to DEER2020 revised impacts and peak demand definition | 1 | 1 | 0 | Deemed Ex Ante Team |  | Expires 12/31/2019 due to DEER2020 revised impacts and peak demand definition |  | Updated to indicate claim/filing status
1453 | C-In-LED-Candle(3w)-dWP11 | Commercial Indoor General Lighting: LED Lamp replaces pre-existing standard lighting Wattage. Measure includes Code case. Impacts: CFL-based HOU (varies by BldgType) | DEER2016 | Disposition | 2020-11-24 16:30 | Com-Iltg-dWatt-CFL_OSbldg | NonDEER | Scaled | BaseRatio |  |  | None |  | 0 |  | 1 | Com | Any | Lighting | InGen-CFL | Ltg_Lamp | LED_lamp |  | ILtg-Com-LED-15000hr | LED Candelabra Basecase, Total Watts = 4.61 x Msr Watts | LED Candelabra Basecase, Total Watts = 4.61 x Msr Watts | LED Lamp: Candle, 3 Watts, non-dimmable | LEDratio0461 | LEDratio0461 | LED-Candle(3w) | Available |  |  |  | 2018Phase1ScrewInLampDisposition | RobNc |  |  |  |  | 2018-07-01 | 2019-12-31 | NotInEA |  |  |  |  | Standard | Expires 12/31/2019 due to DEER2020 revised impacts and peak demand definition | 1 | 1 | 0 | Deemed Ex Ante Team |  | Expires 12/31/2019 due to DEER2020 revised impacts and peak demand definition |  | Updated to indicate claim/filing status
1454 | C-In-LED-Candle(4w)-dWP14 | Commercial Indoor General Lighting: LED Lamp replaces pre-existing standard lighting Wattage. Measure includes Code case. | DEER2016 | Disposition | 2020-11-24 16:30 | Com-Iltg-dWatt-CFL_OSbldg | NonDEER | Scaled | BaseRatio |  |  | None |  | 0 |  | 1 | Com | Any | Lighting | InGen-CFL | Ltg_Lamp | LED_lamp |  | ILtg-Com-LED-15000hr | LED Candelabra Basecase, Total Watts = 4.61 x Msr Watts | LED Candelabra Basecase, Total Watts = 4.61 x Msr Watts | LED Lamp: Candle, 4 Watts, non-dimmable | LEDratio0461 | LEDratio0461 | LED-Candle(4w) | Available |  |  |  | 2018Phase1ScrewInLampDisposition | RobNc |  |  |  |  | 2018-07-01 | 2019-12-31 | NotInEA |  |  |  |  | Standard | Expires 12/31/2019 due to DEER2020 revised impacts and peak demand definition | 1 | 1 | 0 | Deemed Ex Ante Team |  | Expires 12/31/2019 due to DEER2020 revised impacts and peak demand definition |  | Updated to indicate claim/filing status
1455 | C-In-LED-Candle(5w)-dWP18 | Commercial Indoor General Lighting: LED Lamp replaces pre-existing standard lighting Wattage. Measure includes Code case. Impacts: CFL-based HOU (varies by BldgType) | DEER2016 | Disposition | 2020-11-24 16:30 | Com-Iltg-dWatt-CFL_OSbldg | NonDEER | Scaled | BaseRatio |  |  | None |  | 0 |  | 1 | Com | Any | Lighting | InGen-CFL | Ltg_Lamp | LED_lamp |  | ILtg-Com-LED-15000hr | LED Candelabra Basecase, Total Watts = 4.61 x Msr Watts | LED Candelabra Basecase, Total Watts = 4.61 x Msr Watts | LED Lamp: Candle, 5 Watts, non-dimmable | LEDratio0461 | LEDratio0461 | LED-Candle(5w) | Available |  |  |  | 2018Phase1ScrewInLampDisposition | RobNc |  |  |  |  | 2018-07-01 | 2019-12-31 | NotInEA |  |  |  |  | Standard | Expires 12/31/2019 due to DEER2020 revised impacts and peak demand definition | 1 | 1 | 0 | Deemed Ex Ante Team |  | Expires 12/31/2019 due to DEER2020 revised impacts and peak demand definition |  | Updated to indicate claim/filing status
1456 | C-In-LED-CanRet(10w)-dWP13 | Commercial Indoor General Lighting: LED Lamp replaces pre-existing standard lighting Wattage. Measure includes Code case. Impacts: CFL-based HOU (varies by BldgType) | DEER2016 | Disposition | 2020-11-24 16:30 | Com-Iltg-dWatt-CFL_OSbldg | NonDEER | Scaled | BaseRatio |  |  | None |  | 0 |  | 1 | Com | Any | Lighting | InGen-CFL | Ltg_Lamp | LED_lamp |  | ILtg-Com-LED-20000hr | LED PAR30 Basecase, Total Watts = 2.34 x Msr Watts | LED PAR30 Basecase, Total Watts = 2.34 x Msr Watts | LED Lamp: CanRet, 10 Watts, non-dimmable | LEDratio0234 | LEDratio0234 | LED-CanRet(10w) | Available |  |  |  | 2018Phase1ScrewInLampDisposition | RobNc |  |  |  |  | 2018-07-01 | 2019-12-31 | NotInEA |  |  |  |  | Standard | Expires 12/31/2019 due to DEER2020 revised impacts and peak demand definition | 1 | 1 | 0 | Deemed Ex Ante Team |  | Expires 12/31/2019 due to DEER2020 revised impacts and peak demand definition |  | Updated to indicate claim/filing status
1457 | C-In-LED-CanRet(11w)-dWP15 | Commercial Indoor General Lighting: LED Lamp replaces pre-existing standard lighting Wattage. Measure includes Code case. Impacts: CFL-based HOU (varies by BldgType) | DEER2016 | Disposition | 2020-11-24 16:30 | Com-Iltg-dWatt-CFL_OSbldg | NonDEER | Scaled | BaseRatio |  |  | None |  | 0 |  | 1 | Com | Any | Lighting | InGen-CFL | Ltg_Lamp | LED_lamp |  | ILtg-Com-LED-20000hr | LED PAR30 Basecase, Total Watts = 2.34 x Msr Watts | LED PAR30 Basecase, Total Watts = 2.34 x Msr Watts | LED Lamp: CanRet, 11 Watts, non-dimmable | LEDratio0234 | LEDratio0234 | LED-CanRet(11w) | Available |  |  |  | 2018Phase1ScrewInLampDisposition | RobNc |  |  |  |  | 2018-07-01 | 2019-12-31 | NotInEA |  |  |  |  | Standard | Expires 12/31/2019 due to DEER2020 revised impacts and peak demand definition | 1 | 1 | 0 | Deemed Ex Ante Team |  | Expires 12/31/2019 due to DEER2020 revised impacts and peak demand definition |  | Updated to indicate claim/filing status
1458 | C-In-LED-CanRet(13w)-dWP17 | Commercial Indoor General Lighting: LED Fixture replaces pre-existing standard lighting Wattage. Measure includes Code case. | DEER2016 | Disposition | 2020-11-24 16:30 | Com-Iltg-dWatt-CFL_OSbldg | NonDEER | Scaled | BaseRatio |  |  | None |  | 0 |  | 1 | Com | Any | Lighting | InGen-CFL | Ltg_Lamp | LED_lamp |  | ILtg-Com-LED-20000hr | LED PAR30 Basecase, Total Watts = 2.34 x Msr Watts | LED PAR30 Basecase, Total Watts = 2.34 x Msr Watts | LED Lamp: CanRet, 13 Watts, non-dimmable | LEDratio0234 | LEDratio0234 | LED-CanRet(13w) | Available |  |  |  | 2018Phase1ScrewInLampDisposition | RobNc |  |  |  |  | 2018-07-01 | 2019-12-31 | NotInEA |  |  |  |  | Standard | Expires 12/31/2019 due to DEER2020 revised impacts and peak demand definition | 1 | 1 | 0 | Deemed Ex Ante Team |  | Expires 12/31/2019 due to DEER2020 revised impacts and peak demand definition |  | Updated to indicate claim/filing status
1459 | C-In-LED-CanRet(15w)-dWP20 | Commercial Indoor General Lighting: LED Lamp replaces pre-existing standard lighting Wattage. Measure includes Code case. Impacts: CFL-based HOU (varies by BldgType) | DEER2016 | Disposition | 2020-11-24 16:30 | Com-Iltg-dWatt-CFL_OSbldg | NonDEER | Scaled | BaseRatio |  |  | None |  | 0 |  | 1 | Com | Any | Lighting | InGen-CFL | Ltg_Lamp | LED_lamp |  | ILtg-Com-LED-20000hr | LED PAR30 Basecase, Total Watts = 2.34 x Msr Watts | LED PAR30 Basecase, Total Watts = 2.34 x Msr Watts | LED Lamp: CanRet, 15 Watts, non-dimmable | LEDratio0234 | LEDratio0234 | LED-CanRet(15w) | Available |  |  |  | 2018Phase1ScrewInLampDisposition | RobNc |  |  |  |  | 2018-07-01 | 2019-12-31 | NotInEA |  |  |  |  | Standard | Expires 12/31/2019 due to DEER2020 revised impacts and peak demand definition | 1 | 1 | 0 | Deemed Ex Ante Team |  | Expires 12/31/2019 due to DEER2020 revised impacts and peak demand definition |  | Updated to indicate claim/filing status
1460 | C-In-LED-CanRet(8w)-dWP11 | Commercial Indoor General Lighting: LED Lamp replaces pre-existing standard lighting Wattage. Measure includes Code case. Impacts: CFL-based HOU (varies by BldgType) | DEER2016 | Disposition | 2020-11-24 16:30 | Com-Iltg-dWatt-CFL_OSbldg | NonDEER | Scaled | BaseRatio |  |  | None |  | 0 |  | 1 | Com | Any | Lighting | InGen-CFL | Ltg_Lamp | LED_lamp |  | ILtg-Com-LED-20000hr | LED PAR30 Basecase, Total Watts = 2.34 x Msr Watts | LED PAR30 Basecase, Total Watts = 2.34 x Msr Watts | LED Lamp: CanRet, 8 Watts, non-dimmable | LEDratio0234 | LEDratio0234 | LED-CanRet(8w) | Available |  |  |  | 2018Phase1ScrewInLampDisposition | RobNc |  |  |  |  | 2018-07-01 | 2019-12-31 | NotInEA |  |  |  |  | Standard | Expires 12/31/2019 due to DEER2020 revised impacts and peak demand definition | 1 | 1 | 0 | Deemed Ex Ante Team |  | Expires 12/31/2019 due to DEER2020 revised impacts and peak demand definition |  | Updated to indicate claim/filing status
1461 | C-In-LED-CanRet(9w)-dWP12 | Commercial Indoor General Lighting: LED Lamp replaces pre-existing standard lighting Wattage. Measure includes Code case. Impacts: CFL-based HOU (varies by BldgType) | DEER2016 | Disposition | 2020-11-24 16:30 | Com-Iltg-dWatt-CFL_OSbldg | NonDEER | Scaled | BaseRatio |  |  | None |  | 0 |  | 1 | Com | Any | Lighting | InGen-CFL | Ltg_Lamp | LED_lamp |  | ILtg-Com-LED-20000hr | LED PAR30 Basecase, Total Watts = 2.34 x Msr Watts | LED PAR30 Basecase, Total Watts = 2.34 x Msr Watts | LED Lamp: CanRet, 9 Watts, non-dimmable | LEDratio0234 | LEDratio0234 | LED-CanRet(9w) | Available |  |  |  | 2018Phase1ScrewInLampDisposition | RobNc |  |  |  |  | 2018-07-01 | 2019-12-31 | NotInEA |  |  |  |  | Standard | Expires 12/31/2019 due to DEER2020 revised impacts and peak demand definition | 1 | 1 | 0 | Deemed Ex Ante Team |  | Expires 12/31/2019 due to DEER2020 revised impacts and peak demand definition |  | Updated to indicate claim/filing status
1462 | C-In-LED-Glb(10w)-dWP21 | Commercial Indoor General Lighting: LED Lamp replaces pre-existing standard lighting Wattage. Measure includes Code case. | DEER2016 | Disposition | 2020-11-24 16:30 | Com-Iltg-dWatt-CFL_OSbldg | NonDEER | Scaled | BaseRatio |  |  | None |  | 0 |  | 1 | Com | Any | Lighting | InGen-CFL | Ltg_Lamp | LED_lamp |  | ILtg-Com-LED-20000hr | LED Globe greater than or equal to 3 Watts Basecase, Total Watts = 3.10 x Msr Watts | LED Globe greater than or equal to 3 Watts Basecase, Total Watts = 3.10 x Msr Watts | LED Lamp: Glb, 10 Watts, non-dimmable | LEDratio0310 | LEDratio0310 | LED-Glb(10w) | Available |  |  |  | 2018Phase1ScrewInLampDisposition | RobNc |  |  |  |  | 2018-07-01 | 2019-12-31 | NotInEA |  |  |  |  | Standard | Expires 12/31/2019 due to DEER2020 revised impacts and peak demand definition | 1 | 1 | 0 | Deemed Ex Ante Team |  | Expires 12/31/2019 due to DEER2020 revised impacts and peak demand definition |  | Updated to indicate claim/filing status
1463 | C-In-LED-Glb(1w)-dWP4 | Commercial Indoor General Lighting: LED Lamp replaces pre-existing standard lighting Wattage. Measure includes Code case. Impacts: CFL-based HOU (varies by BldgType) | DEER2016 | Disposition | 2020-11-24 16:30 | Com-Iltg-dWatt-CFL_OSbldg | NonDEER | Scaled | BaseRatio |  |  | None |  | 0 |  | 1 | Com | Any | Lighting | InGen-CFL | Ltg_Lamp | LED_lamp |  | ILtg-Com-LED-15000hr | LED Globe less than 3 Watts Basecase, Total Watts = 4.68 x Msr Watts | LED Globe less than 3 Watts Basecase, Total Watts = 4.68 x Msr Watts | LED Lamp: Glb, 1 Watts, non-dimmable | LEDratio0468 | LEDratio0468 | LED-Glb(1w) | Available |  |  |  | 2018Phase1ScrewInLampDisposition | RobNc |  |  |  |  | 2018-07-01 | 2019-12-31 | NotInEA |  |  |  |  | Standard | Expires 12/31/2019 due to DEER2020 revised impacts and peak demand definition | 1 | 1 | 0 | Deemed Ex Ante Team |  | Expires 12/31/2019 due to DEER2020 revised impacts and peak demand definition |  | Updated to indicate claim/filing status
1464 | C-In-LED-Glb(2w)-dWP7 | Commercial Indoor General Lighting: LED Lamp replaces pre-existing standard lighting Wattage. Measure includes Code case. Impacts: CFL-based HOU (varies by BldgType) | DEER2016 | Disposition | 2020-11-24 16:30 | Com-Iltg-dWatt-CFL_OSbldg | NonDEER | Scaled | BaseRatio |  |  | None |  | 0 |  | 1 | Com | Any | Lighting | InGen-CFL | Ltg_Lamp | LED_lamp |  | ILtg-Com-LED-15000hr | LED Globe less than 3 Watts Basecase, Total Watts = 4.68 x Msr Watts | LED Globe less than 3 Watts Basecase, Total Watts = 4.68 x Msr Watts | LED Lamp: Glb, 2 Watts, non-dimmable | LEDratio0468 | LEDratio0468 | LED-Glb(2w) | Available |  |  |  | 2018Phase1ScrewInLampDisposition | RobNc |  |  |  |  | 2018-07-01 | 2019-12-31 | NotInEA |  |  |  |  | Standard | Expires 12/31/2019 due to DEER2020 revised impacts and peak demand definition | 1 | 1 | 0 | Deemed Ex Ante Team |  | Expires 12/31/2019 due to DEER2020 revised impacts and peak demand definition |  | Updated to indicate claim/filing status
1465 | C-In-LED-Glb(3w)-dWP6 | Commercial Indoor General Lighting: LED Lamp replaces pre-existing standard lighting Wattage. Measure includes Code case. Impacts: CFL-based HOU (varies by BldgType) | DEER2016 | Disposition | 2020-11-24 16:30 | Com-Iltg-dWatt-CFL_OSbldg | NonDEER | Scaled | BaseRatio |  |  | None |  | 0 |  | 1 | Com | Any | Lighting | InGen-CFL | Ltg_Lamp | LED_lamp |  | ILtg-Com-LED-20000hr | LED Globe greater than or equal to 3 Watts Basecase, Total Watts = 3.10 x Msr Watts | LED Globe greater than or equal to 3 Watts Basecase, Total Watts = 3.10 x Msr Watts | LED Lamp: Glb, 3 Watts, non-dimmable | LEDratio0310 | LEDratio0310 | LED-Glb(3w) | Available |  |  |  | 2018Phase1ScrewInLampDisposition | RobNc |  |  |  |  | 2018-07-01 | 2019-12-31 | NotInEA |  |  |  |  | Standard | Expires 12/31/2019 due to DEER2020 revised impacts and peak demand definition | 1 | 1 | 0 | Deemed Ex Ante Team |  | Expires 12/31/2019 due to DEER2020 revised impacts and peak demand definition |  | Updated to indicate claim/filing status
1466 | C-In-LED-Glb(4w)-dWP8 | Commercial Indoor General Lighting: LED Lamp replaces pre-existing standard lighting Wattage. Measure includes Code case. | DEER2016 | Disposition | 2020-11-24 16:30 | Com-Iltg-dWatt-CFL_OSbldg | NonDEER | Scaled | BaseRatio |  |  | None |  | 0 |  | 1 | Com | Any | Lighting | InGen-CFL | Ltg_Lamp | LED_lamp |  | ILtg-Com-LED-20000hr | LED Globe greater than or equal to 3 Watts Basecase, Total Watts = 3.10 x Msr Watts | LED Globe greater than or equal to 3 Watts Basecase, Total Watts = 3.10 x Msr Watts | LED Lamp: Glb, 4 Watts, non-dimmable | LEDratio0310 | LEDratio0310 | LED-Glb(4w) | Available |  |  |  | 2018Phase1ScrewInLampDisposition | RobNc |  |  |  |  | 2018-07-01 | 2019-12-31 | NotInEA |  |  |  |  | Standard | Expires 12/31/2019 due to DEER2020 revised impacts and peak demand definition | 1 | 1 | 0 | Deemed Ex Ante Team |  | Expires 12/31/2019 due to DEER2020 revised impacts and peak demand definition |  | Updated to indicate claim/filing status
1467 | C-In-LED-Glb(5w)-dWP11 | Commercial Indoor General Lighting: LED Lamp replaces pre-existing standard lighting Wattage. Measure includes Code case. | DEER2016 | Disposition | 2020-11-24 16:30 | Com-Iltg-dWatt-CFL_OSbldg | NonDEER | Scaled | BaseRatio |  |  | None |  | 0 |  | 1 | Com | Any | Lighting | InGen-CFL | Ltg_Lamp | LED_lamp |  | ILtg-Com-LED-20000hr | LED Globe greater than or equal to 3 Watts Basecase, Total Watts = 3.10 x Msr Watts | LED Globe greater than or equal to 3 Watts Basecase, Total Watts = 3.10 x Msr Watts | LED Lamp: Glb, 5 Watts, non-dimmable | LEDratio0310 | LEDratio0310 | LED-Glb(5w) | Available |  |  |  | 2018Phase1ScrewInLampDisposition | RobNc |  |  |  |  | 2018-07-01 | 2019-12-31 | NotInEA |  |  |  |  | Standard | Expires 12/31/2019 due to DEER2020 revised impacts and peak demand definition | 1 | 1 | 0 | Deemed Ex Ante Team |  | Expires 12/31/2019 due to DEER2020 revised impacts and peak demand definition |  | Updated to indicate claim/filing status
1468 | C-In-LED-Glb(6w)-dWP13 | Commercial Indoor General Lighting: LED Lamp replaces pre-existing standard lighting Wattage. Measure includes Code case. | DEER2016 | Disposition | 2020-11-24 16:30 | Com-Iltg-dWatt-CFL_OSbldg | NonDEER | Scaled | BaseRatio |  |  | None |  | 0 |  | 1 | Com | Any | Lighting | InGen-CFL | Ltg_Lamp | LED_lamp |  | ILtg-Com-LED-20000hr | LED Globe greater than or equal to 3 Watts Basecase, Total Watts = 3.10 x Msr Watts | LED Globe greater than or equal to 3 Watts Basecase, Total Watts = 3.10 x Msr Watts | LED Lamp: Glb, 6 Watts, non-dimmable | LEDratio0310 | LEDratio0310 | LED-Glb(6w) | Available |  |  |  | 2018Phase1ScrewInLampDisposition | RobNc |  |  |  |  | 2018-07-01 | 2019-12-31 | NotInEA |  |  |  |  | Standard | Expires 12/31/2019 due to DEER2020 revised impacts and peak demand definition | 1 | 1 | 0 | Deemed Ex Ante Team |  | Expires 12/31/2019 due to DEER2020 revised impacts and peak demand definition |  | Updated to indicate claim/filing status
1469 | C-In-LED-Glb(7w)-dWP15 | Commercial Indoor General Lighting: LED Lamp replaces pre-existing standard lighting Wattage. Measure includes Code case. | DEER2016 | Disposition | 2020-11-24 16:30 | Com-Iltg-dWatt-CFL_OSbldg | NonDEER | Scaled | BaseRatio |  |  | None |  | 0 |  | 1 | Com | Any | Lighting | InGen-CFL | Ltg_Lamp | LED_lamp |  | ILtg-Com-LED-20000hr | LED Globe greater than or equal to 3 Watts Basecase, Total Watts = 3.10 x Msr Watts | LED Globe greater than or equal to 3 Watts Basecase, Total Watts = 3.10 x Msr Watts | LED Lamp: Glb, 7 Watts, non-dimmable | LEDratio0310 | LEDratio0310 | LED-Glb(7w) | Available |  |  |  | 2018Phase1ScrewInLampDisposition | RobNc |  |  |  |  | 2018-07-01 | 2019-12-31 | NotInEA |  |  |  |  | Standard | Expires 12/31/2019 due to DEER2020 revised impacts and peak demand definition | 1 | 1 | 0 | Deemed Ex Ante Team |  | Expires 12/31/2019 due to DEER2020 revised impacts and peak demand definition |  | Updated to indicate claim/filing status
1470 | C-In-LED-Glb(8w)-dWP17 | Commercial Indoor General Lighting: LED Lamp replaces pre-existing standard lighting Wattage. Measure includes Code case. Impacts: CFL-based HOU (varies by BldgType) | DEER2016 | Disposition | 2020-11-24 16:30 | Com-Iltg-dWatt-CFL_OSbldg | NonDEER | Scaled | BaseRatio |  |  | None |  | 0 |  | 1 | Com | Any | Lighting | InGen-CFL | Ltg_Lamp | LED_lamp |  | ILtg-Com-LED-20000hr | LED Globe greater than or equal to 3 Watts Basecase, Total Watts = 3.10 x Msr Watts | LED Globe greater than or equal to 3 Watts Basecase, Total Watts = 3.10 x Msr Watts | LED Lamp: Glb, 8 Watts, non-dimmable | LEDratio0310 | LEDratio0310 | LED-Glb(8w) | Available |  |  |  | 2018Phase1ScrewInLampDisposition | RobNc |  |  |  |  | 2018-07-01 | 2019-12-31 | NotInEA |  |  |  |  | Standard | Expires 12/31/2019 due to DEER2020 revised impacts and peak demand definition | 1 | 1 | 0 | Deemed Ex Ante Team |  | Expires 12/31/2019 due to DEER2020 revised impacts and peak demand definition |  | Updated to indicate claim/filing status
1471 | C-In-LED-Glb(9w)-dWP19 | Commercial Indoor General Lighting: LED Lamp replaces pre-existing standard lighting Wattage. Measure includes Code case. | DEER2016 | Disposition | 2020-11-24 16:30 | Com-Iltg-dWatt-CFL_OSbldg | NonDEER | Scaled | BaseRatio |  |  | None |  | 0 |  | 1 | Com | Any | Lighting | InGen-CFL | Ltg_Lamp | LED_lamp |  | ILtg-Com-LED-20000hr | LED Globe greater than or equal to 3 Watts Basecase, Total Watts = 3.10 x Msr Watts | LED Globe greater than or equal to 3 Watts Basecase, Total Watts = 3.10 x Msr Watts | LED Lamp: Glb, 9 Watts, non-dimmable | LEDratio0310 | LEDratio0310 | LED-Glb(9w) | Available |  |  |  | 2018Phase1ScrewInLampDisposition | RobNc |  |  |  |  | 2018-07-01 | 2019-12-31 | NotInEA |  |  |  |  | Standard | Expires 12/31/2019 due to DEER2020 revised impacts and peak demand definition | 1 | 1 | 0 | Deemed Ex Ante Team |  | Expires 12/31/2019 due to DEER2020 revised impacts and peak demand definition |  | Updated to indicate claim/filing status
1472 | C-In-LED-PAR20(10w)-dWP22 | Commercial Indoor General Lighting: LED Lamp replaces pre-existing standard lighting Wattage. Measure includes Code case. Impacts: CFL-based HOU (varies by BldgType) | DEER2016 | Disposition | 2020-11-24 16:30 | Com-Iltg-dWatt-CFL_OSbldg | NonDEER | Scaled | BaseRatio |  |  | None |  | 0 |  | 1 | Com | Any | Lighting | InGen-CFL | Ltg_Lamp | LED_lamp |  | ILtg-Com-LED-20000hr | LED PAR20 Basecase, Total Watts = 3.21 x Msr Watts | LED PAR20 Basecase, Total Watts = 3.21 x Msr Watts | LED Lamp: PAR20, 10 Watts, non-dimmable | LEDratio0321 | LEDratio0321 | LED-PAR20(10w) | Available |  |  |  | 2018Phase1ScrewInLampDisposition | RobNc |  |  |  |  | 2018-07-01 | 2019-12-31 | NotInEA |  |  |  |  | Standard | Expires 12/31/2019 due to DEER2020 revised impacts and peak demand definition | 1 | 1 | 0 | Deemed Ex Ante Team |  | Expires 12/31/2019 due to DEER2020 revised impacts and peak demand definition |  | Updated to indicate claim/filing status
1473 | C-In-LED-PAR20(13w)-dWP29 | Commercial Indoor General Lighting: LED Lamp replaces pre-existing standard lighting Wattage. Measure includes Code case. Impacts: CFL-based HOU (varies by BldgType) | DEER2016 | Disposition | 2020-11-24 16:30 | Com-Iltg-dWatt-CFL_OSbldg | NonDEER | Scaled | BaseRatio |  |  | None |  | 0 |  | 1 | Com | Any | Lighting | InGen-CFL | Ltg_Lamp | LED_lamp |  | ILtg-Com-LED-20000hr | LED PAR20 Basecase, Total Watts = 3.21 x Msr Watts | LED PAR20 Basecase, Total Watts = 3.21 x Msr Watts | LED Lamp: PAR20, 13 Watts | LEDratio0321 | LEDratio0321 | LED-PAR20(13w) | Available |  |  |  | 2018Phase1ScrewInLampDisposition | RobNc |  |  |  |  | 2018-07-01 | 2019-12-31 | NotInEA |  |  |  |  | Standard | Expires 12/31/2019 due to DEER2020 revised impacts and peak demand definition | 1 | 1 | 0 | Deemed Ex Ante Team |  | Expires 12/31/2019 due to DEER2020 revised impacts and peak demand definition |  | Updated to indicate claim/filing status
1474 | C-In-LED-PAR20(4w)-dWP9 | Commercial Indoor General Lighting: LED Lamp replaces pre-existing standard lighting Wattage. Measure includes Code case. Impacts: CFL-based HOU (varies by BldgType) | DEER2016 | Disposition | 2020-11-24 16:30 | Com-Iltg-dWatt-CFL_OSbldg | NonDEER | Scaled | BaseRatio |  |  | None |  | 0 |  | 1 | Com | Any | Lighting | InGen-CFL | Ltg_Lamp | LED_lamp |  | ILtg-Com-LED-20000hr | LED PAR20 Basecase, Total Watts = 3.21 x Msr Watts | LED PAR20 Basecase, Total Watts = 3.21 x Msr Watts | LED Lamp: PAR20, 4 Watts, non-dimmable | LEDratio0321 | LEDratio0321 | LED-PAR20(4w) | Available |  |  |  | 2018Phase1ScrewInLampDisposition | RobNc |  |  |  |  | 2018-07-01 | 2019-12-31 | NotInEA |  |  |  |  | Standard | Expires 12/31/2019 due to DEER2020 revised impacts and peak demand definition | 1 | 1 | 0 | Deemed Ex Ante Team |  | Expires 12/31/2019 due to DEER2020 revised impacts and peak demand definition |  | Updated to indicate claim/filing status
1475 | C-In-LED-PAR20(5.5w)-dWP12 | Commercial Indoor General Lighting: LED Lamp replaces pre-existing standard lighting Wattage. Measure includes Code case. Impacts: CFL-based HOU (varies by BldgType) | DEER2016 | Disposition | 2020-11-24 16:30 | Com-Iltg-dWatt-CFL_OSbldg | NonDEER | Scaled | BaseRatio |  |  | None |  | 0 |  | 1 | Com | Any | Lighting | InGen-CFL | Ltg_Lamp | LED_lamp |  | ILtg-Com-LED-20000hr | LED PAR20 Basecase, Total Watts = 3.21 x Msr Watts | LED PAR20 Basecase, Total Watts = 3.21 x Msr Watts | LED Lamp: PAR20, 5.5 Watts, non-dimmable | LEDratio0321 | LEDratio0321 | LED-PAR20(5.5w) | Available |  |  |  | 2018Phase1ScrewInLampDisposition | RobNc |  |  |  |  | 2018-07-01 | 2019-12-31 | NotInEA |  |  |  |  | Standard | Expires 12/31/2019 due to DEER2020 revised impacts and peak demand definition | 1 | 1 | 0 | Deemed Ex Ante Team |  | Expires 12/31/2019 due to DEER2020 revised impacts and peak demand definition |  | Updated to indicate claim/filing status
1476 | C-In-LED-PAR20(6w)-dWP13 | Commercial Indoor General Lighting: LED Lamp replaces pre-existing standard lighting Wattage. Measure includes Code case. Impacts: CFL-based HOU (varies by BldgType) | DEER2016 | Disposition | 2020-11-24 16:30 | Com-Iltg-dWatt-CFL_OSbldg | NonDEER | Scaled | BaseRatio |  |  | None |  | 0 |  | 1 | Com | Any | Lighting | InGen-CFL | Ltg_Lamp | LED_lamp |  | ILtg-Com-LED-20000hr | LED PAR20 Basecase, Total Watts = 3.21 x Msr Watts | LED PAR20 Basecase, Total Watts = 3.21 x Msr Watts | LED Lamp: PAR20, 6 Watts, non-dimmable | LEDratio0321 | LEDratio0321 | LED-PAR20(6w) | Available |  |  |  | 2018Phase1ScrewInLampDisposition | RobNc |  |  |  |  | 2018-07-01 | 2019-12-31 | NotInEA |  |  |  |  | Standard | Expires 12/31/2019 due to DEER2020 revised impacts and peak demand definition | 1 | 1 | 0 | Deemed Ex Ante Team |  | Expires 12/31/2019 due to DEER2020 revised impacts and peak demand definition |  | Updated to indicate claim/filing status
1477 | C-In-LED-PAR20(7w)-dWP15 | Commercial Indoor General Lighting: LED Lamp replaces pre-existing standard lighting Wattage. Measure includes Code case. Impacts: CFL-based HOU (varies by BldgType) | DEER2016 | Disposition | 2020-11-24 16:30 | Com-Iltg-dWatt-CFL_OSbldg | NonDEER | Scaled | BaseRatio |  |  | None |  | 0 |  | 1 | Com | Any | Lighting | InGen-CFL | Ltg_Lamp | LED_lamp |  | ILtg-Com-LED-20000hr | LED PAR20 Basecase, Total Watts = 3.21 x Msr Watts | LED PAR20 Basecase, Total Watts = 3.21 x Msr Watts | LED Lamp: PAR20, 7 Watts, non-dimmable | LEDratio0321 | LEDratio0321 | LED-PAR20(7w) | Available |  |  |  | 2018Phase1ScrewInLampDisposition | RobNc |  |  |  |  | 2018-07-01 | 2019-12-31 | NotInEA |  |  |  |  | Standard | Expires 12/31/2019 due to DEER2020 revised impacts and peak demand definition | 1 | 1 | 0 | Deemed Ex Ante Team |  | Expires 12/31/2019 due to DEER2020 revised impacts and peak demand definition |  | Updated to indicate claim/filing status
1478 | C-In-LED-PAR20(8w)-dWP18 | Commercial Indoor General Lighting: LED Lamp replaces pre-existing standard lighting Wattage. Measure includes Code case. Impacts: CFL-based HOU (varies by BldgType) | DEER2016 | Disposition | 2020-11-24 16:30 | Com-Iltg-dWatt-CFL_OSbldg | NonDEER | Scaled | BaseRatio |  |  | None |  | 0 |  | 1 | Com | Any | Lighting | InGen-CFL | Ltg_Lamp | LED_lamp |  | ILtg-Com-LED-20000hr | LED PAR20 Basecase, Total Watts = 3.21 x Msr Watts | LED PAR20 Basecase, Total Watts = 3.21 x Msr Watts | LED Lamp: PAR20, 8 Watts, non-dimmable | LEDratio0321 | LEDratio0321 | LED-PAR20(8w) | Available |  |  |  | 2018Phase1ScrewInLampDisposition | RobNc |  |  |  |  | 2018-07-01 | 2019-12-31 | NotInEA |  |  |  |  | Standard | Expires 12/31/2019 due to DEER2020 revised impacts and peak demand definition | 1 | 1 | 0 | Deemed Ex Ante Team |  | Expires 12/31/2019 due to DEER2020 revised impacts and peak demand definition |  | Updated to indicate claim/filing status
1479 | C-In-LED-PAR20(9w)-dWP20 | Commercial Indoor General Lighting: LED Lamp replaces pre-existing standard lighting Wattage. Measure includes Code case. Impacts: CFL-based HOU (varies by BldgType) | DEER2016 | Disposition | 2020-11-24 16:30 | Com-Iltg-dWatt-CFL_OSbldg | NonDEER | Scaled | BaseRatio |  |  | None |  | 0 |  | 1 | Com | Any | Lighting | InGen-CFL | Ltg_Lamp | LED_lamp |  | ILtg-Com-LED-20000hr | LED PAR20 Basecase, Total Watts = 3.21 x Msr Watts | LED PAR20 Basecase, Total Watts = 3.21 x Msr Watts | LED Lamp: PAR20, 9 Watts, non-dimmable | LEDratio0321 | LEDratio0321 | LED-PAR20(9w) | Available |  |  |  | 2018Phase1ScrewInLampDisposition | RobNc |  |  |  |  | 2018-07-01 | 2019-12-31 | NotInEA |  |  |  |  | Standard | Expires 12/31/2019 due to DEER2020 revised impacts and peak demand definition | 1 | 1 | 0 | Deemed Ex Ante Team |  | Expires 12/31/2019 due to DEER2020 revised impacts and peak demand definition |  | Updated to indicate claim/filing status
1480 | C-In-LED-PAR30(10w)-dWP13 | Commercial Indoor General Lighting: LED Lamp replaces pre-existing standard lighting Wattage. Measure includes Code case. Impacts: CFL-based HOU (varies by BldgType) | DEER2016 | Disposition | 2020-11-24 16:30 | Com-Iltg-dWatt-CFL_OSbldg | NonDEER | Scaled | BaseRatio |  |  | None |  | 0 |  | 1 | Com | Any | Lighting | InGen-CFL | Ltg_Lamp | LED_lamp |  | ILtg-Com-LED-20000hr | LED PAR30 Basecase, Total Watts = 2.34 x Msr Watts | LED PAR30 Basecase, Total Watts = 2.34 x Msr Watts | LED Lamp: PAR30, 10 Watts, non-dimmable | LEDratio0234 | LEDratio0234 | LED-PAR30(10w) | Available |  |  |  | 2018Phase1ScrewInLampDisposition | RobNc |  |  |  |  | 2018-07-01 | 2019-12-31 | NotInEA |  |  |  |  | Standard | Expires 12/31/2019 due to DEER2020 revised impacts and peak demand definition | 1 | 1 | 0 | Deemed Ex Ante Team |  | Expires 12/31/2019 due to DEER2020 revised impacts and peak demand definition |  | Updated to indicate claim/filing status
1481 | C-In-LED-PAR30(11w)-dWP15 | Commercial Indoor General Lighting: LED Lamp replaces pre-existing standard lighting Wattage. Measure includes Code case. Impacts: CFL-based HOU (varies by BldgType) | DEER2016 | Disposition | 2020-11-24 16:30 | Com-Iltg-dWatt-CFL_OSbldg | NonDEER | Scaled | BaseRatio |  |  | None |  | 0 |  | 1 | Com | Any | Lighting | InGen-CFL | Ltg_Lamp | LED_lamp |  | ILtg-Com-LED-20000hr | LED PAR30 Basecase, Total Watts = 2.34 x Msr Watts | LED PAR30 Basecase, Total Watts = 2.34 x Msr Watts | LED Lamp: PAR30, 11 Watts, non-dimmable | LEDratio0234 | LEDratio0234 | LED-PAR30(11w) | Available |  |  |  | 2018Phase1ScrewInLampDisposition | RobNc |  |  |  |  | 2018-07-01 | 2019-12-31 | NotInEA |  |  |  |  | Standard | Expires 12/31/2019 due to DEER2020 revised impacts and peak demand definition | 1 | 1 | 0 | Deemed Ex Ante Team |  | Expires 12/31/2019 due to DEER2020 revised impacts and peak demand definition |  | Updated to indicate claim/filing status
1482 | C-In-LED-PAR30(12w)-dWP16 | Commercial Indoor General Lighting: LED Lamp replaces pre-existing standard lighting Wattage. Measure includes Code case. Impacts: CFL-based HOU (varies by BldgType) | DEER2016 | Disposition | 2020-11-24 16:30 | Com-Iltg-dWatt-CFL_OSbldg | NonDEER | Scaled | BaseRatio |  |  | None |  | 0 |  | 1 | Com | Any | Lighting | InGen-CFL | Ltg_Lamp | LED_lamp |  | ILtg-Com-LED-20000hr | LED PAR30 Basecase, Total Watts = 2.34 x Msr Watts | LED PAR30 Basecase, Total Watts = 2.34 x Msr Watts | LED Lamp: PAR30, 12 Watts, non-dimmable | LEDratio0234 | LEDratio0234 | LED-PAR30(12w) | Available |  |  |  | 2018Phase1ScrewInLampDisposition | RobNc |  |  |  |  | 2018-07-01 | 2019-12-31 | NotInEA |  |  |  |  | Standard | Expires 12/31/2019 due to DEER2020 revised impacts and peak demand definition | 1 | 1 | 0 | Deemed Ex Ante Team |  | Expires 12/31/2019 due to DEER2020 revised impacts and peak demand definition |  | Updated to indicate claim/filing status
1483 | C-In-LED-PAR30(13w)-dWP17 | Commercial Indoor General Lighting: LED Lamp replaces pre-existing standard lighting Wattage. Measure includes Code case. Impacts: CFL-based HOU (varies by BldgType) | DEER2016 | Disposition | 2020-11-24 16:30 | Com-Iltg-dWatt-CFL_OSbldg | NonDEER | Scaled | BaseRatio |  |  | None |  | 0 |  | 1 | Com | Any | Lighting | InGen-CFL | Ltg_Lamp | LED_lamp |  | ILtg-Com-LED-20000hr | LED PAR30 Basecase, Total Watts = 2.34 x Msr Watts | LED PAR30 Basecase, Total Watts = 2.34 x Msr Watts | LED Lamp: PAR30, 13 Watts, non-dimmable | LEDratio0234 | LEDratio0234 | LED-PAR30(13w) | Available |  |  |  | 2018Phase1ScrewInLampDisposition | RobNc |  |  |  |  | 2018-07-01 | 2019-12-31 | NotInEA |  |  |  |  | Standard | Expires 12/31/2019 due to DEER2020 revised impacts and peak demand definition | 1 | 1 | 0 | Deemed Ex Ante Team |  | Expires 12/31/2019 due to DEER2020 revised impacts and peak demand definition |  | Updated to indicate claim/filing status
1484 | C-In-LED-PAR30(14w)-dWP19 | Commercial Indoor General Lighting: LED Lamp replaces pre-existing standard lighting Wattage. Measure includes Code case. Impacts: CFL-based HOU (varies by BldgType) | DEER2016 | Disposition | 2020-11-24 16:30 | Com-Iltg-dWatt-CFL_OSbldg | NonDEER | Scaled | BaseRatio |  |  | None |  | 0 |  | 1 | Com | Any | Lighting | InGen-CFL | Ltg_Lamp | LED_lamp |  | ILtg-Com-LED-20000hr | LED PAR30 Basecase, Total Watts = 2.34 x Msr Watts | LED PAR30 Basecase, Total Watts = 2.34 x Msr Watts | LED Lamp: PAR30, 14 Watts, non-dimmable | LEDratio0234 | LEDratio0234 | LED-PAR30(14w) | Available |  |  |  | 2018Phase1ScrewInLampDisposition | RobNc |  |  |  |  | 2018-07-01 | 2019-12-31 | NotInEA |  |  |  |  | Standard | Expires 12/31/2019 due to DEER2020 revised impacts and peak demand definition | 1 | 1 | 0 | Deemed Ex Ante Team |  | Expires 12/31/2019 due to DEER2020 revised impacts and peak demand definition |  | Updated to indicate claim/filing status
1485 | C-In-LED-PAR30(15w)-dWP20 | Commercial Indoor General Lighting: LED Lamp replaces pre-existing standard lighting Wattage. Measure includes Code case. Impacts: CFL-based HOU (varies by BldgType) | DEER2016 | Disposition | 2020-11-24 16:30 | Com-Iltg-dWatt-CFL_OSbldg | NonDEER | Scaled | BaseRatio |  |  | None |  | 0 |  | 1 | Com | Any | Lighting | InGen-CFL | Ltg_Lamp | LED_lamp |  | ILtg-Com-LED-20000hr | LED PAR30 Basecase, Total Watts = 2.34 x Msr Watts | LED PAR30 Basecase, Total Watts = 2.34 x Msr Watts | LED Lamp: PAR30, 15 Watts, non-dimmable | LEDratio0234 | LEDratio0234 | LED-PAR30(15w) | Available |  |  |  | 2018Phase1ScrewInLampDisposition | RobNc |  |  |  |  | 2018-07-01 | 2019-12-31 | NotInEA |  |  |  |  | Standard | Expires 12/31/2019 due to DEER2020 revised impacts and peak demand definition | 1 | 1 | 0 | Deemed Ex Ante Team |  | Expires 12/31/2019 due to DEER2020 revised impacts and peak demand definition |  | Updated to indicate claim/filing status
1486 | C-In-LED-PAR30(16w)-dWP21 | Commercial Indoor General Lighting: LED Lamp replaces pre-existing standard lighting Wattage. Measure includes Code case. Impacts: CFL-based HOU (varies by BldgType) | DEER2016 | Disposition | 2020-11-24 16:30 | Com-Iltg-dWatt-CFL_OSbldg | NonDEER | Scaled | BaseRatio |  |  | None |  | 0 |  | 1 | Com | Any | Lighting | InGen-CFL | Ltg_Lamp | LED_lamp |  | ILtg-Com-LED-20000hr | LED PAR30 Basecase, Total Watts = 2.34 x Msr Watts | LED PAR30 Basecase, Total Watts = 2.34 x Msr Watts | LED Lamp: PAR30, 16 Watts, non-dimmable | LEDratio0234 | LEDratio0234 | LED-PAR30(16w) | Available |  |  |  | 2018Phase1ScrewInLampDisposition | RobNc |  |  |  |  | 2018-07-01 | 2019-12-31 | NotInEA |  |  |  |  | Standard | Expires 12/31/2019 due to DEER2020 revised impacts and peak demand definition | 1 | 1 | 0 | Deemed Ex Ante Team |  | Expires 12/31/2019 due to DEER2020 revised impacts and peak demand definition |  | Updated to indicate claim/filing status
1487 | C-In-LED-PAR30(17w)-dWP23 | Commercial Indoor General Lighting: LED Lamp replaces pre-existing standard lighting Wattage. Measure includes Code case. Impacts: CFL-based HOU (varies by BldgType) | DEER2016 | Disposition | 2020-11-24 16:30 | Com-Iltg-dWatt-CFL_OSbldg | NonDEER | Scaled | BaseRatio |  |  | None |  | 0 |  | 1 | Com | Any | Lighting | InGen-CFL | Ltg_Lamp | LED_lamp |  | ILtg-Com-LED-20000hr | LED PAR30 Basecase, Total Watts = 2.34 x Msr Watts | LED PAR30 Basecase, Total Watts = 2.34 x Msr Watts | LED Lamp: PAR30, 17 Watts, non-dimmable | LEDratio0234 | LEDratio0234 | LED-PAR30(17w) | Available |  |  |  | 2018Phase1ScrewInLampDisposition | RobNc |  |  |  |  | 2018-07-01 | 2019-12-31 | NotInEA |  |  |  |  | Standard | Expires 12/31/2019 due to DEER2020 revised impacts and peak demand definition | 1 | 1 | 0 | Deemed Ex Ante Team |  | Expires 12/31/2019 due to DEER2020 revised impacts and peak demand definition |  | Updated to indicate claim/filing status
1488 | C-In-LED-PAR30(18w)-dWP24 | Commercial Indoor General Lighting: LED Lamp replaces pre-existing standard lighting Wattage. Measure includes Code case. Impacts: CFL-based HOU (varies by BldgType) | DEER2016 | Disposition | 2020-11-24 16:30 | Com-Iltg-dWatt-CFL_OSbldg | NonDEER | Scaled | BaseRatio |  |  | None |  | 0 |  | 1 | Com | Any | Lighting | InGen-CFL | Ltg_Lamp | LED_lamp |  | ILtg-Com-LED-20000hr | LED PAR30 Basecase, Total Watts = 2.34 x Msr Watts | LED PAR30 Basecase, Total Watts = 2.34 x Msr Watts | LED Lamp: PAR30, 18 Watts, non-dimmable | LEDratio0234 | LEDratio0234 | LED-PAR30(18w) | Available |  |  |  | 2018Phase1ScrewInLampDisposition | RobNc |  |  |  |  | 2018-07-01 | 2019-12-31 | NotInEA |  |  |  |  | Standard | Expires 12/31/2019 due to DEER2020 revised impacts and peak demand definition | 1 | 1 | 0 | Deemed Ex Ante Team |  | Expires 12/31/2019 due to DEER2020 revised impacts and peak demand definition |  | Updated to indicate claim/filing status
1489 | C-In-LED-PAR30(19w)-dWP25 | Commercial Indoor General Lighting: LED Lamp replaces pre-existing standard lighting Wattage. Measure includes Code case. Impacts: CFL-based HOU (varies by BldgType) | DEER2016 | Disposition | 2020-11-24 16:30 | Com-Iltg-dWatt-CFL_OSbldg | NonDEER | Scaled | BaseRatio |  |  | None |  | 0 |  | 1 | Com | Any | Lighting | InGen-CFL | Ltg_Lamp | LED_lamp |  | ILtg-Com-LED-20000hr | LED PAR30 Basecase, Total Watts = 2.34 x Msr Watts | LED PAR30 Basecase, Total Watts = 2.34 x Msr Watts | LED Lamp: PAR30, 19 Watts, non-dimmable | LEDratio0234 | LEDratio0234 | LED-PAR30(19w) | Available |  |  |  | 2018Phase1ScrewInLampDisposition | RobNc |  |  |  |  | 2018-07-01 | 2019-12-31 | NotInEA |  |  |  |  | Standard | Expires 12/31/2019 due to DEER2020 revised impacts and peak demand definition | 1 | 1 | 0 | Deemed Ex Ante Team |  | Expires 12/31/2019 due to DEER2020 revised impacts and peak demand definition |  | Updated to indicate claim/filing status
1490 | C-In-LED-PAR30(20w)-dWP27 | Commercial Indoor General Lighting: LED Lamp replaces pre-existing standard lighting Wattage. Measure includes Code case. Impacts: CFL-based HOU (varies by BldgType) | DEER2016 | Disposition | 2020-11-24 16:30 | Com-Iltg-dWatt-CFL_OSbldg | NonDEER | Scaled | BaseRatio |  |  | None |  | 0 |  | 1 | Com | Any | Lighting | InGen-CFL | Ltg_Lamp | LED_lamp |  | ILtg-Com-LED-20000hr | LED PAR30 Basecase, Total Watts = 2.34 x Msr Watts | LED PAR30 Basecase, Total Watts = 2.34 x Msr Watts | LED Lamp: PAR30, 20 Watts, non-dimmable | LEDratio0234 | LEDratio0234 | LED-PAR30(20w) | Available |  |  |  | 2018Phase1ScrewInLampDisposition | RobNc |  |  |  |  | 2018-07-01 | 2019-12-31 | NotInEA |  |  |  |  | Standard | Expires 12/31/2019 due to DEER2020 revised impacts and peak demand definition | 1 | 1 | 0 | Deemed Ex Ante Team |  | Expires 12/31/2019 due to DEER2020 revised impacts and peak demand definition |  | Updated to indicate claim/filing status
1491 | C-In-LED-PAR30(6w)-dWP8 | Commercial Indoor General Lighting: LED Lamp replaces pre-existing standard lighting Wattage. Measure includes Code case. Impacts: CFL-based HOU (varies by BldgType) | DEER2016 | Disposition | 2020-11-24 16:30 | Com-Iltg-dWatt-CFL_OSbldg | NonDEER | Scaled | BaseRatio |  |  | None |  | 0 |  | 1 | Com | Any | Lighting | InGen-CFL | Ltg_Lamp | LED_lamp |  | ILtg-Com-LED-20000hr | LED PAR30 Basecase, Total Watts = 2.34 x Msr Watts | LED PAR30 Basecase, Total Watts = 2.34 x Msr Watts | LED Lamp: PAR30, 6 Watts, non-dimmable | LEDratio0234 | LEDratio0234 | LED-PAR30(6w) | Available |  |  |  | 2018Phase1ScrewInLampDisposition | RobNc |  |  |  |  | 2018-07-01 | 2019-12-31 | NotInEA |  |  |  |  | Standard | Expires 12/31/2019 due to DEER2020 revised impacts and peak demand definition | 1 | 1 | 0 | Deemed Ex Ante Team |  | Expires 12/31/2019 due to DEER2020 revised impacts and peak demand definition |  | Updated to indicate claim/filing status
1492 | C-In-LED-PAR30(8w)-dWP11 | Commercial Indoor General Lighting: LED Lamp replaces pre-existing standard lighting Wattage. Measure includes Code case. Impacts: CFL-based HOU (varies by BldgType) | DEER2016 | Disposition | 2020-11-24 16:30 | Com-Iltg-dWatt-CFL_OSbldg | NonDEER | Scaled | BaseRatio |  |  | None |  | 0 |  | 1 | Com | Any | Lighting | InGen-CFL | Ltg_Lamp | LED_lamp |  | ILtg-Com-LED-20000hr | LED PAR30 Basecase, Total Watts = 2.34 x Msr Watts | LED PAR30 Basecase, Total Watts = 2.34 x Msr Watts | LED Lamp: PAR30, 8 Watts, non-dimmable | LEDratio0234 | LEDratio0234 | LED-PAR30(8w) | Available |  |  |  | 2018Phase1ScrewInLampDisposition | RobNc |  |  |  |  | 2018-07-01 | 2019-12-31 | NotInEA |  |  |  |  | Standard | Expires 12/31/2019 due to DEER2020 revised impacts and peak demand definition | 1 | 1 | 0 | Deemed Ex Ante Team |  | Expires 12/31/2019 due to DEER2020 revised impacts and peak demand definition |  | Updated to indicate claim/filing status
1493 | C-In-LED-PAR38(10w)-dWP16 | Commercial Indoor General Lighting: LED Lamp replaces pre-existing standard lighting Wattage. Measure includes Code case. Impacts: CFL-based HOU (varies by BldgType) | DEER2016 | Disposition | 2020-11-24 16:30 | Com-Iltg-dWatt-CFL_OSbldg | NonDEER | Scaled | BaseRatio |  |  | None |  | 0 |  | 1 | Com | Any | Lighting | InGen-CFL | Ltg_Lamp | LED_lamp |  | ILtg-Com-LED-20000hr | LED PAR38 Basecase, Total Watts = 2.60 x Msr Watts | LED PAR38 Basecase, Total Watts = 2.60 x Msr Watts | LED Lamp: PAR38, 10 Watts, non-dimmable | LEDratio0260 | LEDratio0260 | LED-PAR38(10w) | Available |  |  |  | 2018Phase1ScrewInLampDisposition | RobNc |  |  |  |  | 2018-07-01 | 2019-12-31 | NotInEA |  |  |  |  | Standard | Expires 12/31/2019 due to DEER2020 revised impacts and peak demand definition | 1 | 1 | 0 | Deemed Ex Ante Team |  | Expires 12/31/2019 due to DEER2020 revised impacts and peak demand definition |  | Updated to indicate claim/filing status
1494 | C-In-LED-PAR38(12w)-dWP19 | Commercial Indoor General Lighting: LED Lamp replaces pre-existing standard lighting Wattage. Measure includes Code case. Impacts: CFL-based HOU (varies by BldgType) | DEER2016 | Disposition | 2020-11-24 16:30 | Com-Iltg-dWatt-CFL_OSbldg | NonDEER | Scaled | BaseRatio |  |  | None |  | 0 |  | 1 | Com | Any | Lighting | InGen-CFL | Ltg_Lamp | LED_lamp |  | ILtg-Com-LED-20000hr | LED PAR38 Basecase, Total Watts = 2.60 x Msr Watts | LED PAR38 Basecase, Total Watts = 2.60 x Msr Watts | LED Lamp: PAR38, 12 Watts, non-dimmable | LEDratio0260 | LEDratio0260 | LED-PAR38(12w) | Available |  |  |  | 2018Phase1ScrewInLampDisposition | RobNc |  |  |  |  | 2018-07-01 | 2019-12-31 | NotInEA |  |  |  |  | Standard | Expires 12/31/2019 due to DEER2020 revised impacts and peak demand definition | 1 | 1 | 0 | Deemed Ex Ante Team |  | Expires 12/31/2019 due to DEER2020 revised impacts and peak demand definition |  | Updated to indicate claim/filing status
1495 | C-In-LED-PAR38(13w)-dWP21 | Commercial Indoor General Lighting: LED Lamp replaces pre-existing standard lighting Wattage. Measure includes Code case. Impacts: CFL-based HOU (varies by BldgType) | DEER2016 | Disposition | 2020-11-24 16:30 | Com-Iltg-dWatt-CFL_OSbldg | NonDEER | Scaled | BaseRatio |  |  | None |  | 0 |  | 1 | Com | Any | Lighting | InGen-CFL | Ltg_Lamp | LED_lamp |  | ILtg-Com-LED-20000hr | LED PAR38 Basecase, Total Watts = 2.60 x Msr Watts | LED PAR38 Basecase, Total Watts = 2.60 x Msr Watts | LED Lamp: PAR38, 13 Watts, non-dimmable | LEDratio0260 | LEDratio0260 | LED-PAR38(13w) | Available |  |  |  | 2018Phase1ScrewInLampDisposition | RobNc |  |  |  |  | 2018-07-01 | 2019-12-31 | NotInEA |  |  |  |  | Standard | Expires 12/31/2019 due to DEER2020 revised impacts and peak demand definition | 1 | 1 | 0 | Deemed Ex Ante Team |  | Expires 12/31/2019 due to DEER2020 revised impacts and peak demand definition |  | Updated to indicate claim/filing status
1496 | C-In-LED-PAR38(14w)-dWP22 | Commercial Indoor General Lighting: LED Lamp replaces pre-existing standard lighting Wattage. Measure includes Code case. Impacts: CFL-based HOU (varies by BldgType) | DEER2016 | Disposition | 2020-11-24 16:30 | Com-Iltg-dWatt-CFL_OSbldg | NonDEER | Scaled | BaseRatio |  |  | None |  | 0 |  | 1 | Com | Any | Lighting | InGen-CFL | Ltg_Lamp | LED_lamp |  | ILtg-Com-LED-20000hr | LED PAR38 Basecase, Total Watts = 2.60 x Msr Watts | LED PAR38 Basecase, Total Watts = 2.60 x Msr Watts | LED Lamp: PAR38, 14 Watts, non-dimmable | LEDratio0260 | LEDratio0260 | LED-PAR38(14w) | Available |  |  |  | 2018Phase1ScrewInLampDisposition | RobNc |  |  |  |  | 2018-07-01 | 2019-12-31 | NotInEA |  |  |  |  | Standard | Expires 12/31/2019 due to DEER2020 revised impacts and peak demand definition | 1 | 1 | 0 | Deemed Ex Ante Team |  | Expires 12/31/2019 due to DEER2020 revised impacts and peak demand definition |  | Updated to indicate claim/filing status
1497 | C-In-LED-PAR38(15w)-dWP24 | Commercial Indoor General Lighting: LED Lamp replaces pre-existing standard lighting Wattage. Measure includes Code case. Impacts: CFL-based HOU (varies by BldgType) | DEER2016 | Disposition | 2020-11-24 16:30 | Com-Iltg-dWatt-CFL_OSbldg | NonDEER | Scaled | BaseRatio |  |  | None |  | 0 |  | 1 | Com | Any | Lighting | InGen-CFL | Ltg_Lamp | LED_lamp |  | ILtg-Com-LED-20000hr | LED PAR38 Basecase, Total Watts = 2.60 x Msr Watts | LED PAR38 Basecase, Total Watts = 2.60 x Msr Watts | LED Lamp: PAR38, 15 Watts, non-dimmable | LEDratio0260 | LEDratio0260 | LED-PAR38(15w) | Available |  |  |  | 2018Phase1ScrewInLampDisposition | RobNc |  |  |  |  | 2018-07-01 | 2019-12-31 | NotInEA |  |  |  |  | Standard | Expires 12/31/2019 due to DEER2020 revised impacts and peak demand definition | 1 | 1 | 0 | Deemed Ex Ante Team |  | Expires 12/31/2019 due to DEER2020 revised impacts and peak demand definition |  | Updated to indicate claim/filing status
1498 | C-In-LED-PAR38(16w)-dWP26 | Commercial Indoor General Lighting: LED Lamp replaces pre-existing standard lighting Wattage. Measure includes Code case. Impacts: CFL-based HOU (varies by BldgType) | DEER2016 | Disposition | 2020-11-24 16:30 | Com-Iltg-dWatt-CFL_OSbldg | NonDEER | Scaled | BaseRatio |  |  | None |  | 0 |  | 1 | Com | Any | Lighting | InGen-CFL | Ltg_Lamp | LED_lamp |  | ILtg-Com-LED-20000hr | LED PAR38 Basecase, Total Watts = 2.60 x Msr Watts | LED PAR38 Basecase, Total Watts = 2.60 x Msr Watts | LED Lamp: PAR38, 16 Watts, non-dimmable | LEDratio0260 | LEDratio0260 | LED-PAR38(16w) | Available |  |  |  | 2018Phase1ScrewInLampDisposition | RobNc |  |  |  |  | 2018-07-01 | 2019-12-31 | NotInEA |  |  |  |  | Standard | Expires 12/31/2019 due to DEER2020 revised impacts and peak demand definition | 1 | 1 | 0 | Deemed Ex Ante Team |  | Expires 12/31/2019 due to DEER2020 revised impacts and peak demand definition |  | Updated to indicate claim/filing status
1499 | C-In-LED-PAR38(17w)-dWP27 | Commercial Indoor General Lighting: LED Lamp replaces pre-existing standard lighting Wattage. Measure includes Code case. Impacts: CFL-based HOU (varies by BldgType) | DEER2016 | Disposition | 2020-11-24 16:30 | Com-Iltg-dWatt-CFL_OSbldg | NonDEER | Scaled | BaseRatio |  |  | None |  | 0 |  | 1 | Com | Any | Lighting | InGen-CFL | Ltg_Lamp | LED_lamp |  | ILtg-Com-LED-20000hr | LED PAR38 Basecase, Total Watts = 2.60 x Msr Watts | LED PAR38 Basecase, Total Watts = 2.60 x Msr Watts | LED Lamp: PAR38, 17 Watts, non-dimmable | LEDratio0260 | LEDratio0260 | LED-PAR38(17w) | Available |  |  |  | 2018Phase1ScrewInLampDisposition | RobNc |  |  |  |  | 2018-07-01 | 2019-12-31 | NotInEA |  |  |  |  | Standard | Expires 12/31/2019 due to DEER2020 revised impacts and peak demand definition | 1 | 1 | 0 | Deemed Ex Ante Team |  | Expires 12/31/2019 due to DEER2020 revised impacts and peak demand definition |  | Updated to indicate claim/filing status
1500 | C-In-LED-PAR38(18w)-dWP29 | Commercial Indoor General Lighting: LED Lamp replaces pre-existing standard lighting Wattage. Measure includes Code case. Impacts: CFL-based HOU (varies by BldgType) | DEER2016 | Disposition | 2020-11-24 16:30 | Com-Iltg-dWatt-CFL_OSbldg | NonDEER | Scaled | BaseRatio |  |  | None |  | 0 |  | 1 | Com | Any | Lighting | InGen-CFL | Ltg_Lamp | LED_lamp |  | ILtg-Com-LED-20000hr | LED PAR38 Basecase, Total Watts = 2.60 x Msr Watts | LED PAR38 Basecase, Total Watts = 2.60 x Msr Watts | LED Lamp: PAR38, 18 Watts, non-dimmable | LEDratio0260 | LEDratio0260 | LED-PAR38(18w) | Available |  |  |  | 2018Phase1ScrewInLampDisposition | RobNc |  |  |  |  | 2018-07-01 | 2019-12-31 | NotInEA |  |  |  |  | Standard | Expires 12/31/2019 due to DEER2020 revised impacts and peak demand definition | 1 | 1 | 0 | Deemed Ex Ante Team |  | Expires 12/31/2019 due to DEER2020 revised impacts and peak demand definition |  | Updated to indicate claim/filing status
1501 | C-In-LED-PAR38(19w)-dWP30 | Commercial Indoor General Lighting: LED Lamp replaces pre-existing standard lighting Wattage. Measure includes Code case. Impacts: CFL-based HOU (varies by BldgType) | DEER2016 | Disposition | 2020-11-24 16:30 | Com-Iltg-dWatt-CFL_OSbldg | NonDEER | Scaled | BaseRatio |  |  | None |  | 0 |  | 1 | Com | Any | Lighting | InGen-CFL | Ltg_Lamp | LED_lamp |  | ILtg-Com-LED-20000hr | LED PAR38 Basecase, Total Watts = 2.60 x Msr Watts | LED PAR38 Basecase, Total Watts = 2.60 x Msr Watts | LED Lamp: PAR38, 19 Watts, non-dimmable | LEDratio0260 | LEDratio0260 | LED-PAR38(19w) | Available |  |  |  | 2018Phase1ScrewInLampDisposition | RobNc |  |  |  |  | 2018-07-01 | 2019-12-31 | NotInEA |  |  |  |  | Standard | Expires 12/31/2019 due to DEER2020 revised impacts and peak demand definition | 1 | 1 | 0 | Deemed Ex Ante Team |  | Expires 12/31/2019 due to DEER2020 revised impacts and peak demand definition |  | Updated to indicate claim/filing status
1502 | C-In-LED-PAR38(20.1w)-dWP32 | Commercial Indoor General Lighting: LED Lamp replaces pre-existing standard lighting Wattage. Measure includes Code case. Impacts: CFL-based HOU (varies by BldgType) | DEER2016 | Disposition | 2020-11-24 16:30 | Com-Iltg-dWatt-CFL_OSbldg | NonDEER | Scaled | BaseRatio |  |  | None |  | 0 |  | 1 | Com | Any | Lighting | InGen-CFL | Ltg_Lamp | LED_lamp |  | ILtg-Com-LED-20000hr | LED PAR38 Basecase, Total Watts = 2.60 x Msr Watts | LED PAR38 Basecase, Total Watts = 2.60 x Msr Watts | LED Lamp: PAR38, 20.1 Watts, non-dimmable | LEDratio0260 | LEDratio0260 | LED-PAR38(20.1w) | Available |  |  |  | 2018Phase1ScrewInLampDisposition | RobNc |  |  |  |  | 2018-07-01 | 2019-12-31 | NotInEA |  |  |  |  | Standard | Expires 12/31/2019 due to DEER2020 revised impacts and peak demand definition | 1 | 1 | 0 | Deemed Ex Ante Team |  | Expires 12/31/2019 due to DEER2020 revised impacts and peak demand definition |  | Updated to indicate claim/filing status
1503 | C-In-LED-PAR38(20w)-dWP32 | Commercial Indoor General Lighting: LED Lamp replaces pre-existing standard lighting Wattage. Measure includes Code case. Impacts: CFL-based HOU (varies by BldgType) | DEER2016 | Disposition | 2020-11-24 16:30 | Com-Iltg-dWatt-CFL_OSbldg | NonDEER | Scaled | BaseRatio |  |  | None |  | 0 |  | 1 | Com | Any | Lighting | InGen-CFL | Ltg_Lamp | LED_lamp |  | ILtg-Com-LED-20000hr | LED PAR38 Basecase, Total Watts = 2.60 x Msr Watts | LED PAR38 Basecase, Total Watts = 2.60 x Msr Watts | LED Lamp: PAR38, 20 Watts, non-dimmable | LEDratio0260 | LEDratio0260 | LED-PAR38(20w) | Available |  |  |  | 2018Phase1ScrewInLampDisposition | RobNc |  |  |  |  | 2018-07-01 | 2019-12-31 | NotInEA |  |  |  |  | Standard | Expires 12/31/2019 due to DEER2020 revised impacts and peak demand definition | 1 | 1 | 0 | Deemed Ex Ante Team |  | Expires 12/31/2019 due to DEER2020 revised impacts and peak demand definition |  | Updated to indicate claim/filing status
1504 | C-In-LED-PAR38(21w)-dWP34 | Commercial Indoor General Lighting: LED Lamp replaces pre-existing standard lighting Wattage. Measure includes Code case. Impacts: CFL-based HOU (varies by BldgType) | DEER2016 | Disposition | 2020-11-24 16:30 | Com-Iltg-dWatt-CFL_OSbldg | NonDEER | Scaled | BaseRatio |  |  | None |  | 0 |  | 1 | Com | Any | Lighting | InGen-CFL | Ltg_Lamp | LED_lamp |  | ILtg-Com-LED-20000hr | LED PAR38 Basecase, Total Watts = 2.60 x Msr Watts | LED PAR38 Basecase, Total Watts = 2.60 x Msr Watts | LED Lamp: PAR38, 21 Watts, non-dimmable | LEDratio0260 | LEDratio0260 | LED-PAR38(21w) | Available |  |  |  | 2018Phase1ScrewInLampDisposition | RobNc |  |  |  |  | 2018-07-01 | 2019-12-31 | NotInEA |  |  |  |  | Standard | Expires 12/31/2019 due to DEER2020 revised impacts and peak demand definition | 1 | 1 | 0 | Deemed Ex Ante Team |  | Expires 12/31/2019 due to DEER2020 revised impacts and peak demand definition |  | Updated to indicate claim/filing status
1505 | C-In-LED-PAR38(22w)-dWP35 | Commercial Indoor General Lighting: LED Lamp replaces pre-existing standard lighting Wattage. Measure includes Code case. Impacts: CFL-based HOU (varies by BldgType) | DEER2016 | Disposition | 2020-11-24 16:30 | Com-Iltg-dWatt-CFL_OSbldg | NonDEER | Scaled | BaseRatio |  |  | None |  | 0 |  | 1 | Com | Any | Lighting | InGen-CFL | Ltg_Lamp | LED_lamp |  | ILtg-Com-LED-20000hr | LED PAR38 Basecase, Total Watts = 2.60 x Msr Watts | LED PAR38 Basecase, Total Watts = 2.60 x Msr Watts | LED Lamp: PAR38, 22 Watts, non-dimmable | LEDratio0260 | LEDratio0260 | LED-PAR38(22w) | Available |  |  |  | 2018Phase1ScrewInLampDisposition | RobNc |  |  |  |  | 2018-07-01 | 2019-12-31 | NotInEA |  |  |  |  | Standard | Expires 12/31/2019 due to DEER2020 revised impacts and peak demand definition | 1 | 1 | 0 | Deemed Ex Ante Team |  | Expires 12/31/2019 due to DEER2020 revised impacts and peak demand definition |  | Updated to indicate claim/filing status
1506 | C-In-LED-PAR38(23w)-dWP37 | Commercial Indoor General Lighting: LED Lamp replaces pre-existing standard lighting Wattage. Measure includes Code case. Impacts: CFL-based HOU (varies by BldgType) | DEER2016 | Disposition | 2020-11-24 16:30 | Com-Iltg-dWatt-CFL_OSbldg | NonDEER | Scaled | BaseRatio |  |  | None |  | 0 |  | 1 | Com | Any | Lighting | InGen-CFL | Ltg_Lamp | LED_lamp |  | ILtg-Com-LED-20000hr | LED PAR38 Basecase, Total Watts = 2.60 x Msr Watts | LED PAR38 Basecase, Total Watts = 2.60 x Msr Watts | LED Lamp: PAR38, 23 Watts, non-dimmable | LEDratio0260 | LEDratio0260 | LED-PAR38(23w) | Available |  |  |  | 2018Phase1ScrewInLampDisposition | RobNc |  |  |  |  | 2018-07-01 | 2019-12-31 | NotInEA |  |  |  |  | Standard | Expires 12/31/2019 due to DEER2020 revised impacts and peak demand definition | 1 | 1 | 0 | Deemed Ex Ante Team |  | Expires 12/31/2019 due to DEER2020 revised impacts and peak demand definition |  | Updated to indicate claim/filing status
1507 | C-In-LED-PAR38(24w)-dWP38 | Commercial Indoor General Lighting: LED Lamp replaces pre-existing standard lighting Wattage. Measure includes Code case. Impacts: CFL-based HOU (varies by BldgType) | DEER2016 | Disposition | 2020-11-24 16:30 | Com-Iltg-dWatt-CFL_OSbldg | NonDEER | Scaled | BaseRatio |  |  | None |  | 0 |  | 1 | Com | Any | Lighting | InGen-CFL | Ltg_Lamp | LED_lamp |  | ILtg-Com-LED-20000hr | LED PAR38 Basecase, Total Watts = 2.60 x Msr Watts | LED PAR38 Basecase, Total Watts = 2.60 x Msr Watts | LED Lamp: PAR38, 24 Watts, non-dimmable | LEDratio0260 | LEDratio0260 | LED-PAR38(24w) | Available |  |  |  | 2018Phase1ScrewInLampDisposition | RobNc |  |  |  |  | 2018-07-01 | 2019-12-31 | NotInEA |  |  |  |  | Standard | Expires 12/31/2019 due to DEER2020 revised impacts and peak demand definition | 1 | 1 | 0 | Deemed Ex Ante Team |  | Expires 12/31/2019 due to DEER2020 revised impacts and peak demand definition |  | Updated to indicate claim/filing status
1508 | C-In-LED-PAR38(25w)-dWP40 | Commercial Indoor General Lighting: LED Lamp replaces pre-existing standard lighting Wattage. Measure includes Code case. Impacts: CFL-based HOU (varies by BldgType) | DEER2016 | Disposition | 2020-11-24 16:30 | Com-Iltg-dWatt-CFL_OSbldg | NonDEER | Scaled | BaseRatio |  |  | None |  | 0 |  | 1 | Com | Any | Lighting | InGen-CFL | Ltg_Lamp | LED_lamp |  | ILtg-Com-LED-20000hr | LED PAR38 Basecase, Total Watts = 2.60 x Msr Watts | LED PAR38 Basecase, Total Watts = 2.60 x Msr Watts | LED Lamp: PAR38, 25 Watts, non-dimmable | LEDratio0260 | LEDratio0260 | LED-PAR38(25w) | Available |  |  |  | 2018Phase1ScrewInLampDisposition | RobNc |  |  |  |  | 2018-07-01 | 2019-12-31 | NotInEA |  |  |  |  | Standard | Expires 12/31/2019 due to DEER2020 revised impacts and peak demand definition | 1 | 1 | 0 | Deemed Ex Ante Team |  | Expires 12/31/2019 due to DEER2020 revised impacts and peak demand definition |  | Updated to indicate claim/filing status
1509 | C-In-LED-PAR38(26w)-dWP42 | Commercial Indoor General Lighting: LED Lamp replaces pre-existing standard lighting Wattage. Measure includes Code case. Impacts: CFL-based HOU (varies by BldgType) | DEER2016 | Disposition | 2020-11-24 16:30 | Com-Iltg-dWatt-CFL_OSbldg | NonDEER | Scaled | BaseRatio |  |  | None |  | 0 |  | 1 | Com | Any | Lighting | InGen-CFL | Ltg_Lamp | LED_lamp |  | ILtg-Com-LED-20000hr | LED PAR38 Basecase, Total Watts = 2.60 x Msr Watts | LED PAR38 Basecase, Total Watts = 2.60 x Msr Watts | LED Lamp: PAR38, 26 Watts, non-dimmable | LEDratio0260 | LEDratio0260 | LED-PAR38(26w) | Available |  |  |  | 2018Phase1ScrewInLampDisposition | RobNc |  |  |  |  | 2018-07-01 | 2019-12-31 | NotInEA |  |  |  |  | Standard | Expires 12/31/2019 due to DEER2020 revised impacts and peak demand definition | 1 | 1 | 0 | Deemed Ex Ante Team |  | Expires 12/31/2019 due to DEER2020 revised impacts and peak demand definition |  | Updated to indicate claim/filing status
1510 | C-In-LED-PAR38(27w)-dWP43 | Commercial Indoor General Lighting: LED Lamp replaces pre-existing standard lighting Wattage. Measure includes Code case. Impacts: CFL-based HOU (varies by BldgType) | DEER2016 | Disposition | 2020-11-24 16:30 | Com-Iltg-dWatt-CFL_OSbldg | NonDEER | Scaled | BaseRatio |  |  | None |  | 0 |  | 1 | Com | Any | Lighting | InGen-CFL | Ltg_Lamp | LED_lamp |  | ILtg-Com-LED-20000hr | LED PAR38 Basecase, Total Watts = 2.60 x Msr Watts | LED PAR38 Basecase, Total Watts = 2.60 x Msr Watts | LED Lamp: PAR38, 27 Watts, non-dimmable | LEDratio0260 | LEDratio0260 | LED-PAR38(27w) | Available |  |  |  | 2018Phase1ScrewInLampDisposition | RobNc |  |  |  |  | 2018-07-01 | 2019-12-31 | NotInEA |  |  |  |  | Standard | Expires 12/31/2019 due to DEER2020 revised impacts and peak demand definition | 1 | 1 | 0 | Deemed Ex Ante Team |  | Expires 12/31/2019 due to DEER2020 revised impacts and peak demand definition |  | Updated to indicate claim/filing status
1511 | C-In-LED-PAR38(7w)-dWP11 | Commercial Indoor General Lighting: LED Lamp replaces pre-existing standard lighting Wattage. Measure includes Code case. Impacts: CFL-based HOU (varies by BldgType) | DEER2016 | Disposition | 2020-11-24 16:30 | Com-Iltg-dWatt-CFL_OSbldg | NonDEER | Scaled | BaseRatio |  |  | None |  | 0 |  | 1 | Com | Any | Lighting | InGen-CFL | Ltg_Lamp | LED_lamp |  | ILtg-Com-LED-20000hr | LED PAR38 Basecase, Total Watts = 2.60 x Msr Watts | LED PAR38 Basecase, Total Watts = 2.60 x Msr Watts | LED Lamp: PAR38, 7 Watts, non-dimmable | LEDratio0260 | LEDratio0260 | LED-PAR38(7w) | Available |  |  |  | 2018Phase1ScrewInLampDisposition | RobNc |  |  |  |  | 2018-07-01 | 2019-12-31 | NotInEA |  |  |  |  | Standard | Expires 12/31/2019 due to DEER2020 revised impacts and peak demand definition | 1 | 1 | 0 | Deemed Ex Ante Team |  | Expires 12/31/2019 due to DEER2020 revised impacts and peak demand definition |  | Updated to indicate claim/filing status
1512 | C-In-LED-PAR38(8w)-dWP13 | Commercial Indoor General Lighting: LED Lamp replaces pre-existing standard lighting Wattage. Measure includes Code case. Impacts: CFL-based HOU (varies by BldgType) | DEER2016 | Disposition | 2020-11-24 16:30 | Com-Iltg-dWatt-CFL_OSbldg | NonDEER | Scaled | BaseRatio |  |  | None |  | 0 |  | 1 | Com | Any | Lighting | InGen-CFL | Ltg_Lamp | LED_lamp |  | ILtg-Com-LED-20000hr | LED PAR38 Basecase, Total Watts = 2.60 x Msr Watts | LED PAR38 Basecase, Total Watts = 2.60 x Msr Watts | LED Lamp: PAR38, 8 Watts, non-dimmable | LEDratio0260 | LEDratio0260 | LED-PAR38(8w) | Available |  |  |  | 2018Phase1ScrewInLampDisposition | RobNc |  |  |  |  | 2018-07-01 | 2019-12-31 | NotInEA |  |  |  |  | Standard | Expires 12/31/2019 due to DEER2020 revised impacts and peak demand definition | 1 | 1 | 0 | Deemed Ex Ante Team |  | Expires 12/31/2019 due to DEER2020 revised impacts and peak demand definition |  | Updated to indicate claim/filing status
1513 | C-In-LED-RefR(10w)-dWP32 | Commercial Indoor General Lighting: LED Lamp replaces pre-existing standard lighting Wattage. Measure includes Code case. Impacts: CFL-based HOU (varies by BldgType) | DEER2016 | Disposition | 2020-11-24 16:30 | Com-Iltg-dWatt-CFL_OSbldg | NonDEER | Scaled | BaseRatio |  |  | None |  | 0 |  | 1 | Com | Any | Lighting | InGen-CFL | Ltg_Lamp | LED_lamp |  | ILtg-Com-LED-20000hr | LED R/BR Basecase, Total Watts = 4.17 x Msr Watts | LED R/BR Basecase, Total Watts = 4.17 x Msr Watts | LED Lamp: RefR, 10 Watts, non-dimmable | LEDratio0417 | LEDratio0417 | LED-RefR(10w) | Available |  |  |  | 2018Phase1ScrewInLampDisposition | RobNc |  |  |  |  | 2018-07-01 | 2019-12-31 | NotInEA |  |  |  |  | Standard | Expires 12/31/2019 due to DEER2020 revised impacts and peak demand definition | 1 | 1 | 0 | Deemed Ex Ante Team |  | Expires 12/31/2019 due to DEER2020 revised impacts and peak demand definition |  | Updated to indicate claim/filing status
1514 | C-In-LED-RefR(11w)-dWP25 | Commercial Indoor General Lighting: LED Lamp replaces pre-existing standard lighting Wattage. Measure includes Code case. Impacts: CFL-based HOU (varies by BldgType) | DEER2016 | Disposition | 2020-11-24 16:30 | Com-Iltg-dWatt-CFL_OSbldg | NonDEER | Scaled | BaseRatio |  |  | None |  | 0 |  | 1 | Com | Any | Lighting | InGen-CFL | Ltg_Lamp | LED_lamp |  | ILtg-Com-LED-20000hr | LED R/BR Basecase, Total Watts = 3.28 x Msr Watts | LED R/BR Basecase, Total Watts = 3.28 x Msr Watts | LED Lamp: RefR, 11 Watts, non-dimmable | LEDratio0328 | LEDratio0328 | LED-RefR(11w) | Available |  |  |  | 2018Phase1ScrewInLampDisposition | RobNc |  |  |  |  | 2018-07-01 | 2019-12-31 | NotInEA |  |  |  |  | Standard | Expires 12/31/2019 due to DEER2020 revised impacts and peak demand definition | 1 | 1 | 0 | Deemed Ex Ante Team |  | Expires 12/31/2019 due to DEER2020 revised impacts and peak demand definition |  | Updated to indicate claim/filing status
1515 | C-In-LED-RefR(12w)-dWP27 | Commercial Indoor General Lighting: LED Lamp replaces pre-existing standard lighting Wattage. Measure includes Code case. Impacts: CFL-based HOU (varies by BldgType) | DEER2016 | Disposition | 2020-11-24 16:30 | Com-Iltg-dWatt-CFL_OSbldg | NonDEER | Scaled | BaseRatio |  |  | None |  | 0 |  | 1 | Com | Any | Lighting | InGen-CFL | Ltg_Lamp | LED_lamp |  | ILtg-Com-LED-20000hr | LED R/BR Basecase, Total Watts = 3.28 x Msr Watts | LED R/BR Basecase, Total Watts = 3.28 x Msr Watts | LED Lamp: RefR, 12 Watts, non-dimmable | LEDratio0328 | LEDratio0328 | LED-RefR(12w) | Available |  |  |  | 2018Phase1ScrewInLampDisposition | RobNc |  |  |  |  | 2018-07-01 | 2019-12-31 | NotInEA |  |  |  |  | Standard | Expires 12/31/2019 due to DEER2020 revised impacts and peak demand definition | 1 | 1 | 0 | Deemed Ex Ante Team |  | Expires 12/31/2019 due to DEER2020 revised impacts and peak demand definition |  | Updated to indicate claim/filing status
1516 | C-In-LED-RefR(13w)-dWP30 | Commercial Indoor General Lighting: LED Lamp replaces pre-existing standard lighting Wattage. Measure includes Code case. Impacts: CFL-based HOU (varies by BldgType) | DEER2016 | Disposition | 2020-11-24 16:30 | Com-Iltg-dWatt-CFL_OSbldg | NonDEER | Scaled | BaseRatio |  |  | None |  | 0 |  | 1 | Com | Any | Lighting | InGen-CFL | Ltg_Lamp | LED_lamp |  | ILtg-Com-LED-20000hr | LED R/BR Basecase, Total Watts = 3.28 x Msr Watts | LED R/BR Basecase, Total Watts = 3.28 x Msr Watts | LED Lamp: RefR, 13 Watts, non-dimmable | LEDratio0328 | LEDratio0328 | LED-RefR(13w) | Available |  |  |  | 2018Phase1ScrewInLampDisposition | RobNc |  |  |  |  | 2018-07-01 | 2019-12-31 | NotInEA |  |  |  |  | Standard | Expires 12/31/2019 due to DEER2020 revised impacts and peak demand definition | 1 | 1 | 0 | Deemed Ex Ante Team |  | Expires 12/31/2019 due to DEER2020 revised impacts and peak demand definition |  | Updated to indicate claim/filing status
1517 | C-In-LED-RefR(14w)-dWP28 | Commercial Indoor General Lighting: LED Lamp replaces pre-existing standard lighting Wattage. Measure includes Code case. Impacts: CFL-based HOU (varies by BldgType) | DEER2016 | Disposition | 2020-11-24 16:30 | Com-Iltg-dWatt-CFL_OSbldg | NonDEER | Scaled | BaseRatio |  |  | None |  | 0 |  | 1 | Com | Any | Lighting | InGen-CFL | Ltg_Lamp | LED_lamp |  | ILtg-Com-LED-20000hr | LED R/BR Basecase, Total Watts = 2.97 x Msr Watts | LED R/BR Basecase, Total Watts = 2.97 x Msr Watts | LED Lamp: RefR, 14 Watts, non-dimmable | LEDratio0297 | LEDratio0297 | LED-RefR(14w) | Available |  |  |  | 2018Phase1ScrewInLampDisposition | RobNc |  |  |  |  | 2018-07-01 | 2019-12-31 | NotInEA |  |  |  |  | Standard | Expires 12/31/2019 due to DEER2020 revised impacts and peak demand definition | 1 | 1 | 0 | Deemed Ex Ante Team |  | Expires 12/31/2019 due to DEER2020 revised impacts and peak demand definition |  | Updated to indicate claim/filing status
1518 | C-In-LED-RefR(15w)-dWP30 | Commercial Indoor General Lighting: LED Lamp replaces pre-existing standard lighting Wattage. Measure includes Code case. Impacts: CFL-based HOU (varies by BldgType) | DEER2016 | Disposition | 2020-11-24 16:30 | Com-Iltg-dWatt-CFL_OSbldg | NonDEER | Scaled | BaseRatio |  |  | None |  | 0 |  | 1 | Com | Any | Lighting | InGen-CFL | Ltg_Lamp | LED_lamp |  | ILtg-Com-LED-20000hr | LED R/BR Basecase, Total Watts = 2.97 x Msr Watts | LED R/BR Basecase, Total Watts = 2.97 x Msr Watts | LED Lamp: RefR, 15 Watts, non-dimmable | LEDratio0297 | LEDratio0297 | LED-RefR(15w) | Available |  |  |  | 2018Phase1ScrewInLampDisposition | RobNc |  |  |  |  | 2018-07-01 | 2019-12-31 | NotInEA |  |  |  |  | Standard | Expires 12/31/2019 due to DEER2020 revised impacts and peak demand definition | 1 | 1 | 0 | Deemed Ex Ante Team |  | Expires 12/31/2019 due to DEER2020 revised impacts and peak demand definition |  | Updated to indicate claim/filing status
1519 | C-In-LED-RefR(16w)-dWP32 | Commercial Indoor General Lighting: LED Lamp replaces pre-existing standard lighting Wattage. Measure includes Code case. Impacts: CFL-based HOU (varies by BldgType) | DEER2016 | Disposition | 2020-11-24 16:30 | Com-Iltg-dWatt-CFL_OSbldg | NonDEER | Scaled | BaseRatio |  |  | None |  | 0 |  | 1 | Com | Any | Lighting | InGen-CFL | Ltg_Lamp | LED_lamp |  | ILtg-Com-LED-20000hr | LED R/BR Basecase, Total Watts = 2.97 x Msr Watts | LED R/BR Basecase, Total Watts = 2.97 x Msr Watts | LED Lamp: RefR, 16 Watts, non-dimmable | LEDratio0297 | LEDratio0297 | LED-RefR(16w) | Available |  |  |  | 2018Phase1ScrewInLampDisposition | RobNc |  |  |  |  | 2018-07-01 | 2019-12-31 | NotInEA |  |  |  |  | Standard | Expires 12/31/2019 due to DEER2020 revised impacts and peak demand definition | 1 | 1 | 0 | Deemed Ex Ante Team |  | Expires 12/31/2019 due to DEER2020 revised impacts and peak demand definition |  | Updated to indicate claim/filing status
1520 | C-In-LED-RefR(17w)-dWP33 | Commercial Indoor General Lighting: LED Lamp replaces pre-existing standard lighting Wattage. Measure includes Code case. Impacts: CFL-based HOU (varies by BldgType) | DEER2016 | Disposition | 2020-11-24 16:30 | Com-Iltg-dWatt-CFL_OSbldg | NonDEER | Scaled | BaseRatio |  |  | None |  | 0 |  | 1 | Com | Any | Lighting | InGen-CFL | Ltg_Lamp | LED_lamp |  | ILtg-Com-LED-20000hr | LED R/BR Basecase, Total Watts = 2.97 x Msr Watts | LED R/BR Basecase, Total Watts = 2.97 x Msr Watts | LED Lamp: RefR, 17 Watts, non-dimmable | LEDratio0297 | LEDratio0297 | LED-RefR(17w) | Available |  |  |  | 2018Phase1ScrewInLampDisposition | RobNc |  |  |  |  | 2018-07-01 | 2019-12-31 | NotInEA |  |  |  |  | Standard | Expires 12/31/2019 due to DEER2020 revised impacts and peak demand definition | 1 | 1 | 0 | Deemed Ex Ante Team |  | Expires 12/31/2019 due to DEER2020 revised impacts and peak demand definition |  | Updated to indicate claim/filing status
1521 | C-In-LED-RefR(18w)-dWP35 | Commercial Indoor General Lighting: LED Lamp replaces pre-existing standard lighting Wattage. Measure includes Code case. Impacts: CFL-based HOU (varies by BldgType) | DEER2016 | Disposition | 2020-11-24 16:30 | Com-Iltg-dWatt-CFL_OSbldg | NonDEER | Scaled | BaseRatio |  |  | None |  | 0 |  | 1 | Com | Any | Lighting | InGen-CFL | Ltg_Lamp | LED_lamp |  | ILtg-Com-LED-20000hr | LED R/BR Basecase, Total Watts = 2.97 x Msr Watts | LED R/BR Basecase, Total Watts = 2.97 x Msr Watts | LED Lamp: RefR, 18 Watts, non-dimmable | LEDratio0297 | LEDratio0297 | LED-RefR(18w) | Available |  |  |  | 2018Phase1ScrewInLampDisposition | RobNc |  |  |  |  | 2018-07-01 | 2019-12-31 | NotInEA |  |  |  |  | Standard | Expires 12/31/2019 due to DEER2020 revised impacts and peak demand definition | 1 | 1 | 0 | Deemed Ex Ante Team |  | Expires 12/31/2019 due to DEER2020 revised impacts and peak demand definition |  | Updated to indicate claim/filing status
1522 | C-In-LED-RefR(19w)-dWP37 | Commercial Indoor General Lighting: LED Lamp replaces pre-existing standard lighting Wattage. Measure includes Code case. Impacts: CFL-based HOU (varies by BldgType) | DEER2016 | Disposition | 2020-11-24 16:30 | Com-Iltg-dWatt-CFL_OSbldg | NonDEER | Scaled | BaseRatio |  |  | None |  | 0 |  | 1 | Com | Any | Lighting | InGen-CFL | Ltg_Lamp | LED_lamp |  | ILtg-Com-LED-20000hr | LED R/BR Basecase, Total Watts = 2.97 x Msr Watts | LED R/BR Basecase, Total Watts = 2.97 x Msr Watts | LED Lamp: RefR, 19 Watts, non-dimmable | LEDratio0297 | LEDratio0297 | LED-RefR(19w) | Available |  |  |  | 2018Phase1ScrewInLampDisposition | RobNc |  |  |  |  | 2018-07-01 | 2019-12-31 | NotInEA |  |  |  |  | Standard | Expires 12/31/2019 due to DEER2020 revised impacts and peak demand definition | 1 | 1 | 0 | Deemed Ex Ante Team |  | Expires 12/31/2019 due to DEER2020 revised impacts and peak demand definition |  | Updated to indicate claim/filing status
1523 | C-In-LED-RefR(20w)-dWP39 | Commercial Indoor General Lighting: LED Lamp replaces pre-existing standard lighting Wattage. Measure includes Code case. Impacts: CFL-based HOU (varies by BldgType) | DEER2016 | Disposition | 2020-11-24 16:30 | Com-Iltg-dWatt-CFL_OSbldg | NonDEER | Scaled | BaseRatio |  |  | None |  | 0 |  | 1 | Com | Any | Lighting | InGen-CFL | Ltg_Lamp | LED_lamp |  | ILtg-Com-LED-20000hr | LED R/BR Basecase, Total Watts = 2.97 x Msr Watts | LED R/BR Basecase, Total Watts = 2.97 x Msr Watts | LED Lamp: RefR, 20 Watts, non-dimmable | LEDratio0297 | LEDratio0297 | LED-RefR(20w) | Available |  |  |  | 2018Phase1ScrewInLampDisposition | RobNc |  |  |  |  | 2018-07-01 | 2019-12-31 | NotInEA |  |  |  |  | Standard | Expires 12/31/2019 due to DEER2020 revised impacts and peak demand definition | 1 | 1 | 0 | Deemed Ex Ante Team |  | Expires 12/31/2019 due to DEER2020 revised impacts and peak demand definition |  | Updated to indicate claim/filing status
1524 | C-In-LED-RefR(22w)-dWP43 | Commercial Indoor General Lighting: LED Lamp replaces pre-existing standard lighting Wattage. Measure includes Code case. Impacts: CFL-based HOU (varies by BldgType) | DEER2016 | Disposition | 2020-11-24 16:30 | Com-Iltg-dWatt-CFL_OSbldg | NonDEER | Scaled | BaseRatio |  |  | None |  | 0 |  | 1 | Com | Any | Lighting | InGen-CFL | Ltg_Lamp | LED_lamp |  | ILtg-Com-LED-20000hr | LED R/BR Basecase, Total Watts = 2.97 x Msr Watts | LED R/BR Basecase, Total Watts = 2.97 x Msr Watts | LED Lamp: RefR, 22 Watts, non-dimmable | LEDratio0297 | LEDratio0297 | LED-RefR(22w) | Available |  |  |  | 2018Phase1ScrewInLampDisposition | RobNc |  |  |  |  | 2018-07-01 | 2019-12-31 | NotInEA |  |  |  |  | Standard | Expires 12/31/2019 due to DEER2020 revised impacts and peak demand definition | 1 | 1 | 0 | Deemed Ex Ante Team |  | Expires 12/31/2019 due to DEER2020 revised impacts and peak demand definition |  | Updated to indicate claim/filing status
1525 | C-In-LED-RefR(6w)-dWP19 | Commercial Indoor General Lighting: LED Lamp replaces pre-existing standard lighting Wattage. Measure includes Code case. Impacts: CFL-based HOU (varies by BldgType) | DEER2016 | Disposition | 2020-11-24 16:30 | Com-Iltg-dWatt-CFL_OSbldg | NonDEER | Scaled | BaseRatio |  |  | None |  | 0 |  | 1 | Com | Any | Lighting | InGen-CFL | Ltg_Lamp | LED_lamp |  | ILtg-Com-LED-20000hr | LED R/BR Basecase, Total Watts = 4.17 x Msr Watts | LED R/BR Basecase, Total Watts = 4.17 x Msr Watts | LED Lamp: RefR, 6 Watts, non-dimmable | LEDratio0417 | LEDratio0417 | LED-RefR(6w) | Available |  |  |  | 2018Phase1ScrewInLampDisposition | RobNc |  |  |  |  | 2018-07-01 | 2019-12-31 | NotInEA |  |  |  |  | Standard | Expires 12/31/2019 due to DEER2020 revised impacts and peak demand definition | 1 | 1 | 0 | Deemed Ex Ante Team |  | Expires 12/31/2019 due to DEER2020 revised impacts and peak demand definition |  | Updated to indicate claim/filing status
1526 | C-In-LED-RefR(7w)-dWP22 | Commercial Indoor General Lighting: LED Lamp replaces pre-existing standard lighting Wattage. Measure includes Code case. Impacts: CFL-based HOU (varies by BldgType) | DEER2016 | Disposition | 2020-11-24 16:30 | Com-Iltg-dWatt-CFL_OSbldg | NonDEER | Scaled | BaseRatio |  |  | None |  | 0 |  | 1 | Com | Any | Lighting | InGen-CFL | Ltg_Lamp | LED_lamp |  | ILtg-Com-LED-20000hr | LED R/BR Basecase, Total Watts = 4.17 x Msr Watts | LED R/BR Basecase, Total Watts = 4.17 x Msr Watts | LED Lamp: RefR, 7 Watts, non-dimmable | LEDratio0417 | LEDratio0417 | LED-RefR(7w) | Available |  |  |  | 2018Phase1ScrewInLampDisposition | RobNc |  |  |  |  | 2018-07-01 | 2019-12-31 | NotInEA |  |  |  |  | Standard | Expires 12/31/2019 due to DEER2020 revised impacts and peak demand definition | 1 | 1 | 0 | Deemed Ex Ante Team |  | Expires 12/31/2019 due to DEER2020 revised impacts and peak demand definition |  | Updated to indicate claim/filing status
1527 | C-In-LED-RefR(8w)-dWP25 | Commercial Indoor General Lighting: LED Lamp replaces pre-existing standard lighting Wattage. Measure includes Code case. Impacts: CFL-based HOU (varies by BldgType) | DEER2016 | Disposition | 2020-11-24 16:30 | Com-Iltg-dWatt-CFL_OSbldg | NonDEER | Scaled | BaseRatio |  |  | None |  | 0 |  | 1 | Com | Any | Lighting | InGen-CFL | Ltg_Lamp | LED_lamp |  | ILtg-Com-LED-20000hr | LED R/BR Basecase, Total Watts = 4.17 x Msr Watts | LED R/BR Basecase, Total Watts = 4.17 x Msr Watts | LED Lamp: RefR, 8 Watts, non-dimmable | LEDratio0417 | LEDratio0417 | LED-RefR(8w) | Available |  |  |  | 2018Phase1ScrewInLampDisposition | RobNc |  |  |  |  | 2018-07-01 | 2019-12-31 | NotInEA |  |  |  |  | Standard | Expires 12/31/2019 due to DEER2020 revised impacts and peak demand definition | 1 | 1 | 0 | Deemed Ex Ante Team |  | Expires 12/31/2019 due to DEER2020 revised impacts and peak demand definition |  | Updated to indicate claim/filing status
1528 | C-In-LED-RefR(9w)-dWP29 | Commercial Indoor General Lighting: LED Lamp replaces pre-existing standard lighting Wattage. Measure includes Code case. Impacts: CFL-based HOU (varies by BldgType) | DEER2016 | Disposition | 2020-11-24 16:30 | Com-Iltg-dWatt-CFL_OSbldg | NonDEER | Scaled | BaseRatio |  |  | None |  | 0 |  | 1 | Com | Any | Lighting | InGen-CFL | Ltg_Lamp | LED_lamp |  | ILtg-Com-LED-20000hr | LED R/BR Basecase, Total Watts = 4.17 x Msr Watts | LED R/BR Basecase, Total Watts = 4.17 x Msr Watts | LED Lamp: RefR, 9 Watts, non-dimmable | LEDratio0417 | LEDratio0417 | LED-RefR(9w) | Available |  |  |  | 2018Phase1ScrewInLampDisposition | RobNc |  |  |  |  | 2018-07-01 | 2019-12-31 | NotInEA |  |  |  |  | Standard | Expires 12/31/2019 due to DEER2020 revised impacts and peak demand definition | 1 | 1 | 0 | Deemed Ex Ante Team |  | Expires 12/31/2019 due to DEER2020 revised impacts and peak demand definition |  | Updated to indicate claim/filing status
1529 | C-Out-LED-A19(EISA-Bin-100w-100LPW)-dWP2p4 | LED A Lamp replaces pre-existing standard lighting Wattage based on EISA bin and LPW | DEER1314 | Disposition | 2020-11-24 16:30 | Com-Oltg-dWatt | NonDEER | Scaled | DeltaWatts | 2.4 | 2.4 | None |  | 0 |  | 0 | Com | Any | Lighting | OutGen | Ltg_Lamp | LED_lamp |  | OLtg-Com-LED-20000hr | LED A19 Basecase, 75% LED, 25% CFL | LED A19 Basecase, 75% LED, 25% CFL | LED Lamp: A19, EISA Bin 100, 100 LPW |  |  |  | Available |  | 0 | 0 | 2018Phase1ScrewInLampDisposition | RobNc |  |  |  |  | 2018-07-01 | 2019-12-31 | NotInEA |  |  |  |  | Standard |  | 1 | 1 | 0 | Deemed Ex Ante Team |  |  |  | Updated to indicate claim/filing status
1530 | C-Out-LED-A19(EISA-Bin-100w-110LPW)-dWP2p6 | LED A Lamp replaces pre-existing standard lighting Wattage based on EISA bin and LPW | DEER1314 | Disposition | 2020-11-24 16:30 | Com-Oltg-dWatt | NonDEER | Scaled | DeltaWatts | 2.6 | 2.6 | None |  | 0 |  | 0 | Com | Any | Lighting | OutGen | Ltg_Lamp | LED_lamp |  | OLtg-Com-LED-20000hr | LED A19 Basecase, 75% LED, 25% CFL | LED A19 Basecase, 75% LED, 25% CFL | LED Lamp: A19, EISA Bin 100, 110 LPW |  |  |  | Available |  | 0 | 0 | 2018Phase1ScrewInLampDisposition | RobNc |  |  |  |  | 2018-07-01 | 2019-12-31 | NotInEA |  |  |  |  | Standard |  | 1 | 1 | 0 | Deemed Ex Ante Team |  |  |  | Updated to indicate claim/filing status
1531 | C-Out-LED-A19(EISA-Bin-100w-90LPW)-dWP2p0 | LED A Lamp replaces pre-existing standard lighting Wattage based on EISA bin and LPW | DEER1314 | Disposition | 2020-11-24 16:30 | Com-Oltg-dWatt | NonDEER | Scaled | DeltaWatts | 2 | 2 | None |  | 0 |  | 0 | Com | Any | Lighting | OutGen | Ltg_Lamp | LED_lamp |  | OLtg-Com-LED-20000hr | LED A19 Basecase, 75% LED, 25% CFL | LED A19 Basecase, 75% LED, 25% CFL | LED Lamp: A19, EISA Bin 100, 90 LPW |  |  |  | Available |  | 0 | 0 | 2018Phase1ScrewInLampDisposition | RobNc |  |  |  |  | 2018-07-01 | 2019-12-31 | NotInEA |  |  |  |  | Standard |  | 1 | 1 | 0 | Deemed Ex Ante Team |  |  |  | Updated to indicate claim/filing status
1532 | C-Out-LED-A19(EISA-Bin-40w-100LPW)-dWP1p1 | LED A Lamp replaces pre-existing standard lighting Wattage based on EISA bin and LPW | DEER1314 | Disposition | 2020-11-24 16:30 | Com-Oltg-dWatt | NonDEER | Scaled | DeltaWatts | 1.1 | 1.1 | None |  | 0 |  | 0 | Com | Any | Lighting | OutGen | Ltg_Lamp | LED_lamp |  | OLtg-Com-LED-20000hr | LED A19 Basecase, 75% LED, 25% CFL | LED A19 Basecase, 75% LED, 25% CFL | LED Lamp: A19, EISA Bin 40, 100 LPW |  |  |  | Available |  | 0 | 0 | 2018Phase1ScrewInLampDisposition | RobNc |  |  |  |  | 2018-07-01 | 2019-12-31 | NotInEA |  |  |  |  | Standard |  | 1 | 1 | 0 | Deemed Ex Ante Team |  |  |  | Updated to indicate claim/filing status
1533 | C-Out-LED-A19(EISA-Bin-40w-80LPW)-dWP0p8 | LED A Lamp replaces pre-existing standard lighting Wattage based on EISA bin and LPW | DEER1314 | Disposition | 2020-11-24 16:30 | Com-Oltg-dWatt | NonDEER | Scaled | DeltaWatts | 0.8 | 0.8 | None |  | 0 |  | 0 | Com | Any | Lighting | OutGen | Ltg_Lamp | LED_lamp |  | OLtg-Com-LED-20000hr | LED A19 Basecase, 75% LED, 25% CFL | LED A19 Basecase, 75% LED, 25% CFL | LED Lamp: A19, EISA Bin 40, 80 LPW |  |  |  | Available |  | 0 | 0 | 2018Phase1ScrewInLampDisposition | RobNc |  |  |  |  | 2018-07-01 | 2019-12-31 | NotInEA |  |  |  |  | Standard |  | 1 | 1 | 0 | Deemed Ex Ante Team |  |  |  | Updated to indicate claim/filing status
1534 | C-Out-LED-A19(EISA-Bin-40w-90LPW)-dWP1p0 | LED A Lamp replaces pre-existing standard lighting Wattage based on EISA bin and LPW | DEER1314 | Disposition | 2020-11-24 16:30 | Com-Oltg-dWatt | NonDEER | Scaled | DeltaWatts | 1 | 1 | None |  | 0 |  | 0 | Com | Any | Lighting | OutGen | Ltg_Lamp | LED_lamp |  | OLtg-Com-LED-20000hr | LED A19 Basecase, 75% LED, 25% CFL | LED A19 Basecase, 75% LED, 25% CFL | LED Lamp: A19, EISA Bin 40, 90 LPW |  |  |  | Available |  | 0 | 0 | 2018Phase1ScrewInLampDisposition | RobNc |  |  |  |  | 2018-07-01 | 2019-12-31 | NotInEA |  |  |  |  | Standard |  | 1 | 1 | 0 | Deemed Ex Ante Team |  |  |  | Updated to indicate claim/filing status
1536 | C-Out-LED-A19(EISA-Bin-60w-110LPW)-dWP1p5 | LED A Lamp replaces pre-existing standard lighting Wattage based on EISA bin and LPW | DEER1314 | Disposition | 2020-11-24 16:30 | Com-Oltg-dWatt | NonDEER | Scaled | DeltaWatts | 1.5 | 1.5 | None |  | 0 |  | 0 | Com | Any | Lighting | OutGen | Ltg_Lamp | LED_lamp |  | OLtg-Com-LED-20000hr | LED A19 Basecase, 75% LED, 25% CFL | LED A19 Basecase, 75% LED, 25% CFL | LED Lamp: A19, EISA Bin 60, 110 LPW |  |  |  | Available |  |  |  | 2018Phase1ScrewInLampDisposition | RobNc |  |  |  |  | 2018-07-01 | 2019-12-31 | NotInEA |  |  |  |  | Standard |  | 1 | 1 | 0 | Deemed Ex Ante Team |  |  |  | Updated to indicate claim/filing status
1537 | C-Out-LED-A19(EISA-Bin-60w-90LPW)-dWP1p3 | LED A Lamp replaces pre-existing standard lighting Wattage based on EISA bin and LPW | DEER1314 | Disposition | 2020-11-24 16:30 | Com-Oltg-dWatt | NonDEER | Scaled | DeltaWatts | 1.3 | 1.3 | None |  | 0 |  | 0 | Com | Any | Lighting | OutGen | Ltg_Lamp | LED_lamp |  | OLtg-Com-LED-20000hr | LED A19 Basecase, 75% LED, 25% CFL | LED A19 Basecase, 75% LED, 25% CFL | LED Lamp: A19, EISA Bin 60, 90 LPW |  |  |  | Available |  |  |  | 2018Phase1ScrewInLampDisposition | RobNc |  |  |  |  | 2018-07-01 | 2019-12-31 | NotInEA |  |  |  |  | Standard |  | 1 | 1 | 0 | Deemed Ex Ante Team |  |  |  | Updated to indicate claim/filing status
1538 | C-Out-LED-A19(EISA-Bin-75w-100LPW)-dWP1p7 | LED A Lamp replaces pre-existing standard lighting Wattage based on EISA bin and LPW | DEER1314 | Disposition | 2020-11-24 16:30 | Com-Oltg-dWatt | NonDEER | Scaled | DeltaWatts | 1.7 | 1.7 | None |  | 0 |  | 0 | Com | Any | Lighting | OutGen | Ltg_Lamp | LED_lamp |  | OLtg-Com-LED-20000hr | LED A19 Basecase, 75% LED, 25% CFL | LED A19 Basecase, 75% LED, 25% CFL | LED Lamp: A19, EISA Bin 75, 100 LPW |  |  |  | Available |  |  |  | 2018Phase1ScrewInLampDisposition | RobNc |  |  |  |  | 2018-07-01 | 2019-12-31 | NotInEA |  |  |  |  | Standard |  | 1 | 1 | 0 | Deemed Ex Ante Team |  |  |  | Updated to indicate claim/filing status
1539 | C-Out-LED-A19(EISA-Bin-75w-110LPW)-dWP1p9 | LED A Lamp replaces pre-existing standard lighting Wattage based on EISA bin and LPW | DEER1314 | Disposition | 2020-11-24 16:30 | Com-Oltg-dWatt | NonDEER | Scaled | DeltaWatts | 1.9 | 1.9 | None |  | 0 |  | 0 | Com | Any | Lighting | OutGen | Ltg_Lamp | LED_lamp |  | OLtg-Com-LED-20000hr | LED A19 Basecase, 75% LED, 25% CFL | LED A19 Basecase, 75% LED, 25% CFL | LED Lamp: A19, EISA Bin 75, 110 LPW |  |  |  | Available |  |  |  | 2018Phase1ScrewInLampDisposition | RobNc |  |  |  |  | 2018-07-01 | 2019-12-31 | NotInEA |  |  |  |  | Standard |  | 1 | 1 | 0 | Deemed Ex Ante Team |  |  |  | Updated to indicate claim/filing status
1540 | C-Out-LED-A19(EISA-Bin-75w-120LPW)-dWP2p3 | LED A Lamp replaces pre-existing standard lighting Wattage based on EISA bin and LPW | DEER1314 | Disposition | 2020-11-24 16:30 | Com-Oltg-dWatt | NonDEER | Scaled | DeltaWatts | 2.3 | 2.3 | None |  | 0 |  | 0 | Com | Any | Lighting | OutGen | Ltg_Lamp | LED_lamp |  | OLtg-Com-LED-20000hr | LED A19 Basecase, 75% LED, 25% CFL | LED A19 Basecase, 75% LED, 25% CFL | LED Lamp: A19, EISA Bin 75, 80 LPW |  |  |  | Available |  |  |  | 2018Phase1ScrewInLampDisposition | RobNc |  |  |  |  | 2018-07-01 | 2019-12-31 | NotInEA |  |  |  |  | Standard |  | 1 | 1 | 0 | Deemed Ex Ante Team |  |  |  | Updated to indicate claim/filing status
1541 | C-Out-LED-A19(EISA-Bin-75w-90LPW)-dWP1p5 | LED A Lamp replaces pre-existing standard lighting Wattage based on EISA bin and LPW | DEER1314 | Disposition | 2020-11-24 16:30 | Com-Oltg-dWatt | NonDEER | Scaled | DeltaWatts | 1.5 | 1.5 | None |  | 0 |  | 0 | Com | Any | Lighting | OutGen | Ltg_Lamp | LED_lamp |  | OLtg-Com-LED-20000hr | LED A19 Basecase, 75% LED, 25% CFL | LED A19 Basecase, 75% LED, 25% CFL | LED Lamp: A19, EISA Bin 75, 90 LPW |  |  |  | Available |  |  |  | 2018Phase1ScrewInLampDisposition | RobNc |  |  |  |  | 2018-07-01 | 2019-12-31 | NotInEA |  |  |  |  | Standard |  | 1 | 1 | 0 | Deemed Ex Ante Team |  |  |  | Updated to indicate claim/filing status
1542 | C-Out-LED-PAR30-Ext(15w)-dWP20 | Commercial Outdoor General Lighting: LED Lamp replaces pre-existing standard lighting Wattage. Measure includes Code case. Impacts: HOU = 4100; CDF = 0 | DEER1314 | Disposition | 2020-11-24 16:30 | Com-Oltg-dWatt | NonDEER | Scaled | BaseRatio |  |  | None |  | 0 |  | 1 | Com | Any | Lighting | OutGen | Ltg_Lamp | LED_lamp |  | ILtg-Com-LED-20000hr | LED PAR30 Basecase, Total Watts = 2.34 x Msr Watts | LED PAR30 Basecase, Total Watts = 2.34 x Msr Watts | LED Lamp: Exterior PAR30, 15 Watts, non-dimmable | LEDratio0234 | LEDratio0234 | LED-PAR30-Ext(15w) | Available |  |  |  | 2018Phase1ScrewInLampDisposition | RobNc |  |  |  |  | 2018-07-01 | 2019-12-31 | NotInEA |  |  |  |  | Standard |  | 1 | 1 | 0 | Deemed Ex Ante Team |  |  |  | Updated to indicate claim/filing status
1543 | C-Out-LED-PAR30-Ext(6w)-dWP8 | Commercial Outdoor General Lighting: LED Lamp replaces pre-existing standard lighting Wattage. Measure includes Code case. Impacts: HOU = 4100; CDF = 0 | DEER1314 | Disposition | 2020-11-24 16:30 | Com-Oltg-dWatt | NonDEER | Scaled | BaseRatio |  |  | None |  | 0 |  | 1 | Com | Any | Lighting | OutGen | Ltg_Lamp | LED_lamp |  | ILtg-Com-LED-20000hr | LED PAR30 Basecase, Total Watts = 2.34 x Msr Watts | LED PAR30 Basecase, Total Watts = 2.34 x Msr Watts | LED Lamp: Exterior PAR30, 6 Watts, non-dimmable | LEDratio0234 | LEDratio0234 | LED-PAR30-Ext(6w) | Available |  |  |  | 2018Phase1ScrewInLampDisposition | RobNc |  |  |  |  | 2018-07-01 | 2019-12-31 | NotInEA |  |  |  |  | Standard |  | 1 | 1 | 0 | Deemed Ex Ante Team |  |  |  | Updated to indicate claim/filing status
1544 | C-Out-LED-PAR38-Ext(17w)-dWP27 | Commercial Outdoor General Lighting: LED Lamp replaces pre-existing standard lighting Wattage. Measure includes Code case. Impacts: HOU = 4100; CDF = 0 | DEER1314 | Disposition | 2020-11-24 16:30 | Com-Oltg-dWatt | NonDEER | Scaled | BaseRatio |  |  | None |  | 0 |  | 1 | Com | Any | Lighting | OutGen | Ltg_Lamp | LED_lamp |  | ILtg-Com-LED-20000hr | LED PAR38 Basecase, Total Watts = 2.60 x Msr Watts | LED PAR38 Basecase, Total Watts = 2.60 x Msr Watts | LED Lamp: Exterior PAR38, 17 Watts, non-dimmable | LEDratio0260 | LEDratio0260 | LED-PAR38-Ext(17w) | Available |  |  |  | 2018Phase1ScrewInLampDisposition | RobNc |  |  |  |  | 2018-07-01 | 2019-12-31 | NotInEA |  |  |  |  | Standard |  | 1 | 1 | 0 | Deemed Ex Ante Team |  |  |  | Updated to indicate claim/filing status
1545 | C-Out-LED-PAR38-Ext(7w)-dWP11 | Commercial Outdoor General Lighting: LED Lamp replaces pre-existing standard lighting Wattage. Measure includes Code case. Impacts: HOU = 4100; CDF = 0 | DEER1314 | Disposition | 2020-11-24 16:30 | Com-Oltg-dWatt | NonDEER | Scaled | BaseRatio |  |  | None |  | 0 |  | 1 | Com | Any | Lighting | OutGen | Ltg_Lamp | LED_lamp |  | ILtg-Com-LED-20000hr | LED PAR38 Basecase, Total Watts = 2.60 x Msr Watts | LED PAR38 Basecase, Total Watts = 2.60 x Msr Watts | LED Lamp: Exterior PAR38, 7 Watts, non-dimmable | LEDratio0260 | LEDratio0260 | LED-PAR38-Ext(7w) | Available |  |  |  | 2018Phase1ScrewInLampDisposition | RobNc |  |  |  |  | 2018-07-01 | 2019-12-31 | NotInEA |  |  |  |  | Standard |  | 1 | 1 | 0 | Deemed Ex Ante Team |  |  |  | Updated to indicate claim/filing status
1546 | R-InCmn-LED-A19(EISA-Bin-100w-100LPW)-dWP2p4 | LED A Lamp replaces pre-existing standard lighting Wattage based on EISA bin and LPW | DEER2017 | Disposition | 2020-11-24 16:30 | Res-Iltg-Cmn-dWatt-CFL | NonDEER | Scaled | DeltaWatts | 2.4 | 2.4 | None |  | 0 |  | 0 | Res | Any | Lighting | InCommon | Ltg_Lamp | LED_lamp |  | ILtg-Res-LED-20000hr-Cmn | LED A19 Basecase, 75% LED, 25% CFL | LED A19 Basecase, 75% LED, 25% CFL | LED Lamp: A19, EISA Bin 100, 100 LPW |  |  |  | Available |  | 0 | 0 | DEER2020 Update: 2018Phase1ScrewInLampDisposition | RobNc |  |  |  | None | 2018-07-01 | 2019-12-31 | NotInEA |  |  |  |  | Standard | Measures expires 12/31/2019 with revision note: Measures expire 12/31/2019. Workpaper required for 1/1/2020 to consider: revises HOU to reflect most recent Title 24 and ISP control practices; DEER 2020 peak demand definition update | 1 | 1 | 0 | Deemed Ex Ante Team |  | Measures expires 12/31/2019 with revision note: Measures expire 12/31/2019. Workpaper required for 1/1/2020 to consider: revises HOU to reflect most recent Title 24 and ISP control practices; DEER 2020 peak demand definition update |  | Updated to indicate claim/filing status
1547 | R-InCmn-LED-A19(EISA-Bin-100w-110LPW)-dWP2p6 | LED A Lamp replaces pre-existing standard lighting Wattage based on EISA bin and LPW | DEER2017 | Disposition | 2020-11-24 16:30 | Res-Iltg-Cmn-dWatt-CFL | NonDEER | Scaled | DeltaWatts | 2.6 | 2.6 | None |  | 0 |  | 0 | Res | Any | Lighting | InCommon | Ltg_Lamp | LED_lamp |  | ILtg-Res-LED-20000hr-Cmn | LED A19 Basecase, 75% LED, 25% CFL | LED A19 Basecase, 75% LED, 25% CFL | LED Lamp: A19, EISA Bin 100, 110 LPW |  |  |  | Available |  | 0 | 0 | DEER2020 Update: 2018Phase1ScrewInLampDisposition | RobNc |  |  |  | None | 2018-07-01 | 2019-12-31 | NotInEA |  |  |  |  | Standard | Measures expires 12/31/2019 with revision note: Measures expire 12/31/2019. Workpaper required for 1/1/2020 to consider: revises HOU to reflect most recent Title 24 and ISP control practices; DEER 2020 peak demand definition update | 1 | 1 | 0 | Deemed Ex Ante Team |  | Measures expires 12/31/2019 with revision note: Measures expire 12/31/2019. Workpaper required for 1/1/2020 to consider: revises HOU to reflect most recent Title 24 and ISP control practices; DEER 2020 peak demand definition update |  | Updated to indicate claim/filing status
1548 | R-InCmn-LED-A19(EISA-Bin-100w-90LPW)-dWP2p0 | LED A Lamp replaces pre-existing standard lighting Wattage based on EISA bin and LPW | DEER2017 | Disposition | 2020-11-24 16:30 | Res-Iltg-Cmn-dWatt-CFL | NonDEER | Scaled | DeltaWatts | 2 | 2 | None |  | 0 |  | 0 | Res | Any | Lighting | InCommon | Ltg_Lamp | LED_lamp |  | ILtg-Res-LED-20000hr-Cmn | LED A19 Basecase, 75% LED, 25% CFL | LED A19 Basecase, 75% LED, 25% CFL | LED Lamp: A19, EISA Bin 100, 90 LPW |  |  |  | Available |  | 0 | 0 | DEER2020 Update: 2018Phase1ScrewInLampDisposition | RobNc |  |  |  | None | 2018-07-01 | 2019-12-31 | NotInEA |  |  |  |  | Standard | Measures expires 12/31/2019 with revision note: Measures expire 12/31/2019. Workpaper required for 1/1/2020 to consider: revises HOU to reflect most recent Title 24 and ISP control practices; DEER 2020 peak demand definition update | 1 | 1 | 0 | Deemed Ex Ante Team |  | Measures expires 12/31/2019 with revision note: Measures expire 12/31/2019. Workpaper required for 1/1/2020 to consider: revises HOU to reflect most recent Title 24 and ISP control practices; DEER 2020 peak demand definition update |  | Updated to indicate claim/filing status
1549 | R-InCmn-LED-A19(EISA-Bin-40w-100LPW)-dWP1p1 | LED A Lamp replaces pre-existing standard lighting Wattage based on EISA bin and LPW | DEER2017 | Disposition | 2020-11-24 16:30 | Res-Iltg-Cmn-dWatt-CFL | NonDEER | Scaled | DeltaWatts | 1.1 | 1.1 | None |  | 0 |  | 0 | Res | Any | Lighting | InCommon | Ltg_Lamp | LED_lamp |  | ILtg-Res-LED-20000hr-Cmn | LED A19 Basecase, 75% LED, 25% CFL | LED A19 Basecase, 75% LED, 25% CFL | LED Lamp: A19, EISA Bin 40, 100 LPW |  |  |  | Available |  | 0 | 0 | DEER2020 Update: 2018Phase1ScrewInLampDisposition | RobNc |  |  |  | None | 2018-07-01 | 2019-12-31 | NotInEA |  |  |  |  | Standard | Measures expires 12/31/2019 with revision note: Measures expire 12/31/2019. Workpaper required for 1/1/2020 to consider: revises HOU to reflect most recent Title 24 and ISP control practices; DEER 2020 peak demand definition update | 1 | 1 | 0 | Deemed Ex Ante Team |  | Measures expires 12/31/2019 with revision note: Measures expire 12/31/2019. Workpaper required for 1/1/2020 to consider: revises HOU to reflect most recent Title 24 and ISP control practices; DEER 2020 peak demand definition update |  | Updated to indicate claim/filing status
1550 | R-InCmn-LED-A19(EISA-Bin-40w-80LPW)-dWP0p8 | LED A Lamp replaces pre-existing standard lighting Wattage based on EISA bin and LPW | DEER2017 | Disposition | 2020-11-24 16:30 | Res-Iltg-Cmn-dWatt-CFL | NonDEER | Scaled | DeltaWatts | 0.8 | 0.8 | None |  | 0 |  | 0 | Res | Any | Lighting | InCommon | Ltg_Lamp | LED_lamp |  | ILtg-Res-LED-20000hr-Cmn | LED A19 Basecase, 75% LED, 25% CFL | LED A19 Basecase, 75% LED, 25% CFL | LED Lamp: A19, EISA Bin 40, 80 LPW |  |  |  | Available |  | 0 | 0 | DEER2020 Update: 2018Phase1ScrewInLampDisposition | RobNc |  |  |  | None | 2018-07-01 | 2019-12-31 | NotInEA |  |  |  |  | Standard | Measures expires 12/31/2019 with revision note: Measures expire 12/31/2019. Workpaper required for 1/1/2020 to consider: revises HOU to reflect most recent Title 24 and ISP control practices; DEER 2020 peak demand definition update | 1 | 1 | 0 | Deemed Ex Ante Team |  | Measures expires 12/31/2019 with revision note: Measures expire 12/31/2019. Workpaper required for 1/1/2020 to consider: revises HOU to reflect most recent Title 24 and ISP control practices; DEER 2020 peak demand definition update |  | Updated to indicate claim/filing status
1551 | R-InCmn-LED-A19(EISA-Bin-40w-90LPW)-dWP1p0 | LED A Lamp replaces pre-existing standard lighting Wattage based on EISA bin and LPW | DEER2017 | Disposition | 2020-11-24 16:30 | Res-Iltg-Cmn-dWatt-CFL | NonDEER | Scaled | DeltaWatts | 1 | 1 | None |  | 0 |  | 0 | Res | Any | Lighting | InCommon | Ltg_Lamp | LED_lamp |  | ILtg-Res-LED-20000hr-Cmn | LED A19 Basecase, 75% LED, 25% CFL | LED A19 Basecase, 75% LED, 25% CFL | LED Lamp: A19, EISA Bin 40, 90 LPW |  |  |  | Available |  | 0 | 0 | DEER2020 Update: 2018Phase1ScrewInLampDisposition | RobNc |  |  |  | None | 2018-07-01 | 2019-12-31 | NotInEA |  |  |  |  | Standard | Measures expires 12/31/2019 with revision note: Measures expire 12/31/2019. Workpaper required for 1/1/2020 to consider: revises HOU to reflect most recent Title 24 and ISP control practices; DEER 2020 peak demand definition update | 1 | 1 | 0 | Deemed Ex Ante Team |  | Measures expires 12/31/2019 with revision note: Measures expire 12/31/2019. Workpaper required for 1/1/2020 to consider: revises HOU to reflect most recent Title 24 and ISP control practices; DEER 2020 peak demand definition update |  | Updated to indicate claim/filing status
1553 | R-InCmn-LED-A19(EISA-Bin-60w-110LPW)-dWP1p5 | LED A Lamp replaces pre-existing standard lighting Wattage based on EISA bin and LPW | DEER2017 | Disposition | 2020-11-24 16:30 | Res-Iltg-Cmn-dWatt-CFL | NonDEER | Scaled | DeltaWatts | 1.5 | 1.5 | None |  | 0 |  | 0 | Res | Any | Lighting | InCommon | Ltg_Lamp | LED_lamp |  | ILtg-Res-LED-20000hr-Cmn | LED A19 Basecase, 75% LED, 25% CFL | LED A19 Basecase, 75% LED, 25% CFL | LED Lamp: A19, EISA Bin 60, 110 LPW |  |  |  | Available |  | 0 | 0 | DEER2020 Update: 2018Phase1ScrewInLampDisposition | RobNc |  |  |  | None | 2018-07-01 | 2019-12-31 | NotInEA |  |  |  |  | Standard | Measures expires 12/31/2019 with revision note: Measures expire 12/31/2019. Workpaper required for 1/1/2020 to consider: revises HOU to reflect most recent Title 24 and ISP control practices; DEER 2020 peak demand definition update | 1 | 1 | 0 | Deemed Ex Ante Team |  | Measures expires 12/31/2019 with revision note: Measures expire 12/31/2019. Workpaper required for 1/1/2020 to consider: revises HOU to reflect most recent Title 24 and ISP control practices; DEER 2020 peak demand definition update |  | Updated to indicate claim/filing status
1554 | R-InCmn-LED-A19(EISA-Bin-60w-90LPW)-dWP1p3 | LED A Lamp replaces pre-existing standard lighting Wattage based on EISA bin and LPW | DEER2017 | Disposition | 2020-11-24 16:30 | Res-Iltg-Cmn-dWatt-CFL | NonDEER | Scaled | DeltaWatts | 1.3 | 1.3 | None |  | 0 |  | 0 | Res | Any | Lighting | InCommon | Ltg_Lamp | LED_lamp |  | ILtg-Res-LED-20000hr-Cmn | LED A19 Basecase, 75% LED, 25% CFL | LED A19 Basecase, 75% LED, 25% CFL | LED Lamp: A19, EISA Bin 60, 90 LPW |  |  |  | Available |  | 0 | 0 | DEER2020 Update: 2018Phase1ScrewInLampDisposition | RobNc |  |  |  | None | 2018-07-01 | 2019-12-31 | NotInEA |  |  |  |  | Standard | Measures expires 12/31/2019 with revision note: Measures expire 12/31/2019. Workpaper required for 1/1/2020 to consider: revises HOU to reflect most recent Title 24 and ISP control practices; DEER 2020 peak demand definition update | 1 | 1 | 0 | Deemed Ex Ante Team |  | Measures expires 12/31/2019 with revision note: Measures expire 12/31/2019. Workpaper required for 1/1/2020 to consider: revises HOU to reflect most recent Title 24 and ISP control practices; DEER 2020 peak demand definition update |  | Updated to indicate claim/filing status
1555 | R-InCmn-LED-A19(EISA-Bin-75w-100LPW)-dWP1p7 | LED A Lamp replaces pre-existing standard lighting Wattage based on EISA bin and LPW | DEER2017 | Disposition | 2020-11-24 16:30 | Res-Iltg-Cmn-dWatt-CFL | NonDEER | Scaled | DeltaWatts | 1.7 | 1.7 | None |  | 0 |  | 0 | Res | Any | Lighting | InCommon | Ltg_Lamp | LED_lamp |  | ILtg-Res-LED-20000hr-Cmn | LED A19 Basecase, 75% LED, 25% CFL | LED A19 Basecase, 75% LED, 25% CFL | LED Lamp: A19, EISA Bin 75, 100 LPW |  |  |  | Available |  | 0 | 0 | DEER2020 Update: 2018Phase1ScrewInLampDisposition | RobNc |  |  |  | None | 2018-07-01 | 2019-12-31 | NotInEA |  |  |  |  | Standard | Measures expires 12/31/2019 with revision note: Measures expire 12/31/2019. Workpaper required for 1/1/2020 to consider: revises HOU to reflect most recent Title 24 and ISP control practices; DEER 2020 peak demand definition update | 1 | 1 | 0 | Deemed Ex Ante Team |  | Measures expires 12/31/2019 with revision note: Measures expire 12/31/2019. Workpaper required for 1/1/2020 to consider: revises HOU to reflect most recent Title 24 and ISP control practices; DEER 2020 peak demand definition update |  | Updated to indicate claim/filing status
1556 | R-InCmn-LED-A19(EISA-Bin-75w-110LPW)-dWP1p9 | LED A Lamp replaces pre-existing standard lighting Wattage based on EISA bin and LPW | DEER2017 | Disposition | 2020-11-24 16:30 | Res-Iltg-Cmn-dWatt-CFL | NonDEER | Scaled | DeltaWatts | 1.9 | 1.9 | None |  | 0 |  | 0 | Res | Any | Lighting | InCommon | Ltg_Lamp | LED_lamp |  | ILtg-Res-LED-20000hr-Cmn | LED A19 Basecase, 75% LED, 25% CFL | LED A19 Basecase, 75% LED, 25% CFL | LED Lamp: A19, EISA Bin 75, 110 LPW |  |  |  | Available |  | 0 | 0 | DEER2020 Update: 2018Phase1ScrewInLampDisposition | RobNc |  |  |  | None | 2018-07-01 | 2019-12-31 | NotInEA |  |  |  |  | Standard | Measures expires 12/31/2019 with revision note: Measures expire 12/31/2019. Workpaper required for 1/1/2020 to consider: revises HOU to reflect most recent Title 24 and ISP control practices; DEER 2020 peak demand definition update | 1 | 1 | 0 | Deemed Ex Ante Team |  | Measures expires 12/31/2019 with revision note: Measures expire 12/31/2019. Workpaper required for 1/1/2020 to consider: revises HOU to reflect most recent Title 24 and ISP control practices; DEER 2020 peak demand definition update |  | Updated to indicate claim/filing status
1557 | R-InCmn-LED-A19(EISA-Bin-75w-120LPW)-dWP2p3 | LED A Lamp replaces pre-existing standard lighting Wattage based on EISA bin and LPW | DEER2017 | Disposition | 2020-11-24 16:30 | Res-Iltg-Cmn-dWatt-CFL | NonDEER | Scaled | DeltaWatts | 2.3 | 2.3 | None |  | 0 |  | 0 | Res | Any | Lighting | InCommon | Ltg_Lamp | LED_lamp |  | ILtg-Res-LED-20000hr-Cmn | LED A19 Basecase, 75% LED, 25% CFL | LED A19 Basecase, 75% LED, 25% CFL | LED Lamp: A19, EISA Bin 75, 80 LPW |  |  |  | Available |  | 0 | 0 | DEER2020 Update: 2018Phase1ScrewInLampDisposition | RobNc |  |  |  | None | 2018-07-01 | 2019-12-31 | NotInEA |  |  |  |  | Standard | Measures expires 12/31/2019 with revision note: Measures expire 12/31/2019. Workpaper required for 1/1/2020 to consider: revises HOU to reflect most recent Title 24 and ISP control practices; DEER 2020 peak demand definition update | 1 | 1 | 0 | Deemed Ex Ante Team |  | Measures expires 12/31/2019 with revision note: Measures expire 12/31/2019. Workpaper required for 1/1/2020 to consider: revises HOU to reflect most recent Title 24 and ISP control practices; DEER 2020 peak demand definition update |  | Updated to indicate claim/filing status
1558 | R-InCmn-LED-A19(EISA-Bin-75w-90LPW)-dWP1p5 | LED A Lamp replaces pre-existing standard lighting Wattage based on EISA bin and LPW | DEER2017 | Disposition | 2020-11-24 16:30 | Res-Iltg-Cmn-dWatt-CFL | NonDEER | Scaled | DeltaWatts | 1.5 | 1.5 | None |  | 0 |  | 0 | Res | Any | Lighting | InCommon | Ltg_Lamp | LED_lamp |  | ILtg-Res-LED-20000hr-Cmn | LED A19 Basecase, 75% LED, 25% CFL | LED A19 Basecase, 75% LED, 25% CFL | LED Lamp: A19, EISA Bin 75, 90 LPW |  |  |  | Available |  | 0 | 0 | DEER2020 Update: 2018Phase1ScrewInLampDisposition | RobNc |  |  |  | None | 2018-07-01 | 2019-12-31 | NotInEA |  |  |  |  | Standard | Measures expires 12/31/2019 with revision note: Measures expire 12/31/2019. Workpaper required for 1/1/2020 to consider: revises HOU to reflect most recent Title 24 and ISP control practices; DEER 2020 peak demand definition update | 1 | 1 | 0 | Deemed Ex Ante Team |  | Measures expires 12/31/2019 with revision note: Measures expire 12/31/2019. Workpaper required for 1/1/2020 to consider: revises HOU to reflect most recent Title 24 and ISP control practices; DEER 2020 peak demand definition update |  | Updated to indicate claim/filing status
1559 | R-InCmn-LED-Candle(1.8w)-dWP6 | Residential Indoor Common-Area Lighting: LED Lamp replaces pre-existing standard lighting Wattage. Measure includes Code case. Impacts: HOU = 6142; CDF = 0.70 | DEER2017 | Disposition | 2020-11-24 16:30 | Res-Iltg-Cmn-dWatt-CFL | NonDEER | Scaled | BaseRatio | 0 | 0 | None |  | 0 |  | 1 | Res | Any | Lighting | InCommon | Ltg_Lamp | LED_lamp |  | ILtg-Res-LED-15000hr-Cmn | LED Candelabra Basecase, Total Watts = 4.61 x Msr Watts | LED Candelabra Basecase, Total Watts = 4.61 x Msr Watts | LED Lamp: Candle, 1.8 Watts, non-dimmable | LEDratio0461 | LEDratio0461 | LED-Candle(1.8w) | Available |  | 0 | 0 | DEER2020 Update: 2018Phase1ScrewInLampDisposition | RobNc |  |  |  | None | 2018-07-01 | 2019-12-31 | NotInEA |  |  |  |  | Standard | Measures expires 12/31/2019 with revision note: Measures expire 12/31/2019. Workpaper required for 1/1/2020 to consider: revises HOU to reflect most recent Title 24 and ISP control practices; DEER 2020 peak demand definition update | 1 | 1 | 0 | Deemed Ex Ante Team |  | Measures expires 12/31/2019 with revision note: Measures expire 12/31/2019. Workpaper required for 1/1/2020 to consider: revises HOU to reflect most recent Title 24 and ISP control practices; DEER 2020 peak demand definition update |  | Updated to indicate claim/filing status
1560 | R-InCmn-LED-Candle(1w)-dWP4 | Residential Indoor Common-Area Lighting: LED Lamp replaces pre-existing standard lighting Wattage. Measure includes Code case. Impacts: HOU = 6142; CDF = 0.70 | DEER2017 | Disposition | 2020-11-24 16:30 | Res-Iltg-Cmn-dWatt-CFL | NonDEER | Scaled | BaseRatio | 0 | 0 | None |  | 0 |  | 1 | Res | Any | Lighting | InCommon | Ltg_Lamp | LED_lamp |  | ILtg-Res-LED-15000hr-Cmn | LED Candelabra Basecase, Total Watts = 4.61 x Msr Watts | LED Candelabra Basecase, Total Watts = 4.61 x Msr Watts | LED Lamp: Candle, 1 Watts, non-dimmable | LEDratio0461 | LEDratio0461 | LED-Candle(1w) | Available |  | 0 | 0 | DEER2020 Update: 2018Phase1ScrewInLampDisposition | RobNc |  |  |  | None | 2018-07-01 | 2019-12-31 | NotInEA |  |  |  |  | Standard | Measures expires 12/31/2019 with revision note: Measures expire 12/31/2019. Workpaper required for 1/1/2020 to consider: revises HOU to reflect most recent Title 24 and ISP control practices; DEER 2020 peak demand definition update | 1 | 1 | 0 | Deemed Ex Ante Team |  | Measures expires 12/31/2019 with revision note: Measures expire 12/31/2019. Workpaper required for 1/1/2020 to consider: revises HOU to reflect most recent Title 24 and ISP control practices; DEER 2020 peak demand definition update |  | Updated to indicate claim/filing status
1561 | R-InCmn-LED-Candle(2w)-dWP7 | Residential Indoor Common-Area Lighting: LED Lamp replaces pre-existing standard lighting Wattage. Measure includes Code case. Impacts: HOU = 6142; CDF = 0.70 | DEER2017 | Disposition | 2020-11-24 16:30 | Res-Iltg-Cmn-dWatt-CFL | NonDEER | Scaled | BaseRatio | 0 | 0 | None |  | 0 |  | 1 | Res | Any | Lighting | InCommon | Ltg_Lamp | LED_lamp |  | ILtg-Res-LED-15000hr-Cmn | LED Candelabra Basecase, Total Watts = 4.61 x Msr Watts | LED Candelabra Basecase, Total Watts = 4.61 x Msr Watts | LED Lamp: Candle, 2 Watts, non-dimmable | LEDratio0461 | LEDratio0461 | LED-Candle(2w) | Available |  | 0 | 0 | DEER2020 Update: 2018Phase1ScrewInLampDisposition | RobNc |  |  |  | None | 2018-07-01 | 2019-12-31 | NotInEA |  |  |  |  | Standard | Measures expires 12/31/2019 with revision note: Measures expire 12/31/2019. Workpaper required for 1/1/2020 to consider: revises HOU to reflect most recent Title 24 and ISP control practices; DEER 2020 peak demand definition update | 1 | 1 | 0 | Deemed Ex Ante Team |  | Measures expires 12/31/2019 with revision note: Measures expire 12/31/2019. Workpaper required for 1/1/2020 to consider: revises HOU to reflect most recent Title 24 and ISP control practices; DEER 2020 peak demand definition update |  | Updated to indicate claim/filing status
1562 | R-InCmn-LED-Candle(3w)-dWP11 | Residential Indoor Common-Area Lighting: LED Lamp replaces pre-existing standard lighting Wattage. Measure includes Code case. Impacts: HOU = 6142; CDF = 0.70 | DEER2017 | Disposition | 2020-11-24 16:30 | Res-Iltg-Cmn-dWatt-CFL | NonDEER | Scaled | BaseRatio | 0 | 0 | None |  | 0 |  | 1 | Res | Any | Lighting | InCommon | Ltg_Lamp | LED_lamp |  | ILtg-Res-LED-15000hr-Cmn | LED Candelabra Basecase, Total Watts = 4.61 x Msr Watts | LED Candelabra Basecase, Total Watts = 4.61 x Msr Watts | LED Lamp: Candle, 3 Watts, non-dimmable | LEDratio0461 | LEDratio0461 | LED-Candle(3w) | Available |  | 0 | 0 | DEER2020 Update: 2018Phase1ScrewInLampDisposition | RobNc |  |  |  | None | 2018-07-01 | 2019-12-31 | NotInEA |  |  |  |  | Standard | Measures expires 12/31/2019 with revision note: Measures expire 12/31/2019. Workpaper required for 1/1/2020 to consider: revises HOU to reflect most recent Title 24 and ISP control practices; DEER 2020 peak demand definition update | 1 | 1 | 0 | Deemed Ex Ante Team |  | Measures expires 12/31/2019 with revision note: Measures expire 12/31/2019. Workpaper required for 1/1/2020 to consider: revises HOU to reflect most recent Title 24 and ISP control practices; DEER 2020 peak demand definition update |  | Updated to indicate claim/filing status
1563 | R-InCmn-LED-Candle(4w)-dWP14 | Residential Indoor Common-Area Lighting: LED Lamp replaces pre-existing standard lighting Wattage. Measure includes Code case. Impacts: HOU = 6142; CDF = 0.70 | DEER2017 | Disposition | 2020-11-24 16:30 | Res-Iltg-Cmn-dWatt-CFL | NonDEER | Scaled | BaseRatio | 0 | 0 | None |  | 0 |  | 1 | Res | Any | Lighting | InCommon | Ltg_Lamp | LED_lamp |  | ILtg-Res-LED-15000hr-Cmn | LED Candelabra Basecase, Total Watts = 4.61 x Msr Watts | LED Candelabra Basecase, Total Watts = 4.61 x Msr Watts | LED Lamp: Candle, 4 Watts, non-dimmable | LEDratio0461 | LEDratio0461 | LED-Candle(4w) | Available |  | 0 | 0 | DEER2020 Update: 2018Phase1ScrewInLampDisposition | RobNc |  |  |  | None | 2018-07-01 | 2019-12-31 | NotInEA |  |  |  |  | Standard | Measures expires 12/31/2019 with revision note: Measures expire 12/31/2019. Workpaper required for 1/1/2020 to consider: revises HOU to reflect most recent Title 24 and ISP control practices; DEER 2020 peak demand definition update | 1 | 1 | 0 | Deemed Ex Ante Team |  | Measures expires 12/31/2019 with revision note: Measures expire 12/31/2019. Workpaper required for 1/1/2020 to consider: revises HOU to reflect most recent Title 24 and ISP control practices; DEER 2020 peak demand definition update |  | Updated to indicate claim/filing status
1564 | R-InCmn-LED-Candle(5w)-dWP18 | Residential Indoor Common-Area Lighting: LED Lamp replaces pre-existing standard lighting Wattage. Measure includes Code case. Impacts: HOU = 6142; CDF = 0.70 | DEER2017 | Disposition | 2020-11-24 16:30 | Res-Iltg-Cmn-dWatt-CFL | NonDEER | Scaled | BaseRatio | 0 | 0 | None |  | 0 |  | 1 | Res | Any | Lighting | InCommon | Ltg_Lamp | LED_lamp |  | ILtg-Res-LED-15000hr-Cmn | LED Candelabra Basecase, Total Watts = 4.61 x Msr Watts | LED Candelabra Basecase, Total Watts = 4.61 x Msr Watts | LED Lamp: Candle, 5 Watts, non-dimmable | LEDratio0461 | LEDratio0461 | LED-Candle(5w) | Available |  | 0 | 0 | DEER2020 Update: 2018Phase1ScrewInLampDisposition | RobNc |  |  |  | None | 2018-07-01 | 2019-12-31 | NotInEA |  |  |  |  | Standard | Measures expires 12/31/2019 with revision note: Measures expire 12/31/2019. Workpaper required for 1/1/2020 to consider: revises HOU to reflect most recent Title 24 and ISP control practices; DEER 2020 peak demand definition update | 1 | 1 | 0 | Deemed Ex Ante Team |  | Measures expires 12/31/2019 with revision note: Measures expire 12/31/2019. Workpaper required for 1/1/2020 to consider: revises HOU to reflect most recent Title 24 and ISP control practices; DEER 2020 peak demand definition update |  | Updated to indicate claim/filing status
1565 | R-InCmn-LED-CanRet(10w)-dWP13 | Residential Indoor Common Area General Lighting: LED Lamp replaces pre-existing standard lighting Wattage. Measure includes Code case. Impacts: CFL-based HOU (varies by BldgType) | DEER2017 | Disposition | 2020-11-24 16:30 | Res-Iltg-Cmn-dWatt-CFL | NonDEER | Scaled | BaseRatio | 0 | 0 | None |  | 0 |  | 1 | Res | Any | Lighting | InCommon | Ltg_Lamp | LED_lamp |  | ILtg-Res-LED-20000hr-Cmn | LED PAR30 Basecase, Total Watts = 2.34 x Msr Watts | LED PAR30 Basecase, Total Watts = 2.34 x Msr Watts | LED Lamp: CanRet, 10 Watts, non-dimmable | LEDratio0234 | LEDratio0234 | LED-CanRet(10w) | Available |  | 0 | 0 | DEER2020 Update: 2018Phase1ScrewInLampDisposition | RobNc |  |  |  | None | 2018-07-01 | 2019-12-31 | NotInEA |  |  |  |  | Standard | Measures expires 12/31/2019 with revision note: Measures expire 12/31/2019. Workpaper required for 1/1/2020 to consider: revises HOU to reflect most recent Title 24 and ISP control practices; DEER 2020 peak demand definition update | 1 | 1 | 0 | Deemed Ex Ante Team |  | Measures expires 12/31/2019 with revision note: Measures expire 12/31/2019. Workpaper required for 1/1/2020 to consider: revises HOU to reflect most recent Title 24 and ISP control practices; DEER 2020 peak demand definition update |  | Updated to indicate claim/filing status
1566 | R-InCmn-LED-CanRet(8w)-dWP11 | Residential Indoor Common Area Lighting: LED Lamp replaces pre-existing standard lighting Wattage. Measure includes Code case. | DEER2017 | Disposition | 2020-11-24 16:30 | Res-Iltg-Cmn-dWatt-CFL | NonDEER | Scaled | BaseRatio | 0 | 0 | None |  | 0 |  | 1 | Res | Any | Lighting | InCommon | Ltg_Lamp | LED_lamp |  | ILtg-Res-LED-20000hr-Cmn | LED PAR30 Basecase, Total Watts = 2.34 x Msr Watts | LED PAR30 Basecase, Total Watts = 2.34 x Msr Watts | LED Lamp: CanRet, 8 Watts, non-dimmable | LEDratio0234 | LEDratio0234 | LED-CanRet(8w) | Available |  | 0 | 0 | DEER2020 Update: 2018Phase1ScrewInLampDisposition | RobNc |  |  |  | None | 2018-07-01 | 2019-12-31 | NotInEA |  |  |  |  | Standard | Measures expires 12/31/2019 with revision note: Measures expire 12/31/2019. Workpaper required for 1/1/2020 to consider: revises HOU to reflect most recent Title 24 and ISP control practices; DEER 2020 peak demand definition update | 1 | 1 | 0 | Deemed Ex Ante Team |  | Measures expires 12/31/2019 with revision note: Measures expire 12/31/2019. Workpaper required for 1/1/2020 to consider: revises HOU to reflect most recent Title 24 and ISP control practices; DEER 2020 peak demand definition update |  | Updated to indicate claim/filing status
1567 | R-InCmn-LED-Glb(10w)-dWP21 | Residential Indoor Common Area Lighting: LED Lamp replaces pre-existing standard lighting Wattage. Measure includes Code case. | DEER2017 | Disposition | 2020-11-24 16:30 | Res-Iltg-Cmn-dWatt-CFL | NonDEER | Scaled | BaseRatio | 0 | 0 | None |  | 0 |  | 1 | Res | Any | Lighting | InCommon | Ltg_Lamp | LED_lamp |  | ILtg-Res-LED-20000hr-Cmn | LED Globe greater than or equal to 3 Watts Basecase, Total Watts = 3.10 x Msr Watts | LED Globe greater than or equal to 3 Watts Basecase, Total Watts = 3.10 x Msr Watts | LED Lamp: Glb, 10 Watts, non-dimmable | LEDratio0310 | LEDratio0310 | LED-Glb(10w) | Available |  | 0 | 0 | DEER2020 Update: 2018Phase1ScrewInLampDisposition | RobNc |  |  |  | None | 2018-07-01 | 2019-12-31 | NotInEA |  |  |  |  | Standard | Measures expires 12/31/2019 with revision note: Measures expire 12/31/2019. Workpaper required for 1/1/2020 to consider: revises HOU to reflect most recent Title 24 and ISP control practices; DEER 2020 peak demand definition update | 1 | 1 | 0 | Deemed Ex Ante Team |  | Measures expires 12/31/2019 with revision note: Measures expire 12/31/2019. Workpaper required for 1/1/2020 to consider: revises HOU to reflect most recent Title 24 and ISP control practices; DEER 2020 peak demand definition update |  | Updated to indicate claim/filing status
1568 | R-InCmn-LED-Glb(1w)-dWP4 | Residential Indoor Common Area Lighting: LED Lamp replaces pre-existing standard lighting Wattage. Measure includes Code case. | DEER2017 | Disposition | 2020-11-24 16:30 | Res-Iltg-Cmn-dWatt-CFL | NonDEER | Scaled | BaseRatio | 0 | 0 | None |  | 0 |  | 1 | Res | Any | Lighting | InCommon | Ltg_Lamp | LED_lamp |  | ILtg-Res-LED-20000hr-Cmn | LED Globe less than 3 Watts Basecase, Total Watts = 4.68 x Msr Watts | LED Globe less than 3 Watts Basecase, Total Watts = 4.68 x Msr Watts | LED Lamp: Glb, 1 Watts, non-dimmable | LEDratio0468 | LEDratio0468 | LED-Glb(1w) | Available |  | 0 | 0 | DEER2020 Update: 2018Phase1ScrewInLampDisposition | RobNc |  |  |  | None | 2018-07-01 | 2019-12-31 | NotInEA |  |  |  |  | Standard | Measures expires 12/31/2019 with revision note: Measures expire 12/31/2019. Workpaper required for 1/1/2020 to consider: revises HOU to reflect most recent Title 24 and ISP control practices; DEER 2020 peak demand definition update | 1 | 1 | 0 | Deemed Ex Ante Team |  | Measures expires 12/31/2019 with revision note: Measures expire 12/31/2019. Workpaper required for 1/1/2020 to consider: revises HOU to reflect most recent Title 24 and ISP control practices; DEER 2020 peak demand definition update |  | Updated to indicate claim/filing status
1569 | R-InCmn-LED-Glb(2w)-dWP7 | Residential Indoor Common Area Lighting: LED Lamp replaces pre-existing standard lighting Wattage. Measure includes Code case. | DEER2017 | Disposition | 2020-11-24 16:30 | Res-Iltg-Cmn-dWatt-CFL | NonDEER | Scaled | BaseRatio | 0 | 0 | None |  | 0 |  | 1 | Res | Any | Lighting | InCommon | Ltg_Lamp | LED_lamp |  | ILtg-Res-LED-20000hr-Cmn | LED Globe less than 3 Watts Basecase, Total Watts = 4.68 x Msr Watts | LED Globe less than 3 Watts Basecase, Total Watts = 4.68 x Msr Watts | LED Lamp: Glb, 2 Watts, non-dimmable | LEDratio0468 | LEDratio0468 | LED-Glb(2w) | Available |  | 0 | 0 | DEER2020 Update: 2018Phase1ScrewInLampDisposition | RobNc |  |  |  | None | 2018-07-01 | 2019-12-31 | NotInEA |  |  |  |  | Standard | Measures expires 12/31/2019 with revision note: Measures expire 12/31/2019. Workpaper required for 1/1/2020 to consider: revises HOU to reflect most recent Title 24 and ISP control practices; DEER 2020 peak demand definition update | 1 | 1 | 0 | Deemed Ex Ante Team |  | Measures expires 12/31/2019 with revision note: Measures expire 12/31/2019. Workpaper required for 1/1/2020 to consider: revises HOU to reflect most recent Title 24 and ISP control practices; DEER 2020 peak demand definition update |  | Updated to indicate claim/filing status
1570 | R-InCmn-LED-Glb(3w)-dWP6 | Residential Indoor Common Area Lighting: LED Lamp replaces pre-existing standard lighting Wattage. Measure includes Code case. | DEER2017 | Disposition | 2020-11-24 16:30 | Res-Iltg-Cmn-dWatt-CFL | NonDEER | Scaled | BaseRatio | 0 | 0 | None |  | 0 |  | 1 | Res | Any | Lighting | InCommon | Ltg_Lamp | LED_lamp |  | ILtg-Res-LED-20000hr-Cmn | LED Globe greater than or equal to 3 Watts Basecase, Total Watts = 3.10 x Msr Watts | LED Globe greater than or equal to 3 Watts Basecase, Total Watts = 3.10 x Msr Watts | LED Lamp: Glb, 3 Watts, non-dimmable | LEDratio0310 | LEDratio0310 | LED-Glb(3w) | Available |  | 0 | 0 | DEER2020 Update: 2018Phase1ScrewInLampDisposition | RobNc |  |  |  | None | 2018-07-01 | 2019-12-31 | NotInEA |  |  |  |  | Standard | Measures expires 12/31/2019 with revision note: Measures expire 12/31/2019. Workpaper required for 1/1/2020 to consider: revises HOU to reflect most recent Title 24 and ISP control practices; DEER 2020 peak demand definition update | 1 | 1 | 0 | Deemed Ex Ante Team |  | Measures expires 12/31/2019 with revision note: Measures expire 12/31/2019. Workpaper required for 1/1/2020 to consider: revises HOU to reflect most recent Title 24 and ISP control practices; DEER 2020 peak demand definition update |  | Updated to indicate claim/filing status
1571 | R-InCmn-LED-Glb(4w)-dWP8 | Residential Indoor Common Area Lighting: LED Lamp replaces pre-existing standard lighting Wattage. Measure includes Code case. | DEER2017 | Disposition | 2020-11-24 16:30 | Res-Iltg-Cmn-dWatt-CFL | NonDEER | Scaled | BaseRatio | 0 | 0 | None |  | 0 |  | 1 | Res | Any | Lighting | InCommon | Ltg_Lamp | LED_lamp |  | ILtg-Res-LED-20000hr-Cmn | LED Globe greater than or equal to 3 Watts Basecase, Total Watts = 3.10 x Msr Watts | LED Globe greater than or equal to 3 Watts Basecase, Total Watts = 3.10 x Msr Watts | LED Lamp: Glb, 4 Watts, non-dimmable | LEDratio0310 | LEDratio0310 | LED-Glb(4w) | Available |  | 0 | 0 | DEER2020 Update: 2018Phase1ScrewInLampDisposition | RobNc |  |  |  | None | 2018-07-01 | 2019-12-31 | NotInEA |  |  |  |  | Standard | Measures expires 12/31/2019 with revision note: Measures expire 12/31/2019. Workpaper required for 1/1/2020 to consider: revises HOU to reflect most recent Title 24 and ISP control practices; DEER 2020 peak demand definition update | 1 | 1 | 0 | Deemed Ex Ante Team |  | Measures expires 12/31/2019 with revision note: Measures expire 12/31/2019. Workpaper required for 1/1/2020 to consider: revises HOU to reflect most recent Title 24 and ISP control practices; DEER 2020 peak demand definition update |  | Updated to indicate claim/filing status
1572 | R-InCmn-LED-Glb(5w)-dWP11 | Residential Indoor Common Area Lighting: LED Lamp replaces pre-existing standard lighting Wattage. Measure includes Code case. | DEER2017 | Disposition | 2020-11-24 16:30 | Res-Iltg-Cmn-dWatt-CFL | NonDEER | Scaled | BaseRatio | 0 | 0 | None |  | 0 |  | 1 | Res | Any | Lighting | InCommon | Ltg_Lamp | LED_lamp |  | ILtg-Res-LED-20000hr-Cmn | LED Globe greater than or equal to 3 Watts Basecase, Total Watts = 3.10 x Msr Watts | LED Globe greater than or equal to 3 Watts Basecase, Total Watts = 3.10 x Msr Watts | LED Lamp: Glb, 5 Watts, non-dimmable | LEDratio0310 | LEDratio0310 | LED-Glb(5w) | Available |  | 0 | 0 | DEER2020 Update: 2018Phase1ScrewInLampDisposition | RobNc |  |  |  | None | 2018-07-01 | 2019-12-31 | NotInEA |  |  |  |  | Standard | Measures expires 12/31/2019 with revision note: Measures expire 12/31/2019. Workpaper required for 1/1/2020 to consider: revises HOU to reflect most recent Title 24 and ISP control practices; DEER 2020 peak demand definition update | 1 | 1 | 0 | Deemed Ex Ante Team |  | Measures expires 12/31/2019 with revision note: Measures expire 12/31/2019. Workpaper required for 1/1/2020 to consider: revises HOU to reflect most recent Title 24 and ISP control practices; DEER 2020 peak demand definition update |  | Updated to indicate claim/filing status
1573 | R-InCmn-LED-Glb(6w)-dWP13 | Residential Indoor Common Area Lighting: LED Lamp replaces pre-existing standard lighting Wattage. Measure includes Code case. | DEER2017 | Disposition | 2020-11-24 16:30 | Res-Iltg-Cmn-dWatt-CFL | NonDEER | Scaled | BaseRatio | 0 | 0 | None |  | 0 |  | 1 | Res | Any | Lighting | InCommon | Ltg_Lamp | LED_lamp |  | ILtg-Res-LED-20000hr-Cmn | LED Globe greater than or equal to 3 Watts Basecase, Total Watts = 3.10 x Msr Watts | LED Globe greater than or equal to 3 Watts Basecase, Total Watts = 3.10 x Msr Watts | LED Lamp: Glb, 6 Watts, non-dimmable | LEDratio0310 | LEDratio0310 | LED-Glb(6w) | Available |  | 0 | 0 | DEER2020 Update: 2018Phase1ScrewInLampDisposition | RobNc |  |  |  | None | 2018-07-01 | 2019-12-31 | NotInEA |  |  |  |  | Standard | Measures expires 12/31/2019 with revision note: Measures expire 12/31/2019. Workpaper required for 1/1/2020 to consider: revises HOU to reflect most recent Title 24 and ISP control practices; DEER 2020 peak demand definition update | 1 | 1 | 0 | Deemed Ex Ante Team |  | Measures expires 12/31/2019 with revision note: Measures expire 12/31/2019. Workpaper required for 1/1/2020 to consider: revises HOU to reflect most recent Title 24 and ISP control practices; DEER 2020 peak demand definition update |  | Updated to indicate claim/filing status
1574 | R-InCmn-LED-Glb(7w)-dWP15 | Residential Indoor Common Area Lighting: LED Lamp replaces pre-existing standard lighting Wattage. Measure includes Code case. | DEER2017 | Disposition | 2020-11-24 16:30 | Res-Iltg-Cmn-dWatt-CFL | NonDEER | Scaled | BaseRatio | 0 | 0 | None |  | 0 |  | 1 | Res | Any | Lighting | InCommon | Ltg_Lamp | LED_lamp |  | ILtg-Res-LED-20000hr-Cmn | LED Globe greater than or equal to 3 Watts Basecase, Total Watts = 3.10 x Msr Watts | LED Globe greater than or equal to 3 Watts Basecase, Total Watts = 3.10 x Msr Watts | LED Lamp: Glb, 7 Watts, non-dimmable | LEDratio0310 | LEDratio0310 | LED-Glb(7w) | Available |  | 0 | 0 | DEER2020 Update: 2018Phase1ScrewInLampDisposition | RobNc |  |  |  | None | 2018-07-01 | 2019-12-31 | NotInEA |  |  |  |  | Standard | Measures expires 12/31/2019 with revision note: Measures expire 12/31/2019. Workpaper required for 1/1/2020 to consider: revises HOU to reflect most recent Title 24 and ISP control practices; DEER 2020 peak demand definition update | 1 | 1 | 0 | Deemed Ex Ante Team |  | Measures expires 12/31/2019 with revision note: Measures expire 12/31/2019. Workpaper required for 1/1/2020 to consider: revises HOU to reflect most recent Title 24 and ISP control practices; DEER 2020 peak demand definition update |  | Updated to indicate claim/filing status
1575 | R-InCmn-LED-Glb(8w)-dWP17 | Residential Indoor Common Area Lighting: LED Lamp replaces pre-existing standard lighting Wattage. Measure includes Code case. | DEER2017 | Disposition | 2020-11-24 16:30 | Res-Iltg-Cmn-dWatt-CFL | NonDEER | Scaled | BaseRatio | 0 | 0 | None |  | 0 |  | 1 | Res | Any | Lighting | InCommon | Ltg_Lamp | LED_lamp |  | ILtg-Res-LED-20000hr-Cmn | LED Globe greater than or equal to 3 Watts Basecase, Total Watts = 3.10 x Msr Watts | LED Globe greater than or equal to 3 Watts Basecase, Total Watts = 3.10 x Msr Watts | LED Lamp: Glb, 8 Watts, non-dimmable | LEDratio0310 | LEDratio0310 | LED-Glb(8w) | Available |  | 0 | 0 | DEER2020 Update: 2018Phase1ScrewInLampDisposition | RobNc |  |  |  | None | 2018-07-01 | 2019-12-31 | NotInEA |  |  |  |  | Standard | Measures expires 12/31/2019 with revision note: Measures expire 12/31/2019. Workpaper required for 1/1/2020 to consider: revises HOU to reflect most recent Title 24 and ISP control practices; DEER 2020 peak demand definition update | 1 | 1 | 0 | Deemed Ex Ante Team |  | Measures expires 12/31/2019 with revision note: Measures expire 12/31/2019. Workpaper required for 1/1/2020 to consider: revises HOU to reflect most recent Title 24 and ISP control practices; DEER 2020 peak demand definition update |  | Updated to indicate claim/filing status
1576 | R-InCmn-LED-Glb(9w)-dWP19 | Residential Indoor Common Area Lighting: LED Lamp replaces pre-existing standard lighting Wattage. Measure includes Code case. | DEER2017 | Disposition | 2020-11-24 16:30 | Res-Iltg-Cmn-dWatt-CFL | NonDEER | Scaled | BaseRatio | 0 | 0 | None |  | 0 |  | 1 | Res | Any | Lighting | InCommon | Ltg_Lamp | LED_lamp |  | ILtg-Res-LED-20000hr-Cmn | LED Globe greater than or equal to 3 Watts Basecase, Total Watts = 3.10 x Msr Watts | LED Globe greater than or equal to 3 Watts Basecase, Total Watts = 3.10 x Msr Watts | LED Lamp: Glb, 9 Watts, non-dimmable | LEDratio0310 | LEDratio0310 | LED-Glb(9w) | Available |  | 0 | 0 | DEER2020 Update: 2018Phase1ScrewInLampDisposition | RobNc |  |  |  | None | 2018-07-01 | 2019-12-31 | NotInEA |  |  |  |  | Standard | Measures expires 12/31/2019 with revision note: Measures expire 12/31/2019. Workpaper required for 1/1/2020 to consider: revises HOU to reflect most recent Title 24 and ISP control practices; DEER 2020 peak demand definition update | 1 | 1 | 0 | Deemed Ex Ante Team |  | Measures expires 12/31/2019 with revision note: Measures expire 12/31/2019. Workpaper required for 1/1/2020 to consider: revises HOU to reflect most recent Title 24 and ISP control practices; DEER 2020 peak demand definition update |  | Updated to indicate claim/filing status
1577 | R-InCmn-LED-PAR20(10w)-dWP22 | Residential Indoor Common-Area Lighting: LED Lamp replaces pre-existing standard lighting Wattage. Measure includes Code case. Impacts: HOU = 6142; CDF = 0.70 | DEER2017 | Disposition | 2020-11-24 16:30 | Res-Iltg-Cmn-dWatt-CFL | NonDEER | Scaled | BaseRatio | 0 | 0 | None |  | 0 |  | 1 | Res | Any | Lighting | InCommon | Ltg_Lamp | LED_lamp |  | ILtg-Res-LED-20000hr-Cmn | LED PAR20 Basecase, Total Watts = 3.21 x Msr Watts | LED PAR20 Basecase, Total Watts = 3.21 x Msr Watts | LED Lamp: PAR20, 10 Watts, non-dimmable | LEDratio0321 | LEDratio0321 | LED-PAR20(10w) | Available |  | 0 | 0 | DEER2020 Update: 2018Phase1ScrewInLampDisposition | RobNc |  |  |  | None | 2018-07-01 | 2019-12-31 | NotInEA |  |  |  |  | Standard | Measures expires 12/31/2019 with revision note: Measures expire 12/31/2019. Workpaper required for 1/1/2020 to consider: revises HOU to reflect most recent Title 24 and ISP control practices; DEER 2020 peak demand definition update | 1 | 1 | 0 | Deemed Ex Ante Team |  | Measures expires 12/31/2019 with revision note: Measures expire 12/31/2019. Workpaper required for 1/1/2020 to consider: revises HOU to reflect most recent Title 24 and ISP control practices; DEER 2020 peak demand definition update |  | Updated to indicate claim/filing status
1578 | R-InCmn-LED-PAR20(4w)-dWP9 | Residential Indoor Common-Area Lighting: LED Lamp replaces pre-existing standard lighting Wattage. Measure includes Code case. Impacts: HOU = 6142; CDF = 0.70 | DEER2017 | Disposition | 2020-11-24 16:30 | Res-Iltg-Cmn-dWatt-CFL | NonDEER | Scaled | BaseRatio | 0 | 0 | None |  | 0 |  | 1 | Res | Any | Lighting | InCommon | Ltg_Lamp | LED_lamp |  | ILtg-Res-LED-20000hr-Cmn | LED PAR20 Basecase, Total Watts = 3.21 x Msr Watts | LED PAR20 Basecase, Total Watts = 3.21 x Msr Watts | LED Lamp: PAR20, 4 Watts, non-dimmable | LEDratio0321 | LEDratio0321 | LED-PAR20(4w) | Available |  | 0 | 0 | DEER2020 Update: 2018Phase1ScrewInLampDisposition | RobNc |  |  |  | None | 2018-07-01 | 2019-12-31 | NotInEA |  |  |  |  | Standard | Measures expires 12/31/2019 with revision note: Measures expire 12/31/2019. Workpaper required for 1/1/2020 to consider: revises HOU to reflect most recent Title 24 and ISP control practices; DEER 2020 peak demand definition update | 1 | 1 | 0 | Deemed Ex Ante Team |  | Measures expires 12/31/2019 with revision note: Measures expire 12/31/2019. Workpaper required for 1/1/2020 to consider: revises HOU to reflect most recent Title 24 and ISP control practices; DEER 2020 peak demand definition update |  | Updated to indicate claim/filing status
1579 | R-InCmn-LED-PAR20(6w)-dWP13 | Residential Indoor Common-Area Lighting: LED Lamp replaces pre-existing standard lighting Wattage. Measure includes Code case. Impacts: HOU = 6142; CDF = 0.70 | DEER2017 | Disposition | 2020-11-24 16:30 | Res-Iltg-Cmn-dWatt-CFL | NonDEER | Scaled | BaseRatio | 0 | 0 | None |  | 0 |  | 1 | Res | Any | Lighting | InCommon | Ltg_Lamp | LED_lamp |  | ILtg-Res-LED-20000hr-Cmn | LED PAR20 Basecase, Total Watts = 3.21 x Msr Watts | LED PAR20 Basecase, Total Watts = 3.21 x Msr Watts | LED Lamp: PAR20, 6 Watts, non-dimmable | LEDratio0321 | LEDratio0321 | LED-PAR20(6w) | Available |  | 0 | 0 | DEER2020 Update: 2018Phase1ScrewInLampDisposition | RobNc |  |  |  | None | 2018-07-01 | 2019-12-31 | NotInEA |  |  |  |  | Standard | Measures expires 12/31/2019 with revision note: Measures expire 12/31/2019. Workpaper required for 1/1/2020 to consider: revises HOU to reflect most recent Title 24 and ISP control practices; DEER 2020 peak demand definition update | 1 | 1 | 0 | Deemed Ex Ante Team |  | Measures expires 12/31/2019 with revision note: Measures expire 12/31/2019. Workpaper required for 1/1/2020 to consider: revises HOU to reflect most recent Title 24 and ISP control practices; DEER 2020 peak demand definition update |  | Updated to indicate claim/filing status
1580 | R-InCmn-LED-PAR20(7w)-dWP15 | Residential Indoor Common-Area Lighting: LED Lamp replaces pre-existing standard lighting Wattage. Measure includes Code case. Impacts: HOU = 6142; CDF = 0.70 | DEER2017 | Disposition | 2020-11-24 16:30 | Res-Iltg-Cmn-dWatt-CFL | NonDEER | Scaled | BaseRatio | 0 | 0 | None |  | 0 |  | 1 | Res | Any | Lighting | InCommon | Ltg_Lamp | LED_lamp |  | ILtg-Res-LED-20000hr-Cmn | LED PAR20 Basecase, Total Watts = 3.21 x Msr Watts | LED PAR20 Basecase, Total Watts = 3.21 x Msr Watts | LED Lamp: PAR20, 7 Watts, non-dimmable | LEDratio0321 | LEDratio0321 | LED-PAR20(7w) | Available |  | 0 | 0 | DEER2020 Update: 2018Phase1ScrewInLampDisposition | RobNc |  |  |  | None | 2018-07-01 | 2019-12-31 | NotInEA |  |  |  |  | Standard | Measures expires 12/31/2019 with revision note: Measures expire 12/31/2019. Workpaper required for 1/1/2020 to consider: revises HOU to reflect most recent Title 24 and ISP control practices; DEER 2020 peak demand definition update | 1 | 1 | 0 | Deemed Ex Ante Team |  | Measures expires 12/31/2019 with revision note: Measures expire 12/31/2019. Workpaper required for 1/1/2020 to consider: revises HOU to reflect most recent Title 24 and ISP control practices; DEER 2020 peak demand definition update |  | Updated to indicate claim/filing status
1581 | R-InCmn-LED-PAR20(8w)-dWP18 | Residential Indoor Common-Area Lighting: LED Lamp replaces pre-existing standard lighting Wattage. Measure includes Code case. Impacts: HOU = 6142; CDF = 0.70 | DEER2017 | Disposition | 2020-11-24 16:30 | Res-Iltg-Cmn-dWatt-CFL | NonDEER | Scaled | BaseRatio | 0 | 0 | None |  | 0 |  | 1 | Res | Any | Lighting | InCommon | Ltg_Lamp | LED_lamp |  | ILtg-Res-LED-20000hr-Cmn | LED PAR20 Basecase, Total Watts = 3.21 x Msr Watts | LED PAR20 Basecase, Total Watts = 3.21 x Msr Watts | LED Lamp: PAR20, 8 Watts, non-dimmable | LEDratio0321 | LEDratio0321 | LED-PAR20(8w) | Available |  | 0 | 0 | DEER2020 Update: 2018Phase1ScrewInLampDisposition | RobNc |  |  |  | None | 2018-07-01 | 2019-12-31 | NotInEA |  |  |  |  | Standard | Measures expires 12/31/2019 with revision note: Measures expire 12/31/2019. Workpaper required for 1/1/2020 to consider: revises HOU to reflect most recent Title 24 and ISP control practices; DEER 2020 peak demand definition update | 1 | 1 | 0 | Deemed Ex Ante Team |  | Measures expires 12/31/2019 with revision note: Measures expire 12/31/2019. Workpaper required for 1/1/2020 to consider: revises HOU to reflect most recent Title 24 and ISP control practices; DEER 2020 peak demand definition update |  | Updated to indicate claim/filing status
1582 | R-InCmn-LED-PAR20(9w)-dWP20 | Residential Indoor Common-Area Lighting: LED Lamp replaces pre-existing standard lighting Wattage. Measure includes Code case. Impacts: HOU = 6142; CDF = 0.70 | DEER2017 | Disposition | 2020-11-24 16:30 | Res-Iltg-Cmn-dWatt-CFL | NonDEER | Scaled | BaseRatio | 0 | 0 | None |  | 0 |  | 1 | Res | Any | Lighting | InCommon | Ltg_Lamp | LED_lamp |  | ILtg-Res-LED-20000hr-Cmn | LED PAR20 Basecase, Total Watts = 3.21 x Msr Watts | LED PAR20 Basecase, Total Watts = 3.21 x Msr Watts | LED Lamp: PAR20, 9 Watts, non-dimmable | LEDratio0321 | LEDratio0321 | LED-PAR20(9w) | Available |  | 0 | 0 | DEER2020 Update: 2018Phase1ScrewInLampDisposition | RobNc |  |  |  | None | 2018-07-01 | 2019-12-31 | NotInEA |  |  |  |  | Standard | Measures expires 12/31/2019 with revision note: Measures expire 12/31/2019. Workpaper required for 1/1/2020 to consider: revises HOU to reflect most recent Title 24 and ISP control practices; DEER 2020 peak demand definition update | 1 | 1 | 0 | Deemed Ex Ante Team |  | Measures expires 12/31/2019 with revision note: Measures expire 12/31/2019. Workpaper required for 1/1/2020 to consider: revises HOU to reflect most recent Title 24 and ISP control practices; DEER 2020 peak demand definition update |  | Updated to indicate claim/filing status
1583 | R-InCmn-LED-PAR30(10w)-dWP13 | Residential Indoor Common-Area Lighting: LED Lamp replaces pre-existing standard lighting Wattage. Measure includes Code case. Impacts: HOU = 6142; CDF = 0.70 | DEER2017 | Disposition | 2020-11-24 16:30 | Res-Iltg-Cmn-dWatt-CFL | NonDEER | Scaled | BaseRatio | 0 | 0 | None |  | 0 |  | 1 | Res | Any | Lighting | InCommon | Ltg_Lamp | LED_lamp |  | ILtg-Res-LED-20000hr-Cmn | LED PAR30 Basecase, Total Watts = 2.34 x Msr Watts | LED PAR30 Basecase, Total Watts = 2.34 x Msr Watts | LED Lamp: PAR30, 10 Watts, non-dimmable | LEDratio0234 | LEDratio0234 | LED-PAR30(10w) | Available |  | 0 | 0 | DEER2020 Update: 2018Phase1ScrewInLampDisposition | RobNc |  |  |  | None | 2018-07-01 | 2019-12-31 | NotInEA |  |  |  |  | Standard | Measures expires 12/31/2019 with revision note: Measures expire 12/31/2019. Workpaper required for 1/1/2020 to consider: revises HOU to reflect most recent Title 24 and ISP control practices; DEER 2020 peak demand definition update | 1 | 1 | 0 | Deemed Ex Ante Team |  | Measures expires 12/31/2019 with revision note: Measures expire 12/31/2019. Workpaper required for 1/1/2020 to consider: revises HOU to reflect most recent Title 24 and ISP control practices; DEER 2020 peak demand definition update |  | Updated to indicate claim/filing status
1584 | R-InCmn-LED-PAR30(11w)-dWP15 | Residential Indoor Common-Area Lighting: LED Lamp replaces pre-existing standard lighting Wattage. Measure includes Code case. Impacts: HOU = 6142; CDF = 0.70 | DEER2017 | Disposition | 2020-11-24 16:30 | Res-Iltg-Cmn-dWatt-CFL | NonDEER | Scaled | BaseRatio | 0 | 0 | None |  | 0 |  | 1 | Res | Any | Lighting | InCommon | Ltg_Lamp | LED_lamp |  | ILtg-Res-LED-20000hr-Cmn | LED PAR30 Basecase, Total Watts = 2.34 x Msr Watts | LED PAR30 Basecase, Total Watts = 2.34 x Msr Watts | LED Lamp: PAR30, 11 Watts, non-dimmable | LEDratio0234 | LEDratio0234 | LED-PAR30(11w) | Available |  | 0 | 0 | DEER2020 Update: 2018Phase1ScrewInLampDisposition | RobNc |  |  |  | None | 2018-07-01 | 2019-12-31 | NotInEA |  |  |  |  | Standard | Measures expires 12/31/2019 with revision note: Measures expire 12/31/2019. Workpaper required for 1/1/2020 to consider: revises HOU to reflect most recent Title 24 and ISP control practices; DEER 2020 peak demand definition update | 1 | 1 | 0 | Deemed Ex Ante Team |  | Measures expires 12/31/2019 with revision note: Measures expire 12/31/2019. Workpaper required for 1/1/2020 to consider: revises HOU to reflect most recent Title 24 and ISP control practices; DEER 2020 peak demand definition update |  | Updated to indicate claim/filing status
1585 | R-InCmn-LED-PAR30(12w)-dWP16 | Residential Indoor Common-Area Lighting: LED Lamp replaces pre-existing standard lighting Wattage. Measure includes Code case. Impacts: HOU = 6142; CDF = 0.70 | DEER2017 | Disposition | 2020-11-24 16:30 | Res-Iltg-Cmn-dWatt-CFL | NonDEER | Scaled | BaseRatio | 0 | 0 | None |  | 0 |  | 1 | Res | Any | Lighting | InCommon | Ltg_Lamp | LED_lamp |  | ILtg-Res-LED-20000hr-Cmn | LED PAR30 Basecase, Total Watts = 2.34 x Msr Watts | LED PAR30 Basecase, Total Watts = 2.34 x Msr Watts | LED Lamp: PAR30, 12 Watts, non-dimmable | LEDratio0234 | LEDratio0234 | LED-PAR30(12w) | Available |  | 0 | 0 | DEER2020 Update: 2018Phase1ScrewInLampDisposition | RobNc |  |  |  | None | 2018-07-01 | 2019-12-31 | NotInEA |  |  |  |  | Standard | Measures expires 12/31/2019 with revision note: Measures expire 12/31/2019. Workpaper required for 1/1/2020 to consider: revises HOU to reflect most recent Title 24 and ISP control practices; DEER 2020 peak demand definition update | 1 | 1 | 0 | Deemed Ex Ante Team |  | Measures expires 12/31/2019 with revision note: Measures expire 12/31/2019. Workpaper required for 1/1/2020 to consider: revises HOU to reflect most recent Title 24 and ISP control practices; DEER 2020 peak demand definition update |  | Updated to indicate claim/filing status
1586 | R-InCmn-LED-PAR30(13w)-dWP17 | Residential Indoor Common-Area Lighting: LED Lamp replaces pre-existing standard lighting Wattage. Measure includes Code case. Impacts: HOU = 6142; CDF = 0.70 | DEER2017 | Disposition | 2020-11-24 16:30 | Res-Iltg-Cmn-dWatt-CFL | NonDEER | Scaled | BaseRatio | 0 | 0 | None |  | 0 |  | 1 | Res | Any | Lighting | InCommon | Ltg_Lamp | LED_lamp |  | ILtg-Res-LED-20000hr-Cmn | LED PAR30 Basecase, Total Watts = 2.34 x Msr Watts | LED PAR30 Basecase, Total Watts = 2.34 x Msr Watts | LED Lamp: PAR30, 13 Watts, non-dimmable | LEDratio0234 | LEDratio0234 | LED-PAR30(13w) | Available |  | 0 | 0 | DEER2020 Update: 2018Phase1ScrewInLampDisposition | RobNc |  |  |  | None | 2018-07-01 | 2019-12-31 | NotInEA |  |  |  |  | Standard | Measures expires 12/31/2019 with revision note: Measures expire 12/31/2019. Workpaper required for 1/1/2020 to consider: revises HOU to reflect most recent Title 24 and ISP control practices; DEER 2020 peak demand definition update | 1 | 1 | 0 | Deemed Ex Ante Team |  | Measures expires 12/31/2019 with revision note: Measures expire 12/31/2019. Workpaper required for 1/1/2020 to consider: revises HOU to reflect most recent Title 24 and ISP control practices; DEER 2020 peak demand definition update |  | Updated to indicate claim/filing status
1587 | R-InCmn-LED-PAR30(14w)-dWP19 | Residential Indoor Common-Area Lighting: LED Lamp replaces pre-existing standard lighting Wattage. Measure includes Code case. Impacts: HOU = 6142; CDF = 0.70 | DEER2017 | Disposition | 2020-11-24 16:30 | Res-Iltg-Cmn-dWatt-CFL | NonDEER | Scaled | BaseRatio | 0 | 0 | None |  | 0 |  | 1 | Res | Any | Lighting | InCommon | Ltg_Lamp | LED_lamp |  | ILtg-Res-LED-20000hr-Cmn | LED PAR30 Basecase, Total Watts = 2.34 x Msr Watts | LED PAR30 Basecase, Total Watts = 2.34 x Msr Watts | LED Lamp: PAR30, 14 Watts, non-dimmable | LEDratio0234 | LEDratio0234 | LED-PAR30(14w) | Available |  | 0 | 0 | DEER2020 Update: 2018Phase1ScrewInLampDisposition | RobNc |  |  |  | None | 2018-07-01 | 2019-12-31 | NotInEA |  |  |  |  | Standard | Measures expires 12/31/2019 with revision note: Measures expire 12/31/2019. Workpaper required for 1/1/2020 to consider: revises HOU to reflect most recent Title 24 and ISP control practices; DEER 2020 peak demand definition update | 1 | 1 | 0 | Deemed Ex Ante Team |  | Measures expires 12/31/2019 with revision note: Measures expire 12/31/2019. Workpaper required for 1/1/2020 to consider: revises HOU to reflect most recent Title 24 and ISP control practices; DEER 2020 peak demand definition update |  | Updated to indicate claim/filing status
1588 | R-InCmn-LED-PAR30(15w)-dWP20 | Residential Indoor Common-Area Lighting: LED Lamp replaces pre-existing standard lighting Wattage. Measure includes Code case. Impacts: HOU = 6142; CDF = 0.70 | DEER2017 | Disposition | 2020-11-24 16:30 | Res-Iltg-Cmn-dWatt-CFL | NonDEER | Scaled | BaseRatio | 0 | 0 | None |  | 0 |  | 1 | Res | Any | Lighting | InCommon | Ltg_Lamp | LED_lamp |  | ILtg-Res-LED-20000hr-Cmn | LED PAR30 Basecase, Total Watts = 2.34 x Msr Watts | LED PAR30 Basecase, Total Watts = 2.34 x Msr Watts | LED Lamp: PAR30, 15 Watts, non-dimmable | LEDratio0234 | LEDratio0234 | LED-PAR30(15w) | Available |  | 0 | 0 | DEER2020 Update: 2018Phase1ScrewInLampDisposition | RobNc |  |  |  | None | 2018-07-01 | 2019-12-31 | NotInEA |  |  |  |  | Standard | Measures expires 12/31/2019 with revision note: Measures expire 12/31/2019. Workpaper required for 1/1/2020 to consider: revises HOU to reflect most recent Title 24 and ISP control practices; DEER 2020 peak demand definition update | 1 | 1 | 0 | Deemed Ex Ante Team |  | Measures expires 12/31/2019 with revision note: Measures expire 12/31/2019. Workpaper required for 1/1/2020 to consider: revises HOU to reflect most recent Title 24 and ISP control practices; DEER 2020 peak demand definition update |  | Updated to indicate claim/filing status
1589 | R-InCmn-LED-PAR30(16w)-dWP21 | Residential Indoor Common-Area Lighting: LED Lamp replaces pre-existing standard lighting Wattage. Measure includes Code case. Impacts: HOU = 6142; CDF = 0.70 | DEER2017 | Disposition | 2020-11-24 16:30 | Res-Iltg-Cmn-dWatt-CFL | NonDEER | Scaled | BaseRatio | 0 | 0 | None |  | 0 |  | 1 | Res | Any | Lighting | InCommon | Ltg_Lamp | LED_lamp |  | ILtg-Res-LED-20000hr-Cmn | LED PAR30 Basecase, Total Watts = 2.34 x Msr Watts | LED PAR30 Basecase, Total Watts = 2.34 x Msr Watts | LED Lamp: PAR30, 16 Watts, non-dimmable | LEDratio0234 | LEDratio0234 | LED-PAR30(16w) | Available |  | 0 | 0 | DEER2020 Update: 2018Phase1ScrewInLampDisposition | RobNc |  |  |  | None | 2018-07-01 | 2019-12-31 | NotInEA |  |  |  |  | Standard | Measures expires 12/31/2019 with revision note: Measures expire 12/31/2019. Workpaper required for 1/1/2020 to consider: revises HOU to reflect most recent Title 24 and ISP control practices; DEER 2020 peak demand definition update | 1 | 1 | 0 | Deemed Ex Ante Team |  | Measures expires 12/31/2019 with revision note: Measures expire 12/31/2019. Workpaper required for 1/1/2020 to consider: revises HOU to reflect most recent Title 24 and ISP control practices; DEER 2020 peak demand definition update |  | Updated to indicate claim/filing status
1590 | R-InCmn-LED-PAR30(17w)-dWP23 | Residential Indoor Common-Area Lighting: LED Lamp replaces pre-existing standard lighting Wattage. Measure includes Code case. Impacts: HOU = 6142; CDF = 0.70 | DEER2017 | Disposition | 2020-11-24 16:30 | Res-Iltg-Cmn-dWatt-CFL | NonDEER | Scaled | BaseRatio | 0 | 0 | None |  | 0 |  | 1 | Res | Any | Lighting | InCommon | Ltg_Lamp | LED_lamp |  | ILtg-Res-LED-20000hr-Cmn | LED PAR30 Basecase, Total Watts = 2.34 x Msr Watts | LED PAR30 Basecase, Total Watts = 2.34 x Msr Watts | LED Lamp: PAR30, 17 Watts, non-dimmable | LEDratio0234 | LEDratio0234 | LED-PAR30(17w) | Available |  | 0 | 0 | DEER2020 Update: 2018Phase1ScrewInLampDisposition | RobNc |  |  |  | None | 2018-07-01 | 2019-12-31 | NotInEA |  |  |  |  | Standard | Measures expires 12/31/2019 with revision note: Measures expire 12/31/2019. Workpaper required for 1/1/2020 to consider: revises HOU to reflect most recent Title 24 and ISP control practices; DEER 2020 peak demand definition update | 1 | 1 | 0 | Deemed Ex Ante Team |  | Measures expires 12/31/2019 with revision note: Measures expire 12/31/2019. Workpaper required for 1/1/2020 to consider: revises HOU to reflect most recent Title 24 and ISP control practices; DEER 2020 peak demand definition update |  | Updated to indicate claim/filing status
1591 | R-InCmn-LED-PAR30(18w)-dWP24 | Residential Indoor Common-Area Lighting: LED Lamp replaces pre-existing standard lighting Wattage. Measure includes Code case. Impacts: HOU = 6142; CDF = 0.70 | DEER2017 | Disposition | 2020-11-24 16:30 | Res-Iltg-Cmn-dWatt-CFL | NonDEER | Scaled | BaseRatio | 0 | 0 | None |  | 0 |  | 1 | Res | Any | Lighting | InCommon | Ltg_Lamp | LED_lamp |  | ILtg-Res-LED-20000hr-Cmn | LED PAR30 Basecase, Total Watts = 2.34 x Msr Watts | LED PAR30 Basecase, Total Watts = 2.34 x Msr Watts | LED Lamp: PAR30, 18 Watts, non-dimmable | LEDratio0234 | LEDratio0234 | LED-PAR30(18w) | Available |  | 0 | 0 | DEER2020 Update: 2018Phase1ScrewInLampDisposition | RobNc |  |  |  | None | 2018-07-01 | 2019-12-31 | NotInEA |  |  |  |  | Standard | Measures expires 12/31/2019 with revision note: Measures expire 12/31/2019. Workpaper required for 1/1/2020 to consider: revises HOU to reflect most recent Title 24 and ISP control practices; DEER 2020 peak demand definition update | 1 | 1 | 0 | Deemed Ex Ante Team |  | Measures expires 12/31/2019 with revision note: Measures expire 12/31/2019. Workpaper required for 1/1/2020 to consider: revises HOU to reflect most recent Title 24 and ISP control practices; DEER 2020 peak demand definition update |  | Updated to indicate claim/filing status
1592 | R-InCmn-LED-PAR30(19w)-dWP25 | Residential Indoor Common-Area Lighting: LED Lamp replaces pre-existing standard lighting Wattage. Measure includes Code case. Impacts: HOU = 6142; CDF = 0.70 | DEER2017 | Disposition | 2020-11-24 16:30 | Res-Iltg-Cmn-dWatt-CFL | NonDEER | Scaled | BaseRatio | 0 | 0 | None |  | 0 |  | 1 | Res | Any | Lighting | InCommon | Ltg_Lamp | LED_lamp |  | ILtg-Res-LED-20000hr-Cmn | LED PAR30 Basecase, Total Watts = 2.34 x Msr Watts | LED PAR30 Basecase, Total Watts = 2.34 x Msr Watts | LED Lamp: PAR30, 19 Watts, non-dimmable | LEDratio0234 | LEDratio0234 | LED-PAR30(19w) | Available |  | 0 | 0 | DEER2020 Update: 2018Phase1ScrewInLampDisposition | RobNc |  |  |  | None | 2018-07-01 | 2019-12-31 | NotInEA |  |  |  |  | Standard | Measures expires 12/31/2019 with revision note: Measures expire 12/31/2019. Workpaper required for 1/1/2020 to consider: revises HOU to reflect most recent Title 24 and ISP control practices; DEER 2020 peak demand definition update | 1 | 1 | 0 | Deemed Ex Ante Team |  | Measures expires 12/31/2019 with revision note: Measures expire 12/31/2019. Workpaper required for 1/1/2020 to consider: revises HOU to reflect most recent Title 24 and ISP control practices; DEER 2020 peak demand definition update |  | Updated to indicate claim/filing status
1593 | R-InCmn-LED-PAR30(20w)-dWP27 | Residential Indoor Common-Area Lighting: LED Lamp replaces pre-existing standard lighting Wattage. Measure includes Code case. Impacts: HOU = 6142; CDF = 0.70 | DEER2017 | Disposition | 2020-11-24 16:30 | Res-Iltg-Cmn-dWatt-CFL | NonDEER | Scaled | BaseRatio | 0 | 0 | None |  | 0 |  | 1 | Res | Any | Lighting | InCommon | Ltg_Lamp | LED_lamp |  | ILtg-Res-LED-20000hr-Cmn | LED PAR30 Basecase, Total Watts = 2.34 x Msr Watts | LED PAR30 Basecase, Total Watts = 2.34 x Msr Watts | LED Lamp: PAR30, 20 Watts, non-dimmable | LEDratio0234 | LEDratio0234 | LED-PAR30(20w) | Available |  | 0 | 0 | DEER2020 Update: 2018Phase1ScrewInLampDisposition | RobNc |  |  |  | None | 2018-07-01 | 2019-12-31 | NotInEA |  |  |  |  | Standard | Measures expires 12/31/2019 with revision note: Measures expire 12/31/2019. Workpaper required for 1/1/2020 to consider: revises HOU to reflect most recent Title 24 and ISP control practices; DEER 2020 peak demand definition update | 1 | 1 | 0 | Deemed Ex Ante Team |  | Measures expires 12/31/2019 with revision note: Measures expire 12/31/2019. Workpaper required for 1/1/2020 to consider: revises HOU to reflect most recent Title 24 and ISP control practices; DEER 2020 peak demand definition update |  | Updated to indicate claim/filing status
1594 | R-InCmn-LED-PAR30(6w)-dWP8 | Residential Indoor Common-Area Lighting: LED Lamp replaces pre-existing standard lighting Wattage. Measure includes Code case. Impacts: HOU = 6142; CDF = 0.70 | DEER2017 | Disposition | 2020-11-24 16:30 | Res-Iltg-Cmn-dWatt-CFL | NonDEER | Scaled | BaseRatio | 0 | 0 | None |  | 0 |  | 1 | Res | Any | Lighting | InCommon | Ltg_Lamp | LED_lamp |  | ILtg-Res-LED-20000hr-Cmn | LED PAR30 Basecase, Total Watts = 2.34 x Msr Watts | LED PAR30 Basecase, Total Watts = 2.34 x Msr Watts | LED Lamp: PAR30, 6 Watts, non-dimmable | LEDratio0234 | LEDratio0234 | LED-PAR30(6w) | Available |  | 0 | 0 | DEER2020 Update: 2018Phase1ScrewInLampDisposition | RobNc |  |  |  | None | 2018-07-01 | 2019-12-31 | NotInEA |  |  |  |  | Standard | Measures expires 12/31/2019 with revision note: Measures expire 12/31/2019. Workpaper required for 1/1/2020 to consider: revises HOU to reflect most recent Title 24 and ISP control practices; DEER 2020 peak demand definition update | 1 | 1 | 0 | Deemed Ex Ante Team |  | Measures expires 12/31/2019 with revision note: Measures expire 12/31/2019. Workpaper required for 1/1/2020 to consider: revises HOU to reflect most recent Title 24 and ISP control practices; DEER 2020 peak demand definition update |  | Updated to indicate claim/filing status
1595 | R-InCmn-LED-PAR30(8w)-dWP11 | Residential Indoor Common-Area Lighting: LED Lamp replaces pre-existing standard lighting Wattage. Measure includes Code case. Impacts: HOU = 6142; CDF = 0.70 | DEER2017 | Disposition | 2020-11-24 16:30 | Res-Iltg-Cmn-dWatt-CFL | NonDEER | Scaled | BaseRatio | 0 | 0 | None |  | 0 |  | 1 | Res | Any | Lighting | InCommon | Ltg_Lamp | LED_lamp |  | ILtg-Res-LED-20000hr-Cmn | LED PAR30 Basecase, Total Watts = 2.34 x Msr Watts | LED PAR30 Basecase, Total Watts = 2.34 x Msr Watts | LED Lamp: PAR30, 8 Watts, non-dimmable | LEDratio0234 | LEDratio0234 | LED-PAR30(8w) | Available |  | 0 | 0 | DEER2020 Update: 2018Phase1ScrewInLampDisposition | RobNc |  |  |  | None | 2018-07-01 | 2019-12-31 | NotInEA |  |  |  |  | Standard | Measures expires 12/31/2019 with revision note: Measures expire 12/31/2019. Workpaper required for 1/1/2020 to consider: revises HOU to reflect most recent Title 24 and ISP control practices; DEER 2020 peak demand definition update | 1 | 1 | 0 | Deemed Ex Ante Team |  | Measures expires 12/31/2019 with revision note: Measures expire 12/31/2019. Workpaper required for 1/1/2020 to consider: revises HOU to reflect most recent Title 24 and ISP control practices; DEER 2020 peak demand definition update |  | Updated to indicate claim/filing status
1596 | R-InCmn-LED-PAR38(10w)-dWP16 | Residential Indoor Common-Area Lighting: LED Lamp replaces pre-existing standard lighting Wattage. Measure includes Code case. Impacts: HOU = 6142; CDF = 0.70 | DEER2017 | Disposition | 2020-11-24 16:30 | Res-Iltg-Cmn-dWatt-CFL | NonDEER | Scaled | BaseRatio | 0 | 0 | None |  | 0 |  | 1 | Res | Any | Lighting | InCommon | Ltg_Lamp | LED_lamp |  | ILtg-Res-LED-20000hr-Cmn | LED PAR38 Basecase, Total Watts = 2.60 x Msr Watts | LED PAR38 Basecase, Total Watts = 2.60 x Msr Watts | LED Lamp: PAR38, 10 Watts, non-dimmable | LEDratio0260 | LEDratio0260 | LED-PAR38(10w) | Available |  | 0 | 0 | DEER2020 Update: 2018Phase1ScrewInLampDisposition | RobNc |  |  |  | None | 2018-07-01 | 2019-12-31 | NotInEA |  |  |  |  | Standard | Measures expires 12/31/2019 with revision note: Measures expire 12/31/2019. Workpaper required for 1/1/2020 to consider: revises HOU to reflect most recent Title 24 and ISP control practices; DEER 2020 peak demand definition update | 1 | 1 | 0 | Deemed Ex Ante Team |  | Measures expires 12/31/2019 with revision note: Measures expire 12/31/2019. Workpaper required for 1/1/2020 to consider: revises HOU to reflect most recent Title 24 and ISP control practices; DEER 2020 peak demand definition update |  | Updated to indicate claim/filing status
1597 | R-InCmn-LED-PAR38(12w)-dWP19 | Residential Indoor Common-Area Lighting: LED Lamp replaces pre-existing standard lighting Wattage. Measure includes Code case. Impacts: HOU = 6142; CDF = 0.70 | DEER2017 | Disposition | 2020-11-24 16:30 | Res-Iltg-Cmn-dWatt-CFL | NonDEER | Scaled | BaseRatio | 0 | 0 | None |  | 0 |  | 1 | Res | Any | Lighting | InCommon | Ltg_Lamp | LED_lamp |  | ILtg-Res-LED-20000hr-Cmn | LED PAR38 Basecase, Total Watts = 2.60 x Msr Watts | LED PAR38 Basecase, Total Watts = 2.60 x Msr Watts | LED Lamp: PAR38, 12 Watts, non-dimmable | LEDratio0260 | LEDratio0260 | LED-PAR38(12w) | Available |  | 0 | 0 | DEER2020 Update: 2018Phase1ScrewInLampDisposition | RobNc |  |  |  | None | 2018-07-01 | 2019-12-31 | NotInEA |  |  |  |  | Standard | Measures expires 12/31/2019 with revision note: Measures expire 12/31/2019. Workpaper required for 1/1/2020 to consider: revises HOU to reflect most recent Title 24 and ISP control practices; DEER 2020 peak demand definition update | 1 | 1 | 0 | Deemed Ex Ante Team |  | Measures expires 12/31/2019 with revision note: Measures expire 12/31/2019. Workpaper required for 1/1/2020 to consider: revises HOU to reflect most recent Title 24 and ISP control practices; DEER 2020 peak demand definition update |  | Updated to indicate claim/filing status
1598 | R-InCmn-LED-PAR38(13w)-dWP21 | Residential Indoor Common-Area Lighting: LED Lamp replaces pre-existing standard lighting Wattage. Measure includes Code case. Impacts: HOU = 6142; CDF = 0.70 | DEER2017 | Disposition | 2020-11-24 16:30 | Res-Iltg-Cmn-dWatt-CFL | NonDEER | Scaled | BaseRatio | 0 | 0 | None |  | 0 |  | 1 | Res | Any | Lighting | InCommon | Ltg_Lamp | LED_lamp |  | ILtg-Res-LED-20000hr-Cmn | LED PAR38 Basecase, Total Watts = 2.60 x Msr Watts | LED PAR38 Basecase, Total Watts = 2.60 x Msr Watts | LED Lamp: PAR38, 13 Watts, non-dimmable | LEDratio0260 | LEDratio0260 | LED-PAR38(13w) | Available |  | 0 | 0 | DEER2020 Update: 2018Phase1ScrewInLampDisposition | RobNc |  |  |  | None | 2018-07-01 | 2019-12-31 | NotInEA |  |  |  |  | Standard | Measures expires 12/31/2019 with revision note: Measures expire 12/31/2019. Workpaper required for 1/1/2020 to consider: revises HOU to reflect most recent Title 24 and ISP control practices; DEER 2020 peak demand definition update | 1 | 1 | 0 | Deemed Ex Ante Team |  | Measures expires 12/31/2019 with revision note: Measures expire 12/31/2019. Workpaper required for 1/1/2020 to consider: revises HOU to reflect most recent Title 24 and ISP control practices; DEER 2020 peak demand definition update |  | Updated to indicate claim/filing status
1599 | R-InCmn-LED-PAR38(14w)-dWP22 | Residential Indoor Common-Area Lighting: LED Lamp replaces pre-existing standard lighting Wattage. Measure includes Code case. Impacts: HOU = 6142; CDF = 0.70 | DEER2017 | Disposition | 2020-11-24 16:30 | Res-Iltg-Cmn-dWatt-CFL | NonDEER | Scaled | BaseRatio | 0 | 0 | None |  | 0 |  | 1 | Res | Any | Lighting | InCommon | Ltg_Lamp | LED_lamp |  | ILtg-Res-LED-20000hr-Cmn | LED PAR38 Basecase, Total Watts = 2.60 x Msr Watts | LED PAR38 Basecase, Total Watts = 2.60 x Msr Watts | LED Lamp: PAR38, 14 Watts, non-dimmable | LEDratio0260 | LEDratio0260 | LED-PAR38(14w) | Available |  | 0 | 0 | DEER2020 Update: 2018Phase1ScrewInLampDisposition | RobNc |  |  |  | None | 2018-07-01 | 2019-12-31 | NotInEA |  |  |  |  | Standard | Measures expires 12/31/2019 with revision note: Measures expire 12/31/2019. Workpaper required for 1/1/2020 to consider: revises HOU to reflect most recent Title 24 and ISP control practices; DEER 2020 peak demand definition update | 1 | 1 | 0 | Deemed Ex Ante Team |  | Measures expires 12/31/2019 with revision note: Measures expire 12/31/2019. Workpaper required for 1/1/2020 to consider: revises HOU to reflect most recent Title 24 and ISP control practices; DEER 2020 peak demand definition update |  | Updated to indicate claim/filing status
1600 | R-InCmn-LED-PAR38(15w)-dWP24 | Residential Indoor Common-Area Lighting: LED Lamp replaces pre-existing standard lighting Wattage. Measure includes Code case. Impacts: HOU = 6142; CDF = 0.70 | DEER2017 | Disposition | 2020-11-24 16:30 | Res-Iltg-Cmn-dWatt-CFL | NonDEER | Scaled | BaseRatio | 0 | 0 | None |  | 0 |  | 1 | Res | Any | Lighting | InCommon | Ltg_Lamp | LED_lamp |  | ILtg-Res-LED-20000hr-Cmn | LED PAR38 Basecase, Total Watts = 2.60 x Msr Watts | LED PAR38 Basecase, Total Watts = 2.60 x Msr Watts | LED Lamp: PAR38, 15 Watts, non-dimmable | LEDratio0260 | LEDratio0260 | LED-PAR38(15w) | Available |  | 0 | 0 | DEER2020 Update: 2018Phase1ScrewInLampDisposition | RobNc |  |  |  | None | 2018-07-01 | 2019-12-31 | NotInEA |  |  |  |  | Standard | Measures expires 12/31/2019 with revision note: Measures expire 12/31/2019. Workpaper required for 1/1/2020 to consider: revises HOU to reflect most recent Title 24 and ISP control practices; DEER 2020 peak demand definition update | 1 | 1 | 0 | Deemed Ex Ante Team |  | Measures expires 12/31/2019 with revision note: Measures expire 12/31/2019. Workpaper required for 1/1/2020 to consider: revises HOU to reflect most recent Title 24 and ISP control practices; DEER 2020 peak demand definition update |  | Updated to indicate claim/filing status
1601 | R-InCmn-LED-PAR38(16w)-dWP26 | Residential Indoor Common-Area Lighting: LED Lamp replaces pre-existing standard lighting Wattage. Measure includes Code case. Impacts: HOU = 6142; CDF = 0.70 | DEER2017 | Disposition | 2020-11-24 16:30 | Res-Iltg-Cmn-dWatt-CFL | NonDEER | Scaled | BaseRatio | 0 | 0 | None |  | 0 |  | 1 | Res | Any | Lighting | InCommon | Ltg_Lamp | LED_lamp |  | ILtg-Res-LED-20000hr-Cmn | LED PAR38 Basecase, Total Watts = 2.60 x Msr Watts | LED PAR38 Basecase, Total Watts = 2.60 x Msr Watts | LED Lamp: PAR38, 16 Watts, non-dimmable | LEDratio0260 | LEDratio0260 | LED-PAR38(16w) | Available |  | 0 | 0 | DEER2020 Update: 2018Phase1ScrewInLampDisposition | RobNc |  |  |  | None | 2018-07-01 | 2019-12-31 | NotInEA |  |  |  |  | Standard | Measures expires 12/31/2019 with revision note: Measures expire 12/31/2019. Workpaper required for 1/1/2020 to consider: revises HOU to reflect most recent Title 24 and ISP control practices; DEER 2020 peak demand definition update | 1 | 1 | 0 | Deemed Ex Ante Team |  | Measures expires 12/31/2019 with revision note: Measures expire 12/31/2019. Workpaper required for 1/1/2020 to consider: revises HOU to reflect most recent Title 24 and ISP control practices; DEER 2020 peak demand definition update |  | Updated to indicate claim/filing status
1602 | R-InCmn-LED-PAR38(17w)-dWP27 | Residential Indoor Common-Area Lighting: LED Lamp replaces pre-existing standard lighting Wattage. Measure includes Code case. Impacts: HOU = 6142; CDF = 0.70 | DEER2017 | Disposition | 2020-11-24 16:30 | Res-Iltg-Cmn-dWatt-CFL | NonDEER | Scaled | BaseRatio | 0 | 0 | None |  | 0 |  | 1 | Res | Any | Lighting | InCommon | Ltg_Lamp | LED_lamp |  | ILtg-Res-LED-20000hr-Cmn | LED PAR38 Basecase, Total Watts = 2.60 x Msr Watts | LED PAR38 Basecase, Total Watts = 2.60 x Msr Watts | LED Lamp: PAR38, 17 Watts, non-dimmable | LEDratio0260 | LEDratio0260 | LED-PAR38(17w) | Available |  | 0 | 0 | DEER2020 Update: 2018Phase1ScrewInLampDisposition | RobNc |  |  |  | None | 2018-07-01 | 2019-12-31 | NotInEA |  |  |  |  | Standard | Measures expires 12/31/2019 with revision note: Measures expire 12/31/2019. Workpaper required for 1/1/2020 to consider: revises HOU to reflect most recent Title 24 and ISP control practices; DEER 2020 peak demand definition update | 1 | 1 | 0 | Deemed Ex Ante Team |  | Measures expires 12/31/2019 with revision note: Measures expire 12/31/2019. Workpaper required for 1/1/2020 to consider: revises HOU to reflect most recent Title 24 and ISP control practices; DEER 2020 peak demand definition update |  | Updated to indicate claim/filing status
1603 | R-InCmn-LED-PAR38(18w)-dWP29 | Residential Indoor Common-Area Lighting: LED Lamp replaces pre-existing standard lighting Wattage. Measure includes Code case. Impacts: HOU = 6142; CDF = 0.70 | DEER2017 | Disposition | 2020-11-24 16:30 | Res-Iltg-Cmn-dWatt-CFL | NonDEER | Scaled | BaseRatio | 0 | 0 | None |  | 0 |  | 1 | Res | Any | Lighting | InCommon | Ltg_Lamp | LED_lamp |  | ILtg-Res-LED-20000hr-Cmn | LED PAR38 Basecase, Total Watts = 2.60 x Msr Watts | LED PAR38 Basecase, Total Watts = 2.60 x Msr Watts | LED Lamp: PAR38, 18 Watts, non-dimmable | LEDratio0260 | LEDratio0260 | LED-PAR38(18w) | Available |  | 0 | 0 | DEER2020 Update: 2018Phase1ScrewInLampDisposition | RobNc |  |  |  | None | 2018-07-01 | 2019-12-31 | NotInEA |  |  |  |  | Standard | Measures expires 12/31/2019 with revision note: Measures expire 12/31/2019. Workpaper required for 1/1/2020 to consider: revises HOU to reflect most recent Title 24 and ISP control practices; DEER 2020 peak demand definition update | 1 | 1 | 0 | Deemed Ex Ante Team |  | Measures expires 12/31/2019 with revision note: Measures expire 12/31/2019. Workpaper required for 1/1/2020 to consider: revises HOU to reflect most recent Title 24 and ISP control practices; DEER 2020 peak demand definition update |  | Updated to indicate claim/filing status
1604 | R-InCmn-LED-PAR38(19w)-dWP30 | Residential Indoor Common-Area Lighting: LED Lamp replaces pre-existing standard lighting Wattage. Measure includes Code case. Impacts: HOU = 6142; CDF = 0.70 | DEER2017 | Disposition | 2020-11-24 16:30 | Res-Iltg-Cmn-dWatt-CFL | NonDEER | Scaled | BaseRatio | 0 | 0 | None |  | 0 |  | 1 | Res | Any | Lighting | InCommon | Ltg_Lamp | LED_lamp |  | ILtg-Res-LED-20000hr-Cmn | LED PAR38 Basecase, Total Watts = 2.60 x Msr Watts | LED PAR38 Basecase, Total Watts = 2.60 x Msr Watts | LED Lamp: PAR38, 19 Watts, non-dimmable | LEDratio0260 | LEDratio0260 | LED-PAR38(19w) | Available |  | 0 | 0 | DEER2020 Update: 2018Phase1ScrewInLampDisposition | RobNc |  |  |  | None | 2018-07-01 | 2019-12-31 | NotInEA |  |  |  |  | Standard | Measures expires 12/31/2019 with revision note: Measures expire 12/31/2019. Workpaper required for 1/1/2020 to consider: revises HOU to reflect most recent Title 24 and ISP control practices; DEER 2020 peak demand definition update | 1 | 1 | 0 | Deemed Ex Ante Team |  | Measures expires 12/31/2019 with revision note: Measures expire 12/31/2019. Workpaper required for 1/1/2020 to consider: revises HOU to reflect most recent Title 24 and ISP control practices; DEER 2020 peak demand definition update |  | Updated to indicate claim/filing status
1605 | R-InCmn-LED-PAR38(20w)-dWP32 | Residential Indoor Common-Area Lighting: LED Lamp replaces pre-existing standard lighting Wattage. Measure includes Code case. Impacts: HOU = 6142; CDF = 0.70 | DEER2017 | Disposition | 2020-11-24 16:30 | Res-Iltg-Cmn-dWatt-CFL | NonDEER | Scaled | BaseRatio | 0 | 0 | None |  | 0 |  | 1 | Res | Any | Lighting | InCommon | Ltg_Lamp | LED_lamp |  | ILtg-Res-LED-20000hr-Cmn | LED PAR38 Basecase, Total Watts = 2.60 x Msr Watts | LED PAR38 Basecase, Total Watts = 2.60 x Msr Watts | LED Lamp: PAR38, 20 Watts, non-dimmable | LEDratio0260 | LEDratio0260 | LED-PAR38(20w) | Available |  | 0 | 0 | DEER2020 Update: 2018Phase1ScrewInLampDisposition | RobNc |  |  |  | None | 2018-07-01 | 2019-12-31 | NotInEA |  |  |  |  | Standard | Measures expires 12/31/2019 with revision note: Measures expire 12/31/2019. Workpaper required for 1/1/2020 to consider: revises HOU to reflect most recent Title 24 and ISP control practices; DEER 2020 peak demand definition update | 1 | 1 | 0 | Deemed Ex Ante Team |  | Measures expires 12/31/2019 with revision note: Measures expire 12/31/2019. Workpaper required for 1/1/2020 to consider: revises HOU to reflect most recent Title 24 and ISP control practices; DEER 2020 peak demand definition update |  | Updated to indicate claim/filing status
1606 | R-InCmn-LED-PAR38(21w)-dWP34 | Residential Indoor Common-Area Lighting: LED Lamp replaces pre-existing standard lighting Wattage. Measure includes Code case. Impacts: HOU = 6142; CDF = 0.70 | DEER2017 | Disposition | 2020-11-24 16:30 | Res-Iltg-Cmn-dWatt-CFL | NonDEER | Scaled | BaseRatio | 0 | 0 | None |  | 0 |  | 1 | Res | Any | Lighting | InCommon | Ltg_Lamp | LED_lamp |  | ILtg-Res-LED-20000hr-Cmn | LED PAR38 Basecase, Total Watts = 2.60 x Msr Watts | LED PAR38 Basecase, Total Watts = 2.60 x Msr Watts | LED Lamp: PAR38, 21 Watts, non-dimmable | LEDratio0260 | LEDratio0260 | LED-PAR38(21w) | Available |  | 0 | 0 | DEER2020 Update: 2018Phase1ScrewInLampDisposition | RobNc |  |  |  | None | 2018-07-01 | 2019-12-31 | NotInEA |  |  |  |  | Standard | Measures expires 12/31/2019 with revision note: Measures expire 12/31/2019. Workpaper required for 1/1/2020 to consider: revises HOU to reflect most recent Title 24 and ISP control practices; DEER 2020 peak demand definition update | 1 | 1 | 0 | Deemed Ex Ante Team |  | Measures expires 12/31/2019 with revision note: Measures expire 12/31/2019. Workpaper required for 1/1/2020 to consider: revises HOU to reflect most recent Title 24 and ISP control practices; DEER 2020 peak demand definition update |  | Updated to indicate claim/filing status
1607 | R-InCmn-LED-PAR38(22w)-dWP35 | Residential Indoor Common-Area Lighting: LED Lamp replaces pre-existing standard lighting Wattage. Measure includes Code case. Impacts: HOU = 6142; CDF = 0.70 | DEER2017 | Disposition | 2020-11-24 16:30 | Res-Iltg-Cmn-dWatt-CFL | NonDEER | Scaled | BaseRatio | 0 | 0 | None |  | 0 |  | 1 | Res | Any | Lighting | InCommon | Ltg_Lamp | LED_lamp |  | ILtg-Res-LED-20000hr-Cmn | LED PAR38 Basecase, Total Watts = 2.60 x Msr Watts | LED PAR38 Basecase, Total Watts = 2.60 x Msr Watts | LED Lamp: PAR38, 22 Watts, non-dimmable | LEDratio0260 | LEDratio0260 | LED-PAR38(22w) | Available |  | 0 | 0 | DEER2020 Update: 2018Phase1ScrewInLampDisposition | RobNc |  |  |  | None | 2018-07-01 | 2019-12-31 | NotInEA |  |  |  |  | Standard | Measures expires 12/31/2019 with revision note: Measures expire 12/31/2019. Workpaper required for 1/1/2020 to consider: revises HOU to reflect most recent Title 24 and ISP control practices; DEER 2020 peak demand definition update | 1 | 1 | 0 | Deemed Ex Ante Team |  | Measures expires 12/31/2019 with revision note: Measures expire 12/31/2019. Workpaper required for 1/1/2020 to consider: revises HOU to reflect most recent Title 24 and ISP control practices; DEER 2020 peak demand definition update |  | Updated to indicate claim/filing status
1608 | R-InCmn-LED-PAR38(23w)-dWP37 | Residential Indoor Common-Area Lighting: LED Lamp replaces pre-existing standard lighting Wattage. Measure includes Code case. Impacts: HOU = 6142; CDF = 0.70 | DEER2017 | Disposition | 2020-11-24 16:30 | Res-Iltg-Cmn-dWatt-CFL | NonDEER | Scaled | BaseRatio | 0 | 0 | None |  | 0 |  | 1 | Res | Any | Lighting | InCommon | Ltg_Lamp | LED_lamp |  | ILtg-Res-LED-20000hr-Cmn | LED PAR38 Basecase, Total Watts = 2.60 x Msr Watts | LED PAR38 Basecase, Total Watts = 2.60 x Msr Watts | LED Lamp: PAR38, 23 Watts, non-dimmable | LEDratio0260 | LEDratio0260 | LED-PAR38(23w) | Available |  | 0 | 0 | DEER2020 Update: 2018Phase1ScrewInLampDisposition | RobNc |  |  |  | None | 2018-07-01 | 2019-12-31 | NotInEA |  |  |  |  | Standard | Measures expires 12/31/2019 with revision note: Measures expire 12/31/2019. Workpaper required for 1/1/2020 to consider: revises HOU to reflect most recent Title 24 and ISP control practices; DEER 2020 peak demand definition update | 1 | 1 | 0 | Deemed Ex Ante Team |  | Measures expires 12/31/2019 with revision note: Measures expire 12/31/2019. Workpaper required for 1/1/2020 to consider: revises HOU to reflect most recent Title 24 and ISP control practices; DEER 2020 peak demand definition update |  | Updated to indicate claim/filing status
1609 | R-InCmn-LED-PAR38(24w)-dWP38 | Residential Indoor Common-Area Lighting: LED Lamp replaces pre-existing standard lighting Wattage. Measure includes Code case. Impacts: HOU = 6142; CDF = 0.70 | DEER2017 | Disposition | 2020-11-24 16:30 | Res-Iltg-Cmn-dWatt-CFL | NonDEER | Scaled | BaseRatio | 0 | 0 | None |  | 0 |  | 1 | Res | Any | Lighting | InCommon | Ltg_Lamp | LED_lamp |  | ILtg-Res-LED-20000hr-Cmn | LED PAR38 Basecase, Total Watts = 2.60 x Msr Watts | LED PAR38 Basecase, Total Watts = 2.60 x Msr Watts | LED Lamp: PAR38, 24 Watts, non-dimmable | LEDratio0260 | LEDratio0260 | LED-PAR38(24w) | Available |  | 0 | 0 | DEER2020 Update: 2018Phase1ScrewInLampDisposition | RobNc |  |  |  | None | 2018-07-01 | 2019-12-31 | NotInEA |  |  |  |  | Standard | Measures expires 12/31/2019 with revision note: Measures expire 12/31/2019. Workpaper required for 1/1/2020 to consider: revises HOU to reflect most recent Title 24 and ISP control practices; DEER 2020 peak demand definition update | 1 | 1 | 0 | Deemed Ex Ante Team |  | Measures expires 12/31/2019 with revision note: Measures expire 12/31/2019. Workpaper required for 1/1/2020 to consider: revises HOU to reflect most recent Title 24 and ISP control practices; DEER 2020 peak demand definition update |  | Updated to indicate claim/filing status
1610 | R-InCmn-LED-PAR38(25w)-dWP40 | Residential Indoor Common-Area Lighting: LED Lamp replaces pre-existing standard lighting Wattage. Measure includes Code case. Impacts: HOU = 6142; CDF = 0.70 | DEER2017 | Disposition | 2020-11-24 16:30 | Res-Iltg-Cmn-dWatt-CFL | NonDEER | Scaled | BaseRatio | 0 | 0 | None |  | 0 |  | 1 | Res | Any | Lighting | InCommon | Ltg_Lamp | LED_lamp |  | ILtg-Res-LED-20000hr-Cmn | LED PAR38 Basecase, Total Watts = 2.60 x Msr Watts | LED PAR38 Basecase, Total Watts = 2.60 x Msr Watts | LED Lamp: PAR38, 25 Watts, non-dimmable | LEDratio0260 | LEDratio0260 | LED-PAR38(25w) | Available |  | 0 | 0 | DEER2020 Update: 2018Phase1ScrewInLampDisposition | RobNc |  |  |  | None | 2018-07-01 | 2019-12-31 | NotInEA |  |  |  |  | Standard | Measures expires 12/31/2019 with revision note: Measures expire 12/31/2019. Workpaper required for 1/1/2020 to consider: revises HOU to reflect most recent Title 24 and ISP control practices; DEER 2020 peak demand definition update | 1 | 1 | 0 | Deemed Ex Ante Team |  | Measures expires 12/31/2019 with revision note: Measures expire 12/31/2019. Workpaper required for 1/1/2020 to consider: revises HOU to reflect most recent Title 24 and ISP control practices; DEER 2020 peak demand definition update |  | Updated to indicate claim/filing status
1611 | R-InCmn-LED-PAR38(26w)-dWP42 | Residential Indoor Common-Area Lighting: LED Lamp replaces pre-existing standard lighting Wattage. Measure includes Code case. Impacts: HOU = 6142; CDF = 0.70 | DEER2017 | Disposition | 2020-11-24 16:30 | Res-Iltg-Cmn-dWatt-CFL | NonDEER | Scaled | BaseRatio | 0 | 0 | None |  | 0 |  | 1 | Res | Any | Lighting | InCommon | Ltg_Lamp | LED_lamp |  | ILtg-Res-LED-20000hr-Cmn | LED PAR38 Basecase, Total Watts = 2.60 x Msr Watts | LED PAR38 Basecase, Total Watts = 2.60 x Msr Watts | LED Lamp: PAR38, 26 Watts, non-dimmable | LEDratio0260 | LEDratio0260 | LED-PAR38(26w) | Available |  | 0 | 0 | DEER2020 Update: 2018Phase1ScrewInLampDisposition | RobNc |  |  |  | None | 2018-07-01 | 2019-12-31 | NotInEA |  |  |  |  | Standard | Measures expires 12/31/2019 with revision note: Measures expire 12/31/2019. Workpaper required for 1/1/2020 to consider: revises HOU to reflect most recent Title 24 and ISP control practices; DEER 2020 peak demand definition update | 1 | 1 | 0 | Deemed Ex Ante Team |  | Measures expires 12/31/2019 with revision note: Measures expire 12/31/2019. Workpaper required for 1/1/2020 to consider: revises HOU to reflect most recent Title 24 and ISP control practices; DEER 2020 peak demand definition update |  | Updated to indicate claim/filing status
1612 | R-InCmn-LED-PAR38(27w)-dWP43 | Residential Indoor Common-Area Lighting: LED Lamp replaces pre-existing standard lighting Wattage. Measure includes Code case. Impacts: HOU = 6142; CDF = 0.70 | DEER2017 | Disposition | 2020-11-24 16:30 | Res-Iltg-Cmn-dWatt-CFL | NonDEER | Scaled | BaseRatio | 0 | 0 | None |  | 0 |  | 1 | Res | Any | Lighting | InCommon | Ltg_Lamp | LED_lamp |  | ILtg-Res-LED-20000hr-Cmn | LED PAR38 Basecase, Total Watts = 2.60 x Msr Watts | LED PAR38 Basecase, Total Watts = 2.60 x Msr Watts | LED Lamp: PAR38, 27 Watts, non-dimmable | LEDratio0260 | LEDratio0260 | LED-PAR38(27w) | Available |  | 0 | 0 | DEER2020 Update: 2018Phase1ScrewInLampDisposition | RobNc |  |  |  | None | 2018-07-01 | 2019-12-31 | NotInEA |  |  |  |  | Standard | Measures expires 12/31/2019 with revision note: Measures expire 12/31/2019. Workpaper required for 1/1/2020 to consider: revises HOU to reflect most recent Title 24 and ISP control practices; DEER 2020 peak demand definition update | 1 | 1 | 0 | Deemed Ex Ante Team |  | Measures expires 12/31/2019 with revision note: Measures expire 12/31/2019. Workpaper required for 1/1/2020 to consider: revises HOU to reflect most recent Title 24 and ISP control practices; DEER 2020 peak demand definition update |  | Updated to indicate claim/filing status
1613 | R-InCmn-LED-PAR38(7w)-dWP11 | Residential Indoor Common-Area Lighting: LED Lamp replaces pre-existing standard lighting Wattage. Measure includes Code case. Impacts: HOU = 6142; CDF = 0.70 | DEER2017 | Disposition | 2020-11-24 16:30 | Res-Iltg-Cmn-dWatt-CFL | NonDEER | Scaled | BaseRatio | 0 | 0 | None |  | 0 |  | 1 | Res | Any | Lighting | InCommon | Ltg_Lamp | LED_lamp |  | ILtg-Res-LED-20000hr-Cmn | LED PAR38 Basecase, Total Watts = 2.60 x Msr Watts | LED PAR38 Basecase, Total Watts = 2.60 x Msr Watts | LED Lamp: PAR38, 7 Watts, non-dimmable | LEDratio0260 | LEDratio0260 | LED-PAR38(7w) | Available |  | 0 | 0 | DEER2020 Update: 2018Phase1ScrewInLampDisposition | RobNc |  |  |  | None | 2018-07-01 | 2019-12-31 | NotInEA |  |  |  |  | Standard | Measures expires 12/31/2019 with revision note: Measures expire 12/31/2019. Workpaper required for 1/1/2020 to consider: revises HOU to reflect most recent Title 24 and ISP control practices; DEER 2020 peak demand definition update | 1 | 1 | 0 | Deemed Ex Ante Team |  | Measures expires 12/31/2019 with revision note: Measures expire 12/31/2019. Workpaper required for 1/1/2020 to consider: revises HOU to reflect most recent Title 24 and ISP control practices; DEER 2020 peak demand definition update |  | Updated to indicate claim/filing status
1614 | R-In-LED-A19(EISA-Bin-100w-100LPW)-dWP2p4 | LED A Lamp replaces pre-existing standard lighting Wattage based on EISA bin and LPW | DEER2017 | Disposition | 2020-11-24 16:30 | Res-Iltg-dWatt-CFL | NonDEER | Scaled | DeltaWatts | 2.4 | 2.4 | None |  | 0 |  | 0 | Res | Any | Lighting | InGen-CFL | Ltg_Lamp | LED_lamp |  | ILtg-Res-LED-20000hr | LED A19 Basecase, 75% LED, 25% CFL | LED A19 Basecase, 75% LED, 25% CFL | LED Lamp: A19, EISA Bin 100, 100 LPW |  |  |  | Available |  | 0 | 0 | 2018Phase1ScrewInLampDisposition | RobNc |  |  |  |  | 2018-07-01 | 2019-12-31 | NotInEA |  |  |  |  | Standard | Expires 12/31/2019 due to DEER2020 revised impacts and peak demand definition | 1 | 1 | 0 | Deemed Ex Ante Team |  | Expires 12/31/2019 due to DEER2020 revised impacts and peak demand definition |  | Updated to indicate claim/filing status
1615 | R-In-LED-A19(EISA-Bin-100w-110LPW)-dWP2p6 | LED A Lamp replaces pre-existing standard lighting Wattage based on EISA bin and LPW | DEER2017 | Disposition | 2020-11-24 16:30 | Res-Iltg-dWatt-CFL | NonDEER | Scaled | DeltaWatts | 2.6 | 2.6 | None |  | 0 |  | 0 | Res | Any | Lighting | InGen-CFL | Ltg_Lamp | LED_lamp |  | ILtg-Res-LED-20000hr | LED A19 Basecase, 75% LED, 25% CFL | LED A19 Basecase, 75% LED, 25% CFL | LED Lamp: A19, EISA Bin 100, 110 LPW |  |  |  | Available |  | 0 | 0 | 2018Phase1ScrewInLampDisposition | RobNc |  |  |  |  | 2018-07-01 | 2019-12-31 | NotInEA |  |  |  |  | Standard | Expires 12/31/2019 due to DEER2020 revised impacts and peak demand definition | 1 | 1 | 0 | Deemed Ex Ante Team |  | Expires 12/31/2019 due to DEER2020 revised impacts and peak demand definition |  | Updated to indicate claim/filing status
1616 | R-In-LED-A19(EISA-Bin-100w-90LPW)-dWP2p0 | LED A Lamp replaces pre-existing standard lighting Wattage based on EISA bin and LPW | DEER2017 | Disposition | 2020-11-24 16:30 | Res-Iltg-dWatt-CFL | NonDEER | Scaled | DeltaWatts | 2 | 2 | None |  | 0 |  | 0 | Res | Any | Lighting | InGen-CFL | Ltg_Lamp | LED_lamp |  | ILtg-Res-LED-20000hr | LED A19 Basecase, 75% LED, 25% CFL | LED A19 Basecase, 75% LED, 25% CFL | LED Lamp: A19, EISA Bin 100, 90 LPW |  |  |  | Available |  | 0 | 0 | 2018Phase1ScrewInLampDisposition | RobNc |  |  |  |  | 2018-07-01 | 2019-12-31 | NotInEA |  |  |  |  | Standard | Expires 12/31/2019 due to DEER2020 revised impacts and peak demand definition | 1 | 1 | 0 | Deemed Ex Ante Team |  | Expires 12/31/2019 due to DEER2020 revised impacts and peak demand definition |  | Updated to indicate claim/filing status
1617 | R-In-LED-A19(EISA-Bin-40w-100LPW)-dWP1p1 | LED A Lamp replaces pre-existing standard lighting Wattage based on EISA bin and LPW | DEER2017 | Disposition | 2020-11-24 16:30 | Res-Iltg-dWatt-CFL | NonDEER | Scaled | DeltaWatts | 1.1 | 1.1 | None |  | 0 |  | 0 | Res | Any | Lighting | InGen-CFL | Ltg_Lamp | LED_lamp |  | ILtg-Res-LED-20000hr | LED A19 Basecase, 75% LED, 25% CFL | LED A19 Basecase, 75% LED, 25% CFL | LED Lamp: A19, EISA Bin 40, 100 LPW |  |  |  | Available |  | 0 | 0 | 2018Phase1ScrewInLampDisposition | RobNc |  |  |  |  | 2018-07-01 | 2019-12-31 | NotInEA |  |  |  |  | Standard | Expires 12/31/2019 due to DEER2020 revised impacts and peak demand definition | 1 | 1 | 0 | Deemed Ex Ante Team |  | Expires 12/31/2019 due to DEER2020 revised impacts and peak demand definition |  | Updated to indicate claim/filing status
1618 | R-In-LED-A19(EISA-Bin-40w-80LPW)-dWP0p8 | LED A Lamp replaces pre-existing standard lighting Wattage based on EISA bin and LPW | DEER2017 | Disposition | 2020-11-24 16:30 | Res-Iltg-dWatt-CFL | NonDEER | Scaled | DeltaWatts | 0.8 | 0.8 | None |  | 0 |  | 0 | Res | Any | Lighting | InGen-CFL | Ltg_Lamp | LED_lamp |  | ILtg-Res-LED-20000hr | LED A19 Basecase, 75% LED, 25% CFL | LED A19 Basecase, 75% LED, 25% CFL | LED Lamp: A19, EISA Bin 40, 80 LPW |  |  |  | Available |  | 0 | 0 | 2018Phase1ScrewInLampDisposition | RobNc |  |  |  |  | 2018-07-01 | 2019-12-31 | NotInEA |  |  |  |  | Standard | Expires 12/31/2019 due to DEER2020 revised impacts and peak demand definition | 1 | 1 | 0 | Deemed Ex Ante Team |  | Expires 12/31/2019 due to DEER2020 revised impacts and peak demand definition |  | Updated to indicate claim/filing status
1619 | R-In-LED-A19(EISA-Bin-40w-90LPW)-dWP1p0 | LED A Lamp replaces pre-existing standard lighting Wattage based on EISA bin and LPW | DEER2017 | Disposition | 2020-11-24 16:30 | Res-Iltg-dWatt-CFL | NonDEER | Scaled | DeltaWatts | 1 | 1 | None |  | 0 |  | 0 | Res | Any | Lighting | InGen-CFL | Ltg_Lamp | LED_lamp |  | ILtg-Res-LED-20000hr | LED A19 Basecase, 75% LED, 25% CFL | LED A19 Basecase, 75% LED, 25% CFL | LED Lamp: A19, EISA Bin 40, 90 LPW |  |  |  | Available |  | 0 | 0 | 2018Phase1ScrewInLampDisposition | RobNc |  |  |  |  | 2018-07-01 | 2019-12-31 | NotInEA |  |  |  |  | Standard | Expires 12/31/2019 due to DEER2020 revised impacts and peak demand definition | 1 | 1 | 0 | Deemed Ex Ante Team |  | Expires 12/31/2019 due to DEER2020 revised impacts and peak demand definition |  | Updated to indicate claim/filing status
1621 | R-In-LED-A19(EISA-Bin-60w-110LPW)-dWP1p5 | LED A Lamp replaces pre-existing standard lighting Wattage based on EISA bin and LPW | DEER2017 | Disposition | 2020-11-24 16:30 | Res-Iltg-dWatt-CFL | NonDEER | Scaled | DeltaWatts | 1.5 | 1.5 | None |  | 0 |  | 0 | Res | Any | Lighting | InGen-CFL | Ltg_Lamp | LED_lamp |  | ILtg-Res-LED-20000hr | LED A19 Basecase, 75% LED, 25% CFL | LED A19 Basecase, 75% LED, 25% CFL | LED Lamp: A19, EISA Bin 60, 110 LPW |  |  |  | Available |  |  |  | 2018Phase1ScrewInLampDisposition | RobNc |  |  |  |  | 2018-07-01 | 2019-12-31 | NotInEA |  |  |  |  | Standard | Expires 12/31/2019 due to DEER2020 revised impacts and peak demand definition | 1 | 1 | 0 | Deemed Ex Ante Team |  | Expires 12/31/2019 due to DEER2020 revised impacts and peak demand definition |  | Updated to indicate claim/filing status
1622 | R-In-LED-A19(EISA-Bin-60w-90LPW)-dWP1p3 | LED A Lamp replaces pre-existing standard lighting Wattage based on EISA bin and LPW | DEER2017 | Disposition | 2020-11-24 16:30 | Res-Iltg-dWatt-CFL | NonDEER | Scaled | DeltaWatts | 1.3 | 1.3 | None |  | 0 |  | 0 | Res | Any | Lighting | InGen-CFL | Ltg_Lamp | LED_lamp |  | ILtg-Res-LED-20000hr | LED A19 Basecase, 75% LED, 25% CFL | LED A19 Basecase, 75% LED, 25% CFL | LED Lamp: A19, EISA Bin 60, 90 LPW |  |  |  | Available |  |  |  | 2018Phase1ScrewInLampDisposition | RobNc |  |  |  |  | 2018-07-01 | 2019-12-31 | NotInEA |  |  |  |  | Standard | Expires 12/31/2019 due to DEER2020 revised impacts and peak demand definition | 1 | 1 | 0 | Deemed Ex Ante Team |  | Expires 12/31/2019 due to DEER2020 revised impacts and peak demand definition |  | Updated to indicate claim/filing status
1623 | R-In-LED-A19(EISA-Bin-75w-100LPW)-dWP1p7 | LED A Lamp replaces pre-existing standard lighting Wattage based on EISA bin and LPW | DEER2017 | Disposition | 2020-11-24 16:30 | Res-Iltg-dWatt-CFL | NonDEER | Scaled | DeltaWatts | 1.7 | 1.7 | None |  | 0 |  | 0 | Res | Any | Lighting | InGen-CFL | Ltg_Lamp | LED_lamp |  | ILtg-Res-LED-20000hr | LED A19 Basecase, 75% LED, 25% CFL | LED A19 Basecase, 75% LED, 25% CFL | LED Lamp: A19, EISA Bin 75, 100 LPW |  |  |  | Available |  |  |  | 2018Phase1ScrewInLampDisposition | RobNc |  |  |  |  | 2018-07-01 | 2019-12-31 | NotInEA |  |  |  |  | Standard | Expires 12/31/2019 due to DEER2020 revised impacts and peak demand definition | 1 | 1 | 0 | Deemed Ex Ante Team |  | Expires 12/31/2019 due to DEER2020 revised impacts and peak demand definition |  | Updated to indicate claim/filing status
1624 | R-In-LED-A19(EISA-Bin-75w-110LPW)-dWP1p9 | LED A Lamp replaces pre-existing standard lighting Wattage based on EISA bin and LPW | DEER2017 | Disposition | 2020-11-24 16:30 | Res-Iltg-dWatt-CFL | NonDEER | Scaled | DeltaWatts | 1.9 | 1.9 | None |  | 0 |  | 0 | Res | Any | Lighting | InGen-CFL | Ltg_Lamp | LED_lamp |  | ILtg-Res-LED-20000hr | LED A19 Basecase, 75% LED, 25% CFL | LED A19 Basecase, 75% LED, 25% CFL | LED Lamp: A19, EISA Bin 75, 110 LPW |  |  |  | Available |  |  |  | 2018Phase1ScrewInLampDisposition | RobNc |  |  |  |  | 2018-07-01 | 2019-12-31 | NotInEA |  |  |  |  | Standard | Expires 12/31/2019 due to DEER2020 revised impacts and peak demand definition | 1 | 1 | 0 | Deemed Ex Ante Team |  | Expires 12/31/2019 due to DEER2020 revised impacts and peak demand definition |  | Updated to indicate claim/filing status
1625 | R-In-LED-A19(EISA-Bin-75w-120LPW)-dWP2p3 | LED A Lamp replaces pre-existing standard lighting Wattage based on EISA bin and LPW | DEER2017 | Disposition | 2020-11-24 16:30 | Res-Iltg-dWatt-CFL | NonDEER | Scaled | DeltaWatts | 2.3 | 2.3 | None |  | 0 |  | 0 | Res | Any | Lighting | InGen-CFL | Ltg_Lamp | LED_lamp |  | ILtg-Res-LED-20000hr | LED A19 Basecase, 75% LED, 25% CFL | LED A19 Basecase, 75% LED, 25% CFL | LED Lamp: A19, EISA Bin 75, 80 LPW |  |  |  | Available |  |  |  | 2018Phase1ScrewInLampDisposition | RobNc |  |  |  |  | 2018-07-01 | 2019-12-31 | NotInEA |  |  |  |  | Standard | Expires 12/31/2019 due to DEER2020 revised impacts and peak demand definition | 1 | 1 | 0 | Deemed Ex Ante Team |  | Expires 12/31/2019 due to DEER2020 revised impacts and peak demand definition |  | Updated to indicate claim/filing status
1626 | R-In-LED-A19(EISA-Bin-75w-90LPW)-dWP1p5 | LED A Lamp replaces pre-existing standard lighting Wattage based on EISA bin and LPW | DEER2017 | Disposition | 2020-11-24 16:30 | Res-Iltg-dWatt-CFL | NonDEER | Scaled | DeltaWatts | 1.5 | 1.5 | None |  | 0 |  | 0 | Res | Any | Lighting | InGen-CFL | Ltg_Lamp | LED_lamp |  | ILtg-Res-LED-20000hr | LED A19 Basecase, 75% LED, 25% CFL | LED A19 Basecase, 75% LED, 25% CFL | LED Lamp: A19, EISA Bin 75, 90 LPW |  |  |  | Available |  |  |  | 2018Phase1ScrewInLampDisposition | RobNc |  |  |  |  | 2018-07-01 | 2019-12-31 | NotInEA |  |  |  |  | Standard | Expires 12/31/2019 due to DEER2020 revised impacts and peak demand definition | 1 | 1 | 0 | Deemed Ex Ante Team |  | Expires 12/31/2019 due to DEER2020 revised impacts and peak demand definition |  | Updated to indicate claim/filing status
1627 | R-In-LED-BR(11w)-dWP25 | Residential Indoor General Lighting: LED Lamp replaces pre-existing standard lighting Wattage. Measure includes Code case. Impacts: CFL-based HOU (varies by BldgType) | DEER2017 | Disposition | 2020-11-24 16:30 | Res-Iltg-dWatt-CFL | NonDEER | Scaled | BaseRatio |  |  | None |  | 0 |  | 1 | Res | Any | Lighting | InGen-CFL | Ltg_Lamp | LED_lamp |  | ILtg-Res-LED-20000hr | LED R/BR Basecase, Total Watts = 3.28 x Msr Watts | LED R/BR Basecase, Total Watts = 3.28 x Msr Watts | LED Lamp: BR, 11 Watts, non-dimmable | LEDratio0328 | LEDratio0328 | LED-BR(11w) | Available |  |  |  | 2018Phase1ScrewInLampDisposition | RobNc |  |  |  |  | 2018-07-01 | 2019-12-31 | NotInEA |  |  |  |  | Standard | Expires 12/31/2019 due to DEER2020 revised impacts and peak demand definition | 1 | 1 | 0 | Deemed Ex Ante Team |  | Expires 12/31/2019 due to DEER2020 revised impacts and peak demand definition |  | Updated to indicate claim/filing status
1628 | R-In-LED-BR(14w)-dWP28 | Residential Indoor General Lighting: LED Lamp replaces pre-existing standard lighting Wattage. Measure includes Code case. Impacts: CFL-based HOU (varies by BldgType) | DEER2017 | Disposition | 2020-11-24 16:30 | Res-Iltg-dWatt-CFL | NonDEER | Scaled | BaseRatio |  |  | None |  | 0 |  | 1 | Res | Any | Lighting | InGen-CFL | Ltg_Lamp | LED_lamp |  | ILtg-Res-LED-20000hr | LED R/BR Basecase, Total Watts = 2.97 x Msr Watts | LED R/BR Basecase, Total Watts = 2.97 x Msr Watts | LED Lamp: BR, 14 Watts, non-dimmable | LEDratio0297 | LEDratio0297 | LED-BR(14w) | Available |  |  |  | 2018Phase1ScrewInLampDisposition | RobNc |  |  |  |  | 2018-07-01 | 2019-12-31 | NotInEA |  |  |  |  | Standard | Expires 12/31/2019 due to DEER2020 revised impacts and peak demand definition | 1 | 1 | 0 | Deemed Ex Ante Team |  | Expires 12/31/2019 due to DEER2020 revised impacts and peak demand definition |  | Updated to indicate claim/filing status
1629 | R-In-LED-BR(6w)-dWP19 | Residential Indoor General Lighting: LED Lamp replaces pre-existing standard lighting Wattage. Measure includes Code case. Impacts: CFL-based HOU (varies by BldgType) | DEER2017 | Disposition | 2020-11-24 16:30 | Res-Iltg-dWatt-CFL | NonDEER | Scaled | BaseRatio |  |  | None |  | 0 |  | 1 | Res | Any | Lighting | InGen-CFL | Ltg_Lamp | LED_lamp |  | ILtg-Res-LED-20000hr | LED R/BR Basecase, Total Watts = 4.17 x Msr Watts | LED R/BR Basecase, Total Watts = 4.17 x Msr Watts | LED Lamp: BR, 6 Watts, non-dimmable | LEDratio0417 | LEDratio0417 | LED-BR(6w) | Available |  |  |  | 2018Phase1ScrewInLampDisposition | RobNc |  |  |  |  | 2018-07-01 | 2019-12-31 | NotInEA |  |  |  |  | Standard | Expires 12/31/2019 due to DEER2020 revised impacts and peak demand definition | 1 | 1 | 0 | Deemed Ex Ante Team |  | Expires 12/31/2019 due to DEER2020 revised impacts and peak demand definition |  | Updated to indicate claim/filing status
1630 | R-In-LED-Candle(1.8w)-dWP6 | Residential Indoor General Lighting: LED Lamp replaces pre-existing standard lighting Wattage. Measure includes Code case. Impacts: CFL-based HOU (varies by BldgType) | DEER2017 | Disposition | 2020-11-24 16:30 | Res-Iltg-dWatt-CFL | NonDEER | Scaled | BaseRatio |  |  | None |  | 0 |  | 1 | Res | Any | Lighting | InGen-CFL | Ltg_Lamp | LED_lamp |  | ILtg-Res-LED-15000hr | LED Candelabra Basecase, Total Watts = 4.61 x Msr Watts | LED Candelabra Basecase, Total Watts = 4.61 x Msr Watts | LED Lamp: Candle, 1.8 Watts, non-dimmable | LEDratio0461 | LEDratio0461 | LED-Candle(1.8w) | Available |  |  |  | 2018Phase1ScrewInLampDisposition | RobNc |  |  |  |  | 2018-07-01 | 2019-12-31 | NotInEA |  |  |  |  | Standard | Expires 12/31/2019 due to DEER2020 revised impacts and peak demand definition | 1 | 1 | 0 | Deemed Ex Ante Team |  | Expires 12/31/2019 due to DEER2020 revised impacts and peak demand definition |  | Updated to indicate claim/filing status
1631 | R-In-LED-Candle(1w)-dWP4 | Residential Indoor General Lighting: LED Lamp replaces pre-existing standard lighting Wattage. Measure includes Code case. Impacts: CFL-based HOU (varies by BldgType) | DEER2017 | Disposition | 2020-11-24 16:30 | Res-Iltg-dWatt-CFL | NonDEER | Scaled | BaseRatio |  |  | None |  | 0 |  | 1 | Res | Any | Lighting | InGen-CFL | Ltg_Lamp | LED_lamp |  | ILtg-Res-LED-15000hr | LED Candelabra Basecase, Total Watts = 4.61 x Msr Watts | LED Candelabra Basecase, Total Watts = 4.61 x Msr Watts | LED Lamp: Candle, 1 Watts, non-dimmable | LEDratio0461 | LEDratio0461 | LED-Candle(1w) | Available |  |  |  | 2018Phase1ScrewInLampDisposition | RobNc |  |  |  |  | 2018-07-01 | 2019-12-31 | NotInEA |  |  |  |  | Standard | Expires 12/31/2019 due to DEER2020 revised impacts and peak demand definition | 1 | 1 | 0 | Deemed Ex Ante Team |  | Expires 12/31/2019 due to DEER2020 revised impacts and peak demand definition |  | Updated to indicate claim/filing status
1632 | R-In-LED-Candle(2w)-dWP7 | Residential Indoor General Lighting: LED Lamp replaces pre-existing standard lighting Wattage. Measure includes Code case. Impacts: CFL-based HOU (varies by BldgType) | DEER2017 | Disposition | 2020-11-24 16:30 | Res-Iltg-dWatt-CFL | NonDEER | Scaled | BaseRatio |  |  | None |  | 0 |  | 1 | Res | Any | Lighting | InGen-CFL | Ltg_Lamp | LED_lamp |  | ILtg-Res-LED-15000hr | LED Candelabra Basecase, Total Watts = 4.61 x Msr Watts | LED Candelabra Basecase, Total Watts = 4.61 x Msr Watts | LED Lamp: Candle, 2 Watts, non-dimmable | LEDratio0461 | LEDratio0461 | LED-Candle(2w) | Available |  |  |  | 2018Phase1ScrewInLampDisposition | RobNc |  |  |  |  | 2018-07-01 | 2019-12-31 | NotInEA |  |  |  |  | Standard | Expires 12/31/2019 due to DEER2020 revised impacts and peak demand definition | 1 | 1 | 0 | Deemed Ex Ante Team |  | Expires 12/31/2019 due to DEER2020 revised impacts and peak demand definition |  | Updated to indicate claim/filing status
1633 | R-In-LED-Candle(3w)-dWP11 | Residential Indoor General Lighting: LED Lamp replaces pre-existing standard lighting Wattage. Measure includes Code case. Impacts: CFL-based HOU (varies by BldgType) | DEER2017 | Disposition | 2020-11-24 16:30 | Res-Iltg-dWatt-CFL | NonDEER | Scaled | BaseRatio |  |  | None |  | 0 |  | 1 | Res | Any | Lighting | InGen-CFL | Ltg_Lamp | LED_lamp |  | ILtg-Res-LED-15000hr | LED Candelabra Basecase, Total Watts = 4.61 x Msr Watts | LED Candelabra Basecase, Total Watts = 4.61 x Msr Watts | LED Lamp: Candle, 3 Watts, non-dimmable | LEDratio0461 | LEDratio0461 | LED-Candle(3w) | Available |  |  |  | 2018Phase1ScrewInLampDisposition | RobNc |  |  |  |  | 2018-07-01 | 2019-12-31 | NotInEA |  |  |  |  | Standard | Expires 12/31/2019 due to DEER2020 revised impacts and peak demand definition | 1 | 1 | 0 | Deemed Ex Ante Team |  | Expires 12/31/2019 due to DEER2020 revised impacts and peak demand definition |  | Updated to indicate claim/filing status
1634 | R-In-LED-Candle(4w)-dWP14 | Residential Indoor General Lighting: LED Lamp replaces pre-existing standard lighting Wattage. Measure includes Code case. Impacts: CFL-based HOU (varies by BldgType) | DEER2017 | Disposition | 2020-11-24 16:30 | Res-Iltg-dWatt-CFL | NonDEER | Scaled | BaseRatio |  |  | None |  | 0 |  | 1 | Res | Any | Lighting | InGen-CFL | Ltg_Lamp | LED_lamp |  | ILtg-Res-LED-15000hr | LED Candelabra Basecase, Total Watts = 4.61 x Msr Watts | LED Candelabra Basecase, Total Watts = 4.61 x Msr Watts | LED Lamp: Candle, 4 Watts, non-dimmable | LEDratio0461 | LEDratio0461 | LED-Candle(4w) | Available |  |  |  | 2018Phase1ScrewInLampDisposition | RobNc |  |  |  |  | 2018-07-01 | 2019-12-31 | NotInEA |  |  |  |  | Standard | Expires 12/31/2019 due to DEER2020 revised impacts and peak demand definition | 1 | 1 | 0 | Deemed Ex Ante Team |  | Expires 12/31/2019 due to DEER2020 revised impacts and peak demand definition |  | Updated to indicate claim/filing status
1635 | R-In-LED-Candle(5w)-dWP18 | Residential Indoor General Lighting: LED Lamp replaces pre-existing standard lighting Wattage. Measure includes Code case. Impacts: CFL-based HOU (varies by BldgType) | DEER2017 | Disposition | 2020-11-24 16:30 | Res-Iltg-dWatt-CFL | NonDEER | Scaled | BaseRatio |  |  | None |  | 0 |  | 1 | Res | Any | Lighting | InGen-CFL | Ltg_Lamp | LED_lamp |  | ILtg-Res-LED-15000hr | LED Candelabra Basecase, Total Watts = 4.61 x Msr Watts | LED Candelabra Basecase, Total Watts = 4.61 x Msr Watts | LED Lamp: Candle, 5 Watts, non-dimmable | LEDratio0461 | LEDratio0461 | LED-Candle(5w) | Available |  |  |  | 2018Phase1ScrewInLampDisposition | RobNc |  |  |  |  | 2018-07-01 | 2019-12-31 | NotInEA |  |  |  |  | Standard | Expires 12/31/2019 due to DEER2020 revised impacts and peak demand definition | 1 | 1 | 0 | Deemed Ex Ante Team |  | Expires 12/31/2019 due to DEER2020 revised impacts and peak demand definition |  | Updated to indicate claim/filing status
1636 | R-In-LED-CanRet(10w)-dWP13 | Residential Indoor General Lighting: LED Lamp replaces pre-existing standard lighting Wattage. Measure includes Code case. Impacts: CFL-based HOU (varies by BldgType) | DEER2017 | Disposition | 2020-11-24 16:30 | Res-Iltg-dWatt-CFL | NonDEER | Scaled | BaseRatio |  |  | None |  | 0 |  | 1 | Res | Any | Lighting | InGen-CFL | Ltg_Lamp | LED_lamp |  | ILtg-Res-LED-20000hr | LED PAR30 Basecase, Total Watts = 2.34 x Msr Watts | LED PAR30 Basecase, Total Watts = 2.34 x Msr Watts | LED Lamp: CanRet, 10 Watts, non-dimmable | LEDratio0234 | LEDratio0234 | LED-CanRet(10w) | Available |  |  |  | 2018Phase1ScrewInLampDisposition | RobNc |  |  |  |  | 2018-07-01 | 2019-12-31 | NotInEA |  |  |  |  | Standard | Expires 12/31/2019 due to DEER2020 revised impacts and peak demand definition | 1 | 1 | 0 | Deemed Ex Ante Team |  | Expires 12/31/2019 due to DEER2020 revised impacts and peak demand definition |  | Updated to indicate claim/filing status
1637 | R-In-LED-CanRet(11w)-dWP15 | Residential Indoor General Lighting: LED Lamp replaces pre-existing standard lighting Wattage. Measure includes Code case. Impacts: CFL-based HOU (varies by BldgType) | DEER2017 | Disposition | 2020-11-24 16:30 | Res-Iltg-dWatt-CFL | NonDEER | Scaled | BaseRatio |  |  | None |  | 0 |  | 1 | Res | Any | Lighting | InGen-CFL | Ltg_Lamp | LED_lamp |  | ILtg-Res-LED-20000hr | LED PAR30 Basecase, Total Watts = 2.34 x Msr Watts | LED PAR30 Basecase, Total Watts = 2.34 x Msr Watts | LED Lamp: CanRet, 11 Watts, non-dimmable | LEDratio0234 | LEDratio0234 | LED-CanRet(11w) | Available |  |  |  | 2018Phase1ScrewInLampDisposition | RobNc |  |  |  |  | 2018-07-01 | 2019-12-31 | NotInEA |  |  |  |  | Standard | Expires 12/31/2019 due to DEER2020 revised impacts and peak demand definition | 1 | 1 | 0 | Deemed Ex Ante Team |  | Expires 12/31/2019 due to DEER2020 revised impacts and peak demand definition |  | Updated to indicate claim/filing status
1638 | R-In-LED-CanRet(12w)-dWP16 | Residential Indoor General Lighting: LED Lamp replaces pre-existing standard lighting Wattage. Measure includes Code case. Impacts: CFL-based HOU (varies by BldgType) | DEER2017 | Disposition | 2020-11-24 16:30 | Res-Iltg-dWatt-CFL | NonDEER | Scaled | BaseRatio |  |  | None |  | 0 |  | 1 | Res | Any | Lighting | InGen-CFL | Ltg_Lamp | LED_lamp |  | ILtg-Res-LED-20000hr | LED PAR30 Basecase, Total Watts = 2.34 x Msr Watts | LED PAR30 Basecase, Total Watts = 2.34 x Msr Watts | LED Lamp: CanRet, 12 Watts, non-dimmable | LEDratio0234 | LEDratio0234 | LED-CanRet(12w) | Available |  |  |  | 2018Phase1ScrewInLampDisposition | RobNc |  |  |  |  | 2018-07-01 | 2019-12-31 | NotInEA |  |  |  |  | Standard | Expires 12/31/2019 due to DEER2020 revised impacts and peak demand definition | 1 | 1 | 0 | Deemed Ex Ante Team |  | Expires 12/31/2019 due to DEER2020 revised impacts and peak demand definition |  | Updated to indicate claim/filing status
1639 | R-In-LED-CanRet(13w)-dWP17 | Residential Indoor General Lighting: LED Lamp replaces pre-existing standard lighting Wattage. Measure includes Code case. Impacts: CFL-based HOU (varies by BldgType) | DEER2017 | Disposition | 2020-11-24 16:30 | Res-Iltg-dWatt-CFL | NonDEER | Scaled | BaseRatio |  |  | None |  | 0 |  | 1 | Res | Any | Lighting | InGen-CFL | Ltg_Lamp | LED_lamp |  | ILtg-Res-LED-20000hr | LED PAR30 Basecase, Total Watts = 2.34 x Msr Watts | LED PAR30 Basecase, Total Watts = 2.34 x Msr Watts | LED Lamp: CanRet, 13 Watts, non-dimmable | LEDratio0234 | LEDratio0234 | LED-CanRet(13w) | Available |  |  |  | 2018Phase1ScrewInLampDisposition | RobNc |  |  |  |  | 2018-07-01 | 2019-12-31 | NotInEA |  |  |  |  | Standard | Expires 12/31/2019 due to DEER2020 revised impacts and peak demand definition | 1 | 1 | 0 | Deemed Ex Ante Team |  | Expires 12/31/2019 due to DEER2020 revised impacts and peak demand definition |  | Updated to indicate claim/filing status
1640 | R-In-LED-CanRet(14w)-dWP19 | Residential Indoor General Lighting: LED Lamp replaces pre-existing standard lighting Wattage. Measure includes Code case. Impacts: CFL-based HOU (varies by BldgType) | DEER2017 | Disposition | 2020-11-24 16:30 | Res-Iltg-dWatt-CFL | NonDEER | Scaled | BaseRatio |  |  | None |  | 0 |  | 1 | Res | Any | Lighting | InGen-CFL | Ltg_Lamp | LED_lamp |  | ILtg-Res-LED-20000hr | LED PAR30 Basecase, Total Watts = 2.34 x Msr Watts | LED PAR30 Basecase, Total Watts = 2.34 x Msr Watts | LED Lamp: CanRet, 14 Watts, non-dimmable | LEDratio0234 | LEDratio0234 | LED-CanRet(14w) | Available |  |  |  | 2018Phase1ScrewInLampDisposition | RobNc |  |  |  |  | 2018-07-01 | 2019-12-31 | NotInEA |  |  |  |  | Standard | Expires 12/31/2019 due to DEER2020 revised impacts and peak demand definition | 1 | 1 | 0 | Deemed Ex Ante Team |  | Expires 12/31/2019 due to DEER2020 revised impacts and peak demand definition |  | Updated to indicate claim/filing status
1641 | R-In-LED-CanRet(15w)-dWP20 | Residential Indoor General Lighting: LED Lamp replaces pre-existing standard lighting Wattage. Measure includes Code case. Impacts: CFL-based HOU (varies by BldgType) | DEER2017 | Disposition | 2020-11-24 16:30 | Res-Iltg-dWatt-CFL | NonDEER | Scaled | BaseRatio |  |  | None |  | 0 |  | 1 | Res | Any | Lighting | InGen-CFL | Ltg_Lamp | LED_lamp |  | ILtg-Res-LED-20000hr | LED PAR30 Basecase, Total Watts = 2.34 x Msr Watts | LED PAR30 Basecase, Total Watts = 2.34 x Msr Watts | LED Lamp: CanRet, 15 Watts, non-dimmable | LEDratio0234 | LEDratio0234 | LED-CanRet(15w) | Available |  |  |  | 2018Phase1ScrewInLampDisposition | RobNc |  |  |  |  | 2018-07-01 | 2019-12-31 | NotInEA |  |  |  |  | Standard | Expires 12/31/2019 due to DEER2020 revised impacts and peak demand definition | 1 | 1 | 0 | Deemed Ex Ante Team |  | Expires 12/31/2019 due to DEER2020 revised impacts and peak demand definition |  | Updated to indicate claim/filing status
1642 | R-In-LED-CanRet(20w)-dWP27 | Residential Indoor General Lighting: LED Lamp replaces pre-existing standard lighting Wattage. Measure includes Code case. Impacts: CFL-based HOU (varies by BldgType) | DEER2017 | Disposition | 2020-11-24 16:30 | Res-Iltg-dWatt-CFL | NonDEER | Scaled | BaseRatio |  |  | None |  | 0 |  | 1 | Res | Any | Lighting | InGen-CFL | Ltg_Lamp | LED_lamp |  | ILtg-Res-LED-20000hr | LED PAR30 Basecase, Total Watts = 2.34 x Msr Watts | LED PAR30 Basecase, Total Watts = 2.34 x Msr Watts | LED Lamp: Can Retrofit, 20 Watts | LEDratio0234 | LEDratio0234 | LED-CanRet(20w) | Available |  |  |  | 2018Phase1ScrewInLampDisposition | RobNc |  |  |  |  | 2018-07-01 | 2019-12-31 | NotInEA |  |  |  |  | Standard | Expires 12/31/2019 due to DEER2020 revised impacts and peak demand definition | 1 | 1 | 0 | Deemed Ex Ante Team |  | Expires 12/31/2019 due to DEER2020 revised impacts and peak demand definition |  | Updated to indicate claim/filing status
1643 | R-In-LED-CanRet(21w)-dWP28 | Residential Indoor General Lighting: LED Lamp replaces pre-existing standard lighting Wattage. Measure includes Code case. Impacts: CFL-based HOU (varies by BldgType) | DEER2017 | Disposition | 2020-11-24 16:30 | Res-Iltg-dWatt-CFL | NonDEER | Scaled | BaseRatio |  |  | None |  | 0 |  | 1 | Res | Any | Lighting | InGen-CFL | Ltg_Lamp | LED_lamp |  | ILtg-Res-LED-20000hr | LED PAR30 Basecase, Total Watts = 2.34 x Msr Watts | LED PAR30 Basecase, Total Watts = 2.34 x Msr Watts | LED Lamp: CanRet, 21 Watts, non-dimmable | LEDratio0234 | LEDratio0234 | LED-CanRet(21w) | Available |  |  |  | 2018Phase1ScrewInLampDisposition | RobNc |  |  |  |  | 2018-07-01 | 2019-12-31 | NotInEA |  |  |  |  | Standard | Expires 12/31/2019 due to DEER2020 revised impacts and peak demand definition | 1 | 1 | 0 | Deemed Ex Ante Team |  | Expires 12/31/2019 due to DEER2020 revised impacts and peak demand definition |  | Updated to indicate claim/filing status
1644 | R-In-LED-CanRet(23w)-dWP31 | Residential Indoor General Lighting: LED Lamp replaces pre-existing standard lighting Wattage. Measure includes Code case. Impacts: CFL-based HOU (varies by BldgType) | DEER2017 | Disposition | 2020-11-24 16:30 | Res-Iltg-dWatt-CFL | NonDEER | Scaled | BaseRatio |  |  | None |  | 0 |  | 1 | Res | Any | Lighting | InGen-CFL | Ltg_Lamp | LED_lamp |  | ILtg-Res-LED-20000hr | LED PAR30 Basecase, Total Watts = 2.34 x Msr Watts | LED PAR30 Basecase, Total Watts = 2.34 x Msr Watts | LED Lamp: Can Retrofit, 23 Watts | LEDratio0234 | LEDratio0234 | LED-CanRet(23w) | Available |  |  |  | 2018Phase1ScrewInLampDisposition | RobNc |  |  |  |  | 2018-07-01 | 2019-12-31 | NotInEA |  |  |  |  | Standard | Expires 12/31/2019 due to DEER2020 revised impacts and peak demand definition | 1 | 1 | 0 | Deemed Ex Ante Team |  | Expires 12/31/2019 due to DEER2020 revised impacts and peak demand definition |  | Updated to indicate claim/filing status
1645 | R-In-LED-CanRet(8w)-dWP11 | Residential Indoor General Lighting: LED Lamp replaces pre-existing standard lighting Wattage. Measure includes Code case. Impacts: CFL-based HOU (varies by BldgType) | DEER2017 | Disposition | 2020-11-24 16:30 | Res-Iltg-dWatt-CFL | NonDEER | Scaled | BaseRatio |  |  | None |  | 0 |  | 1 | Res | Any | Lighting | InGen-CFL | Ltg_Lamp | LED_lamp |  | ILtg-Res-LED-20000hr | LED PAR30 Basecase, Total Watts = 2.34 x Msr Watts | LED PAR30 Basecase, Total Watts = 2.34 x Msr Watts | LED Lamp: CanRet, 8 Watts, non-dimmable | LEDratio0234 | LEDratio0234 | LED-CanRet(8w) | Available |  |  |  | 2018Phase1ScrewInLampDisposition | RobNc |  |  |  |  | 2018-07-01 | 2019-12-31 | NotInEA |  |  |  |  | Standard | Expires 12/31/2019 due to DEER2020 revised impacts and peak demand definition | 1 | 1 | 0 | Deemed Ex Ante Team |  | Expires 12/31/2019 due to DEER2020 revised impacts and peak demand definition |  | Updated to indicate claim/filing status
1646 | R-In-LED-CanRet(9w)-dWP12 | Residential Indoor General Lighting: LED Lamp replaces pre-existing standard lighting Wattage. Measure includes Code case. Impacts: CFL-based HOU (varies by BldgType) | DEER2017 | Disposition | 2020-11-24 16:30 | Res-Iltg-dWatt-CFL | NonDEER | Scaled | BaseRatio |  |  | None |  | 0 |  | 1 | Res | Any | Lighting | InGen-CFL | Ltg_Lamp | LED_lamp |  | ILtg-Res-LED-20000hr | LED PAR30 Basecase, Total Watts = 2.34 x Msr Watts | LED PAR30 Basecase, Total Watts = 2.34 x Msr Watts | LED Lamp: CanRet, 9 Watts, non-dimmable | LEDratio0234 | LEDratio0234 | LED-CanRet(9w) | Available |  |  |  | 2018Phase1ScrewInLampDisposition | RobNc |  |  |  |  | 2018-07-01 | 2019-12-31 | NotInEA |  |  |  |  | Standard | Expires 12/31/2019 due to DEER2020 revised impacts and peak demand definition | 1 | 1 | 0 | Deemed Ex Ante Team |  | Expires 12/31/2019 due to DEER2020 revised impacts and peak demand definition |  | Updated to indicate claim/filing status
1647 | R-In-LED-Glb(10w)-dWP21 | Residential Indoor General Lighting: LED Lamp replaces pre-existing standard lighting Wattage. Measure includes Code case. | DEER2017 | Disposition | 2020-11-24 16:30 | Res-Iltg-dWatt-CFL | NonDEER | Scaled | BaseRatio |  |  | None |  | 0 |  | 1 | Res | Any | Lighting | InGen-CFL | Ltg_Lamp | LED_lamp |  | ILtg-Res-LED-20000hr | LED Globe greater than or equal to 3 Watts Basecase, Total Watts = 3.10 x Msr Watts | LED Globe greater than or equal to 3 Watts Basecase, Total Watts = 3.10 x Msr Watts | LED Lamp: Glb, 10 Watts, non-dimmable | LEDratio0310 | LEDratio0310 | LED-Glb(10w) | Available |  |  |  | 2018Phase1ScrewInLampDisposition | RobNc |  |  |  |  | 2018-07-01 | 2019-12-31 | NotInEA |  |  |  |  | Standard | Expires 12/31/2019 due to DEER2020 revised impacts and peak demand definition | 1 | 1 | 0 | Deemed Ex Ante Team |  | Expires 12/31/2019 due to DEER2020 revised impacts and peak demand definition |  | Updated to indicate claim/filing status
1648 | R-In-LED-Glb(1w)-dWP4 | Residential Indoor General Lighting: LED Lamp replaces pre-existing standard lighting Wattage. Measure includes Code case. Impacts: CFL-based HOU (varies by BldgType) | DEER2017 | Disposition | 2020-11-24 16:30 | Res-Iltg-dWatt-CFL | NonDEER | Scaled | BaseRatio |  |  | None |  | 0 |  | 1 | Res | Any | Lighting | InGen-CFL | Ltg_Lamp | LED_lamp |  | ILtg-Res-LED-15000hr | LED Globe less than 3 Watts Basecase, Total Watts = 4.68 x Msr Watts | LED Globe less than 3 Watts Basecase, Total Watts = 4.68 x Msr Watts | LED Lamp: Glb, 1 Watts, non-dimmable | LEDratio0468 | LEDratio0468 | LED-Glb(1w) | Available |  |  |  | 2018Phase1ScrewInLampDisposition | RobNc |  |  |  |  | 2018-07-01 | 2019-12-31 | NotInEA |  |  |  |  | Standard | Expires 12/31/2019 due to DEER2020 revised impacts and peak demand definition | 1 | 1 | 0 | Deemed Ex Ante Team |  | Expires 12/31/2019 due to DEER2020 revised impacts and peak demand definition |  | Updated to indicate claim/filing status
1649 | R-In-LED-Glb(2w)-dWP7 | Residential Indoor General Lighting: LED Lamp replaces pre-existing standard lighting Wattage. Measure includes Code case. Impacts: CFL-based HOU (varies by BldgType) | DEER2017 | Disposition | 2020-11-24 16:30 | Res-Iltg-dWatt-CFL | NonDEER | Scaled | BaseRatio |  |  | None |  | 0 |  | 1 | Res | Any | Lighting | InGen-CFL | Ltg_Lamp | LED_lamp |  | ILtg-Res-LED-15000hr | LED Globe less than 3 Watts Basecase, Total Watts = 4.68 x Msr Watts | LED Globe less than 3 Watts Basecase, Total Watts = 4.68 x Msr Watts | LED Lamp: Glb, 2 Watts, non-dimmable | LEDratio0468 | LEDratio0468 | LED-Glb(2w) | Available |  |  |  | 2018Phase1ScrewInLampDisposition | RobNc |  |  |  |  | 2018-07-01 | 2019-12-31 | NotInEA |  |  |  |  | Standard | Expires 12/31/2019 due to DEER2020 revised impacts and peak demand definition | 1 | 1 | 0 | Deemed Ex Ante Team |  | Expires 12/31/2019 due to DEER2020 revised impacts and peak demand definition |  | Updated to indicate claim/filing status
1650 | R-In-LED-Glb(3w)-dWP6 | Residential Indoor General Lighting: LED Lamp replaces pre-existing standard lighting Wattage. Measure includes Code case. Impacts: CFL-based HOU (varies by BldgType) | DEER2017 | Disposition | 2020-11-24 16:30 | Res-Iltg-dWatt-CFL | NonDEER | Scaled | BaseRatio |  |  | None |  | 0 |  | 1 | Res | Any | Lighting | InGen-CFL | Ltg_Lamp | LED_lamp |  | ILtg-Res-LED-20000hr | LED Globe greater than or equal to 3 Watts Basecase, Total Watts = 3.10 x Msr Watts | LED Globe greater than or equal to 3 Watts Basecase, Total Watts = 3.10 x Msr Watts | LED Lamp: Glb, 3 Watts, non-dimmable | LEDratio0310 | LEDratio0310 | LED-Glb(3w) | Available |  |  |  | 2018Phase1ScrewInLampDisposition | RobNc |  |  |  |  | 2018-07-01 | 2019-12-31 | NotInEA |  |  |  |  | Standard | Expires 12/31/2019 due to DEER2020 revised impacts and peak demand definition | 1 | 1 | 0 | Deemed Ex Ante Team |  | Expires 12/31/2019 due to DEER2020 revised impacts and peak demand definition |  | Updated to indicate claim/filing status
1651 | R-In-LED-Glb(4w)-dWP8 | Residential Indoor General Lighting: LED Lamp replaces pre-existing standard lighting Wattage. Measure includes Code case. | DEER2017 | Disposition | 2020-11-24 16:30 | Res-Iltg-dWatt-CFL | NonDEER | Scaled | BaseRatio |  |  | None |  | 0 |  | 1 | Res | Any | Lighting | InGen-CFL | Ltg_Lamp | LED_lamp |  | ILtg-Res-LED-20000hr | LED Globe greater than or equal to 3 Watts Basecase, Total Watts = 3.10 x Msr Watts | LED Globe greater than or equal to 3 Watts Basecase, Total Watts = 3.10 x Msr Watts | LED Lamp: Glb, 4 Watts, non-dimmable | LEDratio0310 | LEDratio0310 | LED-Glb(4w) | Available |  |  |  | 2018Phase1ScrewInLampDisposition | RobNc |  |  |  |  | 2018-07-01 | 2019-12-31 | NotInEA |  |  |  |  | Standard | Expires 12/31/2019 due to DEER2020 revised impacts and peak demand definition | 1 | 1 | 0 | Deemed Ex Ante Team |  | Expires 12/31/2019 due to DEER2020 revised impacts and peak demand definition |  | Updated to indicate claim/filing status
1652 | R-In-LED-Glb(5w)-dWP11 | Residential Indoor General Lighting: LED Lamp replaces pre-existing standard lighting Wattage. Measure includes Code case. | DEER2017 | Disposition | 2020-11-24 16:30 | Res-Iltg-dWatt-CFL | NonDEER | Scaled | BaseRatio |  |  | None |  | 0 |  | 1 | Res | Any | Lighting | InGen-CFL | Ltg_Lamp | LED_lamp |  | ILtg-Res-LED-20000hr | LED Globe greater than or equal to 3 Watts Basecase, Total Watts = 3.10 x Msr Watts | LED Globe greater than or equal to 3 Watts Basecase, Total Watts = 3.10 x Msr Watts | LED Lamp: Glb, 5 Watts, non-dimmable | LEDratio0310 | LEDratio0310 | LED-Glb(5w) | Available |  |  |  | 2018Phase1ScrewInLampDisposition | RobNc |  |  |  |  | 2018-07-01 | 2019-12-31 | NotInEA |  |  |  |  | Standard | Expires 12/31/2019 due to DEER2020 revised impacts and peak demand definition | 1 | 1 | 0 | Deemed Ex Ante Team |  | Expires 12/31/2019 due to DEER2020 revised impacts and peak demand definition |  | Updated to indicate claim/filing status
1653 | R-In-LED-Glb(6w)-dWP13 | Residential Indoor General Lighting: LED Lamp replaces pre-existing standard lighting Wattage. Measure includes Code case. | DEER2017 | Disposition | 2020-11-24 16:30 | Res-Iltg-dWatt-CFL | NonDEER | Scaled | BaseRatio |  |  | None |  | 0 |  | 1 | Res | Any | Lighting | InGen-CFL | Ltg_Lamp | LED_lamp |  | ILtg-Res-LED-20000hr | LED Globe greater than or equal to 3 Watts Basecase, Total Watts = 3.10 x Msr Watts | LED Globe greater than or equal to 3 Watts Basecase, Total Watts = 3.10 x Msr Watts | LED Lamp: Glb, 6 Watts, non-dimmable | LEDratio0310 | LEDratio0310 | LED-Glb(6w) | Available |  |  |  | 2018Phase1ScrewInLampDisposition | RobNc |  |  |  |  | 2018-07-01 | 2019-12-31 | NotInEA |  |  |  |  | Standard | Expires 12/31/2019 due to DEER2020 revised impacts and peak demand definition | 1 | 1 | 0 | Deemed Ex Ante Team |  | Expires 12/31/2019 due to DEER2020 revised impacts and peak demand definition |  | Updated to indicate claim/filing status
1654 | R-In-LED-Glb(7w)-dWP15 | Residential Indoor General Lighting: LED Lamp replaces pre-existing standard lighting Wattage. Measure includes Code case. | DEER2017 | Disposition | 2020-11-24 16:30 | Res-Iltg-dWatt-CFL | NonDEER | Scaled | BaseRatio |  |  | None |  | 0 |  | 1 | Res | Any | Lighting | InGen-CFL | Ltg_Lamp | LED_lamp |  | ILtg-Res-LED-20000hr | LED Globe greater than or equal to 3 Watts Basecase, Total Watts = 3.10 x Msr Watts | LED Globe greater than or equal to 3 Watts Basecase, Total Watts = 3.10 x Msr Watts | LED Lamp: Glb, 7 Watts, non-dimmable | LEDratio0310 | LEDratio0310 | LED-Glb(7w) | Available |  |  |  | 2018Phase1ScrewInLampDisposition | RobNc |  |  |  |  | 2018-07-01 | 2019-12-31 | NotInEA |  |  |  |  | Standard | Expires 12/31/2019 due to DEER2020 revised impacts and peak demand definition | 1 | 1 | 0 | Deemed Ex Ante Team |  | Expires 12/31/2019 due to DEER2020 revised impacts and peak demand definition |  | Updated to indicate claim/filing status
1655 | R-In-LED-Glb(8w)-dWP17 | Residential Indoor General Lighting: LED Lamp replaces pre-existing standard lighting Wattage. Measure includes Code case. Impacts: CFL-based HOU (varies by BldgType) | DEER2017 | Disposition | 2020-11-24 16:30 | Res-Iltg-dWatt-CFL | NonDEER | Scaled | BaseRatio |  |  | None |  | 0 |  | 1 | Res | Any | Lighting | InGen-CFL | Ltg_Lamp | LED_lamp |  | ILtg-Res-LED-20000hr | LED Globe greater than or equal to 3 Watts Basecase, Total Watts = 3.10 x Msr Watts | LED Globe greater than or equal to 3 Watts Basecase, Total Watts = 3.10 x Msr Watts | LED Lamp: Glb, 8 Watts, non-dimmable | LEDratio0310 | LEDratio0310 | LED-Glb(8w) | Available |  |  |  | 2018Phase1ScrewInLampDisposition | RobNc |  |  |  |  | 2018-07-01 | 2019-12-31 | NotInEA |  |  |  |  | Standard | Expires 12/31/2019 due to DEER2020 revised impacts and peak demand definition | 1 | 1 | 0 | Deemed Ex Ante Team |  | Expires 12/31/2019 due to DEER2020 revised impacts and peak demand definition |  | Updated to indicate claim/filing status
1656 | R-In-LED-Glb(9w)-dWP19 | Residential Indoor General Lighting: LED Lamp replaces pre-existing standard lighting Wattage. Measure includes Code case. | DEER2017 | Disposition | 2020-11-24 16:30 | Res-Iltg-dWatt-CFL | NonDEER | Scaled | BaseRatio |  |  | None |  | 0 |  | 1 | Res | Any | Lighting | InGen-CFL | Ltg_Lamp | LED_lamp |  | ILtg-Res-LED-20000hr | LED Globe greater than or equal to 3 Watts Basecase, Total Watts = 3.10 x Msr Watts | LED Globe greater than or equal to 3 Watts Basecase, Total Watts = 3.10 x Msr Watts | LED Lamp: Glb, 9 Watts, non-dimmable | LEDratio0310 | LEDratio0310 | LED-Glb(9w) | Available |  |  |  | 2018Phase1ScrewInLampDisposition | RobNc |  |  |  |  | 2018-07-01 | 2019-12-31 | NotInEA |  |  |  |  | Standard | Expires 12/31/2019 due to DEER2020 revised impacts and peak demand definition | 1 | 1 | 0 | Deemed Ex Ante Team |  | Expires 12/31/2019 due to DEER2020 revised impacts and peak demand definition |  | Updated to indicate claim/filing status
1657 | R-In-LED-PAR20(10w)-dWP22 | Residential Indoor General Lighting: LED Lamp replaces pre-existing standard lighting Wattage. Measure includes Code case. Impacts: CFL-based HOU (varies by BldgType) | DEER2017 | Disposition | 2020-11-24 16:30 | Res-Iltg-dWatt-CFL | NonDEER | Scaled | BaseRatio |  |  | None |  | 0 |  | 1 | Res | Any | Lighting | InGen-CFL | Ltg_Lamp | LED_lamp |  | ILtg-Res-LED-20000hr | LED PAR20 Basecase, Total Watts = 3.21 x Msr Watts | LED PAR20 Basecase, Total Watts = 3.21 x Msr Watts | LED Lamp: PAR20, 10 Watts, non-dimmable | LEDratio0321 | LEDratio0321 | LED-PAR20(10w) | Available |  |  |  | 2018Phase1ScrewInLampDisposition | RobNc |  |  |  |  | 2018-07-01 | 2019-12-31 | NotInEA |  |  |  |  | Standard | Expires 12/31/2019 due to DEER2020 revised impacts and peak demand definition | 1 | 1 | 0 | Deemed Ex Ante Team |  | Expires 12/31/2019 due to DEER2020 revised impacts and peak demand definition |  | Updated to indicate claim/filing status
1658 | R-In-LED-PAR20(13w)-dWP29 | Residential Indoor General Lighting: LED Lamp replaces pre-existing standard lighting Wattage. Measure includes Code case. Impacts: CFL-based HOU (varies by BldgType) | DEER2017 | Disposition | 2020-11-24 16:30 | Res-Iltg-dWatt-CFL | NonDEER | Scaled | BaseRatio |  |  | None |  | 0 |  | 1 | Res | Any | Lighting | InGen-CFL | Ltg_Lamp | LED_lamp |  | ILtg-Res-LED-20000hr | LED PAR20 Basecase, Total Watts = 3.21 x Msr Watts | LED PAR20 Basecase, Total Watts = 3.21 x Msr Watts | LED Lamp: PAR20, 13 Watts | LEDratio0321 | LEDratio0321 | LED-PAR20(13w) | Available |  |  |  | 2018Phase1ScrewInLampDisposition | RobNc |  |  |  |  | 2018-07-01 | 2019-12-31 | NotInEA |  |  |  |  | Standard | Expires 12/31/2019 due to DEER2020 revised impacts and peak demand definition | 1 | 1 | 0 | Deemed Ex Ante Team |  | Expires 12/31/2019 due to DEER2020 revised impacts and peak demand definition |  | Updated to indicate claim/filing status
1659 | R-In-LED-PAR20(4w)-dWP9 | Residential Indoor General Lighting: LED Lamp replaces pre-existing standard lighting Wattage. Measure includes Code case. Impacts: CFL-based HOU (varies by BldgType) | DEER2017 | Disposition | 2020-11-24 16:30 | Res-Iltg-dWatt-CFL | NonDEER | Scaled | BaseRatio |  |  | None |  | 0 |  | 1 | Res | Any | Lighting | InGen-CFL | Ltg_Lamp | LED_lamp |  | ILtg-Res-LED-20000hr | LED PAR20 Basecase, Total Watts = 3.21 x Msr Watts | LED PAR20 Basecase, Total Watts = 3.21 x Msr Watts | LED Lamp: PAR20, 4 Watts, non-dimmable | LEDratio0321 | LEDratio0321 | LED-PAR20(4w) | Available |  |  |  | 2018Phase1ScrewInLampDisposition | RobNc |  |  |  |  | 2018-07-01 | 2019-12-31 | NotInEA |  |  |  |  | Standard | Expires 12/31/2019 due to DEER2020 revised impacts and peak demand definition | 1 | 1 | 0 | Deemed Ex Ante Team |  | Expires 12/31/2019 due to DEER2020 revised impacts and peak demand definition |  | Updated to indicate claim/filing status
1660 | R-In-LED-PAR20(5.5w)-dWP12 | Residential Indoor General Lighting: LED Lamp replaces pre-existing standard lighting Wattage. Measure includes Code case. Impacts: CFL-based HOU (varies by BldgType) | DEER2017 | Disposition | 2020-11-24 16:30 | Res-Iltg-dWatt-CFL | NonDEER | Scaled | BaseRatio |  |  | None |  | 0 |  | 1 | Res | Any | Lighting | InGen-CFL | Ltg_Lamp | LED_lamp |  | ILtg-Res-LED-20000hr | LED PAR20 Basecase, Total Watts = 3.21 x Msr Watts | LED PAR20 Basecase, Total Watts = 3.21 x Msr Watts | LED Lamp: PAR20, 5.5 Watts, non-dimmable | LEDratio0321 | LEDratio0321 | LED-PAR20(5.5w) | Available |  |  |  | 2018Phase1ScrewInLampDisposition | RobNc |  |  |  |  | 2018-07-01 | 2019-12-31 | NotInEA |  |  |  |  | Standard | Expires 12/31/2019 due to DEER2020 revised impacts and peak demand definition | 1 | 1 | 0 | Deemed Ex Ante Team |  | Expires 12/31/2019 due to DEER2020 revised impacts and peak demand definition |  | Updated to indicate claim/filing status
1661 | R-In-LED-PAR20(6w)-dWP13 | Residential Indoor General Lighting: LED Lamp replaces pre-existing standard lighting Wattage. Measure includes Code case. Impacts: CFL-based HOU (varies by BldgType) | DEER2017 | Disposition | 2020-11-24 16:30 | Res-Iltg-dWatt-CFL | NonDEER | Scaled | BaseRatio |  |  | None |  | 0 |  | 1 | Res | Any | Lighting | InGen-CFL | Ltg_Lamp | LED_lamp |  | ILtg-Res-LED-20000hr | LED PAR20 Basecase, Total Watts = 3.21 x Msr Watts | LED PAR20 Basecase, Total Watts = 3.21 x Msr Watts | LED Lamp: PAR20, 6 Watts, non-dimmable | LEDratio0321 | LEDratio0321 | LED-PAR20(6w) | Available |  |  |  | 2018Phase1ScrewInLampDisposition | RobNc |  |  |  |  | 2018-07-01 | 2019-12-31 | NotInEA |  |  |  |  | Standard | Expires 12/31/2019 due to DEER2020 revised impacts and peak demand definition | 1 | 1 | 0 | Deemed Ex Ante Team |  | Expires 12/31/2019 due to DEER2020 revised impacts and peak demand definition |  | Updated to indicate claim/filing status
1662 | R-In-LED-PAR20(7w)-dWP15 | Residential Indoor General Lighting: LED Lamp replaces pre-existing standard lighting Wattage. Measure includes Code case. Impacts: CFL-based HOU (varies by BldgType) | DEER2017 | Disposition | 2020-11-24 16:30 | Res-Iltg-dWatt-CFL | NonDEER | Scaled | BaseRatio |  |  | None |  | 0 |  | 1 | Res | Any | Lighting | InGen-CFL | Ltg_Lamp | LED_lamp |  | ILtg-Res-LED-20000hr | LED PAR20 Basecase, Total Watts = 3.21 x Msr Watts | LED PAR20 Basecase, Total Watts = 3.21 x Msr Watts | LED Lamp: PAR20, 7 Watts, non-dimmable | LEDratio0321 | LEDratio0321 | LED-PAR20(7w) | Available |  |  |  | 2018Phase1ScrewInLampDisposition | RobNc |  |  |  |  | 2018-07-01 | 2019-12-31 | NotInEA |  |  |  |  | Standard | Expires 12/31/2019 due to DEER2020 revised impacts and peak demand definition | 1 | 1 | 0 | Deemed Ex Ante Team |  | Expires 12/31/2019 due to DEER2020 revised impacts and peak demand definition |  | Updated to indicate claim/filing status
1663 | R-In-LED-PAR20(8w)-dWP18 | Residential Indoor General Lighting: LED Lamp replaces pre-existing standard lighting Wattage. Measure includes Code case. Impacts: CFL-based HOU (varies by BldgType) | DEER2017 | Disposition | 2020-11-24 16:30 | Res-Iltg-dWatt-CFL | NonDEER | Scaled | BaseRatio |  |  | None |  | 0 |  | 1 | Res | Any | Lighting | InGen-CFL | Ltg_Lamp | LED_lamp |  | ILtg-Res-LED-20000hr | LED PAR20 Basecase, Total Watts = 3.21 x Msr Watts | LED PAR20 Basecase, Total Watts = 3.21 x Msr Watts | LED Lamp: PAR20, 8 Watts, non-dimmable | LEDratio0321 | LEDratio0321 | LED-PAR20(8w) | Available |  |  |  | 2018Phase1ScrewInLampDisposition | RobNc |  |  |  |  | 2018-07-01 | 2019-12-31 | NotInEA |  |  |  |  | Standard | Expires 12/31/2019 due to DEER2020 revised impacts and peak demand definition | 1 | 1 | 0 | Deemed Ex Ante Team |  | Expires 12/31/2019 due to DEER2020 revised impacts and peak demand definition |  | Updated to indicate claim/filing status
1664 | R-In-LED-PAR20(9w)-dWP20 | Residential Indoor General Lighting: LED Lamp replaces pre-existing standard lighting Wattage. Measure includes Code case. Impacts: CFL-based HOU (varies by BldgType) | DEER2017 | Disposition | 2020-11-24 16:30 | Res-Iltg-dWatt-CFL | NonDEER | Scaled | BaseRatio |  |  | None |  | 0 |  | 1 | Res | Any | Lighting | InGen-CFL | Ltg_Lamp | LED_lamp |  | ILtg-Res-LED-20000hr | LED PAR20 Basecase, Total Watts = 3.21 x Msr Watts | LED PAR20 Basecase, Total Watts = 3.21 x Msr Watts | LED Lamp: PAR20, 9 Watts, non-dimmable | LEDratio0321 | LEDratio0321 | LED-PAR20(9w) | Available |  |  |  | 2018Phase1ScrewInLampDisposition | RobNc |  |  |  |  | 2018-07-01 | 2019-12-31 | NotInEA |  |  |  |  | Standard | Expires 12/31/2019 due to DEER2020 revised impacts and peak demand definition | 1 | 1 | 0 | Deemed Ex Ante Team |  | Expires 12/31/2019 due to DEER2020 revised impacts and peak demand definition |  | Updated to indicate claim/filing status
1665 | R-In-LED-PAR30(10w)-dWP13 | Residential Indoor General Lighting: LED Lamp replaces pre-existing standard lighting Wattage. Measure includes Code case. Impacts: CFL-based HOU (varies by BldgType) | DEER2017 | Disposition | 2020-11-24 16:30 | Res-Iltg-dWatt-CFL | NonDEER | Scaled | BaseRatio |  |  | None |  | 0 |  | 1 | Res | Any | Lighting | InGen-CFL | Ltg_Lamp | LED_lamp |  | ILtg-Res-LED-20000hr | LED PAR30 Basecase, Total Watts = 2.34 x Msr Watts | LED PAR30 Basecase, Total Watts = 2.34 x Msr Watts | LED Lamp: PAR30, 10 Watts, non-dimmable | LEDratio0234 | LEDratio0234 | LED-PAR30(10w) | Available |  |  |  | 2018Phase1ScrewInLampDisposition | RobNc |  |  |  |  | 2018-07-01 | 2019-12-31 | NotInEA |  |  |  |  | Standard | Expires 12/31/2019 due to DEER2020 revised impacts and peak demand definition | 1 | 1 | 0 | Deemed Ex Ante Team |  | Expires 12/31/2019 due to DEER2020 revised impacts and peak demand definition |  | Updated to indicate claim/filing status
1666 | R-In-LED-PAR30(11w)-dWP15 | Residential Indoor General Lighting: LED Lamp replaces pre-existing standard lighting Wattage. Measure includes Code case. Impacts: CFL-based HOU (varies by BldgType) | DEER2017 | Disposition | 2020-11-24 16:30 | Res-Iltg-dWatt-CFL | NonDEER | Scaled | BaseRatio |  |  | None |  | 0 |  | 1 | Res | Any | Lighting | InGen-CFL | Ltg_Lamp | LED_lamp |  | ILtg-Res-LED-20000hr | LED PAR30 Basecase, Total Watts = 2.34 x Msr Watts | LED PAR30 Basecase, Total Watts = 2.34 x Msr Watts | LED Lamp: PAR30, 11 Watts, non-dimmable | LEDratio0234 | LEDratio0234 | LED-PAR30(11w) | Available |  |  |  | 2018Phase1ScrewInLampDisposition | RobNc |  |  |  |  | 2018-07-01 | 2019-12-31 | NotInEA |  |  |  |  | Standard | Expires 12/31/2019 due to DEER2020 revised impacts and peak demand definition | 1 | 1 | 0 | Deemed Ex Ante Team |  | Expires 12/31/2019 due to DEER2020 revised impacts and peak demand definition |  | Updated to indicate claim/filing status
1667 | R-In-LED-PAR30(12w)-dWP16 | Residential Indoor General Lighting: LED Lamp replaces pre-existing standard lighting Wattage. Measure includes Code case. Impacts: CFL-based HOU (varies by BldgType) | DEER2017 | Disposition | 2020-11-24 16:30 | Res-Iltg-dWatt-CFL | NonDEER | Scaled | BaseRatio |  |  | None |  | 0 |  | 1 | Res | Any | Lighting | InGen-CFL | Ltg_Lamp | LED_lamp |  | ILtg-Res-LED-20000hr | LED PAR30 Basecase, Total Watts = 2.34 x Msr Watts | LED PAR30 Basecase, Total Watts = 2.34 x Msr Watts | LED Lamp: PAR30, 12 Watts, non-dimmable | LEDratio0234 | LEDratio0234 | LED-PAR30(12w) | Available |  |  |  | 2018Phase1ScrewInLampDisposition | RobNc |  |  |  |  | 2018-07-01 | 2019-12-31 | NotInEA |  |  |  |  | Standard | Expires 12/31/2019 due to DEER2020 revised impacts and peak demand definition | 1 | 1 | 0 | Deemed Ex Ante Team |  | Expires 12/31/2019 due to DEER2020 revised impacts and peak demand definition |  | Updated to indicate claim/filing status
1668 | R-In-LED-PAR30(13w)-dWP17 | Residential Indoor General Lighting: LED Lamp replaces pre-existing standard lighting Wattage. Measure includes Code case. Impacts: CFL-based HOU (varies by BldgType) | DEER2017 | Disposition | 2020-11-24 16:30 | Res-Iltg-dWatt-CFL | NonDEER | Scaled | BaseRatio |  |  | None |  | 0 |  | 1 | Res | Any | Lighting | InGen-CFL | Ltg_Lamp | LED_lamp |  | ILtg-Res-LED-20000hr | LED PAR30 Basecase, Total Watts = 2.34 x Msr Watts | LED PAR30 Basecase, Total Watts = 2.34 x Msr Watts | LED Lamp: PAR30, 13 Watts, non-dimmable | LEDratio0234 | LEDratio0234 | LED-PAR30(13w) | Available |  |  |  | 2018Phase1ScrewInLampDisposition | RobNc |  |  |  |  | 2018-07-01 | 2019-12-31 | NotInEA |  |  |  |  | Standard | Expires 12/31/2019 due to DEER2020 revised impacts and peak demand definition | 1 | 1 | 0 | Deemed Ex Ante Team |  | Expires 12/31/2019 due to DEER2020 revised impacts and peak demand definition |  | Updated to indicate claim/filing status
1669 | R-In-LED-PAR30(14w)-dWP19 | Residential Indoor General Lighting: LED Lamp replaces pre-existing standard lighting Wattage. Measure includes Code case. Impacts: CFL-based HOU (varies by BldgType) | DEER2017 | Disposition | 2020-11-24 16:30 | Res-Iltg-dWatt-CFL | NonDEER | Scaled | BaseRatio |  |  | None |  | 0 |  | 1 | Res | Any | Lighting | InGen-CFL | Ltg_Lamp | LED_lamp |  | ILtg-Res-LED-20000hr | LED PAR30 Basecase, Total Watts = 2.34 x Msr Watts | LED PAR30 Basecase, Total Watts = 2.34 x Msr Watts | LED Lamp: PAR30, 14 Watts, non-dimmable | LEDratio0234 | LEDratio0234 | LED-PAR30(14w) | Available |  |  |  | 2018Phase1ScrewInLampDisposition | RobNc |  |  |  |  | 2018-07-01 | 2019-12-31 | NotInEA |  |  |  |  | Standard | Expires 12/31/2019 due to DEER2020 revised impacts and peak demand definition | 1 | 1 | 0 | Deemed Ex Ante Team |  | Expires 12/31/2019 due to DEER2020 revised impacts and peak demand definition |  | Updated to indicate claim/filing status
1670 | R-In-LED-PAR30(15w)-dWP20 | Residential Indoor General Lighting: LED Lamp replaces pre-existing standard lighting Wattage. Measure includes Code case. Impacts: CFL-based HOU (varies by BldgType) | DEER2017 | Disposition | 2020-11-24 16:30 | Res-Iltg-dWatt-CFL | NonDEER | Scaled | BaseRatio |  |  | None |  | 0 |  | 1 | Res | Any | Lighting | InGen-CFL | Ltg_Lamp | LED_lamp |  | ILtg-Res-LED-20000hr | LED PAR30 Basecase, Total Watts = 2.34 x Msr Watts | LED PAR30 Basecase, Total Watts = 2.34 x Msr Watts | LED Lamp: PAR30, 15 Watts, non-dimmable | LEDratio0234 | LEDratio0234 | LED-PAR30(15w) | Available |  |  |  | 2018Phase1ScrewInLampDisposition | RobNc |  |  |  |  | 2018-07-01 | 2019-12-31 | NotInEA |  |  |  |  | Standard | Expires 12/31/2019 due to DEER2020 revised impacts and peak demand definition | 1 | 1 | 0 | Deemed Ex Ante Team |  | Expires 12/31/2019 due to DEER2020 revised impacts and peak demand definition |  | Updated to indicate claim/filing status
1671 | R-In-LED-PAR30(16w)-dWP21 | Residential Indoor General Lighting: LED Lamp replaces pre-existing standard lighting Wattage. Measure includes Code case. Impacts: CFL-based HOU (varies by BldgType) | DEER2017 | Disposition | 2020-11-24 16:30 | Res-Iltg-dWatt-CFL | NonDEER | Scaled | BaseRatio |  |  | None |  | 0 |  | 1 | Res | Any | Lighting | InGen-CFL | Ltg_Lamp | LED_lamp |  | ILtg-Res-LED-20000hr | LED PAR30 Basecase, Total Watts = 2.34 x Msr Watts | LED PAR30 Basecase, Total Watts = 2.34 x Msr Watts | LED Lamp: PAR30, 16 Watts, non-dimmable | LEDratio0234 | LEDratio0234 | LED-PAR30(16w) | Available |  |  |  | 2018Phase1ScrewInLampDisposition | RobNc |  |  |  |  | 2018-07-01 | 2019-12-31 | NotInEA |  |  |  |  | Standard | Expires 12/31/2019 due to DEER2020 revised impacts and peak demand definition | 1 | 1 | 0 | Deemed Ex Ante Team |  | Expires 12/31/2019 due to DEER2020 revised impacts and peak demand definition |  | Updated to indicate claim/filing status
1672 | R-In-LED-PAR30(17w)-dWP23 | Residential Indoor General Lighting: LED Lamp replaces pre-existing standard lighting Wattage. Measure includes Code case. Impacts: CFL-based HOU (varies by BldgType) | DEER2017 | Disposition | 2020-11-24 16:30 | Res-Iltg-dWatt-CFL | NonDEER | Scaled | BaseRatio |  |  | None |  | 0 |  | 1 | Res | Any | Lighting | InGen-CFL | Ltg_Lamp | LED_lamp |  | ILtg-Res-LED-20000hr | LED PAR30 Basecase, Total Watts = 2.34 x Msr Watts | LED PAR30 Basecase, Total Watts = 2.34 x Msr Watts | LED Lamp: PAR30, 17 Watts, non-dimmable | LEDratio0234 | LEDratio0234 | LED-PAR30(17w) | Available |  |  |  | 2018Phase1ScrewInLampDisposition | RobNc |  |  |  |  | 2018-07-01 | 2019-12-31 | NotInEA |  |  |  |  | Standard | Expires 12/31/2019 due to DEER2020 revised impacts and peak demand definition | 1 | 1 | 0 | Deemed Ex Ante Team |  | Expires 12/31/2019 due to DEER2020 revised impacts and peak demand definition |  | Updated to indicate claim/filing status
1673 | R-In-LED-PAR30(18w)-dWP24 | Residential Indoor General Lighting: LED Lamp replaces pre-existing standard lighting Wattage. Measure includes Code case. Impacts: CFL-based HOU (varies by BldgType) | DEER2017 | Disposition | 2020-11-24 16:30 | Res-Iltg-dWatt-CFL | NonDEER | Scaled | BaseRatio |  |  | None |  | 0 |  | 1 | Res | Any | Lighting | InGen-CFL | Ltg_Lamp | LED_lamp |  | ILtg-Res-LED-20000hr | LED PAR30 Basecase, Total Watts = 2.34 x Msr Watts | LED PAR30 Basecase, Total Watts = 2.34 x Msr Watts | LED Lamp: PAR30, 18 Watts, non-dimmable | LEDratio0234 | LEDratio0234 | LED-PAR30(18w) | Available |  |  |  | 2018Phase1ScrewInLampDisposition | RobNc |  |  |  |  | 2018-07-01 | 2019-12-31 | NotInEA |  |  |  |  | Standard | Expires 12/31/2019 due to DEER2020 revised impacts and peak demand definition | 1 | 1 | 0 | Deemed Ex Ante Team |  | Expires 12/31/2019 due to DEER2020 revised impacts and peak demand definition |  | Updated to indicate claim/filing status
1674 | R-In-LED-PAR30(19w)-dWP25 | Residential Indoor General Lighting: LED Lamp replaces pre-existing standard lighting Wattage. Measure includes Code case. Impacts: CFL-based HOU (varies by BldgType) | DEER2017 | Disposition | 2020-11-24 16:30 | Res-Iltg-dWatt-CFL | NonDEER | Scaled | BaseRatio |  |  | None |  | 0 |  | 1 | Res | Any | Lighting | InGen-CFL | Ltg_Lamp | LED_lamp |  | ILtg-Res-LED-20000hr | LED PAR30 Basecase, Total Watts = 2.34 x Msr Watts | LED PAR30 Basecase, Total Watts = 2.34 x Msr Watts | LED Lamp: PAR30, 19 Watts, non-dimmable | LEDratio0234 | LEDratio0234 | LED-PAR30(19w) | Available |  |  |  | 2018Phase1ScrewInLampDisposition | RobNc |  |  |  |  | 2018-07-01 | 2019-12-31 | NotInEA |  |  |  |  | Standard | Expires 12/31/2019 due to DEER2020 revised impacts and peak demand definition | 1 | 1 | 0 | Deemed Ex Ante Team |  | Expires 12/31/2019 due to DEER2020 revised impacts and peak demand definition |  | Updated to indicate claim/filing status
1675 | R-In-LED-PAR30(20w)-dWP27 | Residential Indoor General Lighting: LED Lamp replaces pre-existing standard lighting Wattage. Measure includes Code case. Impacts: CFL-based HOU (varies by BldgType) | DEER2017 | Disposition | 2020-11-24 16:30 | Res-Iltg-dWatt-CFL | NonDEER | Scaled | BaseRatio |  |  | None |  | 0 |  | 1 | Res | Any | Lighting | InGen-CFL | Ltg_Lamp | LED_lamp |  | ILtg-Res-LED-20000hr | LED PAR30 Basecase, Total Watts = 2.34 x Msr Watts | LED PAR30 Basecase, Total Watts = 2.34 x Msr Watts | LED Lamp: PAR30, 20 Watts, non-dimmable | LEDratio0234 | LEDratio0234 | LED-PAR30(20w) | Available |  |  |  | 2018Phase1ScrewInLampDisposition | RobNc |  |  |  |  | 2018-07-01 | 2019-12-31 | NotInEA |  |  |  |  | Standard | Expires 12/31/2019 due to DEER2020 revised impacts and peak demand definition | 1 | 1 | 0 | Deemed Ex Ante Team |  | Expires 12/31/2019 due to DEER2020 revised impacts and peak demand definition |  | Updated to indicate claim/filing status
1676 | R-In-LED-PAR30(21w)-dWP28 | Residential Indoor General Lighting: LED Lamp replaces pre-existing standard lighting Wattage. Measure includes Code case. Impacts: CFL-based HOU (varies by BldgType) | DEER2017 | Disposition | 2020-11-24 16:30 | Res-Iltg-dWatt-CFL | NonDEER | Scaled | BaseRatio |  |  | None |  | 0 |  | 1 | Res | Any | Lighting | InGen-CFL | Ltg_Lamp | LED_lamp |  | ILtg-Res-LED-20000hr | LED PAR30 Basecase, Total Watts = 2.34 x Msr Watts | LED PAR30 Basecase, Total Watts = 2.34 x Msr Watts | LED Lamp: PAR30, 21 Watts, non-dimmable | LEDratio0234 | LEDratio0234 | LED-PAR30(21w) | Available |  |  |  | 2018Phase1ScrewInLampDisposition | RobNc |  |  |  |  | 2018-07-01 | 2019-12-31 | NotInEA |  |  |  |  | Standard | Expires 12/31/2019 due to DEER2020 revised impacts and peak demand definition | 1 | 1 | 0 | Deemed Ex Ante Team |  | Expires 12/31/2019 due to DEER2020 revised impacts and peak demand definition |  | Updated to indicate claim/filing status
1677 | R-In-LED-PAR30(6w)-dWP8 | Residential Indoor General Lighting: LED Lamp replaces pre-existing standard lighting Wattage. Measure includes Code case. Impacts: CFL-based HOU (varies by BldgType) | DEER2017 | Disposition | 2020-11-24 16:30 | Res-Iltg-dWatt-CFL | NonDEER | Scaled | BaseRatio |  |  | None |  | 0 |  | 1 | Res | Any | Lighting | InGen-CFL | Ltg_Lamp | LED_lamp |  | ILtg-Res-LED-20000hr | LED PAR30 Basecase, Total Watts = 2.34 x Msr Watts | LED PAR30 Basecase, Total Watts = 2.34 x Msr Watts | LED Lamp: PAR30, 6 Watts, non-dimmable | LEDratio0234 | LEDratio0234 | LED-PAR30(6w) | Available |  |  |  | 2018Phase1ScrewInLampDisposition | RobNc |  |  |  |  | 2018-07-01 | 2019-12-31 | NotInEA |  |  |  |  | Standard | Expires 12/31/2019 due to DEER2020 revised impacts and peak demand definition | 1 | 1 | 0 | Deemed Ex Ante Team |  | Expires 12/31/2019 due to DEER2020 revised impacts and peak demand definition |  | Updated to indicate claim/filing status
1678 | R-In-LED-PAR30(7w)-dWP9 | Residential Indoor General Lighting: LED Lamp replaces pre-existing standard lighting Wattage. Measure includes Code case. Impacts: CFL-based HOU (varies by BldgType) | DEER2017 | Disposition | 2020-11-24 16:30 | Res-Iltg-dWatt-CFL | NonDEER | Scaled | BaseRatio |  |  | None |  | 0 |  | 1 | Res | Any | Lighting | InGen-CFL | Ltg_Lamp | LED_lamp |  | ILtg-Res-LED-20000hr | LED PAR30 Basecase, Total Watts = 2.34 x Msr Watts | LED PAR30 Basecase, Total Watts = 2.34 x Msr Watts | LED Lamp: PAR30, 7 Watts, non-dimmable | LEDratio0234 | LEDratio0234 | LED-PAR30(7w) | Available |  |  |  | 2018Phase1ScrewInLampDisposition | RobNc |  |  |  |  | 2018-07-01 | 2019-12-31 | NotInEA |  |  |  |  | Standard | Expires 12/31/2019 due to DEER2020 revised impacts and peak demand definition | 1 | 1 | 0 | Deemed Ex Ante Team |  | Expires 12/31/2019 due to DEER2020 revised impacts and peak demand definition |  | Updated to indicate claim/filing status
1679 | R-In-LED-PAR30(8w)-dWP11 | Residential Indoor General Lighting: LED Lamp replaces pre-existing standard lighting Wattage. Measure includes Code case. Impacts: CFL-based HOU (varies by BldgType) | DEER2017 | Disposition | 2020-11-24 16:30 | Res-Iltg-dWatt-CFL | NonDEER | Scaled | BaseRatio |  |  | None |  | 0 |  | 1 | Res | Any | Lighting | InGen-CFL | Ltg_Lamp | LED_lamp |  | ILtg-Res-LED-20000hr | LED PAR30 Basecase, Total Watts = 2.34 x Msr Watts | LED PAR30 Basecase, Total Watts = 2.34 x Msr Watts | LED Lamp: PAR30, 8 Watts, non-dimmable | LEDratio0234 | LEDratio0234 | LED-PAR30(8w) | Available |  |  |  | 2018Phase1ScrewInLampDisposition | RobNc |  |  |  |  | 2018-07-01 | 2019-12-31 | NotInEA |  |  |  |  | Standard | Expires 12/31/2019 due to DEER2020 revised impacts and peak demand definition | 1 | 1 | 0 | Deemed Ex Ante Team |  | Expires 12/31/2019 due to DEER2020 revised impacts and peak demand definition |  | Updated to indicate claim/filing status
1680 | R-In-LED-PAR30(9w)-dWP12 | Residential Indoor General Lighting: LED Lamp replaces pre-existing standard lighting Wattage. Measure includes Code case. Impacts: CFL-based HOU (varies by BldgType) | DEER2017 | Disposition | 2020-11-24 16:30 | Res-Iltg-dWatt-CFL | NonDEER | Scaled | BaseRatio |  |  | None |  | 0 |  | 1 | Res | Any | Lighting | InGen-CFL | Ltg_Lamp | LED_lamp |  | ILtg-Res-LED-20000hr | LED PAR30 Basecase, Total Watts = 2.34 x Msr Watts | LED PAR30 Basecase, Total Watts = 2.34 x Msr Watts | LED Lamp: PAR30, 9 Watts, non-dimmable | LEDratio0234 | LEDratio0234 | LED-PAR30(9w) | Available |  |  |  | 2018Phase1ScrewInLampDisposition | RobNc |  |  |  |  | 2018-07-01 | 2019-12-31 | NotInEA |  |  |  |  | Standard | Expires 12/31/2019 due to DEER2020 revised impacts and peak demand definition | 1 | 1 | 0 | Deemed Ex Ante Team |  | Expires 12/31/2019 due to DEER2020 revised impacts and peak demand definition |  | Updated to indicate claim/filing status
1681 | R-In-LED-PAR38(10w)-dWP16 | Residential Indoor General Lighting: LED Lamp replaces pre-existing standard lighting Wattage. Measure includes Code case. Impacts: CFL-based HOU (varies by BldgType) | DEER2017 | Disposition | 2020-11-24 16:30 | Res-Iltg-dWatt-CFL | NonDEER | Scaled | BaseRatio |  |  | None |  | 0 |  | 1 | Res | Any | Lighting | InGen-CFL | Ltg_Lamp | LED_lamp |  | ILtg-Res-LED-20000hr | LED PAR38 Basecase, Total Watts = 2.60 x Msr Watts | LED PAR38 Basecase, Total Watts = 2.60 x Msr Watts | LED Lamp: PAR38, 10 Watts, non-dimmable | LEDratio0260 | LEDratio0260 | LED-PAR38(10w) | Available |  |  |  | 2018Phase1ScrewInLampDisposition | RobNc |  |  |  |  | 2018-07-01 | 2019-12-31 | NotInEA |  |  |  |  | Standard | Expires 12/31/2019 due to DEER2020 revised impacts and peak demand definition | 1 | 1 | 0 | Deemed Ex Ante Team |  | Expires 12/31/2019 due to DEER2020 revised impacts and peak demand definition |  | Updated to indicate claim/filing status
1682 | R-In-LED-PAR38(11w)-dWP18 | Residential Indoor General Lighting: LED Lamp replaces pre-existing standard lighting Wattage. Measure includes Code case. Impacts: CFL-based HOU (varies by BldgType) | DEER2017 | Disposition | 2020-11-24 16:30 | Res-Iltg-dWatt-CFL | NonDEER | Scaled | BaseRatio |  |  | None |  | 0 |  | 1 | Res | Any | Lighting | InGen-CFL | Ltg_Lamp | LED_lamp |  | ILtg-Res-LED-20000hr | LED PAR38 Basecase, Total Watts = 2.60 x Msr Watts | LED PAR38 Basecase, Total Watts = 2.60 x Msr Watts | LED Lamp: PAR38, 11 Watts, non-dimmable | LEDratio0260 | LEDratio0260 | LED-PAR38(11w) | Available |  |  |  | 2018Phase1ScrewInLampDisposition | RobNc |  |  |  |  | 2018-07-01 | 2019-12-31 | NotInEA |  |  |  |  | Standard | Expires 12/31/2019 due to DEER2020 revised impacts and peak demand definition | 1 | 1 | 0 | Deemed Ex Ante Team |  | Expires 12/31/2019 due to DEER2020 revised impacts and peak demand definition |  | Updated to indicate claim/filing status
1683 | R-In-LED-PAR38(12w)-dWP19 | Residential Indoor General Lighting: LED Lamp replaces pre-existing standard lighting Wattage. Measure includes Code case. Impacts: CFL-based HOU (varies by BldgType) | DEER2017 | Disposition | 2020-11-24 16:30 | Res-Iltg-dWatt-CFL | NonDEER | Scaled | BaseRatio |  |  | None |  | 0 |  | 1 | Res | Any | Lighting | InGen-CFL | Ltg_Lamp | LED_lamp |  | ILtg-Res-LED-20000hr | LED PAR38 Basecase, Total Watts = 2.60 x Msr Watts | LED PAR38 Basecase, Total Watts = 2.60 x Msr Watts | LED Lamp: PAR38, 12 Watts, non-dimmable | LEDratio0260 | LEDratio0260 | LED-PAR38(12w) | Available |  |  |  | 2018Phase1ScrewInLampDisposition | RobNc |  |  |  |  | 2018-07-01 | 2019-12-31 | NotInEA |  |  |  |  | Standard | Expires 12/31/2019 due to DEER2020 revised impacts and peak demand definition | 1 | 1 | 0 | Deemed Ex Ante Team |  | Expires 12/31/2019 due to DEER2020 revised impacts and peak demand definition |  | Updated to indicate claim/filing status
1684 | R-In-LED-PAR38(13w)-dWP21 | Residential Indoor General Lighting: LED Lamp replaces pre-existing standard lighting Wattage. Measure includes Code case. Impacts: CFL-based HOU (varies by BldgType) | DEER2017 | Disposition | 2020-11-24 16:30 | Res-Iltg-dWatt-CFL | NonDEER | Scaled | BaseRatio |  |  | None |  | 0 |  | 1 | Res | Any | Lighting | InGen-CFL | Ltg_Lamp | LED_lamp |  | ILtg-Res-LED-20000hr | LED PAR38 Basecase, Total Watts = 2.60 x Msr Watts | LED PAR38 Basecase, Total Watts = 2.60 x Msr Watts | LED Lamp: PAR38, 13 Watts, non-dimmable | LEDratio0260 | LEDratio0260 | LED-PAR38(13w) | Available |  |  |  | 2018Phase1ScrewInLampDisposition | RobNc |  |  |  |  | 2018-07-01 | 2019-12-31 | NotInEA |  |  |  |  | Standard | Expires 12/31/2019 due to DEER2020 revised impacts and peak demand definition | 1 | 1 | 0 | Deemed Ex Ante Team |  | Expires 12/31/2019 due to DEER2020 revised impacts and peak demand definition |  | Updated to indicate claim/filing status
1685 | R-In-LED-PAR38(14w)-dWP22 | Residential Indoor General Lighting: LED Lamp replaces pre-existing standard lighting Wattage. Measure includes Code case. Impacts: CFL-based HOU (varies by BldgType) | DEER2017 | Disposition | 2020-11-24 16:30 | Res-Iltg-dWatt-CFL | NonDEER | Scaled | BaseRatio |  |  | None |  | 0 |  | 1 | Res | Any | Lighting | InGen-CFL | Ltg_Lamp | LED_lamp |  | ILtg-Res-LED-20000hr | LED PAR38 Basecase, Total Watts = 2.60 x Msr Watts | LED PAR38 Basecase, Total Watts = 2.60 x Msr Watts | LED Lamp: PAR38, 14 Watts, non-dimmable | LEDratio0260 | LEDratio0260 | LED-PAR38(14w) | Available |  |  |  | 2018Phase1ScrewInLampDisposition | RobNc |  |  |  |  | 2018-07-01 | 2019-12-31 | NotInEA |  |  |  |  | Standard | Expires 12/31/2019 due to DEER2020 revised impacts and peak demand definition | 1 | 1 | 0 | Deemed Ex Ante Team |  | Expires 12/31/2019 due to DEER2020 revised impacts and peak demand definition |  | Updated to indicate claim/filing status
1686 | R-In-LED-PAR38(15w)-dWP24 | Residential Indoor General Lighting: LED Lamp replaces pre-existing standard lighting Wattage. Measure includes Code case. Impacts: CFL-based HOU (varies by BldgType) | DEER2017 | Disposition | 2020-11-24 16:30 | Res-Iltg-dWatt-CFL | NonDEER | Scaled | BaseRatio |  |  | None |  | 0 |  | 1 | Res | Any | Lighting | InGen-CFL | Ltg_Lamp | LED_lamp |  | ILtg-Res-LED-20000hr | LED PAR38 Basecase, Total Watts = 2.60 x Msr Watts | LED PAR38 Basecase, Total Watts = 2.60 x Msr Watts | LED Lamp: PAR38, 15 Watts, non-dimmable | LEDratio0260 | LEDratio0260 | LED-PAR38(15w) | Available |  |  |  | 2018Phase1ScrewInLampDisposition | RobNc |  |  |  |  | 2018-07-01 | 2019-12-31 | NotInEA |  |  |  |  | Standard | Expires 12/31/2019 due to DEER2020 revised impacts and peak demand definition | 1 | 1 | 0 | Deemed Ex Ante Team |  | Expires 12/31/2019 due to DEER2020 revised impacts and peak demand definition |  | Updated to indicate claim/filing status
1687 | R-In-LED-PAR38(16w)-dWP26 | Residential Indoor General Lighting: LED Lamp replaces pre-existing standard lighting Wattage. Measure includes Code case. Impacts: CFL-based HOU (varies by BldgType) | DEER2017 | Disposition | 2020-11-24 16:30 | Res-Iltg-dWatt-CFL | NonDEER | Scaled | BaseRatio |  |  | None |  | 0 |  | 1 | Res | Any | Lighting | InGen-CFL | Ltg_Lamp | LED_lamp |  | ILtg-Res-LED-20000hr | LED PAR38 Basecase, Total Watts = 2.60 x Msr Watts | LED PAR38 Basecase, Total Watts = 2.60 x Msr Watts | LED Lamp: PAR38, 16 Watts, non-dimmable | LEDratio0260 | LEDratio0260 | LED-PAR38(16w) | Available |  |  |  | 2018Phase1ScrewInLampDisposition | RobNc |  |  |  |  | 2018-07-01 | 2019-12-31 | NotInEA |  |  |  |  | Standard | Expires 12/31/2019 due to DEER2020 revised impacts and peak demand definition | 1 | 1 | 0 | Deemed Ex Ante Team |  | Expires 12/31/2019 due to DEER2020 revised impacts and peak demand definition |  | Updated to indicate claim/filing status
1688 | R-In-LED-PAR38(17w)-dWP27 | Residential Indoor General Lighting: LED Lamp replaces pre-existing standard lighting Wattage. Measure includes Code case. Impacts: CFL-based HOU (varies by BldgType) | DEER2017 | Disposition | 2020-11-24 16:30 | Res-Iltg-dWatt-CFL | NonDEER | Scaled | BaseRatio |  |  | None |  | 0 |  | 1 | Res | Any | Lighting | InGen-CFL | Ltg_Lamp | LED_lamp |  | ILtg-Res-LED-20000hr | LED PAR38 Basecase, Total Watts = 2.60 x Msr Watts | LED PAR38 Basecase, Total Watts = 2.60 x Msr Watts | LED Lamp: PAR38, 17 Watts, non-dimmable | LEDratio0260 | LEDratio0260 | LED-PAR38(17w) | Available |  |  |  | 2018Phase1ScrewInLampDisposition | RobNc |  |  |  |  | 2018-07-01 | 2019-12-31 | NotInEA |  |  |  |  | Standard | Expires 12/31/2019 due to DEER2020 revised impacts and peak demand definition | 1 | 1 | 0 | Deemed Ex Ante Team |  | Expires 12/31/2019 due to DEER2020 revised impacts and peak demand definition |  | Updated to indicate claim/filing status
1689 | R-In-LED-PAR38(18w)-dWP29 | Residential Indoor General Lighting: LED Lamp replaces pre-existing standard lighting Wattage. Measure includes Code case. Impacts: CFL-based HOU (varies by BldgType) | DEER2017 | Disposition | 2020-11-24 16:30 | Res-Iltg-dWatt-CFL | NonDEER | Scaled | BaseRatio |  |  | None |  | 0 |  | 1 | Res | Any | Lighting | InGen-CFL | Ltg_Lamp | LED_lamp |  | ILtg-Res-LED-20000hr | LED PAR38 Basecase, Total Watts = 2.60 x Msr Watts | LED PAR38 Basecase, Total Watts = 2.60 x Msr Watts | LED Lamp: PAR38, 18 Watts, non-dimmable | LEDratio0260 | LEDratio0260 | LED-PAR38(18w) | Available |  |  |  | 2018Phase1ScrewInLampDisposition | RobNc |  |  |  |  | 2018-07-01 | 2019-12-31 | NotInEA |  |  |  |  | Standard | Expires 12/31/2019 due to DEER2020 revised impacts and peak demand definition | 1 | 1 | 0 | Deemed Ex Ante Team |  | Expires 12/31/2019 due to DEER2020 revised impacts and peak demand definition |  | Updated to indicate claim/filing status
1690 | R-In-LED-PAR38(19w)-dWP30 | Residential Indoor General Lighting: LED Lamp replaces pre-existing standard lighting Wattage. Measure includes Code case. Impacts: CFL-based HOU (varies by BldgType) | DEER2017 | Disposition | 2020-11-24 16:30 | Res-Iltg-dWatt-CFL | NonDEER | Scaled | BaseRatio |  |  | None |  | 0 |  | 1 | Res | Any | Lighting | InGen-CFL | Ltg_Lamp | LED_lamp |  | ILtg-Res-LED-20000hr | LED PAR38 Basecase, Total Watts = 2.60 x Msr Watts | LED PAR38 Basecase, Total Watts = 2.60 x Msr Watts | LED Lamp: PAR38, 19 Watts, non-dimmable | LEDratio0260 | LEDratio0260 | LED-PAR38(19w) | Available |  |  |  | 2018Phase1ScrewInLampDisposition | RobNc |  |  |  |  | 2018-07-01 | 2019-12-31 | NotInEA |  |  |  |  | Standard | Expires 12/31/2019 due to DEER2020 revised impacts and peak demand definition | 1 | 1 | 0 | Deemed Ex Ante Team |  | Expires 12/31/2019 due to DEER2020 revised impacts and peak demand definition |  | Updated to indicate claim/filing status
1691 | R-In-LED-PAR38(20.1w)-dWP32 | Residential Indoor General Lighting: LED Lamp replaces pre-existing standard lighting Wattage. Measure includes Code case. Impacts: CFL-based HOU (varies by BldgType) | DEER2017 | Disposition | 2020-11-24 16:30 | Res-Iltg-dWatt-CFL | NonDEER | Scaled | BaseRatio |  |  | None |  | 0 |  | 1 | Res | Any | Lighting | InGen-CFL | Ltg_Lamp | LED_lamp |  | ILtg-Res-LED-20000hr | LED PAR38 Basecase, Total Watts = 2.60 x Msr Watts | LED PAR38 Basecase, Total Watts = 2.60 x Msr Watts | LED Lamp: PAR38, 20.1 Watts, non-dimmable | LEDratio0260 | LEDratio0260 | LED-PAR38(20.1w) | Available |  |  |  | 2018Phase1ScrewInLampDisposition | RobNc |  |  |  |  | 2018-07-01 | 2019-12-31 | NotInEA |  |  |  |  | Standard | Expires 12/31/2019 due to DEER2020 revised impacts and peak demand definition | 1 | 1 | 0 | Deemed Ex Ante Team |  | Expires 12/31/2019 due to DEER2020 revised impacts and peak demand definition |  | Updated to indicate claim/filing status
1692 | R-In-LED-PAR38(20w)-dWP32 | Residential Indoor General Lighting: LED Lamp replaces pre-existing standard lighting Wattage. Measure includes Code case. Impacts: CFL-based HOU (varies by BldgType) | DEER2017 | Disposition | 2020-11-24 16:30 | Res-Iltg-dWatt-CFL | NonDEER | Scaled | BaseRatio |  |  | None |  | 0 |  | 1 | Res | Any | Lighting | InGen-CFL | Ltg_Lamp | LED_lamp |  | ILtg-Res-LED-20000hr | LED PAR38 Basecase, Total Watts = 2.60 x Msr Watts | LED PAR38 Basecase, Total Watts = 2.60 x Msr Watts | LED Lamp: PAR38, 20 Watts, non-dimmable | LEDratio0260 | LEDratio0260 | LED-PAR38(20w) | Available |  |  |  | 2018Phase1ScrewInLampDisposition | RobNc |  |  |  |  | 2018-07-01 | 2019-12-31 | NotInEA |  |  |  |  | Standard | Expires 12/31/2019 due to DEER2020 revised impacts and peak demand definition | 1 | 1 | 0 | Deemed Ex Ante Team |  | Expires 12/31/2019 due to DEER2020 revised impacts and peak demand definition |  | Updated to indicate claim/filing status
1693 | R-In-LED-PAR38(21w)-dWP34 | Residential Indoor General Lighting: LED Lamp replaces pre-existing standard lighting Wattage. Measure includes Code case. Impacts: CFL-based HOU (varies by BldgType) | DEER2017 | Disposition | 2020-11-24 16:30 | Res-Iltg-dWatt-CFL | NonDEER | Scaled | BaseRatio |  |  | None |  | 0 |  | 1 | Res | Any | Lighting | InGen-CFL | Ltg_Lamp | LED_lamp |  | ILtg-Res-LED-20000hr | LED PAR38 Basecase, Total Watts = 2.60 x Msr Watts | LED PAR38 Basecase, Total Watts = 2.60 x Msr Watts | LED Lamp: PAR38, 21 Watts, non-dimmable | LEDratio0260 | LEDratio0260 | LED-PAR38(21w) | Available |  |  |  | 2018Phase1ScrewInLampDisposition | RobNc |  |  |  |  | 2018-07-01 | 2019-12-31 | NotInEA |  |  |  |  | Standard | Expires 12/31/2019 due to DEER2020 revised impacts and peak demand definition | 1 | 1 | 0 | Deemed Ex Ante Team |  | Expires 12/31/2019 due to DEER2020 revised impacts and peak demand definition |  | Updated to indicate claim/filing status
1694 | R-In-LED-PAR38(22w)-dWP35 | Residential Indoor General Lighting: LED Lamp replaces pre-existing standard lighting Wattage. Measure includes Code case. Impacts: CFL-based HOU (varies by BldgType) | DEER2017 | Disposition | 2020-11-24 16:30 | Res-Iltg-dWatt-CFL | NonDEER | Scaled | BaseRatio |  |  | None |  | 0 |  | 1 | Res | Any | Lighting | InGen-CFL | Ltg_Lamp | LED_lamp |  | ILtg-Res-LED-20000hr | LED PAR38 Basecase, Total Watts = 2.60 x Msr Watts | LED PAR38 Basecase, Total Watts = 2.60 x Msr Watts | LED Lamp: PAR38, 22 Watts, non-dimmable | LEDratio0260 | LEDratio0260 | LED-PAR38(22w) | Available |  |  |  | 2018Phase1ScrewInLampDisposition | RobNc |  |  |  |  | 2018-07-01 | 2019-12-31 | NotInEA |  |  |  |  | Standard | Expires 12/31/2019 due to DEER2020 revised impacts and peak demand definition | 1 | 1 | 0 | Deemed Ex Ante Team |  | Expires 12/31/2019 due to DEER2020 revised impacts and peak demand definition |  | Updated to indicate claim/filing status
1695 | R-In-LED-PAR38(23w)-dWP37 | Residential Indoor General Lighting: LED Lamp replaces pre-existing standard lighting Wattage. Measure includes Code case. Impacts: CFL-based HOU (varies by BldgType) | DEER2017 | Disposition | 2020-11-24 16:30 | Res-Iltg-dWatt-CFL | NonDEER | Scaled | BaseRatio |  |  | None |  | 0 |  | 1 | Res | Any | Lighting | InGen-CFL | Ltg_Lamp | LED_lamp |  | ILtg-Res-LED-20000hr | LED PAR38 Basecase, Total Watts = 2.60 x Msr Watts | LED PAR38 Basecase, Total Watts = 2.60 x Msr Watts | LED Lamp: PAR38, 23 Watts, non-dimmable | LEDratio0260 | LEDratio0260 | LED-PAR38(23w) | Available |  |  |  | 2018Phase1ScrewInLampDisposition | RobNc |  |  |  |  | 2018-07-01 | 2019-12-31 | NotInEA |  |  |  |  | Standard | Expires 12/31/2019 due to DEER2020 revised impacts and peak demand definition | 1 | 1 | 0 | Deemed Ex Ante Team |  | Expires 12/31/2019 due to DEER2020 revised impacts and peak demand definition |  | Updated to indicate claim/filing status
1696 | R-In-LED-PAR38(24w)-dWP38 | Residential Indoor General Lighting: LED Lamp replaces pre-existing standard lighting Wattage. Measure includes Code case. Impacts: CFL-based HOU (varies by BldgType) | DEER2017 | Disposition | 2020-11-24 16:30 | Res-Iltg-dWatt-CFL | NonDEER | Scaled | BaseRatio |  |  | None |  | 0 |  | 1 | Res | Any | Lighting | InGen-CFL | Ltg_Lamp | LED_lamp |  | ILtg-Res-LED-20000hr | LED PAR38 Basecase, Total Watts = 2.60 x Msr Watts | LED PAR38 Basecase, Total Watts = 2.60 x Msr Watts | LED Lamp: PAR38, 24 Watts, non-dimmable | LEDratio0260 | LEDratio0260 | LED-PAR38(24w) | Available |  |  |  | 2018Phase1ScrewInLampDisposition | RobNc |  |  |  |  | 2018-07-01 | 2019-12-31 | NotInEA |  |  |  |  | Standard | Expires 12/31/2019 due to DEER2020 revised impacts and peak demand definition | 1 | 1 | 0 | Deemed Ex Ante Team |  | Expires 12/31/2019 due to DEER2020 revised impacts and peak demand definition |  | Updated to indicate claim/filing status
1697 | R-In-LED-PAR38(25w)-dWP40 | Residential Indoor General Lighting: LED Lamp replaces pre-existing standard lighting Wattage. Measure includes Code case. Impacts: CFL-based HOU (varies by BldgType) | DEER2017 | Disposition | 2020-11-24 16:30 | Res-Iltg-dWatt-CFL | NonDEER | Scaled | BaseRatio |  |  | None |  | 0 |  | 1 | Res | Any | Lighting | InGen-CFL | Ltg_Lamp | LED_lamp |  | ILtg-Res-LED-20000hr | LED PAR38 Basecase, Total Watts = 2.60 x Msr Watts | LED PAR38 Basecase, Total Watts = 2.60 x Msr Watts | LED Lamp: PAR38, 25 Watts, non-dimmable | LEDratio0260 | LEDratio0260 | LED-PAR38(25w) | Available |  |  |  | 2018Phase1ScrewInLampDisposition | RobNc |  |  |  |  | 2018-07-01 | 2019-12-31 | NotInEA |  |  |  |  | Standard | Expires 12/31/2019 due to DEER2020 revised impacts and peak demand definition | 1 | 1 | 0 | Deemed Ex Ante Team |  | Expires 12/31/2019 due to DEER2020 revised impacts and peak demand definition |  | Updated to indicate claim/filing status
1698 | R-In-LED-PAR38(26w)-dWP42 | Residential Indoor General Lighting: LED Lamp replaces pre-existing standard lighting Wattage. Measure includes Code case. Impacts: CFL-based HOU (varies by BldgType) | DEER2017 | Disposition | 2020-11-24 16:30 | Res-Iltg-dWatt-CFL | NonDEER | Scaled | BaseRatio |  |  | None |  | 0 |  | 1 | Res | Any | Lighting | InGen-CFL | Ltg_Lamp | LED_lamp |  | ILtg-Res-LED-20000hr | LED PAR38 Basecase, Total Watts = 2.60 x Msr Watts | LED PAR38 Basecase, Total Watts = 2.60 x Msr Watts | LED Lamp: PAR38, 26 Watts, non-dimmable | LEDratio0260 | LEDratio0260 | LED-PAR38(26w) | Available |  |  |  | 2018Phase1ScrewInLampDisposition | RobNc |  |  |  |  | 2018-07-01 | 2019-12-31 | NotInEA |  |  |  |  | Standard | Expires 12/31/2019 due to DEER2020 revised impacts and peak demand definition | 1 | 1 | 0 | Deemed Ex Ante Team |  | Expires 12/31/2019 due to DEER2020 revised impacts and peak demand definition |  | Updated to indicate claim/filing status
1699 | R-In-LED-PAR38(27w)-dWP43 | Residential Indoor General Lighting: LED Lamp replaces pre-existing standard lighting Wattage. Measure includes Code case. Impacts: CFL-based HOU (varies by BldgType) | DEER2017 | Disposition | 2020-11-24 16:30 | Res-Iltg-dWatt-CFL | NonDEER | Scaled | BaseRatio |  |  | None |  | 0 |  | 1 | Res | Any | Lighting | InGen-CFL | Ltg_Lamp | LED_lamp |  | ILtg-Res-LED-20000hr | LED PAR38 Basecase, Total Watts = 2.60 x Msr Watts | LED PAR38 Basecase, Total Watts = 2.60 x Msr Watts | LED Lamp: PAR38, 27 Watts, non-dimmable | LEDratio0260 | LEDratio0260 | LED-PAR38(27w) | Available |  |  |  | 2018Phase1ScrewInLampDisposition | RobNc |  |  |  |  | 2018-07-01 | 2019-12-31 | NotInEA |  |  |  |  | Standard | Expires 12/31/2019 due to DEER2020 revised impacts and peak demand definition | 1 | 1 | 0 | Deemed Ex Ante Team |  | Expires 12/31/2019 due to DEER2020 revised impacts and peak demand definition |  | Updated to indicate claim/filing status
1700 | R-In-LED-PAR38(7w)-dWP11 | Residential Indoor General Lighting: LED Lamp replaces pre-existing standard lighting Wattage. Measure includes Code case. Impacts: CFL-based HOU (varies by BldgType) | DEER2017 | Disposition | 2020-11-24 16:30 | Res-Iltg-dWatt-CFL | NonDEER | Scaled | BaseRatio |  |  | None |  | 0 |  | 1 | Res | Any | Lighting | InGen-CFL | Ltg_Lamp | LED_lamp |  | ILtg-Res-LED-20000hr | LED PAR38 Basecase, Total Watts = 2.60 x Msr Watts | LED PAR38 Basecase, Total Watts = 2.60 x Msr Watts | LED Lamp: PAR38, 7 Watts, non-dimmable | LEDratio0260 | LEDratio0260 | LED-PAR38(7w) | Available |  |  |  | 2018Phase1ScrewInLampDisposition | RobNc |  |  |  |  | 2018-07-01 | 2019-12-31 | NotInEA |  |  |  |  | Standard | Expires 12/31/2019 due to DEER2020 revised impacts and peak demand definition | 1 | 1 | 0 | Deemed Ex Ante Team |  | Expires 12/31/2019 due to DEER2020 revised impacts and peak demand definition |  | Updated to indicate claim/filing status
1701 | R-In-LED-PAR38(8w)-dWP13 | Residential Indoor General Lighting: LED Lamp replaces pre-existing standard lighting Wattage. Measure includes Code case. Impacts: CFL-based HOU (varies by BldgType) | DEER2017 | Disposition | 2020-11-24 16:30 | Res-Iltg-dWatt-CFL | NonDEER | Scaled | BaseRatio |  |  | None |  | 0 |  | 1 | Res | Any | Lighting | InGen-CFL | Ltg_Lamp | LED_lamp |  | ILtg-Res-LED-20000hr | LED PAR38 Basecase, Total Watts = 2.60 x Msr Watts | LED PAR38 Basecase, Total Watts = 2.60 x Msr Watts | LED Lamp: PAR38, 8 Watts, non-dimmable | LEDratio0260 | LEDratio0260 | LED-PAR38(8w) | Available |  |  |  | 2018Phase1ScrewInLampDisposition | RobNc |  |  |  |  | 2018-07-01 | 2019-12-31 | NotInEA |  |  |  |  | Standard | Expires 12/31/2019 due to DEER2020 revised impacts and peak demand definition | 1 | 1 | 0 | Deemed Ex Ante Team |  | Expires 12/31/2019 due to DEER2020 revised impacts and peak demand definition |  | Updated to indicate claim/filing status
1702 | R-In-LED-PAR38(9w)-dWP14 | Residential Indoor General Lighting: LED Lamp replaces pre-existing standard lighting Wattage. Measure includes Code case. Impacts: CFL-based HOU (varies by BldgType) | DEER2017 | Disposition | 2020-11-24 16:30 | Res-Iltg-dWatt-CFL | NonDEER | Scaled | BaseRatio |  |  | None |  | 0 |  | 1 | Res | Any | Lighting | InGen-CFL | Ltg_Lamp | LED_lamp |  | ILtg-Res-LED-20000hr | LED PAR38 Basecase, Total Watts = 2.60 x Msr Watts | LED PAR38 Basecase, Total Watts = 2.60 x Msr Watts | LED Lamp: PAR38, 9 Watts, non-dimmable | LEDratio0260 | LEDratio0260 | LED-PAR38(9w) | Available |  |  |  | 2018Phase1ScrewInLampDisposition | RobNc |  |  |  |  | 2018-07-01 | 2019-12-31 | NotInEA |  |  |  |  | Standard | Expires 12/31/2019 due to DEER2020 revised impacts and peak demand definition | 1 | 1 | 0 | Deemed Ex Ante Team |  | Expires 12/31/2019 due to DEER2020 revised impacts and peak demand definition |  | Updated to indicate claim/filing status
1703 | R-In-LED-RefR(10w)-dWP32 | Residential Indoor General Lighting: LED Lamp replaces pre-existing standard lighting Wattage. Measure includes Code case. Impacts: CFL-based HOU (varies by BldgType) | DEER2017 | Disposition | 2020-11-24 16:30 | Res-Iltg-dWatt-CFL | NonDEER | Scaled | BaseRatio |  |  | None |  | 0 |  | 1 | Res | Any | Lighting | InGen-CFL | Ltg_Lamp | LED_lamp |  | ILtg-Res-LED-20000hr | LED R/BR Basecase, Total Watts = 4.17 x Msr Watts | LED R/BR Basecase, Total Watts = 4.17 x Msr Watts | LED Lamp: RefR, 10 Watts, non-dimmable | LEDratio0417 | LEDratio0417 | LED-RefR(10w) | Available |  |  |  | 2018Phase1ScrewInLampDisposition | RobNc |  |  |  |  | 2018-07-01 | 2019-12-31 | NotInEA |  |  |  |  | Standard | Expires 12/31/2019 due to DEER2020 revised impacts and peak demand definition | 1 | 1 | 0 | Deemed Ex Ante Team |  | Expires 12/31/2019 due to DEER2020 revised impacts and peak demand definition |  | Updated to indicate claim/filing status
1704 | R-In-LED-RefR(11w)-dWP25 | Residential Indoor General Lighting: LED Lamp replaces pre-existing standard lighting Wattage. Measure includes Code case. Impacts: CFL-based HOU (varies by BldgType) | DEER2017 | Disposition | 2020-11-24 16:30 | Res-Iltg-dWatt-CFL | NonDEER | Scaled | BaseRatio |  |  | None |  | 0 |  | 1 | Res | Any | Lighting | InGen-CFL | Ltg_Lamp | LED_lamp |  | ILtg-Res-LED-20000hr | LED R/BR Basecase, Total Watts = 3.28 x Msr Watts | LED R/BR Basecase, Total Watts = 3.28 x Msr Watts | LED Lamp: RefR, 11 Watts, non-dimmable | LEDratio0328 | LEDratio0328 | LED-RefR(11w) | Available |  |  |  | 2018Phase1ScrewInLampDisposition | RobNc |  |  |  |  | 2018-07-01 | 2019-12-31 | NotInEA |  |  |  |  | Standard | Expires 12/31/2019 due to DEER2020 revised impacts and peak demand definition | 1 | 1 | 0 | Deemed Ex Ante Team |  | Expires 12/31/2019 due to DEER2020 revised impacts and peak demand definition |  | Updated to indicate claim/filing status
1705 | R-In-LED-RefR(12w)-dWP27 | Residential Indoor General Lighting: LED Lamp replaces pre-existing standard lighting Wattage. Measure includes Code case. Impacts: CFL-based HOU (varies by BldgType) | DEER2017 | Disposition | 2020-11-24 16:30 | Res-Iltg-dWatt-CFL | NonDEER | Scaled | BaseRatio |  |  | None |  | 0 |  | 1 | Res | Any | Lighting | InGen-CFL | Ltg_Lamp | LED_lamp |  | ILtg-Res-LED-20000hr | LED R/BR Basecase, Total Watts = 3.28 x Msr Watts | LED R/BR Basecase, Total Watts = 3.28 x Msr Watts | LED Lamp: RefR, 12 Watts, non-dimmable | LEDratio0328 | LEDratio0328 | LED-RefR(12w) | Available |  |  |  | 2018Phase1ScrewInLampDisposition | RobNc |  |  |  |  | 2018-07-01 | 2019-12-31 | NotInEA |  |  |  |  | Standard | Expires 12/31/2019 due to DEER2020 revised impacts and peak demand definition | 1 | 1 | 0 | Deemed Ex Ante Team |  | Expires 12/31/2019 due to DEER2020 revised impacts and peak demand definition |  | Updated to indicate claim/filing status
1706 | R-In-LED-RefR(13w)-dWP30 | Residential Indoor General Lighting: LED Lamp replaces pre-existing standard lighting Wattage. Measure includes Code case. Impacts: CFL-based HOU (varies by BldgType) | DEER2017 | Disposition | 2020-11-24 16:30 | Res-Iltg-dWatt-CFL | NonDEER | Scaled | BaseRatio |  |  | None |  | 0 |  | 1 | Res | Any | Lighting | InGen-CFL | Ltg_Lamp | LED_lamp |  | ILtg-Res-LED-20000hr | LED R/BR Basecase, Total Watts = 3.28 x Msr Watts | LED R/BR Basecase, Total Watts = 3.28 x Msr Watts | LED Lamp: RefR, 13 Watts, non-dimmable | LEDratio0328 | LEDratio0328 | LED-RefR(13w) | Available |  |  |  | 2018Phase1ScrewInLampDisposition | RobNc |  |  |  |  | 2018-07-01 | 2019-12-31 | NotInEA |  |  |  |  | Standard | Expires 12/31/2019 due to DEER2020 revised impacts and peak demand definition | 1 | 1 | 0 | Deemed Ex Ante Team |  | Expires 12/31/2019 due to DEER2020 revised impacts and peak demand definition |  | Updated to indicate claim/filing status
1707 | R-In-LED-RefR(14w)-dWP28 | Residential Indoor General Lighting: LED Lamp replaces pre-existing standard lighting Wattage. Measure includes Code case. Impacts: CFL-based HOU (varies by BldgType) | DEER2017 | Disposition | 2020-11-24 16:30 | Res-Iltg-dWatt-CFL | NonDEER | Scaled | BaseRatio |  |  | None |  | 0 |  | 1 | Res | Any | Lighting | InGen-CFL | Ltg_Lamp | LED_lamp |  | ILtg-Res-LED-20000hr | LED R/BR Basecase, Total Watts = 2.97 x Msr Watts | LED R/BR Basecase, Total Watts = 2.97 x Msr Watts | LED Lamp: RefR, 14 Watts, non-dimmable | LEDratio0297 | LEDratio0297 | LED-RefR(14w) | Available |  |  |  | 2018Phase1ScrewInLampDisposition | RobNc |  |  |  |  | 2018-07-01 | 2019-12-31 | NotInEA |  |  |  |  | Standard | Expires 12/31/2019 due to DEER2020 revised impacts and peak demand definition | 1 | 1 | 0 | Deemed Ex Ante Team |  | Expires 12/31/2019 due to DEER2020 revised impacts and peak demand definition |  | Updated to indicate claim/filing status
1708 | R-In-LED-RefR(15w)-dWP30 | Residential Indoor General Lighting: LED Lamp replaces pre-existing standard lighting Wattage. Measure includes Code case. Impacts: CFL-based HOU (varies by BldgType) | DEER2017 | Disposition | 2020-11-24 16:30 | Res-Iltg-dWatt-CFL | NonDEER | Scaled | BaseRatio |  |  | None |  | 0 |  | 1 | Res | Any | Lighting | InGen-CFL | Ltg_Lamp | LED_lamp |  | ILtg-Res-LED-20000hr | LED R/BR Basecase, Total Watts = 2.97 x Msr Watts | LED R/BR Basecase, Total Watts = 2.97 x Msr Watts | LED Lamp: RefR, 15 Watts, non-dimmable | LEDratio0297 | LEDratio0297 | LED-RefR(15w) | Available |  |  |  | 2018Phase1ScrewInLampDisposition | RobNc |  |  |  |  | 2018-07-01 | 2019-12-31 | NotInEA |  |  |  |  | Standard | Expires 12/31/2019 due to DEER2020 revised impacts and peak demand definition | 1 | 1 | 0 | Deemed Ex Ante Team |  | Expires 12/31/2019 due to DEER2020 revised impacts and peak demand definition |  | Updated to indicate claim/filing status
1709 | R-In-LED-RefR(16w)-dWP32 | Residential Indoor General Lighting: LED Lamp replaces pre-existing standard lighting Wattage. Measure includes Code case. Impacts: CFL-based HOU (varies by BldgType) | DEER2017 | Disposition | 2020-11-24 16:30 | Res-Iltg-dWatt-CFL | NonDEER | Scaled | BaseRatio |  |  | None |  | 0 |  | 1 | Res | Any | Lighting | InGen-CFL | Ltg_Lamp | LED_lamp |  | ILtg-Res-LED-20000hr | LED R/BR Basecase, Total Watts = 2.97 x Msr Watts | LED R/BR Basecase, Total Watts = 2.97 x Msr Watts | LED Lamp: RefR, 16 Watts, non-dimmable | LEDratio0297 | LEDratio0297 | LED-RefR(16w) | Available |  |  |  | 2018Phase1ScrewInLampDisposition | RobNc |  |  |  |  | 2018-07-01 | 2019-12-31 | NotInEA |  |  |  |  | Standard | Expires 12/31/2019 due to DEER2020 revised impacts and peak demand definition | 1 | 1 | 0 | Deemed Ex Ante Team |  | Expires 12/31/2019 due to DEER2020 revised impacts and peak demand definition |  | Updated to indicate claim/filing status
1710 | R-In-LED-RefR(17w)-dWP33 | Residential Indoor General Lighting: LED Lamp replaces pre-existing standard lighting Wattage. Measure includes Code case. Impacts: CFL-based HOU (varies by BldgType) | DEER2017 | Disposition | 2020-11-24 16:30 | Res-Iltg-dWatt-CFL | NonDEER | Scaled | BaseRatio |  |  | None |  | 0 |  | 1 | Res | Any | Lighting | InGen-CFL | Ltg_Lamp | LED_lamp |  | ILtg-Res-LED-20000hr | LED R/BR Basecase, Total Watts = 2.97 x Msr Watts | LED R/BR Basecase, Total Watts = 2.97 x Msr Watts | LED Lamp: RefR, 17 Watts, non-dimmable | LEDratio0297 | LEDratio0297 | LED-RefR(17w) | Available |  |  |  | 2018Phase1ScrewInLampDisposition | RobNc |  |  |  |  | 2018-07-01 | 2019-12-31 | NotInEA |  |  |  |  | Standard | Expires 12/31/2019 due to DEER2020 revised impacts and peak demand definition | 1 | 1 | 0 | Deemed Ex Ante Team |  | Expires 12/31/2019 due to DEER2020 revised impacts and peak demand definition |  | Updated to indicate claim/filing status
1711 | R-In-LED-RefR(18w)-dWP35 | Residential Indoor General Lighting: LED Lamp replaces pre-existing standard lighting Wattage. Measure includes Code case. Impacts: CFL-based HOU (varies by BldgType) | DEER2017 | Disposition | 2020-11-24 16:30 | Res-Iltg-dWatt-CFL | NonDEER | Scaled | BaseRatio |  |  | None |  | 0 |  | 1 | Res | Any | Lighting | InGen-CFL | Ltg_Lamp | LED_lamp |  | ILtg-Res-LED-20000hr | LED R/BR Basecase, Total Watts = 2.97 x Msr Watts | LED R/BR Basecase, Total Watts = 2.97 x Msr Watts | LED Lamp: RefR, 18 Watts, non-dimmable | LEDratio0297 | LEDratio0297 | LED-RefR(18w) | Available |  |  |  | 2018Phase1ScrewInLampDisposition | RobNc |  |  |  |  | 2018-07-01 | 2019-12-31 | NotInEA |  |  |  |  | Standard | Expires 12/31/2019 due to DEER2020 revised impacts and peak demand definition | 1 | 1 | 0 | Deemed Ex Ante Team |  | Expires 12/31/2019 due to DEER2020 revised impacts and peak demand definition |  | Updated to indicate claim/filing status
1712 | R-In-LED-RefR(19w)-dWP37 | Residential Indoor General Lighting: LED Lamp replaces pre-existing standard lighting Wattage. Measure includes Code case. Impacts: CFL-based HOU (varies by BldgType) | DEER2017 | Disposition | 2020-11-24 16:30 | Res-Iltg-dWatt-CFL | NonDEER | Scaled | BaseRatio |  |  | None |  | 0 |  | 1 | Res | Any | Lighting | InGen-CFL | Ltg_Lamp | LED_lamp |  | ILtg-Res-LED-20000hr | LED R/BR Basecase, Total Watts = 2.97 x Msr Watts | LED R/BR Basecase, Total Watts = 2.97 x Msr Watts | LED Lamp: RefR, 19 Watts, non-dimmable | LEDratio0297 | LEDratio0297 | LED-RefR(19w) | Available |  |  |  | 2018Phase1ScrewInLampDisposition | RobNc |  |  |  |  | 2018-07-01 | 2019-12-31 | NotInEA |  |  |  |  | Standard | Expires 12/31/2019 due to DEER2020 revised impacts and peak demand definition | 1 | 1 | 0 | Deemed Ex Ante Team |  | Expires 12/31/2019 due to DEER2020 revised impacts and peak demand definition |  | Updated to indicate claim/filing status
1713 | R-In-LED-RefR(20w)-dWP39 | Residential Indoor General Lighting: LED Lamp replaces pre-existing standard lighting Wattage. Measure includes Code case. Impacts: CFL-based HOU (varies by BldgType) | DEER2017 | Disposition | 2020-11-24 16:30 | Res-Iltg-dWatt-CFL | NonDEER | Scaled | BaseRatio |  |  | None |  | 0 |  | 1 | Res | Any | Lighting | InGen-CFL | Ltg_Lamp | LED_lamp |  | ILtg-Res-LED-20000hr | LED R/BR Basecase, Total Watts = 2.97 x Msr Watts | LED R/BR Basecase, Total Watts = 2.97 x Msr Watts | LED Lamp: RefR, 20 Watts, non-dimmable | LEDratio0297 | LEDratio0297 | LED-RefR(20w) | Available |  |  |  | 2018Phase1ScrewInLampDisposition | RobNc |  |  |  |  | 2018-07-01 | 2019-12-31 | NotInEA |  |  |  |  | Standard | Expires 12/31/2019 due to DEER2020 revised impacts and peak demand definition | 1 | 1 | 0 | Deemed Ex Ante Team |  | Expires 12/31/2019 due to DEER2020 revised impacts and peak demand definition |  | Updated to indicate claim/filing status
1714 | R-In-LED-RefR(22w)-dWP43 | Residential Indoor General Lighting: LED Lamp replaces pre-existing standard lighting Wattage. Measure includes Code case. Impacts: CFL-based HOU (varies by BldgType) | DEER2017 | Disposition | 2020-11-24 16:30 | Res-Iltg-dWatt-CFL | NonDEER | Scaled | BaseRatio |  |  | None |  | 0 |  | 1 | Res | Any | Lighting | InGen-CFL | Ltg_Lamp | LED_lamp |  | ILtg-Res-LED-20000hr | LED R/BR Basecase, Total Watts = 2.97 x Msr Watts | LED R/BR Basecase, Total Watts = 2.97 x Msr Watts | LED Lamp: RefR, 22 Watts, non-dimmable | LEDratio0297 | LEDratio0297 | LED-RefR(22w) | Available |  |  |  | 2018Phase1ScrewInLampDisposition | RobNc |  |  |  |  | 2018-07-01 | 2019-12-31 | NotInEA |  |  |  |  | Standard | Expires 12/31/2019 due to DEER2020 revised impacts and peak demand definition | 1 | 1 | 0 | Deemed Ex Ante Team |  | Expires 12/31/2019 due to DEER2020 revised impacts and peak demand definition |  | Updated to indicate claim/filing status
1715 | R-In-LED-RefR(6w)-dWP19 | Residential Indoor General Lighting: LED Lamp replaces pre-existing standard lighting Wattage. Measure includes Code case. Impacts: CFL-based HOU (varies by BldgType) | DEER2017 | Disposition | 2020-11-24 16:30 | Res-Iltg-dWatt-CFL | NonDEER | Scaled | BaseRatio |  |  | None |  | 0 |  | 1 | Res | Any | Lighting | InGen-CFL | Ltg_Lamp | LED_lamp |  | ILtg-Res-LED-20000hr | LED R/BR Basecase, Total Watts = 4.17 x Msr Watts | LED R/BR Basecase, Total Watts = 4.17 x Msr Watts | LED Lamp: RefR, 6 Watts, non-dimmable | LEDratio0417 | LEDratio0417 | LED-RefR(6w) | Available |  |  |  | 2018Phase1ScrewInLampDisposition | RobNc |  |  |  |  | 2018-07-01 | 2019-12-31 | NotInEA |  |  |  |  | Standard | Expires 12/31/2019 due to DEER2020 revised impacts and peak demand definition | 1 | 1 | 0 | Deemed Ex Ante Team |  | Expires 12/31/2019 due to DEER2020 revised impacts and peak demand definition |  | Updated to indicate claim/filing status
1716 | R-In-LED-RefR(7w)-dWP22 | Residential Indoor General Lighting: LED Lamp replaces pre-existing standard lighting Wattage. Measure includes Code case. Impacts: CFL-based HOU (varies by BldgType) | DEER2017 | Disposition | 2020-11-24 16:30 | Res-Iltg-dWatt-CFL | NonDEER | Scaled | BaseRatio |  |  | None |  | 0 |  | 1 | Res | Any | Lighting | InGen-CFL | Ltg_Lamp | LED_lamp |  | ILtg-Res-LED-20000hr | LED R/BR Basecase, Total Watts = 4.17 x Msr Watts | LED R/BR Basecase, Total Watts = 4.17 x Msr Watts | LED Lamp: RefR, 7 Watts, non-dimmable | LEDratio0417 | LEDratio0417 | LED-RefR(7w) | Available |  |  |  | 2018Phase1ScrewInLampDisposition | RobNc |  |  |  |  | 2018-07-01 | 2019-12-31 | NotInEA |  |  |  |  | Standard | Expires 12/31/2019 due to DEER2020 revised impacts and peak demand definition | 1 | 1 | 0 | Deemed Ex Ante Team |  | Expires 12/31/2019 due to DEER2020 revised impacts and peak demand definition |  | Updated to indicate claim/filing status
1717 | R-In-LED-RefR(8w)-dWP25 | Residential Indoor General Lighting: LED Lamp replaces pre-existing standard lighting Wattage. Measure includes Code case. Impacts: CFL-based HOU (varies by BldgType) | DEER2017 | Disposition | 2020-11-24 16:30 | Res-Iltg-dWatt-CFL | NonDEER | Scaled | BaseRatio |  |  | None |  | 0 |  | 1 | Res | Any | Lighting | InGen-CFL | Ltg_Lamp | LED_lamp |  | ILtg-Res-LED-20000hr | LED R/BR Basecase, Total Watts = 4.17 x Msr Watts | LED R/BR Basecase, Total Watts = 4.17 x Msr Watts | LED Lamp: RefR, 8 Watts, non-dimmable | LEDratio0417 | LEDratio0417 | LED-RefR(8w) | Available |  |  |  | 2018Phase1ScrewInLampDisposition | RobNc |  |  |  |  | 2018-07-01 | 2019-12-31 | NotInEA |  |  |  |  | Standard | Expires 12/31/2019 due to DEER2020 revised impacts and peak demand definition | 1 | 1 | 0 | Deemed Ex Ante Team |  | Expires 12/31/2019 due to DEER2020 revised impacts and peak demand definition |  | Updated to indicate claim/filing status
1718 | RE-HV-RefChrg-Dec-NoTXV-typ | Decrease Refrigerant Charge - System with No thermal expansion valve (TXV) - Typical (8% rated charge) | DEER2018 | D17 v2 | 2020-11-24 16:30 | RE-HV-RefChrg-Dec-NTXV-typ | DEER | Standard | None | 0 | 0 | None |  | 0 |  | 0 | Res | Any | HVAC | SpaceCool | dxAC_equip | spltSEER |  | HV-RefChrg | Typical refrigerant overcharged state for a system with No TXV | rated refrigerant charge | rated refrigerant charge, system has no TXV |  |  |  | Available |  | 0 | 0 | June 2017 DEER Update | Retro |  | HV-RefChrg |  | None | 2018-01-01 | 2019-12-31 | NotInEA |  |  |  |  | Standard | New measure definition for DEER2018 separates TXV from Non-TXV systems | 1 | 1 | 0 | Deemed Ex Ante Team |  | New measure definition for DEER2018 separates TXV from Non-TXV systems |  | Updated to indicate claim/filing status
1718 | RE-HV-RefChrg-Dec-TXV-typ | Decrease Refrigerant Charge - System with thermal expansion valve (TXV) - Typical (8% rated charge) | DEER2018 | D17 v2 | 2020-11-24 16:30 | RE-HV-RefChrg-Dec-TXV-typ | DEER | Standard | None | 0 | 0 | None |  | 0 |  | 0 | Res | Any | HVAC | SpaceCool | dxAC_equip | spltSEER |  | HV-RefChrg | Typical refrigerant overcharged state for a system with TXV | rated refrigerant charge | rated refrigerant charge, system has TXV |  |  |  | Available |  | 0 | 0 | June 2017 DEER Update | Retro |  | HV-RefChrg |  | None | 2018-01-01 | 2019-12-31 | NotInEA |  |  |  |  | Standard | New measure definition for DEER2018 separates TXV from Non-TXV systems | 1 | 1 | 0 | Deemed Ex Ante Team |  | New measure definition for DEER2018 separates TXV from Non-TXV systems |  | Updated to indicate claim/filing status
1718 | RE-HV-RefChrg-Inc-NoTXV-16pct | Increase Refrigerant Charge - System with No thermal expansion valve (TXV) - (16% rated charge) | DEER2018 | D17 v2 | 2020-11-24 16:30 | RE-HV-RefChrg-Inc-NTXV-16pct | DEER | Standard | None | 0 | 0 | None |  | 0 |  | 0 | Res | Any | HVAC | SpaceCool | dxAC_equip | spltSEER |  | HV-RefChrg | refrigerant undercharged state (16% uindercharged) for a system with No TXV | rated refrigerant charge | rated refrigerant charge, system has no TXV |  |  |  | Available |  | 0 | 0 | June 2017 DEER Update | Retro |  | HV-RefChrg |  | None | 2018-01-01 | 2019-12-31 | NotInEA |  |  |  |  | Standard | New measure definition for DEER2018 separates TXV from Non-TXV systems | 1 | 1 | 0 | Deemed Ex Ante Team |  | New measure definition for DEER2018 separates TXV from Non-TXV systems |  | Updated to indicate claim/filing status
1718 | RE-HV-RefChrg-Inc-NoTXV-4pct | Increase Refrigerant Charge - System with No thermal expansion valve (TXV) - (4% rated charge) | DEER2018 | D17 v2 | 2020-11-24 16:30 | RE-HV-RefChrg-Inc-NTXV-4pct | DEER | Standard | None | 0 | 0 | None |  | 0 |  | 0 | Res | Any | HVAC | SpaceCool | dxAC_equip | spltSEER |  | HV-RefChrg | refrigerant undercharged state (4% uindercharged) for a system with No TXV | rated refrigerant charge | rated refrigerant charge, system has no TXV |  |  |  | Available |  | 0 | 0 | June 2017 DEER Update | Retro |  | HV-RefChrg |  | None | 2018-01-01 | 2019-12-31 | NotInEA |  |  |  |  | Standard | New measure definition for DEER2018 separates TXV from Non-TXV systems | 1 | 1 | 0 | Deemed Ex Ante Team |  | New measure definition for DEER2018 separates TXV from Non-TXV systems |  | Updated to indicate claim/filing status
1718 | RE-HV-RefChrg-Inc-NoTXV-typ | Increase Refrigerant Charge - System with No thermal expansion valve (TXV) - Typical (8% rated charge) | DEER2018 | D17 v2 | 2020-11-24 16:30 | RE-HV-RefChrg-Inc-NTXV-typ | DEER | Standard | None | 0 | 0 | None |  | 0 |  | 0 | Res | Any | HVAC | SpaceCool | dxAC_equip | spltSEER |  | HV-RefChrg | Typical refrigerant undercharged state for a system with No TXV | rated refrigerant charge | rated refrigerant charge, system has no TXV |  |  |  | Available |  | 0 | 0 | June 2017 DEER Update | Retro |  | HV-RefChrg |  | None | 2018-01-01 | 2019-12-31 | NotInEA |  |  |  |  | Standard | New measure definition for DEER2018 separates TXV from Non-TXV systems; Measure expired due to DEER2020 update | 1 | 1 | 0 | Deemed Ex Ante Team |  | New measure definition for DEER2018 separates TXV from Non-TXV systems; Measure expired due to DEER2020 update |  | Updated to indicate claim/filing status
1718 | RE-HV-RefChrg-Inc-TXV-16pct | Increase Refrigerant Charge - System with thermal expansion valve (TXV) - (16% rated charge) | DEER2018 | D17 v2 | 2020-11-24 16:30 | RE-HV-RefChrg-Inc-TXV-16pct | DEER | Standard | None | 0 | 0 | None |  | 0 |  | 0 | Res | Any | HVAC | SpaceCool | dxAC_equip | spltSEER |  | HV-RefChrg | refrigerant undercharged state (16% uindercharged) for a system with TXV | rated refrigerant charge | rated refrigerant charge, system has TXV |  |  |  | Available |  | 0 | 0 | June 2017 DEER Update | Retro |  | HV-RefChrg |  | None | 2018-01-01 | 2019-12-31 | NotInEA |  |  |  |  | Standard | New measure definition for DEER2018 separates TXV from Non-TXV systems | 1 | 1 | 0 | Deemed Ex Ante Team |  | New measure definition for DEER2018 separates TXV from Non-TXV systems |  | Updated to indicate claim/filing status
1718 | RE-HV-RefChrg-Inc-TXV-4pct | Increase Refrigerant Charge - System with thermal expansion valve (TXV) - (4% rated charge) | DEER2018 | D17 v2 | 2020-11-24 16:30 | RE-HV-RefChrg-Inc-TXV-4pct | DEER | Standard | None | 0 | 0 | None |  | 0 |  | 0 | Res | Any | HVAC | SpaceCool | dxAC_equip | spltSEER |  | HV-RefChrg | refrigerant undercharged state (4% uindercharged) for a system with TXV | rated refrigerant charge | rated refrigerant charge, system has TXV |  |  |  | Available |  | 0 | 0 | June 2017 DEER Update | Retro |  | HV-RefChrg |  | None | 2018-01-01 | 2019-12-31 | NotInEA |  |  |  |  | Standard | New measure definition for DEER2018 separates TXV from Non-TXV systems | 1 | 1 | 0 | Deemed Ex Ante Team |  | New measure definition for DEER2018 separates TXV from Non-TXV systems |  | Updated to indicate claim/filing status
1718 | RE-HV-RefChrg-Inc-TXV-typ | Increase Refrigerant Charge - System with thermal expansion valve (TXV) - Typical (8% rated charge) | DEER2018 | D17 v2 | 2020-11-24 16:30 | RE-HV-RefChrg-Inc-TXV-typ | DEER | Standard | None | 0 | 0 | None |  | 0 |  | 0 | Res | Any | HVAC | SpaceCool | dxAC_equip | spltSEER |  | HV-RefChrg | Typical refrigerant undercharged state for a system with TXV | rated refrigerant charge | rated refrigerant charge, system has TXV |  |  |  | Available |  | 0 | 0 | June 2017 DEER Update | Retro |  | HV-RefChrg |  | None | 2018-01-01 | 2019-12-31 | NotInEA |  |  |  |  | Standard | New measure definition for DEER2018 separates TXV from Non-TXV systems | 1 | 1 | 0 | Deemed Ex Ante Team |  | New measure definition for DEER2018 separates TXV from Non-TXV systems |  | Updated to indicate claim/filing status
1718 | R-In-LED-RefR(9w)-dWP29 | Residential Indoor General Lighting: LED Lamp replaces pre-existing standard lighting Wattage. Measure includes Code case. Impacts: CFL-based HOU (varies by BldgType) | DEER2017 | Disposition | 2020-11-24 16:30 | Res-Iltg-dWatt-CFL | NonDEER | Scaled | BaseRatio |  |  | None |  | 0 |  | 1 | Res | Any | Lighting | InGen-CFL | Ltg_Lamp | LED_lamp |  | ILtg-Res-LED-20000hr | LED R/BR Basecase, Total Watts = 4.17 x Msr Watts | LED R/BR Basecase, Total Watts = 4.17 x Msr Watts | LED Lamp: RefR, 9 Watts, non-dimmable | LEDratio0417 | LEDratio0417 | LED-RefR(9w) | Available |  |  |  | 2018Phase1ScrewInLampDisposition | RobNc |  |  |  |  | 2018-07-01 | 2019-12-31 | NotInEA |  |  |  |  | Standard | Expires 12/31/2019 due to DEER2020 revised impacts and peak demand definition | 1 | 1 | 0 | Deemed Ex Ante Team |  | Expires 12/31/2019 due to DEER2020 revised impacts and peak demand definition |  | Updated to indicate claim/filing status
1719 | C-In-LED-RefR(7w)-dWP42 | Commercial Indoor General Lighting: LED Lamp replaces pre-existing standard lighting Wattage. Measure includes Code case. Impacts: CFL-based HOU (varies by BldgType) | DEER2016 | Disposition | 2020-11-24 16:30 | Com-Iltg-dWatt-CFL | NonDEER | Scaled | BaseRatio | 0 | 0 | None |  | 0 |  | 1 | Com | Any | Lighting | InGen-CFL | Ltg_Lamp | LED_lamp |  | ILtg-Com-LED-20000hr | LED R/BR Basecase less than 11 Watts, Total Watts = 6.09 x Msr Watts | LED R/BR Basecase less than 11 Watts, Total Watts = 6.09 x Msr Watts | LED Lamp: RefR, 7 Watts, non-dimmable | LEDratio0609 | LEDratio0609 | LED-RefR(7w) | Available |  | 0 | 0 | 2017ScrewInLampDisposition | ErRobNc |  |  |  | DEER1316-Ltg-Com-CFL | 2017-01-01 | 2017-06-30 | [5 empty] | Standard |  | 1 | 1 | 0 | Deemed Ex Ante Team |  |  |  | Updated to indicate claim/filing status
1719 | C-In-LED-RefR(8w)-dWP48 | Commercial Indoor General Lighting: LED Lamp replaces pre-existing standard lighting Wattage. Measure includes Code case. Impacts: CFL-based HOU (varies by BldgType) | DEER2016 | Disposition | 2020-11-24 16:30 | Com-Iltg-dWatt-CFL | NonDEER | Scaled | BaseRatio | 0 | 0 | None |  | 0 |  | 1 | Com | Any | Lighting | InGen-CFL | Ltg_Lamp | LED_lamp |  | ILtg-Com-LED-20000hr | LED R/BR Basecase less than 11 Watts, Total Watts = 6.09 x Msr Watts | LED R/BR Basecase less than 11 Watts, Total Watts = 6.09 x Msr Watts | LED Lamp: RefR, 8 Watts, non-dimmable | LEDratio0609 | LEDratio0609 | LED-RefR(8w) | Available |  | 0 | 0 | 2017ScrewInLampDisposition | ErRobNc |  |  |  | DEER1316-Ltg-Com-CFL | 2017-01-01 | 2017-06-30 | [5 empty] | Standard |  | 1 | 1 | 0 | Deemed Ex Ante Team |  |  |  | Updated to indicate claim/filing status
1719 | C-In-LED-RefR(9w)-dWP54 | Commercial Indoor General Lighting: LED Lamp replaces pre-existing standard lighting Wattage. Measure includes Code case. Impacts: CFL-based HOU (varies by BldgType) | DEER2016 | Disposition | 2020-11-24 16:30 | Com-Iltg-dWatt-CFL | NonDEER | Scaled | BaseRatio | 0 | 0 | None |  | 0 |  | 1 | Com | Any | Lighting | InGen-CFL | Ltg_Lamp | LED_lamp |  | ILtg-Com-LED-20000hr | LED R/BR Basecase less than 11 Watts, Total Watts = 6.09 x Msr Watts | LED R/BR Basecase less than 11 Watts, Total Watts = 6.09 x Msr Watts | LED Lamp: RefR, 9 Watts, non-dimmable | LEDratio0609 | LEDratio0609 | LED-RefR(9w) | Available |  | 0 | 0 | 2017ScrewInLampDisposition | ErRobNc |  |  |  | DEER1316-Ltg-Com-CFL | 2017-01-01 | 2017-06-30 | [5 empty] | Standard |  | 1 | 1 | 0 | Deemed Ex Ante Team |  |  |  | Updated to indicate claim/filing status
1719 | NE-HVAC-airAC-SpltPkg-240to759kBtuh-10p8eer | EER-rated packaged Air Conditioner, Size Range: 240 - 760 kBTU/h, EER = 10.8, min IEER = 12.2, EIR = 0.255, Fan W/CFM = 0.61, two-speed fan, with Econo | DEER2017 | D17 v2 | 2020-11-24 16:30 | NE-HVAC-airAC-SpltPkg-240to759kBtuh-10p8eer | DEER | Standard | None |  |  | None |  | 0 |  | 0 | Com | Any | HVAC | SpaceCool | dxAC_equip | pkgEER | dxAC-Com-Pkg-240to760kBTUh-EER10.8-2Spd | HVAC-airAC | EER-Rated Pkg AC, 240-760 kBTU/h; Mix of Single-zone 9.8 EER (20%) and Multi-zone 10.0 EER (80%) system configurations where applicable | EER-rated packaged Air Conditioner, Size Range: 240 - 760 kBTU/h, Mix of Single-zone 9.8 EER (20%) and Multi-zone 10.0 EER (80%) system configurations where applicable | EER-rated packaged Air Conditioner, Size Range: 240 - 760 kBTU/h, EER = 10.8, Mix of Single-zone (20%) and Multi-zone (80%) system configurations where applicable |  |  |  | Available |  | 0 | 0 | June 2017 DEER Update | ErRobNc | dxAC-Com-Pkg-240to760kBTUh-EER9.8-2Spd | HVAC-airAC |  | None | 2017-07-01 | 2019-12-31 | InEA_mod |  |  |  |  | Standard | Measure updated for DEER June 2017 Update including Baseline Adjustment; Measure expired due to DEER2020 update | 1 | 1 | 0 | Deemed Ex Ante Team |  | Measure updated for DEER June 2017 Update including Baseline Adjustment; Measure expired due to DEER2020 update |  | Updated to indicate claim/filing status
1719 | NE-HVAC-airAC-SpltPkg-240to759kBtuh-10p8eer_MZ | Multi-Zone EER-rated packaged Air Conditioner, Size Range: 240 - 760 kBTU/h, EER = 10.8, min IEER = 12.2, EIR = 0.255, Fan W/CFM = 0.61, two-speed fan, with Econo | DEER2017 | D17 v2 | 2020-11-24 16:30 | NE-HVAC-airAC-SpltPkg-240to759kBtuh-10p8eer_MZ | DEER | Standard | None |  |  | None |  | 0 |  | 0 | Com | Any | HVAC | SpaceCool | dxAC_equip | pkgEER | dxAC-Com-Pkg-135to240kBTUh-EER12.5-2Spd | HVAC-airAC | EER-Rated Pkg AC, 240-760 kBTU/h; Pre-2005: EER = 10.0 (IEER = 11.3), var-speed fan, w/Econo; 2006 - 2009: EER = 10.0, var-speed fan, w/Econo; 2010 - 2013: EER = 10.0, var-speed fan, w/Econo; 2014 - 2015: EER = 10.0, IEER 11.6, varspeed fan, w/Econo | EER-rated packaged Air Conditioner, Size Range: 240 - 760 kBTU/h, EER = 10.0 IEER = 11.4, EIR = 0.282, Fan W/CFM = 0.72, var-speed fan, with Econo | EER-rated packaged Air Conditioner, Size Range: 240 - 760 kBTU/h, EER = 10.8, min IEER 12.2, EIR = 0.255, Fan W/CFM = 0.61, var-speed fan, with Econo |  |  |  | Available |  | 0 | 0 | June 2017 DEER Update | ErRobNc | dxAC-Com-Pkg-135to240kBTUh-EER10.8-2Spd | HVAC-airAC |  | None | 2017-07-01 | 2019-12-31 | InEA_mod |  |  |  |  | Component | Measure updated for DEER June 2017 Update including Baseline Adjustment; Measure expired due to DEER2020 update | 1 | 1 | 0 | Deemed Ex Ante Team |  | Measure updated for DEER June 2017 Update including Baseline Adjustment; Measure expired due to DEER2020 update |  | Updated to indicate claim/filing status
1719 | NE-HVAC-airAC-SpltPkg-240to759kBtuh-10p8eer_SZ | Single-Zone EER-rated packaged Air Conditioner, Size Range: 240 - 760 kBTU/h, EER = 10.8, min IEER = 12.2, EIR = 0.255, Fan W/CFM = 0.61, two-speed fan, with Econo | DEER2017 | D17 v2 | 2020-11-24 16:30 | NE-HVAC-airAC-SpltPkg-240to759kBtuh-10p8eer_SZ | DEER | Standard | None |  |  | None |  | 0 |  | 0 | Com | Any | HVAC | SpaceCool | dxAC_equip | pkgEER | dxAC-Com-Pkg-135to240kBTUh-EER12.5-2Spd | HVAC-airAC | EER-Rated Pkg AC, 240-760 kBTU/h; Pre-2005: EER = 9.8 (1 spd IEER = 9.8, 2 spd IEER = 11.1), one-speed fan, w/Econo; 2006 - 2009: EER = 9.8, one-speed fan, w/Econo; 2010 - 2013: EER = 9.8, one-speed fan, w/Econo; 2014 - 2015: EER = 9.8, IEER 11.4, two-speed fan, w/Econo | EER-rated packaged Air Conditioner, Size Range: 240 - 760 kBTU/h, EER = 9.8, IEER = 11.4, EIR = 0.286, Fan W/CFM = 0.61, two-speed fan, with Econo | EER-rated packaged Air Conditioner, Size Range: 240 - 760 kBTU/h, EER = 10.8, min IEER 12.2, EIR = 0.255, Fan W/CFM = 0.61, two-speed fan, with Econo |  |  |  | Available |  | 0 | 0 | June 2017 DEER Update | ErRobNc | dxAC-Com-Pkg-135to240kBTUh-EER10.8-2Spd | HVAC-airAC |  | None | 2017-07-01 | 2019-12-31 | InEA_mod |  |  |  |  | Component | Measure updated for DEER June 2017 Update including Baseline Adjustment; Measure expired due to DEER2020 update | 1 | 1 | 0 | Deemed Ex Ante Team |  | Measure updated for DEER June 2017 Update including Baseline Adjustment; Measure expired due to DEER2020 update |  | Updated to indicate claim/filing status
1719 | NE-HVAC-airAC-SpltPkg-240to759kBtuh-11p5eer | EER-rated packaged Air Conditioner, Size Range: 240 - 760 kBTU/h, EER = 11.5, min IEER = 12.7, EIR = 0.236, Fan W/CFM = 0.61, two-speed fan, with Econo | DEER2017 | D17 v2 | 2020-11-24 16:30 | NE-HVAC-airAC-SpltPkg-240to759kBtuh-11p5eer | DEER | Standard | None |  |  | None |  | 0 |  | 0 | Com | Any | HVAC | SpaceCool | dxAC_equip | pkgEER | dxAC-Com-Pkg-240to760kBTUh-EER11.5-2Spd | HVAC-airAC | EER-Rated Pkg AC, 240-760 kBTU/h; Mix of Single-zone 9.8 EER (20%) and Multi-zone 10.0 EER (80%) system configurations where applicable | EER-rated packaged Air Conditioner, Size Range: 240 - 760 kBTU/h, Mix of Single-zone 9.8 EER (20%) and Multi-zone 10.0 EER (80%) system configurations where applicable | EER-rated packaged Air Conditioner, Size Range: 240 - 760 kBTU/h, EER = 11.5, Mix of Single-zone (20%) and Multi-zone (80%) system configurations where applicable |  |  |  | Available |  | 0 | 0 | June 2017 DEER Update | ErRobNc | dxAC-Com-Pkg-240to760kBTUh-EER9.8-2Spd | HVAC-airAC |  | None | 2017-07-01 | 2019-12-31 | InEA_mod |  |  |  |  | Standard | Measure updated for DEER June 2017 Update including Baseline Adjustment; Measure expired due to DEER2020 update | 1 | 1 | 0 | Deemed Ex Ante Team |  | Measure updated for DEER June 2017 Update including Baseline Adjustment; Measure expired due to DEER2020 update |  | Updated to indicate claim/filing status
1719 | NE-HVAC-airAC-SpltPkg-240to759kBtuh-11p5eer_MZ | Multi-Zone EER-rated packaged Air Conditioner, Size Range: 240 - 760 kBTU/h, EER = 11.5, min IEER = 12.7, EIR = 0.236, Fan W/CFM = 0.61, two-speed fan, with Econo | DEER2017 | D17 v2 | 2020-11-24 16:30 | NE-HVAC-airAC-SpltPkg-240to759kBtuh-11p5eer_MZ | DEER | Standard | None |  |  | None |  | 0 |  | 0 | Com | Any | HVAC | SpaceCool | dxAC_equip | pkgEER | dxAC-Com-Pkg-135to240kBTUh-EER12.5-2Spd | HVAC-airAC | EER-Rated Pkg AC, 240-760 kBTU/h; Pre-2005: EER = 10.0 (IEER = 11.3), var-speed fan, w/Econo; 2006 - 2009: EER = 10.0, var-speed fan, w/Econo; 2010 - 2013: EER = 10.0, var-speed fan, w/Econo; 2014 - 2015: EER = 10.0, IEER 11.6, varspeed fan, w/Econo | EER-rated packaged Air Conditioner, Size Range: 240 - 760 kBTU/h, EER = 10.0 IEER = 11.4, EIR = 0.282, Fan W/CFM = 0.72, var-speed fan, with Econo | EER-rated packaged Air Conditioner, Size Range: 240 - 760 kBTU/h, EER = 11.5, min IEER = 12.7, EIR = 0.236, Fan W/CFM = 0.61, var-speed fan, with Econo |  |  |  | Available |  | 0 | 0 | June 2017 DEER Update | ErRobNc | dxAC-Com-Pkg-135to240kBTUh-EER10.8-2Spd | HVAC-airAC |  | None | 2017-07-01 | 2019-12-31 | InEA_mod |  |  |  |  | Component | Measure updated for DEER June 2017 Update including Baseline Adjustment; Measure expired due to DEER2020 update | 1 | 1 | 0 | Deemed Ex Ante Team |  | Measure updated for DEER June 2017 Update including Baseline Adjustment; Measure expired due to DEER2020 update |  | Updated to indicate claim/filing status
1719 | NE-HVAC-airAC-SpltPkg-240to759kBtuh-11p5eer_SZ | Single-Zone EER-rated packaged Air Conditioner, Size Range: 240 - 760 kBTU/h, EER = 11.5, min IEER = 12.7, EIR = 0.236, Fan W/CFM = 0.61, two-speed fan, with Econo | DEER2017 | D17 v2 | 2020-11-24 16:30 | NE-HVAC-airAC-SpltPkg-240to759kBtuh-11p5eer_SZ | DEER | Standard | None |  |  | None |  | 0 |  | 0 | Com | Any | HVAC | SpaceCool | dxAC_equip | pkgEER | dxAC-Com-Pkg-135to240kBTUh-EER12.5-2Spd | HVAC-airAC | EER-Rated Pkg AC, 240-760 kBTU/h; Pre-2005: EER = 9.8 (1 spd IEER = 9.8, 2 spd IEER = 11.1), one-speed fan, w/Econo; 2006 - 2009: EER = 9.8, one-speed fan, w/Econo; 2010 - 2013: EER = 9.8, one-speed fan, w/Econo; 2014 - 2015: EER = 9.8, IEER 11.4, two-speed fan, w/Econo | EER-rated packaged Air Conditioner, Size Range: 240 - 760 kBTU/h, EER = 9.8, IEER = 11.4, EIR = 0.286, Fan W/CFM = 0.61, two-speed fan, with Econo | EER-rated packaged Air Conditioner, Size Range: 240 - 760 kBTU/h, EER = 11.5, min IEER = 12.7, EIR = 0.236, Fan W/CFM = 0.61, two-speed fan, with Econo |  |  |  | Available |  | 0 | 0 | June 2017 DEER Update | ErRobNc | dxAC-Com-Pkg-135to240kBTUh-EER10.8-2Spd | HVAC-airAC |  | None | 2017-07-01 | 2019-12-31 | InEA_mod |  |  |  |  | Component | Measure updated for DEER June 2017 Update including Baseline Adjustment; Measure expired due to DEER2020 update | 1 | 1 | 0 | Deemed Ex Ante Team |  | Measure updated for DEER June 2017 Update including Baseline Adjustment; Measure expired due to DEER2020 update |  | Updated to indicate claim/filing status
1719 | NE-HVAC-airAC-SpltPkg-240to759kBtuh-12p5eer | EER-rated packaged Air Conditioner, Size Range: 240 - 760 kBTU/h, EER = 12.5, min IEER = 15.5, EIR = 0.213, Fan W/CFM = 0.61, two-speed fan, with Econo | DEER2017 | D17 v2 | 2020-11-24 16:30 | NE-HVAC-airAC-SpltPkg-240to759kBtuh-12p5eer | DEER | Standard | None |  |  | None |  | 0 |  | 0 | Com | Any | HVAC | SpaceCool | dxAC_equip | pkgEER | dxAC-Com-Pkg-240to760kBTUh-EER12.5-2Spd | HVAC-airAC | EER-Rated Pkg AC, 240-760 kBTU/h; Mix of Single-zone 9.8 EER (20%) and Multi-zone 10.0 EER (80%) system configurations where applicable | EER-rated packaged Air Conditioner, Size Range: 240 - 760 kBTU/h, Mix of Single-zone 9.8 EER (20%) and Multi-zone 10.0 EER (80%) system configurations where applicable | EER-rated packaged Air Conditioner, Size Range: 240 - 760 kBTU/h, EER = 12.5, Mix of Single-zone (20%) and Multi-zone (80%) system configurations where applicable |  |  |  | Available |  | 0 | 0 | June 2017 DEER Update | ErRobNc | dxAC-Com-Pkg-240to760kBTUh-EER9.8-2Spd | HVAC-airAC |  | None | 2017-07-01 | 2019-12-31 | InEA_mod |  |  |  |  | Standard | Measure updated for DEER June 2017 Update including Baseline Adjustment; Measure expired due to DEER2020 update | 1 | 1 | 0 | Deemed Ex Ante Team |  | Measure updated for DEER June 2017 Update including Baseline Adjustment; Measure expired due to DEER2020 update |  | Updated to indicate claim/filing status
1719 | NE-HVAC-airAC-SpltPkg-240to759kBtuh-12p5eer_MZ | Multi-Zone EER-rated packaged Air Conditioner, Size Range: 240 - 760 kBTU/h, EER = 12.5, min IEER = 15.5, EIR = 0.213, Fan W/CFM = 0.61, two-speed fan, with Econo | DEER2017 | D17 v2 | 2020-11-24 16:30 | NE-HVAC-airAC-SpltPkg-240to759kBtuh-12p5eer_MZ | DEER | Standard | None |  |  | None |  | 0 |  | 0 | Com | Any | HVAC | SpaceCool | dxAC_equip | pkgEER | dxAC-Com-Pkg-135to240kBTUh-EER12.5-2Spd | HVAC-airAC | EER-Rated Pkg AC, 240-760 kBTU/h; Pre-2005: EER = 10.0 (IEER = 11.3), var-speed fan, w/Econo; 2006 - 2009: EER = 10.0, var-speed fan, w/Econo; 2010 - 2013: EER = 10.0, var-speed fan, w/Econo; 2014 - 2015: EER = 10.0, IEER 11.6, varspeed fan, w/Econo | EER-rated packaged Air Conditioner, Size Range: 240 - 760 kBTU/h, EER = 10.0 IEER = 11.4, EIR = 0.282, Fan W/CFM = 0.72, var-speed fan, with Econo | EER-rated packaged Air Conditioner, Size Range: 240 - 760 kBTU/h, EER = 12.5, min IEER = 15.5, EIR = 0.213, Fan W/CFM = 0.61, var-speed fan, with Econo |  |  |  | Available |  | 0 | 0 | June 2017 DEER Update | ErRobNc | dxAC-Com-Pkg-135to240kBTUh-EER10.8-2Spd | HVAC-airAC |  | None | 2017-07-01 | 2019-12-31 | InEA_mod |  |  |  |  | Component | Measure updated for DEER June 2017 Update including Baseline Adjustment; Measure expired due to DEER2020 update | 1 | 1 | 0 | Deemed Ex Ante Team |  | Measure updated for DEER June 2017 Update including Baseline Adjustment; Measure expired due to DEER2020 update |  | Updated to indicate claim/filing status
1719 | NE-HVAC-airAC-SpltPkg-240to759kBtuh-12p5eer_SZ | Single-Zone EER-rated packaged Air Conditioner, Size Range: 240 - 760 kBTU/h, EER = 12.5, min IEER = 15.5, EIR = 0.213, Fan W/CFM = 0.61, two-speed fan, with Econo | DEER2017 | D17 v2 | 2020-11-24 16:30 | NE-HVAC-airAC-SpltPkg-240to759kBtuh-12p5eer_SZ | DEER | Standard | None |  |  | None |  | 0 |  | 0 | Com | Any | HVAC | SpaceCool | dxAC_equip | pkgEER | dxAC-Com-Pkg-135to240kBTUh-EER12.5-2Spd | HVAC-airAC | EER-Rated Pkg AC, 240-760 kBTU/h; Pre-2005: EER = 9.8 (1 spd IEER = 9.8, 2 spd IEER = 11.1), one-speed fan, w/Econo; 2006 - 2009: EER = 9.8, one-speed fan, w/Econo; 2010 - 2013: EER = 9.8, one-speed fan, w/Econo; 2014 - 2015: EER = 9.8, IEER 11.4, two-speed fan, w/Econo | EER-rated packaged Air Conditioner, Size Range: 240 - 760 kBTU/h, EER = 9.8, IEER = 11.4, EIR = 0.286, Fan W/CFM = 0.61, two-speed fan, with Econo | EER-rated packaged Air Conditioner, Size Range: 240 - 760 kBTU/h, EER = 12.5, min IEER = 15.5, EIR = 0.213, Fan W/CFM = 0.61, two-speed fan, with Econo |  |  |  | Available |  | 0 | 0 | June 2017 DEER Update | ErRobNc | dxAC-Com-Pkg-135to240kBTUh-EER10.8-2Spd | HVAC-airAC |  | None | 2017-07-01 | 2019-12-31 | InEA_mod |  |  |  |  | Component | Measure updated for DEER June 2017 Update including Baseline Adjustment; Measure expired due to DEER2020 update | 1 | 1 | 0 | Deemed Ex Ante Team |  | Measure updated for DEER June 2017 Update including Baseline Adjustment; Measure expired due to DEER2020 update |  | Updated to indicate claim/filing status
1719 | NE-HVAC-RefChg-Dec-Typ-ntxv | Small Pkg AC system with No TXV, decrease refrigerant charge from Typical over-charge (4 - 50%) to factory specified level | DEER2019 | D17 v2 | 2020-11-24 16:30 | NE-HVAC-RefChg-Dec-Typ-ntxv | DEER | Standard | None | 0 | 0 | None |  | 0 |  | 0 | Com | Any | HVAC | SpaceCool | dxAC_equip | pkgSEER |  | HVAC-RefChg | Small Pkg AC with No thermal expansion valve (TXV), refrigerant over-charged from 4 - 50% of factory specified level |  | Small Pkg AC with No thermal expansion valve (TXV), refrigerant charge at factory specified level |  |  |  | Available |  | 0 | 0 | June 2017 DEER Update | Retro |  | HVAC-RefChg |  | None | 2019-01-01 | 2019-12-31 | [5 empty] | Standard |  | 1 | 1 | 0 | Deemed Ex Ante Team |  |  |  | Updated to indicate claim/filing status
1719 | NE-HVAC-RefChg-Dec-Typ-txv | Small Pkg AC system with TXV, decrease refrigerant charge from Typical over-charge (4 - 50%) to factory specified level | DEER2019 | D17 v2 | 2020-11-24 16:30 | NE-HVAC-RefChg-Dec-Typ-txv | DEER | Standard | None | 0 | 0 | None |  | 0 |  | 0 | Com | Any | HVAC | SpaceCool | dxAC_equip | pkgSEER |  | HVAC-RefChg | Small Pkg AC with thermal expansion valve (TXV), refrigerant over-charged from 4 - 50% of factory specified level |  | Small Pkg AC with thermal expansion valve (TXV), refrigerant charge at factory specified level |  |  |  | Available |  | 0 | 0 | June 2017 DEER Update | Retro |  | HVAC-RefChg |  | None | 2019-01-01 | 2019-12-31 | [5 empty] | Standard |  | 1 | 1 | 0 | Deemed Ex Ante Team |  |  |  | Updated to indicate claim/filing status
1719 | NE-HVAC-RefChg-Inc-High-ntxv | Small Pkg AC system with No TXV, increase refrigerant charge from High under-charge (10 - 50%) to factory specified level | DEER2019 | D17 v2 | 2021-07-19 16:33 | NE-HVAC-RefChg-Inc-High-ntxv | DEER | Standard | None | 0 | 0 | None |  | 0 |  | 0 | Com | Any | HVAC | SpaceCool | dxAC_equip | pkgSEER |  | HVAC-RefChg | Small Pkg AC with No thermal expansion valve (TXV), refrigerant under-charged from 10 - 50% of factory specified level |  | Small Pkg AC with No thermal expansion valve (TXV), refrigerant charge at factory specified level |  |  |  | Available |  | 0 | 0 | June 2017 DEER Update | Retro |  | HVAC-RefChg |  | None | 2019-01-01 | 2019-12-31 | [5 empty] | Component | Measure type set to Component so as to not appear in standard measure list | 1 | 1 | 0 | Deemed Ex Ante Team |  | Measure type set to Component so as to not appear in standard measure list |  | Updated to indicate claim/filing status
1719 | NE-HVAC-RefChg-Inc-High-txv | Small Pkg AC system with TXV, increase refrigerant charge from High under-charge (10 - 50%) to factory specified level | DEER2019 | D17 v2 | 2021-07-19 16:33 | NE-HVAC-RefChg-Inc-High-txv | DEER | Standard | None | 0 | 0 | None |  | 0 |  | 0 | Com | Any | HVAC | SpaceCool | dxAC_equip | pkgSEER |  | HVAC-RefChg | Small Pkg AC with thermal expansion valve (TXV), refrigerant under-charged from 10 - 50% of factory specified level |  | Small Pkg AC with thermal expansion valve (TXV), refrigerant charge at factory specified level |  |  |  | Available |  | 0 | 0 | June 2017 DEER Update | Retro |  | HVAC-RefChg |  | None | 2019-01-01 | 2019-12-31 | [5 empty] | Component | Measure type set to Component so as to not appear in standard measure list | 1 | 1 | 0 | Deemed Ex Ante Team |  | Measure type set to Component so as to not appear in standard measure list |  | Updated to indicate claim/filing status
1719 | NE-HVAC-RefChg-Inc-Low-ntxv | Small Pkg AC system with No TXV, increase refrigerant charge from Low under-charge (4 - 5%) to factory specified level | DEER2019 | D17 v2 | 2021-07-19 16:33 | NE-HVAC-RefChg-Inc-Low-ntxv | DEER | Standard | None | 0 | 0 | None |  | 0 |  | 0 | Com | Any | HVAC | SpaceCool | dxAC_equip | pkgSEER |  | HVAC-RefChg | Small Pkg AC with No thermal expansion valve (TXV), refrigerant under-charged from 4 - 5% of factory specified level |  | Small Pkg AC with No thermal expansion valve (TXV), refrigerant charge at factory specified level |  |  |  | Available |  | 0 | 0 | June 2017 DEER Update | Retro |  | HVAC-RefChg |  | None | 2019-01-01 | 2019-12-31 | [5 empty] | Component | Measure type set to Component so as to not appear in standard measure list | 1 | 1 | 0 | Deemed Ex Ante Team |  | Measure type set to Component so as to not appear in standard measure list |  | Updated to indicate claim/filing status
1719 | NE-HVAC-RefChg-Inc-Low-txv | Small Pkg AC system with TXV, increase refrigerant charge from Low under-charge (4 - 5%) to factory specified level | DEER2019 | D17 v2 | 2021-07-19 16:33 | NE-HVAC-RefChg-Inc-Low-txv | DEER | Standard | None | 0 | 0 | None |  | 0 |  | 0 | Com | Any | HVAC | SpaceCool | dxAC_equip | pkgSEER |  | HVAC-RefChg | Small Pkg AC with thermal expansion valve (TXV), refrigerant under-charged from 4 - 5% of factory specified level |  | Small Pkg AC with thermal expansion valve (TXV), refrigerant charge at factory specified level |  |  |  | Available |  | 0 | 0 | June 2017 DEER Update | Retro |  | HVAC-RefChg |  | None | 2019-01-01 | 2019-12-31 | [5 empty] | Component | Measure type set to Component so as to not appear in standard measure list | 1 | 1 | 0 | Deemed Ex Ante Team |  | Measure type set to Component so as to not appear in standard measure list |  | Updated to indicate claim/filing status
1719 | NE-HVAC-RefChg-Inc-Typ-ntxv | Small Pkg AC system with No TXV, increase refrigerant charge from Typical under-charge (4 - 50%) to factory specified level | DEER2019 | D17 v2 | 2020-11-24 16:30 | NE-HVAC-RefChg-Inc-Typ-ntxv | DEER | Standard | None | 0 | 0 | None |  | 0 |  | 0 | Com | Any | HVAC | SpaceCool | dxAC_equip | pkgSEER |  | HVAC-RefChg | Small Pkg AC with No thermal expansion valve (TXV), refrigerant under-charged from 4 - 50% of factory specified level |  | Small Pkg AC with No thermal expansion valve (TXV), refrigerant charge at factory specified level |  |  |  | Available |  | 0 | 0 | June 2017 DEER Update | Retro |  | HVAC-RefChg |  | None | 2019-01-01 | 2019-12-31 | [5 empty] | Standard | Measure expired due to DEER2020 update | 1 | 1 | 0 | Deemed Ex Ante Team |  | Measure expired due to DEER2020 update |  | Updated to indicate claim/filing status
1719 | NE-HVAC-RefChg-Inc-Typ-txv | Small Pkg AC system with TXV, increase refrigerant charge from Typical under-charge (4 - 50%) to factory specified level | DEER2019 | D17 v2 | 2020-11-24 16:30 | NE-HVAC-RefChg-Inc-Typ-txv | DEER | Standard | None | 0 | 0 | None |  | 0 |  | 0 | Com | Any | HVAC | SpaceCool | dxAC_equip | pkgSEER |  | HVAC-RefChg | Small Pkg AC with thermal expansion valve (TXV), refrigerant under-charged from 4 - 50% of factory specified level |  | Small Pkg AC with thermal expansion valve (TXV), refrigerant charge at factory specified level |  |  |  | Available |  | 0 | 0 | June 2017 DEER Update | Retro |  | HVAC-RefChg |  | None | 2019-01-01 | 2019-12-31 | [5 empty] | Standard |  | 1 | 1 | 0 | Deemed Ex Ante Team |  |  |  | Updated to indicate claim/filing status
1719 | NE-HVAC-VarRefgHP-11.25to14ton-13.2EER | Heat pump VRF system, 11.25to14ton Tier 1, 13.2 EER | DEER2017 | D17 v2 | 2020-11-24 16:30 | NE-HVAC-VarRefgHP-11.25to14ton-13.2EER | ExAnte | Standard | None |  |  | N |  | 0 |  | 0 | Com | Any | HVAC | HeatCool | dxHP_equip | VarRefgHP |  | HVAC-airHP |  | Heat pump VRF system, 11.25to14ton Tier 0, 10.6 EER | Heat pump VRF system, 11.25to14ton Tier 1, 13.2 EER |  | VarRefgHP-11.25to14ton-10.6EER | VarRefgHP-11.25to14ton-13.2EER | Available |  | 0 | 0 | June 2017 DEER Update | Rob |  |  |  | None | 2017-01-01 | 2019-12-31 | NotInEA |  |  |  |  | Standard | Measure expired due to DEER2020 update | 1 | 1 | 0 | Deemed Ex Ante Team |  | Measure expired due to DEER2020 update |  | Updated to indicate claim/filing status
1719 | NE-HVAC-VarRefgHP-11.25to14ton-15.7EER | Heat pump VRF system, 11.25to14ton Tier 2, 15.7 EER | DEER2017 | D17 v2 | 2020-11-24 16:30 | NE-HVAC-VarRefgHP-11.25to14ton-15.7EER | ExAnte | Standard | None |  |  | N |  | 0 |  | 0 | Com | Any | HVAC | HeatCool | dxHP_equip | VarRefgHP |  | HVAC-airHP |  | Heat pump VRF system, 11.25to14ton Tier 0, 10.6 EER | Heat pump VRF system, 11.25to14ton Tier 2, 15.7 EER |  | VarRefgHP-11.25to14ton-10.6EER | VarRefgHP-11.25to14ton-15.7EER | Available |  | 0 | 0 | June 2017 DEER Update | Rob |  |  |  | None | 2017-01-01 | 2019-12-31 | NotInEA |  |  |  |  | Standard | Measure expired due to DEER2020 update | 1 | 1 | 0 | Deemed Ex Ante Team |  | Measure expired due to DEER2020 update |  | Updated to indicate claim/filing status
1719 | NE-HVAC-VarRefgHP-14to20ton-12.7EER | Heat pump VRF system, 14to20ton Tier 1, 12.7 EER | DEER2017 | D17 v2 | 2020-11-24 16:30 | NE-HVAC-VarRefgHP-14to20ton-12.7EER | ExAnte | Standard | None |  |  | N |  | 0 |  | 0 | Com | Any | HVAC | HeatCool | dxHP_equip | VarRefgHP |  | HVAC-airHP |  | Heat pump VRF system, 14to20ton Tier 0, 10.6 EER | Heat pump VRF system, 14to20ton Tier 1, 12.7 EER |  | VarRefgHP-14to20ton-10.6EER | VarRefgHP-14to20ton-12.7EER | Available |  | 0 | 0 | June 2017 DEER Update | Rob |  |  |  | None | 2017-01-01 | 2019-12-31 | NotInEA |  |  |  |  | Standard | Measure expired due to DEER2020 update | 1 | 1 | 0 | Deemed Ex Ante Team |  | Measure expired due to DEER2020 update |  | Updated to indicate claim/filing status
1719 | NE-HVAC-VarRefgHP-14to20ton-14.2EER | Heat pump VRF system, 14to20ton Tier 2, 14.2 EER | DEER2017 | D17 v2 | 2020-11-24 16:30 | NE-HVAC-VarRefgHP-14to20ton-14.2EER | ExAnte | Standard | None |  |  | N |  | 0 |  | 0 | Com | Any | HVAC | HeatCool | dxHP_equip | VarRefgHP |  | HVAC-airHP |  | Heat pump VRF system, 14to20ton Tier 0, 10.6 EER | Heat pump VRF system, 14to20ton Tier 2, 14.2 EER |  | VarRefgHP-14to20ton-10.6EER | VarRefgHP-14to20ton-14.2EER | Available |  | 0 | 0 | June 2017 DEER Update | Rob |  |  |  | None | 2017-01-01 | 2019-12-31 | NotInEA |  |  |  |  | Standard | Measure expired due to DEER2020 update | 1 | 1 | 0 | Deemed Ex Ante Team |  | Measure expired due to DEER2020 update |  | Updated to indicate claim/filing status
1719 | NE-HVAC-VarRefgHP-20to24ton-11.7EER | Heat pump VRF system, 20to24ton Tier 1, 11.7 EER | DEER2017 | D17 v2 | 2020-11-24 16:30 | NE-HVAC-VarRefgHP-20to24ton-11.7EER | ExAnte | Standard | None |  |  | N |  | 0 |  | 0 | Com | Any | HVAC | HeatCool | dxHP_equip | VarRefgHP |  | HVAC-airHP |  | Heat pump VRF system, 20to24ton Tier 0, 9.5 EER | Heat pump VRF system, 20to24ton Tier 1, 11.7 EER |  | VarRefgHP-20to24ton-9.5EER | VarRefgHP-20to24ton-11.7EER | Available |  | 0 | 0 | June 2017 DEER Update | Rob |  |  |  | None | 2017-01-01 | 2019-12-31 | NotInEA |  |  |  |  | Standard | Measure expired due to DEER2020 update | 1 | 1 | 0 | Deemed Ex Ante Team |  | Measure expired due to DEER2020 update |  | Updated to indicate claim/filing status
1719 | NE-HVAC-VarRefgHP-20to24ton-13.7EER | Heat pump VRF system, 20to24ton Tier 2, 13.7 EER | DEER2017 | D17 v2 | 2020-11-24 16:30 | NE-HVAC-VarRefgHP-20to24ton-13.7EER | ExAnte | Standard | None |  |  | N |  | 0 |  | 0 | Com | Any | HVAC | HeatCool | dxHP_equip | VarRefgHP |  | HVAC-airHP |  | Heat pump VRF system, 20to24ton Tier 0, 9.5 EER | Heat pump VRF system, 20to24ton Tier 2, 13.7 EER |  | VarRefgHP-20to24ton-9.5EER | VarRefgHP-20to24ton-13.7EER | Available |  | 0 | 0 | June 2017 DEER Update | Rob |  |  |  | None | 2017-01-01 | 2019-12-31 | NotInEA |  |  |  |  | Standard | Measure expired due to DEER2020 update | 1 | 1 | 0 | Deemed Ex Ante Team |  | Measure expired due to DEER2020 update |  | Updated to indicate claim/filing status
1719 | NE-HVAC-VarRefgHP-24to35ton-10.9EER | Heat pump VRF system, 24to35ton Tier 1, 10.9 EER | DEER2017 | D17 v2 | 2020-11-24 16:30 | NE-HVAC-VarRefgHP-24to35ton-10.9EER | ExAnte | Standard | None |  |  | N |  | 0 |  | 0 | Com | Any | HVAC | HeatCool | dxHP_equip | VarRefgHP |  | HVAC-airHP |  | Heat pump VRF system, 24to35ton Tier 0, 9.5 EER | Heat pump VRF system, 24to35ton Tier 1, 10.9 EER |  | VarRefgHP-24to35ton-9.5EER | VarRefgHP-24to35ton-10.9EER | Available |  | 0 | 0 | June 2017 DEER Update | Rob |  |  |  | None | 2017-01-01 | 2019-12-31 | NotInEA |  |  |  |  | Standard | Measure expired due to DEER2020 update | 1 | 1 | 0 | Deemed Ex Ante Team |  | Measure expired due to DEER2020 update |  | Updated to indicate claim/filing status
1719 | NE-HVAC-VarRefgHP-24to35ton-11.4EER | Heat pump VRF system, 24to35ton Tier 2, 11.4 EER | DEER2017 | D17 v2 | 2020-11-24 16:30 | NE-HVAC-VarRefgHP-24to35ton-11.4EER | ExAnte | Standard | None |  |  | N |  | 0 |  | 0 | Com | Any | HVAC | HeatCool | dxHP_equip | VarRefgHP |  | HVAC-airHP |  | Heat pump VRF system, 24to35ton Tier 0, 9.5 EER | Heat pump VRF system, 24to35ton Tier 2, 11.4 EER |  | VarRefgHP-24to35ton-9.5EER | VarRefgHP-24to35ton-11.4EER | Available |  | 0 | 0 | June 2017 DEER Update | Rob |  |  |  | None | 2017-01-01 | 2019-12-31 | NotInEA |  |  |  |  | Standard | Measure expired due to DEER2020 update | 1 | 1 | 0 | Deemed Ex Ante Team |  | Measure expired due to DEER2020 update |  | Updated to indicate claim/filing status
1719 | NE-HVAC-VarRefgHP-6to11.25ton-13.2EER | Heat pump VRF system, 6to11.25ton Tier 1, 13.2 EER | DEER2017 | D17 v2 | 2020-11-24 16:30 | NE-HVAC-VarRefgHP-6to11.25ton-13.2EER | ExAnte | Standard | None |  |  | N |  | 0 |  | 0 | Com | Any | HVAC | HeatCool | dxHP_equip | VarRefgHP |  | HVAC-airHP |  | Heat pump VRF system, 6to11.25ton Tier 0, 11 EER | Heat pump VRF system, 6to11.25ton Tier 1, 13.2 EER |  | VarRefgHP-6to11.25ton-11EER | VarRefgHP-6to11.25ton-13.2EER | Available |  | 0 | 0 | June 2017 DEER Update | Rob |  |  |  | None | 2017-01-01 | 2019-12-31 | NotInEA |  |  |  |  | Standard | Measure expired due to DEER2020 update | 1 | 1 | 0 | Deemed Ex Ante Team |  | Measure expired due to DEER2020 update |  | Updated to indicate claim/filing status
1719 | NE-HVAC-VarRefgHP-6to11.25ton-15.7EER | Heat pump VRF system, 6to11.25ton Tier 2, 15.7 EER | DEER2017 | D17 v2 | 2020-11-24 16:30 | NE-HVAC-VarRefgHP-6to11.25ton-15.7EER | ExAnte | Standard | None |  |  | N |  | 0 |  | 0 | Com | Any | HVAC | HeatCool | dxHP_equip | VarRefgHP |  | HVAC-airHP |  | Heat pump VRF system, 6to11.25ton Tier 0, 11 EER | Heat pump VRF system, 6to11.25ton Tier 2, 15.7 EER |  | VarRefgHP-6to11.25ton-11EER | VarRefgHP-6to11.25ton-15.7EER | Available |  | 0 | 0 | June 2017 DEER Update | Rob |  |  |  | None | 2017-01-01 | 2019-12-31 | NotInEA |  |  |  |  | Standard | Measure expired due to DEER2020 update | 1 | 1 | 0 | Deemed Ex Ante Team |  | Measure expired due to DEER2020 update |  | Updated to indicate claim/filing status
1719 | NE-HVAC-VarRefgHP-gt35ton-10.9EER | Heat pump VRF system, gt35ton Tier 1, 10.9 EER | DEER2017 | D17 v2 | 2020-11-24 16:30 | NE-HVAC-VarRefgHP-gt35ton-10.9EER | ExAnte | Standard | None |  |  | N |  | 0 |  | 0 | Com | Any | HVAC | HeatCool | dxHP_equip | VarRefgHP |  | HVAC-airHP |  | Heat pump VRF system, gt35ton Tier 0, 9.5 EER | Heat pump VRF system, gt35ton Tier 1, 10.9 EER |  | VarRefgHP-gt35ton-9.5EER | VarRefgHP-gt35ton-10.9EER | Available |  | 0 | 0 | June 2017 DEER Update | Rob |  |  |  | None | 2017-01-01 | 2019-12-31 | NotInEA |  |  |  |  | Standard | Measure expired due to DEER2020 update | 1 | 1 | 0 | Deemed Ex Ante Team |  | Measure expired due to DEER2020 update |  | Updated to indicate claim/filing status
1719 | NE-HVAC-VarRefgHP-gt35ton-11.4EER | Heat pump VRF system, gt35ton Tier 2, 11.4 EER | DEER2017 | D17 v2 | 2020-11-24 16:30 | NE-HVAC-VarRefgHP-gt35ton-11.4EER | ExAnte | Standard | None |  |  | N |  | 0 |  | 0 | Com | Any | HVAC | HeatCool | dxHP_equip | VarRefgHP |  | HVAC-airHP |  | Heat pump VRF system, gt35ton Tier 0, 9.5 EER | Heat pump VRF system, gt35ton Tier 2, 11.4 EER |  | VarRefgHP-gt35ton-9.5EER | VarRefgHP-gt35ton-11.4EER | Available |  | 0 | 0 | June 2017 DEER Update | Rob |  |  |  | None | 2017-01-01 | 2019-12-31 | NotInEA |  |  |  |  | Standard | Measure expired due to DEER2020 update | 1 | 1 | 0 | Deemed Ex Ante Team |  | Measure expired due to DEER2020 update |  | Updated to indicate claim/filing status
1719 | NE-HVAC-VarRefgHR-11.25to14ton-13EER | Heat recovery VRF system, 11.25to14ton Tier 1, 13 EER | DEER2017 | D17 v2 | 2020-11-24 16:30 | NE-HVAC-VarRefgHR-11.25to14ton-13EER | ExAnte | Standard | None |  |  | N |  | 0 |  | 0 | Com | Any | HVAC | HeatCool | dxHP_equip | VarRefgHR |  | HVAC-airHP |  | Heat recovery VRF system, 11.25to14ton Tier 0, 10.4 EER | Heat recovery VRF system, 11.25to14ton Tier 1, 13 EER |  | VarRefgHR-11.25to14ton-10.4EER | VarRefgHR-11.25to14ton-13EER | Available |  | 0 | 0 | June 2017 DEER Update | Rob |  |  |  | None | 2017-01-01 | 2019-12-31 | NotInEA |  |  |  |  | Standard | Measure expired due to DEER2020 update | 1 | 1 | 0 | Deemed Ex Ante Team |  | Measure expired due to DEER2020 update |  | Updated to indicate claim/filing status
1719 | NE-HVAC-VarRefgHR-11.25to14ton-15.5EER | Heat recovery VRF system, 11.25to14ton Tier 2, 15.5 EER | DEER2017 | D17 v2 | 2020-11-24 16:30 | NE-HVAC-VarRefgHR-11.25to14ton-15.5EER | ExAnte | Standard | None |  |  | N |  | 0 |  | 0 | Com | Any | HVAC | HeatCool | dxHP_equip | VarRefgHR |  | HVAC-airHP |  | Heat recovery VRF system, 11.25to14ton Tier 0, 10.4 EER | Heat recovery VRF system, 11.25to14ton Tier 2, 15.5 EER |  | VarRefgHR-11.25to14ton-10.4EER | VarRefgHR-11.25to14ton-15.5EER | Available |  | 0 | 0 | June 2017 DEER Update | Rob |  |  |  | None | 2017-01-01 | 2019-12-31 | NotInEA |  |  |  |  | Standard | Measure expired due to DEER2020 update | 1 | 1 | 0 | Deemed Ex Ante Team |  | Measure expired due to DEER2020 update |  | Updated to indicate claim/filing status
1719 | NE-HVAC-VarRefgHR-14to20ton-12.5EER | Heat recovery VRF system, 14to20ton Tier 1, 12.5 EER | DEER2017 | D17 v2 | 2020-11-24 16:30 | NE-HVAC-VarRefgHR-14to20ton-12.5EER | ExAnte | Standard | None |  |  | N |  | 0 |  | 0 | Com | Any | HVAC | HeatCool | dxHP_equip | VarRefgHR |  | HVAC-airHP |  | Heat recovery VRF system, 14to20ton Tier 0, 10.4 EER | Heat recovery VRF system, 14to20ton Tier 1, 12.5 EER |  | VarRefgHR-14to20ton-10.4EER | VarRefgHR-14to20ton-12.5EER | Available |  | 0 | 0 | June 2017 DEER Update | Rob |  |  |  | None | 2017-01-01 | 2019-12-31 | NotInEA |  |  |  |  | Standard | Measure expired due to DEER2020 update | 1 | 1 | 0 | Deemed Ex Ante Team |  | Measure expired due to DEER2020 update |  | Updated to indicate claim/filing status
1719 | NE-HVAC-VarRefgHR-14to20ton-14EER | Heat recovery VRF system, 14to20ton Tier 2, 14 EER | DEER2017 | D17 v2 | 2020-11-24 16:30 | NE-HVAC-VarRefgHR-14to20ton-14EER | ExAnte | Standard | None |  |  | N |  | 0 |  | 0 | Com | Any | HVAC | HeatCool | dxHP_equip | VarRefgHR |  | HVAC-airHP |  | Heat recovery VRF system, 14to20ton Tier 0, 10.4 EER | Heat recovery VRF system, 14to20ton Tier 2, 14 EER |  | VarRefgHR-14to20ton-10.4EER | VarRefgHR-14to20ton-14EER | Available |  | 0 | 0 | June 2017 DEER Update | Rob |  |  |  | None | 2017-01-01 | 2019-12-31 | NotInEA |  |  |  |  | Standard | Measure expired due to DEER2020 update | 1 | 1 | 0 | Deemed Ex Ante Team |  | Measure expired due to DEER2020 update |  | Updated to indicate claim/filing status
1719 | NE-HVAC-VarRefgHR-20to24ton-11.5EER | Heat recovery VRF system, 20to24ton Tier 1, 11.5 EER | DEER2017 | D17 v2 | 2020-11-24 16:30 | NE-HVAC-VarRefgHR-20to24ton-11.5EER | ExAnte | Standard | None |  |  | N |  | 0 |  | 0 | Com | Any | HVAC | HeatCool | dxHP_equip | VarRefgHR |  | HVAC-airHP |  | Heat recovery VRF system, 20to24ton Tier 0, 9.3 EER | Heat recovery VRF system, 20to24ton Tier 1, 11.5 EER |  | VarRefgHR-20to24ton-9.3EER | VarRefgHR-20to24ton-11.5EER | Available |  | 0 | 0 | June 2017 DEER Update | Rob |  |  |  | None | 2017-01-01 | 2019-12-31 | NotInEA |  |  |  |  | Standard | Measure expired due to DEER2020 update | 1 | 1 | 0 | Deemed Ex Ante Team |  | Measure expired due to DEER2020 update |  | Updated to indicate claim/filing status
1719 | NE-HVAC-VarRefgHR-20to24ton-13.5EER | Heat recovery VRF system, 20to24ton Tier 2, 13.5 EER | DEER2017 | D17 v2 | 2020-11-24 16:30 | NE-HVAC-VarRefgHR-20to24ton-13.5EER | ExAnte | Standard | None |  |  | N |  | 0 |  | 0 | Com | Any | HVAC | HeatCool | dxHP_equip | VarRefgHR |  | HVAC-airHP |  | Heat recovery VRF system, 20to24ton Tier 0, 9.3 EER | Heat recovery VRF system, 20to24ton Tier 2, 13.5 EER |  | VarRefgHR-20to24ton-9.3EER | VarRefgHR-20to24ton-13.5EER | Available |  | 0 | 0 | June 2017 DEER Update | Rob |  |  |  | None | 2017-01-01 | 2019-12-31 | NotInEA |  |  |  |  | Standard | Measure expired due to DEER2020 update | 1 | 1 | 0 | Deemed Ex Ante Team |  | Measure expired due to DEER2020 update |  | Updated to indicate claim/filing status
1719 | NE-HVAC-VarRefgHR-24to35ton-10.7EER | Heat recovery VRF system, 24to35ton Tier 1, 10.7 EER | DEER2017 | D17 v2 | 2020-11-24 16:30 | NE-HVAC-VarRefgHR-24to35ton-10.7EER | ExAnte | Standard | None |  |  | N |  | 0 |  | 0 | Com | Any | HVAC | HeatCool | dxHP_equip | VarRefgHR |  | HVAC-airHP |  | Heat recovery VRF system, 24to35ton Tier 0, 9.3 EER | Heat recovery VRF system, 24to35ton Tier 1, 10.7 EER |  | VarRefgHR-24to35ton-9.3EER | VarRefgHR-24to35ton-10.7EER | Available |  | 0 | 0 | June 2017 DEER Update | Rob |  |  |  | None | 2017-01-01 | 2019-12-31 | NotInEA |  |  |  |  | Standard | Measure expired due to DEER2020 update | 1 | 1 | 0 | Deemed Ex Ante Team |  | Measure expired due to DEER2020 update |  | Updated to indicate claim/filing status
1719 | NE-HVAC-VarRefgHR-24to35ton-11.2EER | Heat recovery VRF system, 24to35ton Tier 2, 11.2 EER | DEER2017 | D17 v2 | 2020-11-24 16:30 | NE-HVAC-VarRefgHR-24to35ton-11.2EER | ExAnte | Standard | None |  |  | N |  | 0 |  | 0 | Com | Any | HVAC | HeatCool | dxHP_equip | VarRefgHR |  | HVAC-airHP |  | Heat recovery VRF system, 24to35ton Tier 0, 9.3 EER | Heat recovery VRF system, 24to35ton Tier 2, 11.2 EER |  | VarRefgHR-24to35ton-9.3EER | VarRefgHR-24to35ton-11.2EER | Available |  | 0 | 0 | June 2017 DEER Update | Rob |  |  |  | None | 2017-01-01 | 2019-12-31 | NotInEA |  |  |  |  | Standard | Measure expired due to DEER2020 update | 1 | 1 | 0 | Deemed Ex Ante Team |  | Measure expired due to DEER2020 update |  | Updated to indicate claim/filing status
1719 | NE-HVAC-VarRefgHR-5.4to11.25ton-13EER | Heat recovery VRF system, 5.4to11.25ton Tier 1, 13 EER | DEER2017 | D17 v2 | 2020-11-24 16:30 | NE-HVAC-VarRefgHR-5.4to11.25ton-13EER | ExAnte | Standard | None |  |  | N |  | 0 |  | 0 | Com | Any | HVAC | HeatCool | dxHP_equip | VarRefgHR |  | HVAC-airHP |  | Heat recovery VRF system, 5.4to11.25ton Tier 0, 10.8 EER | Heat recovery VRF system, 5.4to11.25ton Tier 1, 13 EER |  | VarRefgHR-5.4to11.25ton-10.8EER | VarRefgHR-5.4to11.25ton-13EER | Available |  | 0 | 0 | June 2017 DEER Update | Rob |  |  |  | None | 2017-01-01 | 2019-12-31 | NotInEA |  |  |  |  | Standard | Measure expired due to DEER2020 update | 1 | 1 | 0 | Deemed Ex Ante Team |  | Measure expired due to DEER2020 update |  | Updated to indicate claim/filing status
1719 | NE-HVAC-VarRefgHR-5.4to11.25ton-15.5EER | Heat recovery VRF system, 5.4to11.25ton Tier 2, 15.5 EER | DEER2017 | D17 v2 | 2020-11-24 16:30 | NE-HVAC-VarRefgHR-5.4to11.25ton-15.5EER | ExAnte | Standard | None |  |  | N |  | 0 |  | 0 | Com | Any | HVAC | HeatCool | dxHP_equip | VarRefgHR |  | HVAC-airHP |  | Heat recovery VRF system, 5.4to11.25ton Tier 0, 10.8 EER | Heat recovery VRF system, 5.4to11.25ton Tier 2, 15.5 EER |  | VarRefgHR-5.4to11.25ton-10.8EER | VarRefgHR-5.4to11.25ton-15.5EER | Available |  | 0 | 0 | June 2017 DEER Update | Rob |  |  |  | None | 2017-01-01 | 2019-12-31 | NotInEA |  |  |  |  | Standard | Measure expired due to DEER2020 update | 1 | 1 | 0 | Deemed Ex Ante Team |  | Measure expired due to DEER2020 update |  | Updated to indicate claim/filing status
1719 | NE-HVAC-VarRefgHR-gt35ton-10.7EER | Heat recovery VRF system, gt35ton Tier 1, 10.7 EER | DEER2017 | D17 v2 | 2020-11-24 16:30 | NE-HVAC-VarRefgHR-gt35ton-10.7EER | ExAnte | Standard | None |  |  | N |  | 0 |  | 0 | Com | Any | HVAC | HeatCool | dxHP_equip | VarRefgHR |  | HVAC-airHP |  | Heat recovery VRF system, gt35ton Tier 0, 9.3 EER | Heat recovery VRF system, gt35ton Tier 1, 10.7 EER |  | VarRefgHR-gt35ton-9.3EER | VarRefgHR-gt35ton-10.7EER | Available |  | 0 | 0 | June 2017 DEER Update | Rob |  |  |  | None | 2017-01-01 | 2019-12-31 | NotInEA |  |  |  |  | Standard | Measure expired due to DEER2020 update | 1 | 1 | 0 | Deemed Ex Ante Team |  | Measure expired due to DEER2020 update |  | Updated to indicate claim/filing status
1719 | NE-HVAC-VarRefgHR-gt35ton-11.2EER | Heat recovery VRF system, gt35ton Tier 2, 11.2 EER | DEER2017 | D17 v2 | 2020-11-24 16:30 | NE-HVAC-VarRefgHR-gt35ton-11.2EER | ExAnte | Standard | None |  |  | N |  | 0 |  | 0 | Com | Any | HVAC | HeatCool | dxHP_equip | VarRefgHR |  | HVAC-airHP |  | Heat recovery VRF system, gt35ton Tier 0, 9.3 EER | Heat recovery VRF system, gt35ton Tier 2, 11.2 EER |  | VarRefgHR-gt35ton-9.3EER | VarRefgHR-gt35ton-11.2EER | Available |  | 0 | 0 | June 2017 DEER Update | Rob |  |  |  | None | 2017-01-01 | 2019-12-31 | NotInEA |  |  |  |  | Standard | Measure expired due to DEER2020 update | 1 | 1 | 0 | Deemed Ex Ante Team |  | Measure expired due to DEER2020 update |  | Updated to indicate claim/filing status
1719 | R-In-LED-RefR(7w)-dWP42 | Residential Indoor General Lighting: LED Lamp replaces pre-existing standard lighting Wattage. Measure includes Code case. Impacts: CFL-based HOU (varies by BldgType) | DEER2017 | Disposition | 2020-11-24 16:30 | Res-Iltg-dWatt-CFL | NonDEER | Scaled | BaseRatio | 0 | 0 | None |  | 0 |  | 1 | Res | Any | Lighting | InGen-CFL | Ltg_Lamp | LED_lamp |  | ILtg-Res-LED-20000hr | LED R/BR Basecase less than 11 Watts, Total Watts = 6.09 x Msr Watts | LED R/BR Basecase less than 11 Watts, Total Watts = 6.09 x Msr Watts | LED Lamp: RefR, 7 Watts, non-dimmable | LEDratio0609 | LEDratio0609 | LED-RefR(7w) | Available |  | 0 | 0 | 2017ScrewInLampDisposition | ErRobNc |  |  |  | DEER131417 | 2017-01-01 | 2017-06-30 | [5 empty] | Standard |  | 1 | 1 | 0 | Deemed Ex Ante Team |  |  |  | Updated to indicate claim/filing status
1719 | R-In-LED-RefR(8w)-dWP48 | Residential Indoor General Lighting: LED Lamp replaces pre-existing standard lighting Wattage. Measure includes Code case. Impacts: CFL-based HOU (varies by BldgType) | DEER2017 | Disposition | 2020-11-24 16:30 | Res-Iltg-dWatt-CFL | NonDEER | Scaled | BaseRatio | 0 | 0 | None |  | 0 |  | 1 | Res | Any | Lighting | InGen-CFL | Ltg_Lamp | LED_lamp |  | ILtg-Res-LED-20000hr | LED R/BR Basecase less than 11 Watts, Total Watts = 6.09 x Msr Watts | LED R/BR Basecase less than 11 Watts, Total Watts = 6.09 x Msr Watts | LED Lamp: RefR, 8 Watts, non-dimmable | LEDratio0609 | LEDratio0609 | LED-RefR(8w) | Available |  | 0 | 0 | 2017ScrewInLampDisposition | ErRobNc |  |  |  | DEER131417 | 2017-01-01 | 2017-06-30 | [5 empty] | Standard |  | 1 | 1 | 0 | Deemed Ex Ante Team |  |  |  | Updated to indicate claim/filing status
1719 | R-In-LED-RefR(9w)-dWP54 | Residential Indoor General Lighting: LED Lamp replaces pre-existing standard lighting Wattage. Measure includes Code case. Impacts: CFL-based HOU (varies by BldgType) | DEER2017 | Disposition | 2020-11-24 16:30 | Res-Iltg-dWatt-CFL | NonDEER | Scaled | BaseRatio | 0 | 0 | None |  | 0 |  | 1 | Res | Any | Lighting | InGen-CFL | Ltg_Lamp | LED_lamp |  | ILtg-Res-LED-20000hr | LED R/BR Basecase less than 11 Watts, Total Watts = 6.09 x Msr Watts | LED R/BR Basecase less than 11 Watts, Total Watts = 6.09 x Msr Watts | LED Lamp: RefR, 9 Watts, non-dimmable | LEDratio0609 | LEDratio0609 | LED-RefR(9w) | Available |  | 0 | 0 | 2017ScrewInLampDisposition | ErRobNc |  |  |  | DEER131417 | 2017-01-01 | 2017-06-30 | [5 empty] | Standard |  | 1 | 1 | 0 | Deemed Ex Ante Team |  |  |  | Updated to indicate claim/filing status
1719 | R-OutCmn-LED-A19(EISA-Bin-100w-100LPW)-dWP2p4 | LED A Lamp replaces pre-existing standard lighting Wattage based on EISA bin and LPW | DEER2017 | Disposition | 2020-11-24 16:30 | Res-Oltg-Cmn-dWatt-CFL | NonDEER | Scaled | DeltaWatts | 2.4 | 2.4 | None |  | 0 |  | 0 | Res | Any | Lighting | OutCommon | Ltg_Lamp | LED_lamp |  | OLtg-Res-LED-20000hr-Cmn | LED A19 Basecase, 75% LED, 25% CFL | LED A19 Basecase, 75% LED, 25% CFL | LED Lamp: A19, EISA Bin 100, 100 LPW |  |  |  | Available |  | 0 | 0 | DEER2020 Update: 2018Phase1ScrewInLampDisposition | RobNc |  |  |  |  | 2018-07-01 | 2018-12-31 | NotInEA |  |  |  |  | Standard | Measures expire 12/31/2018. HOU revised based on DEER revision for NRes outdoor lighting with motion sensors | 1 | 1 | 0 | Deemed Ex Ante Team |  | Measures expire 12/31/2018. HOU revised based on DEER revision for NRes outdoor lighting with motion sensors |  | Updated to indicate claim/filing status
1720 | R-OutCmn-LED-A19(EISA-Bin-100w-110LPW)-dWP2p6 | LED A Lamp replaces pre-existing standard lighting Wattage based on EISA bin and LPW | DEER2017 | Disposition | 2020-11-24 16:30 | Res-Oltg-Cmn-dWatt-CFL | NonDEER | Scaled | DeltaWatts | 2.6 | 2.6 | None |  | 0 |  | 0 | Res | Any | Lighting | OutCommon | Ltg_Lamp | LED_lamp |  | OLtg-Res-LED-20000hr-Cmn | LED A19 Basecase, 75% LED, 25% CFL | LED A19 Basecase, 75% LED, 25% CFL | LED Lamp: A19, EISA Bin 100, 110 LPW |  |  |  | Available |  | 0 | 0 | DEER2020 Update: 2018Phase1ScrewInLampDisposition | RobNc |  |  |  |  | 2018-07-01 | 2018-12-31 | NotInEA |  |  |  |  | Standard | Measures expire 12/31/2018. HOU revised based on DEER revision for NRes outdoor lighting with motion sensors | 1 | 1 | 0 | Deemed Ex Ante Team |  | Measures expire 12/31/2018. HOU revised based on DEER revision for NRes outdoor lighting with motion sensors |  | Updated to indicate claim/filing status
1721 | RB-Appl-EffCW-med-ElecDHW-GasCDryer-Tier1-Front | Clothes washer, Front loading, Elec DHW, GasDryer, Tier1, IMEF = 2.38 to < 2.74, IWF <= 3.7 | DEER2017 | D17 v3 | 2020-11-24 16:30 | Appl-CW-Front-ElecDHW-GasDry-Tier1 | DEER | Standard | None | 0 | 0 | None |  | 0 |  | 0 | Res | Any | AppPlug | Laundry | Clean_equip | ClothesWash |  | Appl-EffCW | Clothes washer, Front loading, Elec DHW, GasDryer, Standard, IMEF =1.79, IWF < 4.8 | Clothes washer, Front loading, Elec DHW, GasDryer, Standard, IMEF =1.84, IWF < 4.7 | Clothes washer, Front loading, Elec DHW, GasDryer, Tier1, IMEF = 2.38, IWF <= 3.7 |  |  |  | Available |  | 0 | 0 | June 2017 DEER Update | RobNc |  | Appl-EffCW |  | None | 2016-01-01 | 2019-12-31 | InEA_mod |  |  |  |  | Component | Measure updated for DEER June 2017 Update including Baseline Adjustment; Measure expired due to DEER2020 update | 1 | 1 | 0 | Deemed Ex Ante Team |  | Measure updated for DEER June 2017 Update including Baseline Adjustment; Measure expired due to DEER2020 update |  | Updated to indicate claim/filing status
1721 | R-OutCmn-LED-A19(EISA-Bin-100w-90LPW)-dWP2p0 | LED A Lamp replaces pre-existing standard lighting Wattage based on EISA bin and LPW | DEER2017 | Disposition | 2020-11-24 16:30 | Res-Oltg-Cmn-dWatt-CFL | NonDEER | Scaled | DeltaWatts | 2 | 2 | None |  | 0 |  | 0 | Res | Any | Lighting | OutCommon | Ltg_Lamp | LED_lamp |  | OLtg-Res-LED-20000hr-Cmn | LED A19 Basecase, 75% LED, 25% CFL | LED A19 Basecase, 75% LED, 25% CFL | LED Lamp: A19, EISA Bin 100, 90 LPW |  |  |  | Available |  | 0 | 0 | DEER2020 Update: 2018Phase1ScrewInLampDisposition | RobNc |  |  |  |  | 2018-07-01 | 2018-12-31 | NotInEA |  |  |  |  | Standard | Measures expire 12/31/2018. HOU revised based on DEER revision for NRes outdoor lighting with motion sensors | 1 | 1 | 0 | Deemed Ex Ante Team |  | Measures expire 12/31/2018. HOU revised based on DEER revision for NRes outdoor lighting with motion sensors |  | Updated to indicate claim/filing status
1722 | NE-HVAC-Chlr-AirCldScrewChlr-gte150tons-11.1EER-15.4IPLV | Air Cooled Constant Speed Screw Chiller (>= 150 tons, 11.1 Min EER, 15.4 Min IPLV) | DEER2017 | D17 v2 | 2020-11-24 16:30 | NE-HVAC-Chlr-AirCldScrewChlr-1Cmp-gte150tons-11.1EER | DEER | Standard | None | 0 | 0 | None |  | 0 |  | 0 | Com | Any | HVAC | SpaceCool | Chiller | AirCldScrewChlr |  | HVAC-Chlr | Air cooled constant speed screw chillers, efficiency based on vintage | Air Cooled Constant Speed Screw Chiller (>= 150 tons, 10.1 EER, 14 IPLV) | Air Cooled Constant Speed Screw Chiller (>= 150 tons, 11.1 EER, 15.4 IPLV) |  | AirCldScrewChlr-gte150tons-10.1EER-14IPLV | AirCldScrewChlr-gte150tons-11.1EER-15.4IPLV | Available |  | 0 | 0 | June 2017 DEER Update | ErRobNc |  | HVAC-Chlr |  | None | 2017-01-01 | 2019-12-31 | NotInEA |  |  |  |  | Standard |  | 1 | 1 | 0 | Deemed Ex Ante Team |  |  |  | Updated to indicate claim/filing status
1722 | NE-HVAC-Chlr-AirCldScrewChlr-gte150tons-12.1EER-16.9IPLV | Air Cooled Constant Speed Screw Chiller (>= 150 tons, 12.1 Min EER, 16.9 Min IPLV) | DEER2017 | D17 v2 | 2020-11-24 16:30 | NE-HVAC-Chlr-AirCldScrewChlr-1Cmp-gte150tons-12.1EER | DEER | Standard | None | 0 | 0 | None |  | 0 |  | 0 | Com | Any | HVAC | SpaceCool | Chiller | AirCldScrewChlr |  | HVAC-Chlr | Air cooled constant speed screw chillers, efficiency based on vintage | Air Cooled Constant Speed Screw Chiller (>= 150 tons, 10.1 EER, 14 IPLV) | Air Cooled Constant Speed Screw Chiller (>= 150 tons, 12.1 EER, 16.9 IPLV) |  | AirCldScrewChlr-gte150tons-10.1EER-14IPLV | AirCldScrewChlr-gte150tons-12.1EER-16.9IPLV | Available |  | 0 | 0 | June 2017 DEER Update | ErRobNc |  | HVAC-Chlr |  | None | 2017-01-01 | 2019-12-31 | NotInEA |  |  |  |  | Standard |  | 1 | 1 | 0 | Deemed Ex Ante Team |  |  |  | Updated to indicate claim/filing status
1722 | NE-HVAC-Chlr-AirCldScrewChlr-lt150tons-11.1EER-15.1IPLV | Air Cooled Constant Speed Screw Chiller (< 150 tons, 11.1 Min EER, 15.1 Min IPLV) | DEER2017 | D17 v2 | 2020-11-24 16:30 | NE-HVAC-Chlr-AirCldScrewChlr-1Cmp-lt150tons-11.1EER | DEER | Standard | None | 0 | 0 | None |  | 0 |  | 0 | Com | Any | HVAC | SpaceCool | Chiller | AirCldScrewChlr |  | HVAC-Chlr | Air cooled constant speed screw chillers, efficiency based on vintage | Air Cooled Constant Speed Screw Chiller (< 150 tons, 10.1 EER, 13.7 IPLV) | Air Cooled Constant Speed Screw Chiller (< 150 tons, 11.1 EER, 15.1 IPLV) |  | AirCldScrewChlr-lt150tons-10.1EER-13.7IPLV | AirCldScrewChlr-lt150tons-11.1EER-15.1IPLV | Available |  | 0 | 0 | June 2017 DEER Update | ErRobNc |  | HVAC-Chlr |  | None | 2017-01-01 | 2019-12-31 | NotInEA |  |  |  |  | Standard |  | 1 | 1 | 0 | Deemed Ex Ante Team |  |  |  | Updated to indicate claim/filing status
1722 | NE-HVAC-Chlr-AirCldScrewChlr-lt150tons-12.1EER-16.6IPLV | Air Cooled Constant Speed Screw Chiller (< 150 tons, 12.1 Min EER, 16.6 Min IPLV) | DEER2017 | D17 v2 | 2020-11-24 16:30 | NE-HVAC-Chlr-AirCldScrewChlr-1Cmp-lt150tons-12.1EER | DEER | Standard | None | 0 | 0 | None |  | 0 |  | 0 | Com | Any | HVAC | SpaceCool | Chiller | AirCldScrewChlr |  | HVAC-Chlr | Air cooled constant speed screw chillers, efficiency based on vintage | Air Cooled Constant Speed Screw Chiller (< 150 tons, 10.1 EER, 13.7 IPLV) | Air Cooled Constant Speed Screw Chiller (< 150 tons, 12.1 EER, 16.6 IPLV) |  | AirCldScrewChlr-lt150tons-10.1EER-13.7IPLV | AirCldScrewChlr-lt150tons-12.1EER-16.6IPLV | Available |  | 0 | 0 | June 2017 DEER Update | ErRobNc |  | HVAC-Chlr |  | None | 2017-01-01 | 2019-12-31 | NotInEA |  |  |  |  | Standard |  | 1 | 1 | 0 | Deemed Ex Ante Team |  |  |  | Updated to indicate claim/filing status
1722 | NE-HVAC-Chlr-WtrCldCentChlr-Conv-150to299tons-0.519kwpton-0.468IPLV | Water Cooled Constant Speed Centrifugal Chiller (150 to 299 tons, 0.519 Max kW/ton, 0.468 Max IPLV) | DEER2017 | D17 v2 | 2020-11-24 16:30 | NE-HVAC-Chlr-WtrCldCentChlr-Conv-1Cmp-150to299tons-0.519kwpton | DEER | Standard | None | 0 | 0 | None |  | 0 |  | 0 | Com | Any | HVAC | SpaceCool | Chiller | WtrCldCentChlr |  | HVAC-Chlr | Water cooled constant speed centrifugal chiller, efficiency based on vintage | Water Cooled Constant Speed Centrifugal Chiller (150 to 299 tons, 0.61 kW/ton, 0.55 IPLV) | Water Cooled Constant Speed Centrifugal Chiller (150 to 299 tons, 0.519 kW/ton, 0.468 IPLV) |  | WtrCldCentChlr-Conv-150to299tons-0.61kwpton-0.55IPLV | WtrCldCentChlr-Conv-150to299tons-0.519kwpton-0.468IPLV | Available |  | 0 | 0 | June 2017 DEER Update | ErRobNc |  | HVAC-Chlr |  | None | 2017-01-01 | 2019-12-31 | NotInEA |  |  |  |  | Standard |  | 1 | 1 | 0 | Deemed Ex Ante Team |  |  |  | Updated to indicate claim/filing status
1722 | NE-HVAC-Chlr-WtrCldCentChlr-Conv-150to299tons-0.549kwpton-0.495IPLV | Water Cooled Constant Speed Centrifugal Chiller (150 to 299 tons, 0.549 Max kW/ton, 0.495 Max IPLV) | DEER2017 | D17 v2 | 2020-11-24 16:30 | NE-HVAC-Chlr-WtrCldCentChlr-Conv-1Cmp-150to299tons-0.549kwpton | DEER | Standard | None | 0 | 0 | None |  | 0 |  | 0 | Com | Any | HVAC | SpaceCool | Chiller | WtrCldCentChlr |  | HVAC-Chlr | Water cooled constant speed centrifugal chiller, efficiency based on vintage | Water Cooled Constant Speed Centrifugal Chiller (150 to 299 tons, 0.61 kW/ton, 0.55 IPLV) | Water Cooled Constant Speed Centrifugal Chiller (150 to 299 tons, 0.549 kW/ton, 0.495 IPLV) |  | WtrCldCentChlr-Conv-150to299tons-0.61kwpton-0.55IPLV | WtrCldCentChlr-Conv-150to299tons-0.549kwpton-0.495IPLV | Available |  | 0 | 0 | June 2017 DEER Update | ErRobNc |  | HVAC-Chlr |  | None | 2017-01-01 | 2019-12-31 | NotInEA |  |  |  |  | Standard |  | 1 | 1 | 0 | Deemed Ex Ante Team |  |  |  | Updated to indicate claim/filing status
1722 | NE-HVAC-Chlr-WtrCldCentChlr-Conv-1Cmp-150to299tons-0.54kwpton-0.34IPLV-VarSpd-CndRlf | Water Cooled Centrifugal Chiller w/1 conventional VSD compressor and condenser relief (150 to 299 tons, 0.54 Max kW/ton, 0.34 Max IPLV) | DEER2017 | D17 v2 | 2020-11-24 16:30 | NE-HVAC-Chlr-WtrCldCentChlr-Conv-1Cmp-AllSizes-VarSpd-dkWton | DEER | Scaled | Delta | 0.09525 | 0.09525 | None |  | 0 |  | 0 | Com | Any | HVAC | SpaceCool | Chiller | WtrCldCentChlr |  | HVAC-Chlr | Water Cooled Centrifugal Chiller w/1 conventional VSD compressor and condenser relief (150 to 299 tons, 0.635 kW/ton, 0.4 IPLV) | Water Cooled Centrifugal Chiller w/1 conventional VSD compressor and condenser relief (150 to 299 tons, 0.635 kW/ton, 0.4 IPLV) | Water Cooled Centrifugal Chiller w/1 conventional VSD compressor and condenser relief (150 to 299 tons, 0.54 kW/ton, 0.34 IPLV) | WtrCldCentChlr-Conv-1Cmp-150to299tons-0.635kwpton-0.4IPLV-VarSpd-CndRlf | WtrCldCentChlr-Conv-1Cmp-150to299tons-0.635kwpton-0.4IPLV-VarSpd-CndRlf | WtrCldCentChlr-Conv-1Cmp-150to299tons-0.54kwpton-0.34IPLV-VarSpd-CndRlf | Available |  | 0 | 0 | June 2017 DEER Update | ErRobNc |  | HVAC-Chlr |  | None | 2017-01-01 | 2019-12-31 | NotInEA |  |  |  |  | Standard |  | 1 | 1 | 0 | Deemed Ex Ante Team |  |  |  | Updated to indicate claim/filing status
1722 | NE-HVAC-Chlr-WtrCldCentChlr-Conv-1Cmp-150to299tons-0.572kwpton-0.36IPLV-VarSpd-CndRlf | Water Cooled Centrifugal Chiller w/1 conventional VSD compressor and condenser relief (150 to 299 tons, 0.572 Max kW/ton, 0.36 Max IPLV) | DEER2017 | D17 v2 | 2020-11-24 16:30 | NE-HVAC-Chlr-WtrCldCentChlr-Conv-1Cmp-AllSizes-VarSpd-dkWton | DEER | Scaled | Delta | 0.0635 | 0.0635 | None |  | 0 |  | 0 | Com | Any | HVAC | SpaceCool | Chiller | WtrCldCentChlr |  | HVAC-Chlr | Water Cooled Centrifugal Chiller w/1 conventional VSD compressor and condenser relief (150 to 299 tons, 0.635 kW/ton, 0.4 IPLV) | Water Cooled Centrifugal Chiller w/1 conventional VSD compressor and condenser relief (150 to 299 tons, 0.635 kW/ton, 0.4 IPLV) | Water Cooled Centrifugal Chiller w/1 conventional VSD compressor and condenser relief (150 to 299 tons, 0.572 kW/ton, 0.36 IPLV) | WtrCldCentChlr-Conv-1Cmp-150to299tons-0.635kwpton-0.4IPLV-VarSpd-CndRlf | WtrCldCentChlr-Conv-1Cmp-150to299tons-0.635kwpton-0.4IPLV-VarSpd-CndRlf | WtrCldCentChlr-Conv-1Cmp-150to299tons-0.572kwpton-0.36IPLV-VarSpd-CndRlf | Available |  | 0 | 0 | June 2017 DEER Update | ErRobNc |  | HVAC-Chlr |  | None | 2017-01-01 | 2019-12-31 | NotInEA |  |  |  |  | Standard |  | 1 | 1 | 0 | Deemed Ex Ante Team |  |  |  | Updated to indicate claim/filing status
1722 | NE-HVAC-Chlr-WtrCldCentChlr-Conv-1Cmp-300to399tons-0.506kwpton-0.332IPLV-VarSpd-CndRlf | Water Cooled Centrifugal Chiller w/1 conventional VSD compressor and condenser relief (300 to 399 tons, 0.506 Max kW/ton, 0.332 Max IPLV) | DEER2017 | D17 v2 | 2020-11-24 16:30 | NE-HVAC-Chlr-WtrCldCentChlr-Conv-1Cmp-AllSizes-VarSpd-dkWton | DEER | Scaled | Delta | 0.08925 | 0.08925 | None |  | 0 |  | 0 | Com | Any | HVAC | SpaceCool | Chiller | WtrCldCentChlr |  | HVAC-Chlr | Water Cooled Centrifugal Chiller w/1 conventional VSD compressor and condenser relief (300 to 399 tons, 0.595 kW/ton, 0.39 IPLV) | Water Cooled Centrifugal Chiller w/1 conventional VSD compressor and condenser relief (300 to 399 tons, 0.595 kW/ton, 0.39 IPLV) | Water Cooled Centrifugal Chiller w/1 conventional VSD compressor and condenser relief (300 to 399 tons, 0.506 kW/ton, 0.332 IPLV) | WtrCldCentChlr-Conv-1Cmp-300to399tons-0.595kwpton-0.39IPLV-VarSpd-CndRlf | WtrCldCentChlr-Conv-1Cmp-300to399tons-0.595kwpton-0.39IPLV-VarSpd-CndRlf | WtrCldCentChlr-Conv-1Cmp-300to399tons-0.506kwpton-0.332IPLV-VarSpd-CndRlf | Available |  | 0 | 0 | June 2017 DEER Update | ErRobNc |  | HVAC-Chlr |  | None | 2017-01-01 | 2019-12-31 | NotInEA |  |  |  |  | Standard |  | 1 | 1 | 0 | Deemed Ex Ante Team |  |  |  | Updated to indicate claim/filing status
1722 | NE-HVAC-Chlr-WtrCldCentChlr-Conv-1Cmp-300to399tons-0.536kwpton-0.351IPLV-VarSpd-CndRlf | Water Cooled Centrifugal Chiller w/1 conventional VSD compressor and condenser relief (300 to 399 tons, 0.536 Max kW/ton, 0.351 Max IPLV) | DEER2017 | D17 v2 | 2020-11-24 16:30 | NE-HVAC-Chlr-WtrCldCentChlr-Conv-1Cmp-AllSizes-VarSpd-dkWton | DEER | Scaled | Delta | 0.0595 | 0.0595 | None |  | 0 |  | 0 | Com | Any | HVAC | SpaceCool | Chiller | WtrCldCentChlr |  | HVAC-Chlr | Water Cooled Centrifugal Chiller w/1 conventional VSD compressor and condenser relief (300 to 399 tons, 0.595 kW/ton, 0.39 IPLV) | Water Cooled Centrifugal Chiller w/1 conventional VSD compressor and condenser relief (300 to 399 tons, 0.595 kW/ton, 0.39 IPLV) | Water Cooled Centrifugal Chiller w/1 conventional VSD compressor and condenser relief (300 to 399 tons, 0.536 kW/ton, 0.351 IPLV) | WtrCldCentChlr-Conv-1Cmp-300to399tons-0.595kwpton-0.39IPLV-VarSpd-CndRlf | WtrCldCentChlr-Conv-1Cmp-300to399tons-0.595kwpton-0.39IPLV-VarSpd-CndRlf | WtrCldCentChlr-Conv-1Cmp-300to399tons-0.536kwpton-0.351IPLV-VarSpd-CndRlf | Available |  | 0 | 0 | June 2017 DEER Update | ErRobNc |  | HVAC-Chlr |  | None | 2017-01-01 | 2019-12-31 | NotInEA |  |  |  |  | Standard |  | 1 | 1 | 0 | Deemed Ex Ante Team |  |  |  | Updated to indicate claim/filing status
1722 | NE-HVAC-Chlr-WtrCldCentChlr-Conv-1Cmp-400to599tons-0.497kwpton-0.323IPLV-VarSpd-CndRlf | Water Cooled Centrifugal Chiller w/1 conventional VSD compressor and condenser relief (400 to 599 tons, 0.497 Max kW/ton, 0.323 Max IPLV) | DEER2017 | D17 v2 | 2020-11-24 16:30 | NE-HVAC-Chlr-WtrCldCentChlr-Conv-1Cmp-AllSizes-VarSpd-dkWton | DEER | Scaled | Delta | 0.08775 | 0.08775 | None |  | 0 |  | 0 | Com | Any | HVAC | SpaceCool | Chiller | WtrCldCentChlr |  | HVAC-Chlr | Water Cooled Centrifugal Chiller w/1 conventional VSD compressor and condenser relief (400 to 599 tons, 0.585 kW/ton, 0.38 IPLV) | Water Cooled Centrifugal Chiller w/1 conventional VSD compressor and condenser relief (400 to 599 tons, 0.585 kW/ton, 0.38 IPLV) | Water Cooled Centrifugal Chiller w/1 conventional VSD compressor and condenser relief (400 to 599 tons, 0.497 kW/ton, 0.323 IPLV) | WtrCldCentChlr-Conv-1Cmp-400to599tons-0.585kwpton-0.38IPLV-VarSpd-CndRlf | WtrCldCentChlr-Conv-1Cmp-400to599tons-0.585kwpton-0.38IPLV-VarSpd-CndRlf | WtrCldCentChlr-Conv-1Cmp-400to599tons-0.497kwpton-0.323IPLV-VarSpd-CndRlf | Available |  | 0 | 0 | June 2017 DEER Update | ErRobNc |  | HVAC-Chlr |  | None | 2017-01-01 | 2019-12-31 | NotInEA |  |  |  |  | Standard |  | 1 | 1 | 0 | Deemed Ex Ante Team |  |  |  | Updated to indicate claim/filing status
1722 | NE-HVAC-Chlr-WtrCldCentChlr-Conv-1Cmp-400to599tons-0.527kwpton-0.342IPLV-VarSpd-CndRlf | Water Cooled Centrifugal Chiller w/1 conventional VSD compressor and condenser relief (400 to 599 tons, 0.527 Max kW/ton, 0.342 Max IPLV) | DEER2017 | D17 v2 | 2020-11-24 16:30 | NE-HVAC-Chlr-WtrCldCentChlr-Conv-1Cmp-AllSizes-VarSpd-dkWton | DEER | Scaled | Delta | 0.0585 | 0.0585 | None |  | 0 |  | 0 | Com | Any | HVAC | SpaceCool | Chiller | WtrCldCentChlr |  | HVAC-Chlr | Water Cooled Centrifugal Chiller w/1 conventional VSD compressor and condenser relief (400 to 599 tons, 0.585 kW/ton, 0.38 IPLV) | Water Cooled Centrifugal Chiller w/1 conventional VSD compressor and condenser relief (400 to 599 tons, 0.585 kW/ton, 0.38 IPLV) | Water Cooled Centrifugal Chiller w/1 conventional VSD compressor and condenser relief (400 to 599 tons, 0.527 kW/ton, 0.342 IPLV) | WtrCldCentChlr-Conv-1Cmp-400to599tons-0.585kwpton-0.38IPLV-VarSpd-CndRlf | WtrCldCentChlr-Conv-1Cmp-400to599tons-0.585kwpton-0.38IPLV-VarSpd-CndRlf | WtrCldCentChlr-Conv-1Cmp-400to599tons-0.527kwpton-0.342IPLV-VarSpd-CndRlf | Available |  | 0 | 0 | June 2017 DEER Update | ErRobNc |  | HVAC-Chlr |  | None | 2017-01-01 | 2019-12-31 | NotInEA |  |  |  |  | Standard |  | 1 | 1 | 0 | Deemed Ex Ante Team |  |  |  | Updated to indicate claim/filing status
1722 | NE-HVAC-Chlr-WtrCldCentChlr-Conv-1Cmp-AllSizes-0.439kwpton-0.249IPLV-VarSpd-CndRlf | Water Cooled Centrifugal Chiller w/1 conventional VSD compressor and condenser relief (All Capacities, scaled measure based on d-kW/ton) | DEER2017 | D17 v2 | 2020-11-24 16:30 | NE-HVAC-Chlr-WtrCldCentChlr-Conv-1Cmp-AllSizes-VarSpd-dkWton | DEER | Standard | None | 0 | 0 | None |  | 0 |  | 0 | Com | Any | HVAC | SpaceCool | Chiller | WtrCldCentChlr |  | HVAC-Chlr | Water Cooled Centrifugal Chiller w/1 conventional VSD compressor and condenser relief (All Capacities, 0.695 kW/ton, 0.395 IPLV) | Water Cooled Centrifugal Chiller w/1 conventional VSD compressor and condenser relief (All Capacities, 0.695 kW/ton, 0.395 IPLV) | Water Cooled Centrifugal Chiller w/1 conventional VSD compressor and condenser relief (All Capacities, 0.439 kW/ton, 0.249 IPLV) | WtrCldCentChlr-Conv-1Cmp-AllSizes-0.695kwpton-0.395IPLV-VarSpd-CndRlf | WtrCldCentChlr-Conv-1Cmp-AllSizes-0.695kwpton-0.395IPLV-VarSpd-CndRlf | WtrCldCentChlr-Conv-1Cmp-AllSizes-0.439kwpton-0.249IPLV-VarSpd-CndRlf | Available |  | 0 | 0 | June 2017 DEER Update | ErRobNc |  | HVAC-Chlr |  | None | 2017-01-01 | 2019-12-31 | NotInEA |  |  |  |  | Basis |  | 1 | 1 | 0 | Deemed Ex Ante Team |  |  |  | Updated to indicate claim/filing status
1722 | NE-HVAC-Chlr-WtrCldCentChlr-Conv-1Cmp-gte600tons-0.497kwpton-0.323IPLV-VarSpd-CndRlf | Water Cooled Centrifugal Chiller w/1 conventional VSD compressor and condenser relief (>= 600 tons, 0.497 Max kW/ton, 0.323 Max IPLV) | DEER2017 | D17 v2 | 2020-11-24 16:30 | NE-HVAC-Chlr-WtrCldCentChlr-Conv-1Cmp-AllSizes-VarSpd-dkWton | DEER | Scaled | Delta | 0.08775 | 0.08775 | None |  | 0 |  | 0 | Com | Any | HVAC | SpaceCool | Chiller | WtrCldCentChlr |  | HVAC-Chlr | Water Cooled Centrifugal Chiller w/1 conventional VSD compressor and condenser relief (>= 600 tons, 0.585 kW/ton, 0.38 IPLV) | Water Cooled Centrifugal Chiller w/1 conventional VSD compressor and condenser relief (>= 600 tons, 0.585 kW/ton, 0.38 IPLV) | Water Cooled Centrifugal Chiller w/1 conventional VSD compressor and condenser relief (>= 600 tons, 0.497 kW/ton, 0.323 IPLV) | WtrCldCentChlr-Conv-1Cmp-gte600tons-0.585kwpton-0.38IPLV-VarSpd-CndRlf | WtrCldCentChlr-Conv-1Cmp-gte600tons-0.585kwpton-0.38IPLV-VarSpd-CndRlf | WtrCldCentChlr-Conv-1Cmp-gte600tons-0.497kwpton-0.323IPLV-VarSpd-CndRlf | Available |  | 0 | 0 | June 2017 DEER Update | ErRobNc |  | HVAC-Chlr |  | None | 2017-01-01 | 2019-12-31 | NotInEA |  |  |  |  | Standard |  | 1 | 1 | 0 | Deemed Ex Ante Team |  |  |  | Updated to indicate claim/filing status
1722 | NE-HVAC-Chlr-WtrCldCentChlr-Conv-1Cmp-gte600tons-0.527kwpton-0.342IPLV-VarSpd-CndRlf | Water Cooled Centrifugal Chiller w/1 conventional VSD compressor and condenser relief (>= 600 tons, 0.527 Max kW/ton, 0.342 Max IPLV) | DEER2017 | D17 v2 | 2020-11-24 16:30 | NE-HVAC-Chlr-WtrCldCentChlr-Conv-1Cmp-AllSizes-VarSpd-dkWton | DEER | Scaled | Delta | 0.0585 | 0.0585 | None |  | 0 |  | 0 | Com | Any | HVAC | SpaceCool | Chiller | WtrCldCentChlr |  | HVAC-Chlr | Water Cooled Centrifugal Chiller w/1 conventional VSD compressor and condenser relief (>= 600 tons, 0.585 kW/ton, 0.38 IPLV) | Water Cooled Centrifugal Chiller w/1 conventional VSD compressor and condenser relief (>= 600 tons, 0.585 kW/ton, 0.38 IPLV) | Water Cooled Centrifugal Chiller w/1 conventional VSD compressor and condenser relief (>= 600 tons, 0.527 kW/ton, 0.342 IPLV) | WtrCldCentChlr-Conv-1Cmp-gte600tons-0.585kwpton-0.38IPLV-VarSpd-CndRlf | WtrCldCentChlr-Conv-1Cmp-gte600tons-0.585kwpton-0.38IPLV-VarSpd-CndRlf | WtrCldCentChlr-Conv-1Cmp-gte600tons-0.527kwpton-0.342IPLV-VarSpd-CndRlf | Available |  | 0 | 0 | June 2017 DEER Update | ErRobNc |  | HVAC-Chlr |  | None | 2017-01-01 | 2019-12-31 | NotInEA |  |  |  |  | Standard |  | 1 | 1 | 0 | Deemed Ex Ante Team |  |  |  | Updated to indicate claim/filing status
1722 | NE-HVAC-Chlr-WtrCldCentChlr-Conv-1Cmp-lt150tons-0.591kwpton-0.374IPLV-VarSpd-CndRlf | Water Cooled Centrifugal Chiller w/1 conventional VSD compressor and condenser relief (< 150 tons, 0.591 Max kW/ton, 0.374 Max IPLV) | DEER2017 | D17 v2 | 2020-11-24 16:30 | NE-HVAC-Chlr-WtrCldCentChlr-Conv-1Cmp-AllSizes-VarSpd-dkWton | DEER | Scaled | Delta | 0.10425 | 0.10425 | None |  | 0 |  | 0 | Com | Any | HVAC | SpaceCool | Chiller | WtrCldCentChlr |  | HVAC-Chlr | Water Cooled Centrifugal Chiller w/1 conventional VSD compressor and condenser relief (< 150 tons, 0.695 kW/ton, 0.44 IPLV) | Water Cooled Centrifugal Chiller w/1 conventional VSD compressor and condenser relief (< 150 tons, 0.695 kW/ton, 0.44 IPLV) | Water Cooled Centrifugal Chiller w/1 conventional VSD compressor and condenser relief (< 150 tons, 0.591 kW/ton, 0.374 IPLV) | WtrCldCentChlr-Conv-1Cmp-lt150tons-0.695kwpton-0.44IPLV-VarSpd-CndRlf | WtrCldCentChlr-Conv-1Cmp-lt150tons-0.695kwpton-0.44IPLV-VarSpd-CndRlf | WtrCldCentChlr-Conv-1Cmp-lt150tons-0.591kwpton-0.374IPLV-VarSpd-CndRlf | Available |  | 0 | 0 | June 2017 DEER Update | ErRobNc |  | HVAC-Chlr |  | None | 2017-01-01 | 2019-12-31 | NotInEA |  |  |  |  | Standard |  | 1 | 1 | 0 | Deemed Ex Ante Team |  |  |  | Updated to indicate claim/filing status
1722 | NE-HVAC-Chlr-WtrCldCentChlr-Conv-1Cmp-lt150tons-0.626kwpton-0.396IPLV-VarSpd-CndRlf | Water Cooled Centrifugal Chiller w/1 conventional VSD compressor and condenser relief (< 150 tons, 0.626 Max kW/ton, 0.396 Max IPLV) | DEER2017 | D17 v2 | 2020-11-24 16:30 | NE-HVAC-Chlr-WtrCldCentChlr-Conv-1Cmp-AllSizes-VarSpd-dkWton | DEER | Scaled | Delta | 0.0695 | 0.0695 | None |  | 0 |  | 0 | Com | Any | HVAC | SpaceCool | Chiller | WtrCldCentChlr |  | HVAC-Chlr | Water Cooled Centrifugal Chiller w/1 conventional VSD compressor and condenser relief (< 150 tons, 0.695 kW/ton, 0.44 IPLV) | Water Cooled Centrifugal Chiller w/1 conventional VSD compressor and condenser relief (< 150 tons, 0.695 kW/ton, 0.44 IPLV) | Water Cooled Centrifugal Chiller w/1 conventional VSD compressor and condenser relief (< 150 tons, 0.626 kW/ton, 0.396 IPLV) | WtrCldCentChlr-Conv-1Cmp-lt150tons-0.695kwpton-0.44IPLV-VarSpd-CndRlf | WtrCldCentChlr-Conv-1Cmp-lt150tons-0.695kwpton-0.44IPLV-VarSpd-CndRlf | WtrCldCentChlr-Conv-1Cmp-lt150tons-0.626kwpton-0.396IPLV-VarSpd-CndRlf | Available |  | 0 | 0 | June 2017 DEER Update | ErRobNc |  | HVAC-Chlr |  | None | 2017-01-01 | 2019-12-31 | NotInEA |  |  |  |  | Standard |  | 1 | 1 | 0 | Deemed Ex Ante Team |  |  |  | Updated to indicate claim/filing status
1722 | NE-HVAC-Chlr-WtrCldCentChlr-Conv-300to399tons-0.476kwpton-0.442IPLV | Water Cooled Constant Speed Centrifugal Chiller (300 to 399 tons, 0.476 Max kW/ton, 0.442 Max IPLV) | DEER2017 | D17 v2 | 2020-11-24 16:30 | NE-HVAC-Chlr-WtrCldCentChlr-Conv-1Cmp-300to399tons-0.476kwpton | DEER | Standard | None | 0 | 0 | None |  | 0 |  | 0 | Com | Any | HVAC | SpaceCool | Chiller | WtrCldCentChlr |  | HVAC-Chlr | Water cooled constant speed centrifugal chiller, efficiency based on vintage | Water Cooled Constant Speed Centrifugal Chiller (300 to 399 tons, 0.56 kW/ton, 0.52 IPLV) | Water Cooled Constant Speed Centrifugal Chiller (300 to 399 tons, 0.476 kW/ton, 0.442 IPLV) |  | WtrCldCentChlr-Conv-300to399tons-0.56kwpton-0.52IPLV | WtrCldCentChlr-Conv-300to399tons-0.476kwpton-0.442IPLV | Available |  | 0 | 0 | June 2017 DEER Update | ErRobNc |  | HVAC-Chlr |  | None | 2017-01-01 | 2019-12-31 | NotInEA |  |  |  |  | Standard |  | 1 | 1 | 0 | Deemed Ex Ante Team |  |  |  | Updated to indicate claim/filing status
1722 | NE-HVAC-Chlr-WtrCldCentChlr-Conv-300to399tons-0.504kwpton-0.468IPLV | Water Cooled Constant Speed Centrifugal Chiller (300 to 399 tons, 0.504 Max kW/ton, 0.468 Max IPLV) | DEER2017 | D17 v2 | 2020-11-24 16:30 | NE-HVAC-Chlr-WtrCldCentChlr-Conv-1Cmp-300to399tons-0.504kwpton | DEER | Standard | None | 0 | 0 | None |  | 0 |  | 0 | Com | Any | HVAC | SpaceCool | Chiller | WtrCldCentChlr |  | HVAC-Chlr | Water cooled constant speed centrifugal chiller, efficiency based on vintage | Water Cooled Constant Speed Centrifugal Chiller (300 to 399 tons, 0.56 kW/ton, 0.52 IPLV) | Water Cooled Constant Speed Centrifugal Chiller (300 to 399 tons, 0.504 kW/ton, 0.468 IPLV) |  | WtrCldCentChlr-Conv-300to399tons-0.56kwpton-0.52IPLV | WtrCldCentChlr-Conv-300to399tons-0.504kwpton-0.468IPLV | Available |  | 0 | 0 | June 2017 DEER Update | ErRobNc |  | HVAC-Chlr |  | None | 2017-01-01 | 2019-12-31 | NotInEA |  |  |  |  | Standard |  | 1 | 1 | 0 | Deemed Ex Ante Team |  |  |  | Updated to indicate claim/filing status
1722 | NE-HVAC-Chlr-WtrCldCentChlr-Conv-400to599tons-0.476kwpton-0.425IPLV | Water Cooled Constant Speed Centrifugal Chiller (400 to 599 tons, 0.476 Max kW/ton, 0.425 Max IPLV) | DEER2017 | D17 v2 | 2020-11-24 16:30 | NE-HVAC-Chlr-WtrCldCentChlr-Conv-1Cmp-400to599tons-0.476kwpton | DEER | Standard | None | 0 | 0 | None |  | 0 |  | 0 | Com | Any | HVAC | SpaceCool | Chiller | WtrCldCentChlr |  | HVAC-Chlr | Water cooled constant speed centrifugal chiller, efficiency based on vintage | Water Cooled Constant Speed Centrifugal Chiller (400 to 599 tons, 0.56 kW/ton, 0.5 IPLV) | Water Cooled Constant Speed Centrifugal Chiller (400 to 599 tons, 0.476 kW/ton, 0.425 IPLV) |  | WtrCldCentChlr-Conv-400to599tons-0.56kwpton-0.5IPLV | WtrCldCentChlr-Conv-400to599tons-0.476kwpton-0.425IPLV | Available |  | 0 | 0 | June 2017 DEER Update | ErRobNc |  | HVAC-Chlr |  | None | 2017-01-01 | 2019-12-31 | NotInEA |  |  |  |  | Standard |  | 1 | 1 | 0 | Deemed Ex Ante Team |  |  |  | Updated to indicate claim/filing status
1722 | NE-HVAC-Chlr-WtrCldCentChlr-Conv-400to599tons-0.504kwpton-0.5IPLV | Water Cooled Constant Speed Centrifugal Chiller (400 to 599 tons, 0.504 Max kW/ton, 0.5 Max IPLV) | DEER2017 | D17 v2 | 2020-11-24 16:30 | NE-HVAC-Chlr-WtrCldCentChlr-Conv-1Cmp-400to599tons-0.504kwpton | DEER | Standard | None | 0 | 0 | None |  | 0 |  | 0 | Com | Any | HVAC | SpaceCool | Chiller | WtrCldCentChlr |  | HVAC-Chlr | Water cooled constant speed centrifugal chiller, efficiency based on vintage | Water Cooled Constant Speed Centrifugal Chiller (400 to 599 tons, 0.56 kW/ton, 0.5 IPLV) | Water Cooled Constant Speed Centrifugal Chiller (400 to 599 tons, 0.504 kW/ton, 0.5 IPLV) |  | WtrCldCentChlr-Conv-400to599tons-0.56kwpton-0.5IPLV | WtrCldCentChlr-Conv-400to599tons-0.504kwpton-0.5IPLV | Available |  | 0 | 0 | June 2017 DEER Update | ErRobNc |  | HVAC-Chlr |  | None | 2017-01-01 | 2019-12-31 | NotInEA |  |  |  |  | Standard |  | 1 | 1 | 0 | Deemed Ex Ante Team |  |  |  | Updated to indicate claim/filing status
1722 | NE-HVAC-Chlr-WtrCldCentChlr-Conv-gte600tons-0.476kwpton-0.425IPLV | Water Cooled Constant Speed Centrifugal Chiller (>= 600 tons, 0.476 Max kW/ton, 0.425 Max IPLV) | DEER2017 | D17 v2 | 2020-11-24 16:30 | NE-HVAC-Chlr-WtrCldCentChlr-Conv-1Cmp-gte600tons-0.476kwpton | DEER | Standard | None | 0 | 0 | None |  | 0 |  | 0 | Com | Any | HVAC | SpaceCool | Chiller | WtrCldCentChlr |  | HVAC-Chlr | Water cooled constant speed centrifugal chiller, efficiency based on vintage | Water Cooled Constant Speed Centrifugal Chiller (>= 600 tons, 0.56 kW/ton, 0.5 IPLV) | Water Cooled Constant Speed Centrifugal Chiller (>= 600 tons, 0.476 kW/ton, 0.425 IPLV) |  | WtrCldCentChlr-Conv-gte600tons-0.56kwpton-0.5IPLV | WtrCldCentChlr-Conv-gte600tons-0.476kwpton-0.425IPLV | Available |  | 0 | 0 | June 2017 DEER Update | ErRobNc |  | HVAC-Chlr |  | None | 2017-01-01 | 2019-12-31 | NotInEA |  |  |  |  | Standard |  | 1 | 1 | 0 | Deemed Ex Ante Team |  |  |  | Updated to indicate claim/filing status
1722 | NE-HVAC-Chlr-WtrCldCentChlr-Conv-gte600tons-0.504kwpton-0.45IPLV | Water Cooled Constant Speed Centrifugal Chiller (>= 600 tons, 0.504 Max kW/ton, 0.45 Max IPLV) | DEER2017 | D17 v2 | 2020-11-24 16:30 | NE-HVAC-Chlr-WtrCldCentChlr-Conv-1Cmp-gte600tons-0.504kwpton | DEER | Standard | None | 0 | 0 | None |  | 0 |  | 0 | Com | Any | HVAC | SpaceCool | Chiller | WtrCldCentChlr |  | HVAC-Chlr | Water cooled constant speed centrifugal chiller, efficiency based on vintage | Water Cooled Constant Speed Centrifugal Chiller (>= 600 tons, 0.56 kW/ton, 0.5 IPLV) | Water Cooled Constant Speed Centrifugal Chiller (>= 600 tons, 0.504 kW/ton, 0.45 IPLV) |  | WtrCldCentChlr-Conv-gte600tons-0.56kwpton-0.5IPLV | WtrCldCentChlr-Conv-gte600tons-0.504kwpton-0.45IPLV | Available |  | 0 | 0 | June 2017 DEER Update | ErRobNc |  | HVAC-Chlr |  | None | 2017-01-01 | 2019-12-31 | NotInEA |  |  |  |  | Standard |  | 1 | 1 | 0 | Deemed Ex Ante Team |  |  |  | Updated to indicate claim/filing status
1722 | NE-HVAC-Chlr-WtrCldCentChlr-Conv-lt150tons-0.519kwpton-0.468IPLV | Water Cooled Constant Speed Centrifugal Chiller (< 150 tons, 0.519 Max kW/ton, 0.468 Max IPLV) | DEER2017 | D17 v2 | 2020-11-24 16:30 | NE-HVAC-Chlr-WtrCldCentChlr-Conv-1Cmp-lt150tons-0.519kwpton | DEER | Standard | None | 0 | 0 | None |  | 0 |  | 0 | Com | Any | HVAC | SpaceCool | Chiller | WtrCldCentChlr |  | HVAC-Chlr | Water cooled constant speed centrifugal chiller, efficiency based on vintage | Water Cooled Constant Speed Centrifugal Chiller (< 150 tons, 0.61 kW/ton, 0.55 IPLV) | Water Cooled Constant Speed Centrifugal Chiller (< 150 tons, 0.519 kW/ton, 0.468 IPLV) |  | WtrCldCentChlr-Conv-lt150tons-0.61kwpton-0.55IPLV | WtrCldCentChlr-Conv-lt150tons-0.519kwpton-0.468IPLV | Available |  | 0 | 0 | June 2017 DEER Update | ErRobNc |  | HVAC-Chlr |  | None | 2017-01-01 | 2019-12-31 | NotInEA |  |  |  |  | Standard |  | 1 | 1 | 0 | Deemed Ex Ante Team |  |  |  | Updated to indicate claim/filing status
1722 | NE-HVAC-Chlr-WtrCldCentChlr-Conv-lt150tons-0.549kwpton-0.495IPLV | Water Cooled Constant Speed Centrifugal Chiller (< 150 tons, 0.549 Max kW/ton, 0.495 Max IPLV) | DEER2017 | D17 v2 | 2020-11-24 16:30 | NE-HVAC-Chlr-WtrCldCentChlr-Conv-1Cmp-lt150tons-0.549kwpton | DEER | Standard | None | 0 | 0 | None |  | 0 |  | 0 | Com | Any | HVAC | SpaceCool | Chiller | WtrCldCentChlr |  | HVAC-Chlr | Water cooled constant speed centrifugal chiller, efficiency based on vintage | Water Cooled Constant Speed Centrifugal Chiller (< 150 tons, 0.61 kW/ton, 0.55 IPLV) | Water Cooled Constant Speed Centrifugal Chiller (< 150 tons, 0.549 kW/ton, 0.495 IPLV) |  | WtrCldCentChlr-Conv-lt150tons-0.61kwpton-0.55IPLV | WtrCldCentChlr-Conv-lt150tons-0.549kwpton-0.495IPLV | Available |  | 0 | 0 | June 2017 DEER Update | ErRobNc |  | HVAC-Chlr |  | None | 2017-01-01 | 2019-12-31 | NotInEA |  |  |  |  | Standard |  | 1 | 1 | 0 | Deemed Ex Ante Team |  |  |  | Updated to indicate claim/filing status
1722 | NE-HVAC-Chlr-WtrCldCentChlr-NoFric-1Cmp-150to299tons-0.54kwpton-0.34IPLV-VarSpd-CndRlf | Water Cooled Centrifugal Chiller w/1 frictionless VSD compressor and condenser relief (150 to 299 tons, 0.54 Max kW/ton, 0.34 Max IPLV) | DEER2017 | D17 v2 | 2020-11-24 16:30 | NE-HVAC-Chlr-WtrCldCentChlr-NoFric-1Cmp-AllSizes-VarSpd-dkWton | DEER | Scaled | Delta | 0.09525 | 0.09525 | None |  | 0 |  | 0 | Com | Any | HVAC | SpaceCool | Chiller | WtrCldCentChlr |  | HVAC-Chlr | Water Cooled Centrifugal Chiller w/1 frictionless VSD compressor and condenser relief (150 to 299 tons, 0.635 kW/ton, 0.4 IPLV) | Water Cooled Centrifugal Chiller w/1 frictionless VSD compressor and condenser relief (150 to 299 tons, 0.635 kW/ton, 0.4 IPLV) | Water Cooled Centrifugal Chiller w/1 frictionless VSD compressor and condenser relief (150 to 299 tons, 0.54 kW/ton, 0.34 IPLV) | WtrCldCentChlr-NoFric-1Cmp-150to299tons-0.635kwpton-0.4IPLV-VarSpd-CndRlf | WtrCldCentChlr-NoFric-1Cmp-150to299tons-0.635kwpton-0.4IPLV-VarSpd-CndRlf | WtrCldCentChlr-NoFric-1Cmp-150to299tons-0.54kwpton-0.34IPLV-VarSpd-CndRlf | Available |  | 0 | 0 | June 2017 DEER Update | ErRobNc |  | HVAC-Chlr |  | None | 2017-01-01 | 2019-12-31 | NotInEA |  |  |  |  | Standard |  | 1 | 1 | 0 | Deemed Ex Ante Team |  |  |  | Updated to indicate claim/filing status
1722 | NE-HVAC-Chlr-WtrCldCentChlr-NoFric-1Cmp-150to299tons-0.572kwpton-0.36IPLV-VarSpd-CndRlf | Water Cooled Centrifugal Chiller w/1 frictionless VSD compressor and condenser relief (150 to 299 tons, 0.572 Max kW/ton, 0.36 Max IPLV) | DEER2017 | D17 v2 | 2020-11-24 16:30 | NE-HVAC-Chlr-WtrCldCentChlr-NoFric-1Cmp-AllSizes-VarSpd-dkWton | DEER | Scaled | Delta | 0.0635 | 0.0635 | None |  | 0 |  | 0 | Com | Any | HVAC | SpaceCool | Chiller | WtrCldCentChlr |  | HVAC-Chlr | Water Cooled Centrifugal Chiller w/1 frictionless VSD compressor and condenser relief (150 to 299 tons, 0.635 kW/ton, 0.4 IPLV) | Water Cooled Centrifugal Chiller w/1 frictionless VSD compressor and condenser relief (150 to 299 tons, 0.635 kW/ton, 0.4 IPLV) | Water Cooled Centrifugal Chiller w/1 frictionless VSD compressor and condenser relief (150 to 299 tons, 0.572 kW/ton, 0.36 IPLV) | WtrCldCentChlr-NoFric-1Cmp-150to299tons-0.635kwpton-0.4IPLV-VarSpd-CndRlf | WtrCldCentChlr-NoFric-1Cmp-150to299tons-0.635kwpton-0.4IPLV-VarSpd-CndRlf | WtrCldCentChlr-NoFric-1Cmp-150to299tons-0.572kwpton-0.36IPLV-VarSpd-CndRlf | Available |  | 0 | 0 | June 2017 DEER Update | ErRobNc |  | HVAC-Chlr |  | None | 2017-01-01 | 2019-12-31 | NotInEA |  |  |  |  | Standard |  | 1 | 1 | 0 | Deemed Ex Ante Team |  |  |  | Updated to indicate claim/filing status
1722 | NE-HVAC-Chlr-WtrCldCentChlr-NoFric-1Cmp-300to399tons-0.506kwpton-0.332IPLV-VarSpd-CndRlf | Water Cooled Centrifugal Chiller w/1 frictionless VSD compressor and condenser relief (300 to 399 tons, 0.506 Max kW/ton, 0.332 Max IPLV) | DEER2017 | D17 v2 | 2020-11-24 16:30 | NE-HVAC-Chlr-WtrCldCentChlr-NoFric-1Cmp-AllSizes-VarSpd-dkWton | DEER | Scaled | Delta | 0.08925 | 0.08925 | None |  | 0 |  | 0 | Com | Any | HVAC | SpaceCool | Chiller | WtrCldCentChlr |  | HVAC-Chlr | Water Cooled Centrifugal Chiller w/1 frictionless VSD compressor and condenser relief (300 to 399 tons, 0.595 kW/ton, 0.39 IPLV) | Water Cooled Centrifugal Chiller w/1 frictionless VSD compressor and condenser relief (300 to 399 tons, 0.595 kW/ton, 0.39 IPLV) | Water Cooled Centrifugal Chiller w/1 frictionless VSD compressor and condenser relief (300 to 399 tons, 0.506 kW/ton, 0.332 IPLV) | WtrCldCentChlr-NoFric-1Cmp-300to399tons-0.595kwpton-0.39IPLV-VarSpd-CndRlf | WtrCldCentChlr-NoFric-1Cmp-300to399tons-0.595kwpton-0.39IPLV-VarSpd-CndRlf | WtrCldCentChlr-NoFric-1Cmp-300to399tons-0.506kwpton-0.332IPLV-VarSpd-CndRlf | Available |  | 0 | 0 | June 2017 DEER Update | ErRobNc |  | HVAC-Chlr |  | None | 2017-01-01 | 2019-12-31 | NotInEA |  |  |  |  | Standard |  | 1 | 1 | 0 | Deemed Ex Ante Team |  |  |  | Updated to indicate claim/filing status
1722 | NE-HVAC-Chlr-WtrCldCentChlr-NoFric-1Cmp-300to399tons-0.536kwpton-0.351IPLV-VarSpd-CndRlf | Water Cooled Centrifugal Chiller w/1 frictionless VSD compressor and condenser relief (300 to 399 tons, 0.536 Max kW/ton, 0.351 Max IPLV) | DEER2017 | D17 v2 | 2020-11-24 16:30 | NE-HVAC-Chlr-WtrCldCentChlr-NoFric-1Cmp-AllSizes-VarSpd-dkWton | DEER | Scaled | Delta | 0.0595 | 0.0595 | None |  | 0 |  | 0 | Com | Any | HVAC | SpaceCool | Chiller | WtrCldCentChlr |  | HVAC-Chlr | Water Cooled Centrifugal Chiller w/1 frictionless VSD compressor and condenser relief (300 to 399 tons, 0.595 kW/ton, 0.39 IPLV) | Water Cooled Centrifugal Chiller w/1 frictionless VSD compressor and condenser relief (300 to 399 tons, 0.595 kW/ton, 0.39 IPLV) | Water Cooled Centrifugal Chiller w/1 frictionless VSD compressor and condenser relief (300 to 399 tons, 0.536 kW/ton, 0.351 IPLV) | WtrCldCentChlr-NoFric-1Cmp-300to399tons-0.595kwpton-0.39IPLV-VarSpd-CndRlf | WtrCldCentChlr-NoFric-1Cmp-300to399tons-0.595kwpton-0.39IPLV-VarSpd-CndRlf | WtrCldCentChlr-NoFric-1Cmp-300to399tons-0.536kwpton-0.351IPLV-VarSpd-CndRlf | Available |  | 0 | 0 | June 2017 DEER Update | ErRobNc |  | HVAC-Chlr |  | None | 2017-01-01 | 2019-12-31 | NotInEA |  |  |  |  | Standard |  | 1 | 1 | 0 | Deemed Ex Ante Team |  |  |  | Updated to indicate claim/filing status
1722 | NE-HVAC-Chlr-WtrCldCentChlr-NoFric-1Cmp-400to599tons-0.497kwpton-0.323IPLV-VarSpd-CndRlf | Water Cooled Centrifugal Chiller w/1 frictionless VSD compressor and condenser relief (400 to 599 tons, 0.497 Max kW/ton, 0.323 Max IPLV) | DEER2017 | D17 v2 | 2020-11-24 16:30 | NE-HVAC-Chlr-WtrCldCentChlr-NoFric-1Cmp-AllSizes-VarSpd-dkWton | DEER | Scaled | Delta | 0.08775 | 0.08775 | None |  | 0 |  | 0 | Com | Any | HVAC | SpaceCool | Chiller | WtrCldCentChlr |  | HVAC-Chlr | Water Cooled Centrifugal Chiller w/1 frictionless VSD compressor and condenser relief (400 to 599 tons, 0.585 kW/ton, 0.38 IPLV) | Water Cooled Centrifugal Chiller w/1 frictionless VSD compressor and condenser relief (400 to 599 tons, 0.585 kW/ton, 0.38 IPLV) | Water Cooled Centrifugal Chiller w/1 frictionless VSD compressor and condenser relief (400 to 599 tons, 0.497 kW/ton, 0.323 IPLV) | WtrCldCentChlr-NoFric-1Cmp-400to599tons-0.585kwpton-0.38IPLV-VarSpd-CndRlf | WtrCldCentChlr-NoFric-1Cmp-400to599tons-0.585kwpton-0.38IPLV-VarSpd-CndRlf | WtrCldCentChlr-NoFric-1Cmp-400to599tons-0.497kwpton-0.323IPLV-VarSpd-CndRlf | Available |  | 0 | 0 | June 2017 DEER Update | ErRobNc |  | HVAC-Chlr |  | None | 2017-01-01 | 2019-12-31 | NotInEA |  |  |  |  | Standard |  | 1 | 1 | 0 | Deemed Ex Ante Team |  |  |  | Updated to indicate claim/filing status
1722 | NE-HVAC-Chlr-WtrCldCentChlr-NoFric-1Cmp-400to599tons-0.527kwpton-0.342IPLV-VarSpd-CndRlf | Water Cooled Centrifugal Chiller w/1 frictionless VSD compressor and condenser relief (400 to 599 tons, 0.527 Max kW/ton, 0.342 Max IPLV) | DEER2017 | D17 v2 | 2020-11-24 16:30 | NE-HVAC-Chlr-WtrCldCentChlr-NoFric-1Cmp-AllSizes-VarSpd-dkWton | DEER | Scaled | Delta | 0.0585 | 0.0585 | None |  | 0 |  | 0 | Com | Any | HVAC | SpaceCool | Chiller | WtrCldCentChlr |  | HVAC-Chlr | Water Cooled Centrifugal Chiller w/1 frictionless VSD compressor and condenser relief (400 to 599 tons, 0.585 kW/ton, 0.38 IPLV) | Water Cooled Centrifugal Chiller w/1 frictionless VSD compressor and condenser relief (400 to 599 tons, 0.585 kW/ton, 0.38 IPLV) | Water Cooled Centrifugal Chiller w/1 frictionless VSD compressor and condenser relief (400 to 599 tons, 0.527 kW/ton, 0.342 IPLV) | WtrCldCentChlr-NoFric-1Cmp-400to599tons-0.585kwpton-0.38IPLV-VarSpd-CndRlf | WtrCldCentChlr-NoFric-1Cmp-400to599tons-0.585kwpton-0.38IPLV-VarSpd-CndRlf | WtrCldCentChlr-NoFric-1Cmp-400to599tons-0.527kwpton-0.342IPLV-VarSpd-CndRlf | Available |  | 0 | 0 | June 2017 DEER Update | ErRobNc |  | HVAC-Chlr |  | None | 2017-01-01 | 2019-12-31 | NotInEA |  |  |  |  | Standard |  | 1 | 1 | 0 | Deemed Ex Ante Team |  |  |  | Updated to indicate claim/filing status
1722 | NE-HVAC-Chlr-WtrCldCentChlr-NoFric-1Cmp-AllSizes-0.439kwpton-0.225IPLV-VarSpd-CndRlf | Water Cooled Centrifugal Chiller w/1 frictionless VSD compressor and condenser relief (All Capacities, scaled measure based on d-kW/ton) | DEER2017 | D17 v2 | 2020-11-24 16:30 | NE-HVAC-Chlr-WtrCldCentChlr-NoFric-1Cmp-AllSizes-VarSpd-dkWton | DEER | Standard | None | 0 | 0 | None |  | 0 |  | 0 | Com | Any | HVAC | SpaceCool | Chiller | WtrCldCentChlr |  | HVAC-Chlr | Water Cooled Centrifugal Chiller w/1 frictionless VSD compressor and condenser relief (All Capacities, 0.695 kW/ton, 0.356 IPLV) | Water Cooled Centrifugal Chiller w/1 frictionless VSD compressor and condenser relief (All Capacities, 0.695 kW/ton, 0.356 IPLV) | Water Cooled Centrifugal Chiller w/1 frictionless VSD compressor and condenser relief (All Capacities, 0.439 kW/ton, 0.225 IPLV) | WtrCldCentChlr-NoFric-1Cmp-AllSizes-0.695kwpton-0.356IPLV-VarSpd-CndRlf | WtrCldCentChlr-NoFric-1Cmp-AllSizes-0.695kwpton-0.356IPLV-VarSpd-CndRlf | WtrCldCentChlr-NoFric-1Cmp-AllSizes-0.439kwpton-0.225IPLV-VarSpd-CndRlf | Available |  | 0 | 0 | June 2017 DEER Update | ErRobNc |  | HVAC-Chlr |  | None | 2017-01-01 | 2019-12-31 | NotInEA |  |  |  |  | Basis |  | 1 | 1 | 0 | Deemed Ex Ante Team |  |  |  | Updated to indicate claim/filing status
1722 | NE-HVAC-Chlr-WtrCldCentChlr-NoFric-1Cmp-gte600tons-0.497kwpton-0.323IPLV-VarSpd-CndRlf | Water Cooled Centrifugal Chiller w/1 frictionless VSD compressor and condenser relief (>= 600 tons, 0.497 Max kW/ton, 0.323 Max IPLV) | DEER2017 | D17 v2 | 2020-11-24 16:30 | NE-HVAC-Chlr-WtrCldCentChlr-NoFric-1Cmp-AllSizes-VarSpd-dkWton | DEER | Scaled | Delta | 0.08775 | 0.08775 | None |  | 0 |  | 0 | Com | Any | HVAC | SpaceCool | Chiller | WtrCldCentChlr |  | HVAC-Chlr | Water Cooled Centrifugal Chiller w/1 frictionless VSD compressor and condenser relief (>= 600 tons, 0.585 kW/ton, 0.38 IPLV) | Water Cooled Centrifugal Chiller w/1 frictionless VSD compressor and condenser relief (>= 600 tons, 0.585 kW/ton, 0.38 IPLV) | Water Cooled Centrifugal Chiller w/1 frictionless VSD compressor and condenser relief (>= 600 tons, 0.497 kW/ton, 0.323 IPLV) | WtrCldCentChlr-NoFric-1Cmp-gte600tons-0.585kwpton-0.38IPLV-VarSpd-CndRlf | WtrCldCentChlr-NoFric-1Cmp-gte600tons-0.585kwpton-0.38IPLV-VarSpd-CndRlf | WtrCldCentChlr-NoFric-1Cmp-gte600tons-0.497kwpton-0.323IPLV-VarSpd-CndRlf | Available |  | 0 | 0 | June 2017 DEER Update | ErRobNc |  | HVAC-Chlr |  | None | 2017-01-01 | 2019-12-31 | NotInEA |  |  |  |  | Standard |  | 1 | 1 | 0 | Deemed Ex Ante Team |  |  |  | Updated to indicate claim/filing status
1722 | NE-HVAC-Chlr-WtrCldCentChlr-NoFric-1Cmp-gte600tons-0.527kwpton-0.342IPLV-VarSpd-CndRlf | Water Cooled Centrifugal Chiller w/1 frictionless VSD compressor and condenser relief (>= 600 tons, 0.527 Max kW/ton, 0.342 Max IPLV) | DEER2017 | D17 v2 | 2020-11-24 16:30 | NE-HVAC-Chlr-WtrCldCentChlr-NoFric-1Cmp-AllSizes-VarSpd-dkWton | DEER | Scaled | Delta | 0.0585 | 0.0585 | None |  | 0 |  | 0 | Com | Any | HVAC | SpaceCool | Chiller | WtrCldCentChlr |  | HVAC-Chlr | Water Cooled Centrifugal Chiller w/1 frictionless VSD compressor and condenser relief (>= 600 tons, 0.585 kW/ton, 0.38 IPLV) | Water Cooled Centrifugal Chiller w/1 frictionless VSD compressor and condenser relief (>= 600 tons, 0.585 kW/ton, 0.38 IPLV) | Water Cooled Centrifugal Chiller w/1 frictionless VSD compressor and condenser relief (>= 600 tons, 0.527 kW/ton, 0.342 IPLV) | WtrCldCentChlr-NoFric-1Cmp-gte600tons-0.585kwpton-0.38IPLV-VarSpd-CndRlf | WtrCldCentChlr-NoFric-1Cmp-gte600tons-0.585kwpton-0.38IPLV-VarSpd-CndRlf | WtrCldCentChlr-NoFric-1Cmp-gte600tons-0.527kwpton-0.342IPLV-VarSpd-CndRlf | Available |  | 0 | 0 | June 2017 DEER Update | ErRobNc |  | HVAC-Chlr |  | None | 2017-01-01 | 2019-12-31 | NotInEA |  |  |  |  | Standard |  | 1 | 1 | 0 | Deemed Ex Ante Team |  |  |  | Updated to indicate claim/filing status
1722 | NE-HVAC-Chlr-WtrCldCentChlr-NoFric-1Cmp-lt150tons-0.591kwpton-0.374IPLV-VarSpd-CndRlf | Water Cooled Centrifugal Chiller w/1 frictionless VSD compressor and condenser relief (< 150 tons, 0.591 Max kW/ton, 0.374 Max IPLV) | DEER2017 | D17 v2 | 2020-11-24 16:30 | NE-HVAC-Chlr-WtrCldCentChlr-NoFric-1Cmp-AllSizes-VarSpd-dkWton | DEER | Scaled | Delta | 0.10425 | 0.10425 | None |  | 0 |  | 0 | Com | Any | HVAC | SpaceCool | Chiller | WtrCldCentChlr |  | HVAC-Chlr | Water Cooled Centrifugal Chiller w/1 frictionless VSD compressor and condenser relief (< 150 tons, 0.695 kW/ton, 0.44 IPLV) | Water Cooled Centrifugal Chiller w/1 frictionless VSD compressor and condenser relief (< 150 tons, 0.695 kW/ton, 0.44 IPLV) | Water Cooled Centrifugal Chiller w/1 frictionless VSD compressor and condenser relief (< 150 tons, 0.591 kW/ton, 0.374 IPLV) | WtrCldCentChlr-NoFric-1Cmp-lt150tons-0.695kwpton-0.44IPLV-VarSpd-CndRlf | WtrCldCentChlr-NoFric-1Cmp-lt150tons-0.695kwpton-0.44IPLV-VarSpd-CndRlf | WtrCldCentChlr-NoFric-1Cmp-lt150tons-0.591kwpton-0.374IPLV-VarSpd-CndRlf | Available |  | 0 | 0 | June 2017 DEER Update | ErRobNc |  | HVAC-Chlr |  | None | 2017-01-01 | 2019-12-31 | NotInEA |  |  |  |  | Standard |  | 1 | 1 | 0 | Deemed Ex Ante Team |  |  |  | Updated to indicate claim/filing status
1722 | NE-HVAC-Chlr-WtrCldCentChlr-NoFric-1Cmp-lt150tons-0.626kwpton-0.396IPLV-VarSpd-CndRlf | Water Cooled Centrifugal Chiller w/1 frictionless VSD compressor and condenser relief (< 150 tons, 0.626 Max kW/ton, 0.396 Max IPLV) | DEER2017 | D17 v2 | 2020-11-24 16:30 | NE-HVAC-Chlr-WtrCldCentChlr-NoFric-1Cmp-AllSizes-VarSpd-dkWton | DEER | Scaled | Delta | 0.0695 | 0.0695 | None |  | 0 |  | 0 | Com | Any | HVAC | SpaceCool | Chiller | WtrCldCentChlr |  | HVAC-Chlr | Water Cooled Centrifugal Chiller w/1 frictionless VSD compressor and condenser relief (< 150 tons, 0.695 kW/ton, 0.44 IPLV) | Water Cooled Centrifugal Chiller w/1 frictionless VSD compressor and condenser relief (< 150 tons, 0.695 kW/ton, 0.44 IPLV) | Water Cooled Centrifugal Chiller w/1 frictionless VSD compressor and condenser relief (< 150 tons, 0.626 kW/ton, 0.396 IPLV) | WtrCldCentChlr-NoFric-1Cmp-lt150tons-0.695kwpton-0.44IPLV-VarSpd-CndRlf | WtrCldCentChlr-NoFric-1Cmp-lt150tons-0.695kwpton-0.44IPLV-VarSpd-CndRlf | WtrCldCentChlr-NoFric-1Cmp-lt150tons-0.626kwpton-0.396IPLV-VarSpd-CndRlf | Available |  | 0 | 0 | June 2017 DEER Update | ErRobNc |  | HVAC-Chlr |  | None | 2017-01-01 | 2019-12-31 | NotInEA |  |  |  |  | Standard |  | 1 | 1 | 0 | Deemed Ex Ante Team |  |  |  | Updated to indicate claim/filing status
1722 | NE-HVAC-Chlr-WtrCldCentChlr-NoFric-2Cmp-150to299tons-0.54kwpton-0.34IPLV-VarSpd-CndRlf | Water Cooled Centrifugal Chiller w/2 frictionless VSD compressors and condenser relief (150 to 299 tons, 0.54 Max kW/ton, 0.34 Max IPLV) | DEER2017 | D17 v2 | 2020-11-24 16:30 | NE-HVAC-Chlr-WtrCldCentChlr-NoFric-2Cmp-AllSizes-VarSpd-dkWton | DEER | Scaled | Delta | 0.09525 | 0.09525 | None |  | 0 |  | 0 | Com | Any | HVAC | SpaceCool | Chiller | WtrCldCentChlr |  | HVAC-Chlr | Water Cooled Centrifugal Chiller w/2 frictionless VSD compressors and condenser relief (150 to 299 tons, 0.635 kW/ton, 0.4 IPLV) | Water Cooled Centrifugal Chiller w/2 frictionless VSD compressors and condenser relief (150 to 299 tons, 0.635 kW/ton, 0.4 IPLV) | Water Cooled Centrifugal Chiller w/2 frictionless VSD compressors and condenser relief (150 to 299 tons, 0.54 kW/ton, 0.34 IPLV) | WtrCldCentChlr-NoFric-2Cmp-150to299tons-0.635kwpton-0.4IPLV-VarSpd-CndRlf | WtrCldCentChlr-NoFric-2Cmp-150to299tons-0.635kwpton-0.4IPLV-VarSpd-CndRlf | WtrCldCentChlr-NoFric-2Cmp-150to299tons-0.54kwpton-0.34IPLV-VarSpd-CndRlf | Available |  | 0 | 0 | June 2017 DEER Update | ErRobNc |  | HVAC-Chlr |  | None | 2017-01-01 | 2019-12-31 | NotInEA |  |  |  |  | Standard |  | 1 | 1 | 0 | Deemed Ex Ante Team |  |  |  | Updated to indicate claim/filing status
1722 | NE-HVAC-Chlr-WtrCldCentChlr-NoFric-2Cmp-150to299tons-0.572kwpton-0.36IPLV-VarSpd-CndRlf | Water Cooled Centrifugal Chiller w/2 frictionless VSD compressors and condenser relief (150 to 299 tons, 0.572 Max kW/ton, 0.36 Max IPLV) | DEER2017 | D17 v2 | 2020-11-24 16:30 | NE-HVAC-Chlr-WtrCldCentChlr-NoFric-2Cmp-AllSizes-VarSpd-dkWton | DEER | Scaled | Delta | 0.0635 | 0.0635 | None |  | 0 |  | 0 | Com | Any | HVAC | SpaceCool | Chiller | WtrCldCentChlr |  | HVAC-Chlr | Water Cooled Centrifugal Chiller w/2 frictionless VSD compressors and condenser relief (150 to 299 tons, 0.635 kW/ton, 0.4 IPLV) | Water Cooled Centrifugal Chiller w/2 frictionless VSD compressors and condenser relief (150 to 299 tons, 0.635 kW/ton, 0.4 IPLV) | Water Cooled Centrifugal Chiller w/2 frictionless VSD compressors and condenser relief (150 to 299 tons, 0.572 kW/ton, 0.36 IPLV) | WtrCldCentChlr-NoFric-2Cmp-150to299tons-0.635kwpton-0.4IPLV-VarSpd-CndRlf | WtrCldCentChlr-NoFric-2Cmp-150to299tons-0.635kwpton-0.4IPLV-VarSpd-CndRlf | WtrCldCentChlr-NoFric-2Cmp-150to299tons-0.572kwpton-0.36IPLV-VarSpd-CndRlf | Available |  | 0 | 0 | June 2017 DEER Update | ErRobNc |  | HVAC-Chlr |  | None | 2017-01-01 | 2019-12-31 | NotInEA |  |  |  |  | Standard |  | 1 | 1 | 0 | Deemed Ex Ante Team |  |  |  | Updated to indicate claim/filing status
1722 | NE-HVAC-Chlr-WtrCldCentChlr-NoFric-2Cmp-300to399tons-0.506kwpton-0.332IPLV-VarSpd-CndRlf | Water Cooled Centrifugal Chiller w/2 frictionless VSD compressors and condenser relief (300 to 399 tons, 0.506 Max kW/ton, 0.332 Max IPLV) | DEER2017 | D17 v2 | 2020-11-24 16:30 | NE-HVAC-Chlr-WtrCldCentChlr-NoFric-2Cmp-AllSizes-VarSpd-dkWton | DEER | Scaled | Delta | 0.08925 | 0.08925 | None |  | 0 |  | 0 | Com | Any | HVAC | SpaceCool | Chiller | WtrCldCentChlr |  | HVAC-Chlr | Water Cooled Centrifugal Chiller w/2 frictionless VSD compressors and condenser relief (300 to 399 tons, 0.595 kW/ton, 0.39 IPLV) | Water Cooled Centrifugal Chiller w/2 frictionless VSD compressors and condenser relief (300 to 399 tons, 0.595 kW/ton, 0.39 IPLV) | Water Cooled Centrifugal Chiller w/2 frictionless VSD compressors and condenser relief (300 to 399 tons, 0.506 kW/ton, 0.332 IPLV) | WtrCldCentChlr-NoFric-2Cmp-300to399tons-0.595kwpton-0.39IPLV-VarSpd-CndRlf | WtrCldCentChlr-NoFric-2Cmp-300to399tons-0.595kwpton-0.39IPLV-VarSpd-CndRlf | WtrCldCentChlr-NoFric-2Cmp-300to399tons-0.506kwpton-0.332IPLV-VarSpd-CndRlf | Available |  | 0 | 0 | June 2017 DEER Update | ErRobNc |  | HVAC-Chlr |  | None | 2017-01-01 | 2019-12-31 | NotInEA |  |  |  |  | Standard |  | 1 | 1 | 0 | Deemed Ex Ante Team |  |  |  | Updated to indicate claim/filing status
1722 | NE-HVAC-Chlr-WtrCldCentChlr-NoFric-2Cmp-300to399tons-0.536kwpton-0.351IPLV-VarSpd-CndRlf | Water Cooled Centrifugal Chiller w/2 frictionless VSD compressors and condenser relief (300 to 399 tons, 0.536 Max kW/ton, 0.351 Max IPLV) | DEER2017 | D17 v2 | 2020-11-24 16:30 | NE-HVAC-Chlr-WtrCldCentChlr-NoFric-2Cmp-AllSizes-VarSpd-dkWton | DEER | Scaled | Delta | 0.0595 | 0.0595 | None |  | 0 |  | 0 | Com | Any | HVAC | SpaceCool | Chiller | WtrCldCentChlr |  | HVAC-Chlr | Water Cooled Centrifugal Chiller w/2 frictionless VSD compressors and condenser relief (300 to 399 tons, 0.595 kW/ton, 0.39 IPLV) | Water Cooled Centrifugal Chiller w/2 frictionless VSD compressors and condenser relief (300 to 399 tons, 0.595 kW/ton, 0.39 IPLV) | Water Cooled Centrifugal Chiller w/2 frictionless VSD compressors and condenser relief (300 to 399 tons, 0.536 kW/ton, 0.351 IPLV) | WtrCldCentChlr-NoFric-2Cmp-300to399tons-0.595kwpton-0.39IPLV-VarSpd-CndRlf | WtrCldCentChlr-NoFric-2Cmp-300to399tons-0.595kwpton-0.39IPLV-VarSpd-CndRlf | WtrCldCentChlr-NoFric-2Cmp-300to399tons-0.536kwpton-0.351IPLV-VarSpd-CndRlf | Available |  | 0 | 0 | June 2017 DEER Update | ErRobNc |  | HVAC-Chlr |  | None | 2017-01-01 | 2019-12-31 | NotInEA |  |  |  |  | Standard |  | 1 | 1 | 0 | Deemed Ex Ante Team |  |  |  | Updated to indicate claim/filing status
1722 | NE-HVAC-Chlr-WtrCldCentChlr-NoFric-2Cmp-400to599tons-0.497kwpton-0.323IPLV-VarSpd-CndRlf | Water Cooled Centrifugal Chiller w/2 frictionless VSD compressors and condenser relief (400 to 599 tons, 0.497 Max kW/ton, 0.323 Max IPLV) | DEER2017 | D17 v2 | 2020-11-24 16:30 | NE-HVAC-Chlr-WtrCldCentChlr-NoFric-2Cmp-AllSizes-VarSpd-dkWton | DEER | Scaled | Delta | 0.08775 | 0.08775 | None |  | 0 |  | 0 | Com | Any | HVAC | SpaceCool | Chiller | WtrCldCentChlr |  | HVAC-Chlr | Water Cooled Centrifugal Chiller w/2 frictionless VSD compressors and condenser relief (400 to 599 tons, 0.585 kW/ton, 0.38 IPLV) | Water Cooled Centrifugal Chiller w/2 frictionless VSD compressors and condenser relief (400 to 599 tons, 0.585 kW/ton, 0.38 IPLV) | Water Cooled Centrifugal Chiller w/2 frictionless VSD compressors and condenser relief (400 to 599 tons, 0.497 kW/ton, 0.323 IPLV) | WtrCldCentChlr-NoFric-2Cmp-400to599tons-0.585kwpton-0.38IPLV-VarSpd-CndRlf | WtrCldCentChlr-NoFric-2Cmp-400to599tons-0.585kwpton-0.38IPLV-VarSpd-CndRlf | WtrCldCentChlr-NoFric-2Cmp-400to599tons-0.497kwpton-0.323IPLV-VarSpd-CndRlf | Available |  | 0 | 0 | June 2017 DEER Update | ErRobNc |  | HVAC-Chlr |  | None | 2017-01-01 | 2019-12-31 | NotInEA |  |  |  |  | Standard |  | 1 | 1 | 0 | Deemed Ex Ante Team |  |  |  | Updated to indicate claim/filing status
1722 | NE-HVAC-Chlr-WtrCldCentChlr-NoFric-2Cmp-400to599tons-0.527kwpton-0.342IPLV-VarSpd-CndRlf | Water Cooled Centrifugal Chiller w/2 frictionless VSD compressors and condenser relief (400 to 599 tons, 0.527 Max kW/ton, 0.342 Max IPLV) | DEER2017 | D17 v2 | 2020-11-24 16:30 | NE-HVAC-Chlr-WtrCldCentChlr-NoFric-2Cmp-AllSizes-VarSpd-dkWton | DEER | Scaled | Delta | 0.0585 | 0.0585 | None |  | 0 |  | 0 | Com | Any | HVAC | SpaceCool | Chiller | WtrCldCentChlr |  | HVAC-Chlr | Water Cooled Centrifugal Chiller w/2 frictionless VSD compressors and condenser relief (400 to 599 tons, 0.585 kW/ton, 0.38 IPLV) | Water Cooled Centrifugal Chiller w/2 frictionless VSD compressors and condenser relief (400 to 599 tons, 0.585 kW/ton, 0.38 IPLV) | Water Cooled Centrifugal Chiller w/2 frictionless VSD compressors and condenser relief (400 to 599 tons, 0.527 kW/ton, 0.342 IPLV) | WtrCldCentChlr-NoFric-2Cmp-400to599tons-0.585kwpton-0.38IPLV-VarSpd-CndRlf | WtrCldCentChlr-NoFric-2Cmp-400to599tons-0.585kwpton-0.38IPLV-VarSpd-CndRlf | WtrCldCentChlr-NoFric-2Cmp-400to599tons-0.527kwpton-0.342IPLV-VarSpd-CndRlf | Available |  | 0 | 0 | June 2017 DEER Update | ErRobNc |  | HVAC-Chlr |  | None | 2017-01-01 | 2019-12-31 | NotInEA |  |  |  |  | Standard |  | 1 | 1 | 0 | Deemed Ex Ante Team |  |  |  | Updated to indicate claim/filing status
1722 | NE-HVAC-Chlr-WtrCldCentChlr-NoFric-2Cmp-AllSizes-0.439kwpton-0.229IPLV-VarSpd-CndRlf | Water Cooled Centrifugal Chiller w/2 frictionless VSD compressors and condenser relief (All Capacities, scaled measure based on d-kW/ton) | DEER2017 | D17 v2 | 2020-11-24 16:30 | NE-HVAC-Chlr-WtrCldCentChlr-NoFric-2Cmp-AllSizes-VarSpd-dkWton | DEER | Standard | None | 0 | 0 | None |  | 0 |  | 0 | Com | Any | HVAC | SpaceCool | Chiller | WtrCldCentChlr |  | HVAC-Chlr | Water Cooled Centrifugal Chiller w/2 frictionless VSD compressors and condenser relief (All Capacities, 0.695 kW/ton, 0.362 IPLV) | Water Cooled Centrifugal Chiller w/2 frictionless VSD compressors and condenser relief (All Capacities, 0.695 kW/ton, 0.362 IPLV) | Water Cooled Centrifugal Chiller w/2 frictionless VSD compressors and condenser relief (All Capacities, 0.439 kW/ton, 0.229 IPLV) | WtrCldCentChlr-NoFric-2Cmp-AllSizes-0.695kwpton-0.362IPLV-VarSpd-CndRlf | WtrCldCentChlr-NoFric-2Cmp-AllSizes-0.695kwpton-0.362IPLV-VarSpd-CndRlf | WtrCldCentChlr-NoFric-2Cmp-AllSizes-0.439kwpton-0.229IPLV-VarSpd-CndRlf | Available |  | 0 | 0 | June 2017 DEER Update | ErRobNc |  | HVAC-Chlr |  | None | 2017-01-01 | 2019-12-31 | NotInEA |  |  |  |  | Basis |  | 1 | 1 | 0 | Deemed Ex Ante Team |  |  |  | Updated to indicate claim/filing status
1722 | NE-HVAC-Chlr-WtrCldCentChlr-NoFric-2Cmp-gte600tons-0.497kwpton-0.323IPLV-VarSpd-CndRlf | Water Cooled Centrifugal Chiller w/2 frictionless VSD compressors and condenser relief (>= 600 tons, 0.497 Max kW/ton, 0.323 Max IPLV) | DEER2017 | D17 v2 | 2020-11-24 16:30 | NE-HVAC-Chlr-WtrCldCentChlr-NoFric-2Cmp-AllSizes-VarSpd-dkWton | DEER | Scaled | Delta | 0.08775 | 0.08775 | None |  | 0 |  | 0 | Com | Any | HVAC | SpaceCool | Chiller | WtrCldCentChlr |  | HVAC-Chlr | Water Cooled Centrifugal Chiller w/2 frictionless VSD compressors and condenser relief (>= 600 tons, 0.585 kW/ton, 0.38 IPLV) | Water Cooled Centrifugal Chiller w/2 frictionless VSD compressors and condenser relief (>= 600 tons, 0.585 kW/ton, 0.38 IPLV) | Water Cooled Centrifugal Chiller w/2 frictionless VSD compressors and condenser relief (>= 600 tons, 0.497 kW/ton, 0.323 IPLV) | WtrCldCentChlr-NoFric-2Cmp-gte600tons-0.585kwpton-0.38IPLV-VarSpd-CndRlf | WtrCldCentChlr-NoFric-2Cmp-gte600tons-0.585kwpton-0.38IPLV-VarSpd-CndRlf | WtrCldCentChlr-NoFric-2Cmp-gte600tons-0.497kwpton-0.323IPLV-VarSpd-CndRlf | Available |  | 0 | 0 | June 2017 DEER Update | ErRobNc |  | HVAC-Chlr |  | None | 2017-01-01 | 2019-12-31 | NotInEA |  |  |  |  | Standard |  | 1 | 1 | 0 | Deemed Ex Ante Team |  |  |  | Updated to indicate claim/filing status
1722 | NE-HVAC-Chlr-WtrCldCentChlr-NoFric-2Cmp-gte600tons-0.527kwpton-0.342IPLV-VarSpd-CndRlf | Water Cooled Centrifugal Chiller w/2 frictionless VSD compressors and condenser relief (>= 600 tons, 0.527 Max kW/ton, 0.342 Max IPLV) | DEER2017 | D17 v2 | 2020-11-24 16:30 | NE-HVAC-Chlr-WtrCldCentChlr-NoFric-2Cmp-AllSizes-VarSpd-dkWton | DEER | Scaled | Delta | 0.0585 | 0.0585 | None |  | 0 |  | 0 | Com | Any | HVAC | SpaceCool | Chiller | WtrCldCentChlr |  | HVAC-Chlr | Water Cooled Centrifugal Chiller w/2 frictionless VSD compressors and condenser relief (>= 600 tons, 0.585 kW/ton, 0.38 IPLV) | Water Cooled Centrifugal Chiller w/2 frictionless VSD compressors and condenser relief (>= 600 tons, 0.585 kW/ton, 0.38 IPLV) | Water Cooled Centrifugal Chiller w/2 frictionless VSD compressors and condenser relief (>= 600 tons, 0.527 kW/ton, 0.342 IPLV) | WtrCldCentChlr-NoFric-2Cmp-gte600tons-0.585kwpton-0.38IPLV-VarSpd-CndRlf | WtrCldCentChlr-NoFric-2Cmp-gte600tons-0.585kwpton-0.38IPLV-VarSpd-CndRlf | WtrCldCentChlr-NoFric-2Cmp-gte600tons-0.527kwpton-0.342IPLV-VarSpd-CndRlf | Available |  | 0 | 0 | June 2017 DEER Update | ErRobNc |  | HVAC-Chlr |  | None | 2017-01-01 | 2019-12-31 | NotInEA |  |  |  |  | Standard |  | 1 | 1 | 0 | Deemed Ex Ante Team |  |  |  | Updated to indicate claim/filing status
1722 | NE-HVAC-Chlr-WtrCldCentChlr-NoFric-2Cmp-lt150tons-0.591kwpton-0.374IPLV-VarSpd-CndRlf | Water Cooled Centrifugal Chiller w/2 frictionless VSD compressors and condenser relief (< 150 tons, 0.591 Max kW/ton, 0.374 Max IPLV) | DEER2017 | D17 v2 | 2020-11-24 16:30 | NE-HVAC-Chlr-WtrCldCentChlr-NoFric-2Cmp-AllSizes-VarSpd-dkWton | DEER | Scaled | Delta | 0.10425 | 0.10425 | None |  | 0 |  | 0 | Com | Any | HVAC | SpaceCool | Chiller | WtrCldCentChlr |  | HVAC-Chlr | Water Cooled Centrifugal Chiller w/2 frictionless VSD compressors and condenser relief (< 150 tons, 0.695 kW/ton, 0.44 IPLV) | Water Cooled Centrifugal Chiller w/2 frictionless VSD compressors and condenser relief (< 150 tons, 0.695 kW/ton, 0.44 IPLV) | Water Cooled Centrifugal Chiller w/2 frictionless VSD compressors and condenser relief (< 150 tons, 0.591 kW/ton, 0.374 IPLV) | WtrCldCentChlr-NoFric-2Cmp-lt150tons-0.695kwpton-0.44IPLV-VarSpd-CndRlf | WtrCldCentChlr-NoFric-2Cmp-lt150tons-0.695kwpton-0.44IPLV-VarSpd-CndRlf | WtrCldCentChlr-NoFric-2Cmp-lt150tons-0.591kwpton-0.374IPLV-VarSpd-CndRlf | Available |  | 0 | 0 | June 2017 DEER Update | ErRobNc |  | HVAC-Chlr |  | None | 2017-01-01 | 2019-12-31 | NotInEA |  |  |  |  | Standard |  | 1 | 1 | 0 | Deemed Ex Ante Team |  |  |  | Updated to indicate claim/filing status
1722 | NE-HVAC-Chlr-WtrCldCentChlr-NoFric-2Cmp-lt150tons-0.626kwpton-0.396IPLV-VarSpd-CndRlf | Water Cooled Centrifugal Chiller w/2 frictionless VSD compressors and condenser relief (< 150 tons, 0.626 Max kW/ton, 0.396 Max IPLV) | DEER2017 | D17 v2 | 2020-11-24 16:30 | NE-HVAC-Chlr-WtrCldCentChlr-NoFric-2Cmp-AllSizes-VarSpd-dkWton | DEER | Scaled | Delta | 0.0695 | 0.0695 | None |  | 0 |  | 0 | Com | Any | HVAC | SpaceCool | Chiller | WtrCldCentChlr |  | HVAC-Chlr | Water Cooled Centrifugal Chiller w/2 frictionless VSD compressors and condenser relief (< 150 tons, 0.695 kW/ton, 0.44 IPLV) | Water Cooled Centrifugal Chiller w/2 frictionless VSD compressors and condenser relief (< 150 tons, 0.695 kW/ton, 0.44 IPLV) | Water Cooled Centrifugal Chiller w/2 frictionless VSD compressors and condenser relief (< 150 tons, 0.626 kW/ton, 0.396 IPLV) | WtrCldCentChlr-NoFric-2Cmp-lt150tons-0.695kwpton-0.44IPLV-VarSpd-CndRlf | WtrCldCentChlr-NoFric-2Cmp-lt150tons-0.695kwpton-0.44IPLV-VarSpd-CndRlf | WtrCldCentChlr-NoFric-2Cmp-lt150tons-0.626kwpton-0.396IPLV-VarSpd-CndRlf | Available |  | 0 | 0 | June 2017 DEER Update | ErRobNc |  | HVAC-Chlr |  | None | 2017-01-01 | 2019-12-31 | NotInEA |  |  |  |  | Standard |  | 1 | 1 | 0 | Deemed Ex Ante Team |  |  |  | Updated to indicate claim/filing status
1722 | NE-HVAC-Chlr-WtrCldScrewChlr-150to299tons-0.561kwpton-0.459IPLV | Water Cooled Constant Speed Screw Chiller (150 to 299 tons, 0.561 Max kW/ton, 0.459 Max IPLV) | DEER2017 | D17 v2 | 2020-11-24 16:30 | NE-HVAC-Chlr-WtrCldScrewChlr-1Cmp-150to299tons-0.561kwpton | DEER | Standard | None | 0 | 0 | None |  | 0 |  | 0 | Com | Any | HVAC | SpaceCool | Chiller | WtrCldScrewChlr |  | HVAC-Chlr | Water cooled constant speed screw chillers, efficiency based on vintage | Water Cooled Constant Speed Screw Chiller (150 to 299 tons, 0.66 kW/ton, 0.54 IPLV) | Water Cooled Constant Speed Screw Chiller (150 to 299 tons, 0.561 kW/ton, 0.459 IPLV) |  | WtrCldScrewChlr-150to299tons-0.66kwpton-0.54IPLV | WtrCldScrewChlr-150to299tons-0.561kwpton-0.459IPLV | Available |  | 0 | 0 | June 2017 DEER Update | ErRobNc |  | HVAC-Chlr |  | None | 2017-01-01 | 2019-12-31 | NotInEA |  |  |  |  | Standard |  | 1 | 1 | 0 | Deemed Ex Ante Team |  |  |  | Updated to indicate claim/filing status
1722 | NE-HVAC-Chlr-WtrCldScrewChlr-150to299tons-0.578kwpton-0.374IPLV-VarSpd | Water Cooled Variable Speed Screw Chiller (150 to 299 tons, 0.578 Max kW/ton, 0.374 Max IPLV) | DEER2017 | D17 v2 | 2020-11-24 16:30 | NE-HVAC-Chlr-WtrCldScrewChlr-1Cmp-AllSizes-VarSpd-dkWton | DEER | Scaled | Delta | 0.102 | 0.102 | None |  | 0 |  | 0 | Com | Any | HVAC | SpaceCool | Chiller | WtrCldScrewChlr |  | HVAC-Chlr | Water Cooled Variable Speed Screw Chiller (150 to 299 tons, 0.68 kW/ton, 0.44 IPLV) | Water Cooled Variable Speed Screw Chiller (150 to 299 tons, 0.68 kW/ton, 0.44 IPLV) | Water Cooled Variable Speed Screw Chiller (150 to 299 tons, 0.578 kW/ton, 0.374 IPLV) | WtrCldScrewChlr-150to299tons-0.68kwpton-0.44IPLV-VarSpd | WtrCldScrewChlr-150to299tons-0.68kwpton-0.44IPLV-VarSpd | WtrCldScrewChlr-150to299tons-0.578kwpton-0.374IPLV-VarSpd | Available |  | 0 | 0 | June 2017 DEER Update | ErRobNc |  | HVAC-Chlr |  | None | 2017-01-01 | 2019-12-31 | NotInEA |  |  |  |  | Standard |  | 1 | 1 | 0 | Deemed Ex Ante Team |  |  |  | Updated to indicate claim/filing status
1722 | NE-HVAC-Chlr-WtrCldScrewChlr-150to299tons-0.594kwpton-0.486IPLV | Water Cooled Constant Speed Screw Chiller (150 to 299 tons, 0.594 Max kW/ton, 0.486 Max IPLV) | DEER2017 | D17 v2 | 2020-11-24 16:30 | NE-HVAC-Chlr-WtrCldScrewChlr-1Cmp-150to299tons-0.594kwpton | DEER | Standard | None | 0 | 0 | None |  | 0 |  | 0 | Com | Any | HVAC | SpaceCool | Chiller | WtrCldScrewChlr |  | HVAC-Chlr | Water cooled constant speed screw chillers, efficiency based on vintage | Water Cooled Constant Speed Screw Chiller (150 to 299 tons, 0.66 kW/ton, 0.54 IPLV) | Water Cooled Constant Speed Screw Chiller (150 to 299 tons, 0.594 kW/ton, 0.486 IPLV) |  | WtrCldScrewChlr-150to299tons-0.66kwpton-0.54IPLV | WtrCldScrewChlr-150to299tons-0.594kwpton-0.486IPLV | Available |  | 0 | 0 | June 2017 DEER Update | ErRobNc |  | HVAC-Chlr |  | None | 2017-01-01 | 2019-12-31 | NotInEA |  |  |  |  | Standard |  | 1 | 1 | 0 | Deemed Ex Ante Team |  |  |  | Updated to indicate claim/filing status
1722 | NE-HVAC-Chlr-WtrCldScrewChlr-150to299tons-0.612kwpton-0.396IPLV-VarSpd | Water Cooled Variable Speed Screw Chiller (150 to 299 tons, 0.612 Max kW/ton, 0.396 Max IPLV) | DEER2017 | D17 v2 | 2020-11-24 16:30 | NE-HVAC-Chlr-WtrCldScrewChlr-1Cmp-AllSizes-VarSpd-dkWton | DEER | Scaled | Delta | 0.068 | 0.068 | None |  | 0 |  | 0 | Com | Any | HVAC | SpaceCool | Chiller | WtrCldScrewChlr |  | HVAC-Chlr | Water Cooled Variable Speed Screw Chiller (150 to 299 tons, 0.68 kW/ton, 0.44 IPLV) | Water Cooled Variable Speed Screw Chiller (150 to 299 tons, 0.68 kW/ton, 0.44 IPLV) | Water Cooled Variable Speed Screw Chiller (150 to 299 tons, 0.612 kW/ton, 0.396 IPLV) | WtrCldScrewChlr-150to299tons-0.68kwpton-0.44IPLV-VarSpd | WtrCldScrewChlr-150to299tons-0.68kwpton-0.44IPLV-VarSpd | WtrCldScrewChlr-150to299tons-0.612kwpton-0.396IPLV-VarSpd | Available |  | 0 | 0 | June 2017 DEER Update | ErRobNc |  | HVAC-Chlr |  | None | 2017-01-01 | 2019-12-31 | NotInEA |  |  |  |  | Standard |  | 1 | 1 | 0 | Deemed Ex Ante Team |  |  |  | Updated to indicate claim/filing status
1722 | NE-HVAC-Chlr-WtrCldScrewChlr-300to599tons-0.519kwpton-0.442IPLV | Water Cooled Constant Speed Screw Chiller (300 to 599 tons, 0.519 Max kW/ton, 0.442 Max IPLV) | DEER2017 | D17 v2 | 2020-11-24 16:30 | NE-HVAC-Chlr-WtrCldScrewChlr-1Cmp-300to599tons-0.519kwpton | DEER | Standard | None | 0 | 0 | None |  | 0 |  | 0 | Com | Any | HVAC | SpaceCool | Chiller | WtrCldScrewChlr |  | HVAC-Chlr | Water cooled constant speed screw chillers, efficiency based on vintage | Water Cooled Constant Speed Screw Chiller (300 to 599 tons, 0.61 kW/ton, 0.52 IPLV) | Water Cooled Constant Speed Screw Chiller (300 to 599 tons, 0.519 kW/ton, 0.442 IPLV) |  | WtrCldScrewChlr-300to599tons-0.61kwpton-0.52IPLV | WtrCldScrewChlr-300to599tons-0.519kwpton-0.442IPLV | Available |  | 0 | 0 | June 2017 DEER Update | ErRobNc |  | HVAC-Chlr |  | None | 2017-01-01 | 2019-12-31 | NotInEA |  |  |  |  | Standard |  | 1 | 1 | 0 | Deemed Ex Ante Team |  |  |  | Updated to indicate claim/filing status
1722 | NE-HVAC-Chlr-WtrCldScrewChlr-300to599tons-0.531kwpton-0.349IPLV-VarSpd | Water Cooled Variable Speed Screw Chiller (300 to 599 tons, 0.531 Max kW/ton, 0.349 Max IPLV) | DEER2017 | D17 v2 | 2020-11-24 16:30 | NE-HVAC-Chlr-WtrCldScrewChlr-1Cmp-AllSizes-VarSpd-dkWton | DEER | Scaled | Delta | 0.09375 | 0.09375 | None |  | 0 |  | 0 | Com | Any | HVAC | SpaceCool | Chiller | WtrCldScrewChlr |  | HVAC-Chlr | Water Cooled Variable Speed Screw Chiller (300 to 599 tons, 0.625 kW/ton, 0.41 IPLV) | Water Cooled Variable Speed Screw Chiller (300 to 599 tons, 0.625 kW/ton, 0.41 IPLV) | Water Cooled Variable Speed Screw Chiller (300 to 599 tons, 0.531 kW/ton, 0.349 IPLV) | WtrCldScrewChlr-300to599tons-0.625kwpton-0.41IPLV-VarSpd | WtrCldScrewChlr-300to599tons-0.625kwpton-0.41IPLV-VarSpd | WtrCldScrewChlr-300to599tons-0.531kwpton-0.349IPLV-VarSpd | Available |  | 0 | 0 | June 2017 DEER Update | ErRobNc |  | HVAC-Chlr |  | None | 2017-01-01 | 2019-12-31 | NotInEA |  |  |  |  | Standard |  | 1 | 1 | 0 | Deemed Ex Ante Team |  |  |  | Updated to indicate claim/filing status
1722 | NE-HVAC-Chlr-WtrCldScrewChlr-300to599tons-0.549kwpton-0.468IPLV | Water Cooled Constant Speed Screw Chiller (300 to 599 tons, 0.549 Max kW/ton, 0.468 Max IPLV) | DEER2017 | D17 v2 | 2020-11-24 16:30 | NE-HVAC-Chlr-WtrCldScrewChlr-1Cmp-300to599tons-0.549kwpton | DEER | Standard | None | 0 | 0 | None |  | 0 |  | 0 | Com | Any | HVAC | SpaceCool | Chiller | WtrCldScrewChlr |  | HVAC-Chlr | Water cooled constant speed screw chillers, efficiency based on vintage | Water Cooled Constant Speed Screw Chiller (300 to 599 tons, 0.61 kW/ton, 0.52 IPLV) | Water Cooled Constant Speed Screw Chiller (300 to 599 tons, 0.549 kW/ton, 0.468 IPLV) |  | WtrCldScrewChlr-300to599tons-0.61kwpton-0.52IPLV | WtrCldScrewChlr-300to599tons-0.549kwpton-0.468IPLV | Available |  | 0 | 0 | June 2017 DEER Update | ErRobNc |  | HVAC-Chlr |  | None | 2017-01-01 | 2019-12-31 | NotInEA |  |  |  |  | Standard |  | 1 | 1 | 0 | Deemed Ex Ante Team |  |  |  | Updated to indicate claim/filing status
1722 | NE-HVAC-Chlr-WtrCldScrewChlr-300to599tons-0.563kwpton-0.369IPLV-VarSpd | Water Cooled Variable Speed Screw Chiller (300 to 599 tons, 0.563 Max kW/ton, 0.369 Max IPLV) | DEER2017 | D17 v2 | 2020-11-24 16:30 | NE-HVAC-Chlr-WtrCldScrewChlr-1Cmp-AllSizes-VarSpd-dkWton | DEER | Scaled | Delta | 0.0625 | 0.0625 | None |  | 0 |  | 0 | Com | Any | HVAC | SpaceCool | Chiller | WtrCldScrewChlr |  | HVAC-Chlr | Water Cooled Variable Speed Screw Chiller (300 to 599 tons, 0.625 kW/ton, 0.41 IPLV) | Water Cooled Variable Speed Screw Chiller (300 to 599 tons, 0.625 kW/ton, 0.41 IPLV) | Water Cooled Variable Speed Screw Chiller (300 to 599 tons, 0.563 kW/ton, 0.369 IPLV) | WtrCldScrewChlr-300to599tons-0.625kwpton-0.41IPLV-VarSpd | WtrCldScrewChlr-300to599tons-0.625kwpton-0.41IPLV-VarSpd | WtrCldScrewChlr-300to599tons-0.563kwpton-0.369IPLV-VarSpd | Available |  | 0 | 0 | June 2017 DEER Update | ErRobNc |  | HVAC-Chlr |  | None | 2017-01-01 | 2019-12-31 | NotInEA |  |  |  |  | Standard |  | 1 | 1 | 0 | Deemed Ex Ante Team |  |  |  | Updated to indicate claim/filing status
1722 | NE-HVAC-Chlr-WtrCldScrewChlr-75to149tons-0.612kwpton-0.476IPLV | Water Cooled Constant Speed Screw Chiller (75 to 149 tons, 0.612 Max kW/ton, 0.476 Max IPLV) | DEER2017 | D17 v2 | 2020-11-24 16:30 | NE-HVAC-Chlr-WtrCldScrewChlr-1Cmp-75to149tons-0.612kwpton | DEER | Standard | None | 0 | 0 | None |  | 0 |  | 0 | Com | Any | HVAC | SpaceCool | Chiller | WtrCldScrewChlr |  | HVAC-Chlr | Water cooled constant speed screw chillers, efficiency based on vintage | Water Cooled Constant Speed Screw Chiller (75 to 149 tons, 0.72 kW/ton, 0.56 IPLV) | Water Cooled Constant Speed Screw Chiller (75 to 149 tons, 0.612 kW/ton, 0.476 IPLV) |  | WtrCldScrewChlr-75to149tons-0.72kwpton-0.56IPLV | WtrCldScrewChlr-75to149tons-0.612kwpton-0.476IPLV | Available |  | 0 | 0 | June 2017 DEER Update | ErRobNc |  | HVAC-Chlr |  | None | 2017-01-01 | 2019-12-31 | NotInEA |  |  |  |  | Standard |  | 1 | 1 | 0 | Deemed Ex Ante Team |  |  |  | Updated to indicate claim/filing status
1722 | NE-HVAC-Chlr-WtrCldScrewChlr-75to149tons-0.638kwpton-0.417IPLV-VarSpd | Water Cooled Variable Speed Screw Chiller (75 to 149 tons, 0.638 Max kW/ton, 0.417 Max IPLV) | DEER2017 | D17 v2 | 2020-11-24 16:30 | NE-HVAC-Chlr-WtrCldScrewChlr-1Cmp-AllSizes-VarSpd-dkWton | DEER | Scaled | Delta | 0.1125 | 0.1125 | None |  | 0 |  | 0 | Com | Any | HVAC | SpaceCool | Chiller | WtrCldScrewChlr |  | HVAC-Chlr | Water Cooled Variable Speed Screw Chiller (75 to 149 tons, 0.75 kW/ton, 0.49 IPLV) | Water Cooled Variable Speed Screw Chiller (75 to 149 tons, 0.75 kW/ton, 0.49 IPLV) | Water Cooled Variable Speed Screw Chiller (75 to 149 tons, 0.638 kW/ton, 0.417 IPLV) | WtrCldScrewChlr-75to149tons-0.75kwpton-0.49IPLV-VarSpd | WtrCldScrewChlr-75to149tons-0.75kwpton-0.49IPLV-VarSpd | WtrCldScrewChlr-75to149tons-0.638kwpton-0.417IPLV-VarSpd | Available |  | 0 | 0 | June 2017 DEER Update | ErRobNc |  | HVAC-Chlr |  | None | 2017-01-01 | 2019-12-31 | NotInEA |  |  |  |  | Standard |  | 1 | 1 | 0 | Deemed Ex Ante Team |  |  |  | Updated to indicate claim/filing status
1722 | NE-HVAC-Chlr-WtrCldScrewChlr-75to149tons-0.648kwpton-0.504IPLV | Water Cooled Constant Speed Screw Chiller (75 to 149 tons, 0.648 Max kW/ton, 0.504 Max IPLV) | DEER2017 | D17 v2 | 2020-11-24 16:30 | NE-HVAC-Chlr-WtrCldScrewChlr-1Cmp-75to149tons-0.648kwpton | DEER | Standard | None | 0 | 0 | None |  | 0 |  | 0 | Com | Any | HVAC | SpaceCool | Chiller | WtrCldScrewChlr |  | HVAC-Chlr | Water cooled constant speed screw chillers, efficiency based on vintage | Water Cooled Constant Speed Screw Chiller (75 to 149 tons, 0.72 kW/ton, 0.56 IPLV) | Water Cooled Constant Speed Screw Chiller (75 to 149 tons, 0.648 kW/ton, 0.504 IPLV) |  | WtrCldScrewChlr-75to149tons-0.72kwpton-0.56IPLV | WtrCldScrewChlr-75to149tons-0.648kwpton-0.504IPLV | Available |  | 0 | 0 | June 2017 DEER Update | ErRobNc |  | HVAC-Chlr |  | None | 2017-01-01 | 2019-12-31 | NotInEA |  |  |  |  | Standard |  | 1 | 1 | 0 | Deemed Ex Ante Team |  |  |  | Updated to indicate claim/filing status
1722 | NE-HVAC-Chlr-WtrCldScrewChlr-75to149tons-0.675kwpton-0.441IPLV-VarSpd | Water Cooled Variable Speed Screw Chiller (75 to 149 tons, 0.675 Max kW/ton, 0.441 Max IPLV) | DEER2017 | D17 v2 | 2020-11-24 16:30 | NE-HVAC-Chlr-WtrCldScrewChlr-1Cmp-AllSizes-VarSpd-dkWton | DEER | Scaled | Delta | 0.075 | 0.075 | None |  | 0 |  | 0 | Com | Any | HVAC | SpaceCool | Chiller | WtrCldScrewChlr |  | HVAC-Chlr | Water Cooled Variable Speed Screw Chiller (75 to 149 tons, 0.75 kW/ton, 0.49 IPLV) | Water Cooled Variable Speed Screw Chiller (75 to 149 tons, 0.75 kW/ton, 0.49 IPLV) | Water Cooled Variable Speed Screw Chiller (75 to 149 tons, 0.675 kW/ton, 0.441 IPLV) | WtrCldScrewChlr-75to149tons-0.75kwpton-0.49IPLV-VarSpd | WtrCldScrewChlr-75to149tons-0.75kwpton-0.49IPLV-VarSpd | WtrCldScrewChlr-75to149tons-0.675kwpton-0.441IPLV-VarSpd | Available |  | 0 | 0 | June 2017 DEER Update | ErRobNc |  | HVAC-Chlr |  | None | 2017-01-01 | 2019-12-31 | NotInEA |  |  |  |  | Standard |  | 1 | 1 | 0 | Deemed Ex Ante Team |  |  |  | Updated to indicate claim/filing status
1722 | NE-HVAC-Chlr-WtrCldScrewChlr-AllSizes-0.42kwpton-0.279IPLV-VarSpd | Water Cooled Variable Speed Screw Chiller w/1 Compressor (All Capacities, scaled measure based on d-kW/ton) | DEER2017 | D17 v2 | 2020-11-24 16:30 | NE-HVAC-Chlr-WtrCldScrewChlr-1Cmp-AllSizes-VarSpd-dkWton | DEER | Standard | None | 0 | 0 | None |  | 0 |  | 0 | Com | Any | HVAC | SpaceCool | Chiller | WtrCldScrewChlr |  | HVAC-Chlr | Water Cooled Variable Speed Screw Chiller (All Capacities, 0.695 kW/ton, 0.462 IPLV) | Water Cooled Variable Speed Screw Chiller (All Capacities, 0.695 kW/ton, 0.462 IPLV) | Water Cooled Variable Speed Screw Chiller (All Capacities, 0.42 kW/ton, 0.279 IPLV) | WtrCldScrewChlr-AllSizes-0.695kwpton-0.462IPLV-VarSpd | WtrCldScrewChlr-AllSizes-0.695kwpton-0.462IPLV-VarSpd | WtrCldScrewChlr-AllSizes-0.42kwpton-0.279IPLV-VarSpd | Available |  | 0 | 0 | June 2017 DEER Update | ErRobNc |  | HVAC-Chlr |  | None | 2017-01-01 | 2019-12-31 | NotInEA |  |  |  |  | Basis |  | 1 | 1 | 0 | Deemed Ex Ante Team |  |  |  | Updated to indicate claim/filing status
1722 | NE-HVAC-Chlr-WtrCldScrewChlr-gte600tons-0.476kwpton-0.425IPLV | Water Cooled Constant Speed Screw Chiller (>= 600 tons, 0.476 Max kW/ton, 0.425 Max IPLV) | DEER2017 | D17 v2 | 2020-11-24 16:30 | NE-HVAC-Chlr-WtrCldScrewChlr-1Cmp-gte600tons-0.476kwpton | DEER | Standard | None | 0 | 0 | None |  | 0 |  | 0 | Com | Any | HVAC | SpaceCool | Chiller | WtrCldScrewChlr |  | HVAC-Chlr | Water cooled constant speed screw chillers, efficiency based on vintage | Water Cooled Constant Speed Screw Chiller (>= 600 tons, 0.56 kW/ton, 0.5 IPLV) | Water Cooled Constant Speed Screw Chiller (>= 600 tons, 0.476 kW/ton, 0.425 IPLV) |  | WtrCldScrewChlr-gte600tons-0.56kwpton-0.5IPLV | WtrCldScrewChlr-gte600tons-0.476kwpton-0.425IPLV | Available |  | 0 | 0 | June 2017 DEER Update | ErRobNc |  | HVAC-Chlr |  | None | 2017-01-01 | 2019-12-31 | NotInEA |  |  |  |  | Standard |  | 1 | 1 | 0 | Deemed Ex Ante Team |  |  |  | Updated to indicate claim/filing status
1722 | NE-HVAC-Chlr-WtrCldScrewChlr-gte600tons-0.497kwpton-0.323IPLV-VarSpd | Water Cooled Variable Speed Screw Chiller (>= 600 tons, 0.497 Max kW/ton, 0.323 Max IPLV) | DEER2017 | D17 v2 | 2020-11-24 16:30 | NE-HVAC-Chlr-WtrCldScrewChlr-1Cmp-AllSizes-VarSpd-dkWton | DEER | Scaled | Delta | 0.08775 | 0.08775 | None |  | 0 |  | 0 | Com | Any | HVAC | SpaceCool | Chiller | WtrCldScrewChlr |  | HVAC-Chlr | Water Cooled Variable Speed Screw Chiller (>= 600 tons, 0.585 kW/ton, 0.38 IPLV) | Water Cooled Variable Speed Screw Chiller (>= 600 tons, 0.585 kW/ton, 0.38 IPLV) | Water Cooled Variable Speed Screw Chiller (>= 600 tons, 0.497 kW/ton, 0.323 IPLV) | WtrCldScrewChlr-gte600tons-0.585kwpton-0.38IPLV-VarSpd | WtrCldScrewChlr-gte600tons-0.585kwpton-0.38IPLV-VarSpd | WtrCldScrewChlr-gte600tons-0.497kwpton-0.323IPLV-VarSpd | Available |  | 0 | 0 | June 2017 DEER Update | ErRobNc |  | HVAC-Chlr |  | None | 2017-01-01 | 2019-12-31 | NotInEA |  |  |  |  | Standard |  | 1 | 1 | 0 | Deemed Ex Ante Team |  |  |  | Updated to indicate claim/filing status
1722 | NE-HVAC-Chlr-WtrCldScrewChlr-gte600tons-0.504kwpton-0.45IPLV | Water Cooled Constant Speed Screw Chiller (>= 600 tons, 0.504 Max kW/ton, 0.45 Max IPLV) | DEER2017 | D17 v2 | 2020-11-24 16:30 | NE-HVAC-Chlr-WtrCldScrewChlr-1Cmp-gte600tons-0.504kwpton | DEER | Standard | None | 0 | 0 | None |  | 0 |  | 0 | Com | Any | HVAC | SpaceCool | Chiller | WtrCldScrewChlr |  | HVAC-Chlr | Water cooled constant speed screw chillers, efficiency based on vintage | Water Cooled Constant Speed Screw Chiller (>= 600 tons, 0.56 kW/ton, 0.5 IPLV) | Water Cooled Constant Speed Screw Chiller (>= 600 tons, 0.504 kW/ton, 0.45 IPLV) |  | WtrCldScrewChlr-gte600tons-0.56kwpton-0.5IPLV | WtrCldScrewChlr-gte600tons-0.504kwpton-0.45IPLV | Available |  | 0 | 0 | June 2017 DEER Update | ErRobNc |  | HVAC-Chlr |  | None | 2017-01-01 | 2019-12-31 | NotInEA |  |  |  |  | Standard |  | 1 | 1 | 0 | Deemed Ex Ante Team |  |  |  | Updated to indicate claim/filing status
1722 | NE-HVAC-Chlr-WtrCldScrewChlr-gte600tons-0.527kwpton-0.342IPLV-VarSpd | Water Cooled Variable Speed Screw Chiller (>= 600 tons, 0.527 Max kW/ton, 0.342 Max IPLV) | DEER2017 | D17 v2 | 2020-11-24 16:30 | NE-HVAC-Chlr-WtrCldScrewChlr-1Cmp-AllSizes-VarSpd-dkWton | DEER | Scaled | Delta | 0.0585 | 0.0585 | None |  | 0 |  | 0 | Com | Any | HVAC | SpaceCool | Chiller | WtrCldScrewChlr |  | HVAC-Chlr | Water Cooled Variable Speed Screw Chiller (>= 600 tons, 0.585 kW/ton, 0.38 IPLV) | Water Cooled Variable Speed Screw Chiller (>= 600 tons, 0.585 kW/ton, 0.38 IPLV) | Water Cooled Variable Speed Screw Chiller (>= 600 tons, 0.527 kW/ton, 0.342 IPLV) | WtrCldScrewChlr-gte600tons-0.585kwpton-0.38IPLV-VarSpd | WtrCldScrewChlr-gte600tons-0.585kwpton-0.38IPLV-VarSpd | WtrCldScrewChlr-gte600tons-0.527kwpton-0.342IPLV-VarSpd | Available |  | 0 | 0 | June 2017 DEER Update | ErRobNc |  | HVAC-Chlr |  | None | 2017-01-01 | 2019-12-31 | NotInEA |  |  |  |  | Standard |  | 1 | 1 | 0 | Deemed Ex Ante Team |  |  |  | Updated to indicate claim/filing status
1722 | NE-HVAC-Chlr-WtrCldScrewChlr-lt75tons-0.638kwpton-0.51IPLV | Water Cooled Constant Speed Screw Chiller (< 75 tons, 0.638 Max kW/ton, 0.51 Max IPLV) | DEER2017 | D17 v2 | 2020-11-24 16:30 | NE-HVAC-Chlr-WtrCldScrewChlr-1Cmp-lt75tons-0.638kwpton | DEER | Standard | None | 0 | 0 | None |  | 0 |  | 0 | Com | Any | HVAC | SpaceCool | Chiller | WtrCldScrewChlr |  | HVAC-Chlr | Water cooled constant speed screw chillers, efficiency based on vintage | Water Cooled Constant Speed Screw Chiller (< 75 tons, 0.75 kW/ton, 0.6 IPLV) | Water Cooled Constant Speed Screw Chiller (< 75 tons, 0.638 kW/ton, 0.51 IPLV) |  | WtrCldScrewChlr-lt75tons-0.75kwpton-0.6IPLV | WtrCldScrewChlr-lt75tons-0.638kwpton-0.51IPLV | Available |  | 0 | 0 | June 2017 DEER Update | ErRobNc |  | HVAC-Chlr |  | None | 2017-01-01 | 2019-12-31 | NotInEA |  |  |  |  | Standard |  | 1 | 1 | 0 | Deemed Ex Ante Team |  |  |  | Updated to indicate claim/filing status
1722 | NE-HVAC-Chlr-WtrCldScrewChlr-lt75tons-0.663kwpton-0.425IPLV-VarSpd | Water Cooled Variable Speed Screw Chiller (< 75 tons, 0.663 Max kW/ton, 0.425 Max IPLV) | DEER2017 | D17 v2 | 2020-11-24 16:30 | NE-HVAC-Chlr-WtrCldScrewChlr-1Cmp-AllSizes-VarSpd-dkWton | DEER | Scaled | Delta | 0.117 | 0.117 | None |  | 0 |  | 0 | Com | Any | HVAC | SpaceCool | Chiller | WtrCldScrewChlr |  | HVAC-Chlr | Water Cooled Variable Speed Screw Chiller (< 75 tons, 0.78 kW/ton, 0.5 IPLV) | Water Cooled Variable Speed Screw Chiller (< 75 tons, 0.78 kW/ton, 0.5 IPLV) | Water Cooled Variable Speed Screw Chiller (< 75 tons, 0.663 kW/ton, 0.425 IPLV) | WtrCldScrewChlr-lt75tons-0.78kwpton-0.5IPLV-VarSpd | WtrCldScrewChlr-lt75tons-0.78kwpton-0.5IPLV-VarSpd | WtrCldScrewChlr-lt75tons-0.663kwpton-0.425IPLV-VarSpd | Available |  | 0 | 0 | June 2017 DEER Update | ErRobNc |  | HVAC-Chlr |  | None | 2017-01-01 | 2019-12-31 | NotInEA |  |  |  |  | Standard |  | 1 | 1 | 0 | Deemed Ex Ante Team |  |  |  | Updated to indicate claim/filing status
1722 | NE-HVAC-Chlr-WtrCldScrewChlr-lt75tons-0.675kwpton-0.54IPLV | Water Cooled Constant Speed Screw Chiller (< 75 tons, 0.675 Max kW/ton, 0.54 Max IPLV) | DEER2017 | D17 v2 | 2020-11-24 16:30 | NE-HVAC-Chlr-WtrCldScrewChlr-1Cmp-lt75tons-0.675kwpton | DEER | Standard | None | 0 | 0 | None |  | 0 |  | 0 | Com | Any | HVAC | SpaceCool | Chiller | WtrCldScrewChlr |  | HVAC-Chlr | Water cooled constant speed screw chillers, efficiency based on vintage | Water Cooled Constant Speed Screw Chiller (< 75 tons, 0.75 kW/ton, 0.6 IPLV) | Water Cooled Constant Speed Screw Chiller (< 75 tons, 0.675 kW/ton, 0.54 IPLV) |  | WtrCldScrewChlr-lt75tons-0.75kwpton-0.6IPLV | WtrCldScrewChlr-lt75tons-0.675kwpton-0.54IPLV | Available |  | 0 | 0 | June 2017 DEER Update | ErRobNc |  | HVAC-Chlr |  | None | 2017-01-01 | 2019-12-31 | NotInEA |  |  |  |  | Standard |  | 1 | 1 | 0 | Deemed Ex Ante Team |  |  |  | Updated to indicate claim/filing status
1722 | NE-HVAC-Chlr-WtrCldScrewChlr-lt75tons-0.702kwpton-0.45IPLV-VarSpd | Water Cooled Variable Speed Screw Chiller (< 75 tons, 0.702 Max kW/ton, 0.45 Max IPLV) | DEER2017 | D17 v2 | 2020-11-24 16:30 | NE-HVAC-Chlr-WtrCldScrewChlr-1Cmp-AllSizes-VarSpd-dkWton | DEER | Scaled | Delta | 0.078 | 0.078 | None |  | 0 |  | 0 | Com | Any | HVAC | SpaceCool | Chiller | WtrCldScrewChlr |  | HVAC-Chlr | Water Cooled Variable Speed Screw Chiller (< 75 tons, 0.78 kW/ton, 0.5 IPLV) | Water Cooled Variable Speed Screw Chiller (< 75 tons, 0.78 kW/ton, 0.5 IPLV) | Water Cooled Variable Speed Screw Chiller (< 75 tons, 0.702 kW/ton, 0.45 IPLV) | WtrCldScrewChlr-lt75tons-0.78kwpton-0.5IPLV-VarSpd | WtrCldScrewChlr-lt75tons-0.78kwpton-0.5IPLV-VarSpd | WtrCldScrewChlr-lt75tons-0.702kwpton-0.45IPLV-VarSpd | Available |  | 0 | 0 | June 2017 DEER Update | ErRobNc |  | HVAC-Chlr |  | None | 2017-01-01 | 2019-12-31 | NotInEA |  |  |  |  | Standard |  | 1 | 1 | 0 | Deemed Ex Ante Team |  |  |  | Updated to indicate claim/filing status
1722 | RB-Appl-EffCW-med-ElecDHW-GasCDryer-Tier2-Front | Clothes washer, Front loading, Elec DHW, GasDryer, Tier2, IMEF = 2.74 to < 2.92, IWF <= 3.2 | DEER2017 | D17 v3 | 2020-11-24 16:30 | Appl-CW-Front-ElecDHW-GasDry-Tier2 | DEER | Standard | None | 0 | 0 | None |  | 0 |  | 0 | Res | Any | AppPlug | Laundry | Clean_equip | ClothesWash |  | Appl-EffCW | Clothes washer, Front loading, Elec DHW, GasDryer, Standard, IMEF =1.79, IWF < 4.8 | Clothes washer, Front loading, Elec DHW, GasDryer, Standard, IMEF =1.84, IWF < 4.7 | Clothes washer, Front loading, Elec DHW, GasDryer, Tier2, IMEF = 2.74, IWF <= 3.2 |  |  |  | Available |  | 0 | 0 | June 2017 DEER Update | RobNc |  | Appl-EffCW |  | None | 2016-01-01 | 2019-12-31 | InEA_mod |  |  |  |  | Component | Measure updated for DEER June 2017 Update including Baseline Adjustment; Measure expired due to DEER2020 update | 1 | 1 | 0 | Deemed Ex Ante Team |  | Measure updated for DEER June 2017 Update including Baseline Adjustment; Measure expired due to DEER2020 update |  | Updated to indicate claim/filing status
1722 | R-OutCmn-LED-A19(EISA-Bin-40w-100LPW)-dWP1p1 | LED A Lamp replaces pre-existing standard lighting Wattage based on EISA bin and LPW | DEER2017 | Disposition | 2020-11-24 16:30 | Res-Oltg-Cmn-dWatt-CFL | NonDEER | Scaled | DeltaWatts | 1.1 | 1.1 | None |  | 0 |  | 0 | Res | Any | Lighting | OutCommon | Ltg_Lamp | LED_lamp |  | OLtg-Res-LED-20000hr-Cmn | LED A19 Basecase, 75% LED, 25% CFL | LED A19 Basecase, 75% LED, 25% CFL | LED Lamp: A19, EISA Bin 40, 100 LPW |  |  |  | Available |  | 0 | 0 | DEER2020 Update: 2018Phase1ScrewInLampDisposition | RobNc |  |  |  |  | 2018-07-01 | 2018-12-31 | NotInEA |  |  |  |  | Standard | Measures expire 12/31/2018. HOU revised based on DEER revision for NRes outdoor lighting with motion sensors | 1 | 1 | 0 | Deemed Ex Ante Team |  | Measures expire 12/31/2018. HOU revised based on DEER revision for NRes outdoor lighting with motion sensors |  | Updated to indicate claim/filing status
1723 | RB-Appl-EffCW-med-ElecDHW-GasCDryer-Tier3-Front | Clothes washer, Front loading, Elec DHW, GasDryer, Tier3, IMEF >= 2.92, IWF <= 3.2 | DEER2017 | D17 v3 | 2020-11-24 16:30 | Appl-CW-Front-ElecDHW-GasDry-Tier3 | DEER | Standard | None | 0 | 0 | None |  | 0 |  | 0 | Res | Any | AppPlug | Laundry | Clean_equip | ClothesWash |  | Appl-EffCW | Clothes washer, Front loading, Elec DHW, GasDryer, Standard, IMEF =1.79, IWF < 4.8 | Clothes washer, Front loading, Elec DHW, GasDryer, Standard, IMEF =1.84, IWF < 4.7 | Clothes washer, Front loading, Elec DHW, GasDryer, Tier3, IMEF = 2.92, IWF <= 3.2 |  |  |  | Available |  | 0 | 0 | June 2017 DEER Update | RobNc |  | Appl-EffCW |  | None | 2016-01-01 | 2019-12-31 | InEA_mod |  |  |  |  | Component | Measure updated for DEER June 2017 Update including Baseline Adjustment; Measure expired due to DEER2020 update | 1 | 1 | 0 | Deemed Ex Ante Team |  | Measure updated for DEER June 2017 Update including Baseline Adjustment; Measure expired due to DEER2020 update |  | Updated to indicate claim/filing status
1723 | R-OutCmn-LED-A19(EISA-Bin-40w-80LPW)-dWP0p8 | LED A Lamp replaces pre-existing standard lighting Wattage based on EISA bin and LPW | DEER2017 | Disposition | 2020-11-24 16:30 | Res-Oltg-Cmn-dWatt-CFL | NonDEER | Scaled | DeltaWatts | 0.8 | 0.8 | None |  | 0 |  | 0 | Res | Any | Lighting | OutCommon | Ltg_Lamp | LED_lamp |  | OLtg-Res-LED-20000hr-Cmn | LED A19 Basecase, 75% LED, 25% CFL | LED A19 Basecase, 75% LED, 25% CFL | LED Lamp: A19, EISA Bin 40, 80 LPW |  |  |  | Available |  | 0 | 0 | DEER2020 Update: 2018Phase1ScrewInLampDisposition | RobNc |  |  |  |  | 2018-07-01 | 2018-12-31 | NotInEA |  |  |  |  | Standard | Measures expire 12/31/2018. HOU revised based on DEER revision for NRes outdoor lighting with motion sensors | 1 | 1 | 0 | Deemed Ex Ante Team |  | Measures expire 12/31/2018. HOU revised based on DEER revision for NRes outdoor lighting with motion sensors |  | Updated to indicate claim/filing status
1724 | RB-Appl-EffCW-med-GasDHW-ElecCDryer-Tier1-Front | Clothes washer, Front loading, Gas DHW, ElecDryer, Tier1, IMEF = 2.38 to < 2.74, IWF <= 3.7 | DEER2017 | D17 v3 | 2020-11-24 16:30 | Appl-CW-Front-GasDHW-ElecDry-Tier1 | DEER | Standard | None | 0 | 0 | None |  | 0 |  | 0 | Res | Any | AppPlug | Laundry | Clean_equip | ClothesWash |  | Appl-EffCW | Clothes washer, Front loading, Gas DHW, ElecDryer, Standard, IMEF =1.79, IWF < 4.8 | Clothes washer, Front loading, Gas DHW, ElecDryer, Standard, IMEF =1.84, IWF < 4.7 | Clothes washer, Front loading, Gas DHW, ElecDryer, Tier1, IMEF = 2.38, IWF <= 3.7 |  |  |  | Available |  | 0 | 0 | June 2017 DEER Update | RobNc |  | Appl-EffCW |  | None | 2016-01-01 | 2019-12-31 | InEA_mod |  |  |  |  | Component | Measure updated for DEER June 2017 Update including Baseline Adjustment; Measure expired due to DEER2020 update | 1 | 1 | 0 | Deemed Ex Ante Team |  | Measure updated for DEER June 2017 Update including Baseline Adjustment; Measure expired due to DEER2020 update |  | Updated to indicate claim/filing status
1724 | R-OutCmn-LED-A19(EISA-Bin-40w-90LPW)-dWP1p0 | LED A Lamp replaces pre-existing standard lighting Wattage based on EISA bin and LPW | DEER2017 | Disposition | 2020-11-24 16:30 | Res-Oltg-Cmn-dWatt-CFL | NonDEER | Scaled | DeltaWatts | 1 | 1 | None |  | 0 |  | 0 | Res | Any | Lighting | OutCommon | Ltg_Lamp | LED_lamp |  | OLtg-Res-LED-20000hr-Cmn | LED A19 Basecase, 75% LED, 25% CFL | LED A19 Basecase, 75% LED, 25% CFL | LED Lamp: A19, EISA Bin 40, 90 LPW |  |  |  | Available |  | 0 | 0 | DEER2020 Update: 2018Phase1ScrewInLampDisposition | RobNc |  |  |  |  | 2018-07-01 | 2018-12-31 | NotInEA |  |  |  |  | Standard | Measures expire 12/31/2018. HOU revised based on DEER revision for NRes outdoor lighting with motion sensors | 1 | 1 | 0 | Deemed Ex Ante Team |  | Measures expire 12/31/2018. HOU revised based on DEER revision for NRes outdoor lighting with motion sensors |  | Updated to indicate claim/filing status
1725 | RB-Appl-EffCW-med-GasDHW-ElecCDryer-Tier2-Front | Clothes washer, Front loading, Gas DHW, ElecDryer, Tier2, IMEF = 2.74 to < 2.92, IWF <= 3.2 | DEER2017 | D17 v3 | 2020-11-24 16:30 | Appl-CW-Front-GasDHW-ElecDry-Tier2 | DEER | Standard | None | 0 | 0 | None |  | 0 |  | 0 | Res | Any | AppPlug | Laundry | Clean_equip | ClothesWash |  | Appl-EffCW | Clothes washer, Front loading, Gas DHW, ElecDryer, Standard, IMEF =1.79, IWF < 4.8 | Clothes washer, Front loading, Gas DHW, ElecDryer, Standard, IMEF =1.84, IWF < 4.7 | Clothes washer, Front loading, Gas DHW, ElecDryer, Tier2, IMEF = 2.74, IWF <= 3.2 |  |  |  | Available |  | 0 | 0 | June 2017 DEER Update | RobNc |  | Appl-EffCW |  | None | 2016-01-01 | 2019-12-31 | InEA_mod |  |  |  |  | Component | Measure updated for DEER June 2017 Update including Baseline Adjustment; Measure expired due to DEER2020 update | 1 | 1 | 0 | Deemed Ex Ante Team |  | Measure updated for DEER June 2017 Update including Baseline Adjustment; Measure expired due to DEER2020 update |  | Updated to indicate claim/filing status
1726 | RB-Appl-EffCW-med-GasDHW-ElecCDryer-Tier3-Front | Clothes washer, Front loading, Gas DHW, ElecDryer, Tier3, IMEF >= 2.92, IWF <= 3.2 | DEER2017 | D17 v3 | 2020-11-24 16:30 | Appl-CW-Front-GasDHW-ElecDry-Tier3 | DEER | Standard | None | 0 | 0 | None |  | 0 |  | 0 | Res | Any | AppPlug | Laundry | Clean_equip | ClothesWash |  | Appl-EffCW | Clothes washer, Front loading, Gas DHW, ElecDryer, Standard, IMEF =1.79, IWF < 4.8 | Clothes washer, Front loading, Gas DHW, ElecDryer, Standard, IMEF =1.84, IWF < 4.7 | Clothes washer, Front loading, Gas DHW, ElecDryer, Tier3, IMEF = 2.92, IWF <= 3.2 |  |  |  | Available |  | 0 | 0 | June 2017 DEER Update | RobNc |  | Appl-EffCW |  | None | 2016-01-01 | 2019-12-31 | InEA_mod |  |  |  |  | Component | Measure updated for DEER June 2017 Update including Baseline Adjustment; Measure expired due to DEER2020 update | 1 | 1 | 0 | Deemed Ex Ante Team |  | Measure updated for DEER June 2017 Update including Baseline Adjustment; Measure expired due to DEER2020 update |  | Updated to indicate claim/filing status
1726 | R-OutCmn-LED-A19(EISA-Bin-60w-110LPW)-dWP1p5 | LED A Lamp replaces pre-existing standard lighting Wattage based on EISA bin and LPW | DEER2017 | Disposition | 2020-11-24 16:30 | Res-Oltg-Cmn-dWatt-CFL | NonDEER | Scaled | DeltaWatts | 1.5 | 1.5 | None |  | 0 |  | 0 | Res | Any | Lighting | OutCommon | Ltg_Lamp | LED_lamp |  | OLtg-Res-LED-20000hr-Cmn | LED A19 Basecase, 75% LED, 25% CFL | LED A19 Basecase, 75% LED, 25% CFL | LED Lamp: A19, EISA Bin 60, 110 LPW |  |  |  | Available |  | 0 | 0 | DEER2020 Update: 2018Phase1ScrewInLampDisposition | RobNc |  |  |  |  | 2018-07-01 | 2018-12-31 | NotInEA |  |  |  |  | Standard | Measures expire 12/31/2018. HOU revised based on DEER revision for NRes outdoor lighting with motion sensors | 1 | 1 | 0 | Deemed Ex Ante Team |  | Measures expire 12/31/2018. HOU revised based on DEER revision for NRes outdoor lighting with motion sensors |  | Updated to indicate claim/filing status
1727 | RE-Appl-EffCW-med-ElecDHW-ElecCDryer-Tier1-Front | Clothes washer, Front loading, Elec DHW, ElecDryer, Tier1, IMEF = 2.38 to < 2.74, IWF <= 3.7 | DEER2017 | D17 v3 | 2020-11-24 16:30 | Appl-CW-Front-ElecDHW-ElecDry-Tier1 | DEER | Standard | None | 0 | 0 | None |  | 0 |  | 0 | Res | Any | AppPlug | Laundry | Clean_equip | ClothesWash |  | Appl-EffCW | Clothes washer, Front loading, Elec DHW, ElecDryer, Standard, IMEF =1.79, IWF < 4.8 | Clothes washer, Front loading, Elec DHW, ElecDryer, Standard, IMEF =1.84, IWF < 4.7 | Clothes washer, Front loading, Elec DHW, ElecDryer, Tier1, IMEF = 2.38, IWF <= 3.7 |  |  |  | Available |  | 0 | 0 | June 2017 DEER Update | RobNc |  | Appl-EffCW |  | None | 2016-01-01 | 2019-12-31 | InEA_mod |  |  |  |  | Component | Measure updated for DEER June 2017 Update including Baseline Adjustment; Measure expired due to DEER2020 update | 1 | 1 | 0 | Deemed Ex Ante Team |  | Measure updated for DEER June 2017 Update including Baseline Adjustment; Measure expired due to DEER2020 update |  | Updated to indicate claim/filing status
1727 | R-OutCmn-LED-A19(EISA-Bin-60w-90LPW)-dWP1p3 | LED A Lamp replaces pre-existing standard lighting Wattage based on EISA bin and LPW | DEER2017 | Disposition | 2020-11-24 16:30 | Res-Oltg-Cmn-dWatt-CFL | NonDEER | Scaled | DeltaWatts | 1.3 | 1.3 | None |  | 0 |  | 0 | Res | Any | Lighting | OutCommon | Ltg_Lamp | LED_lamp |  | OLtg-Res-LED-20000hr-Cmn | LED A19 Basecase, 75% LED, 25% CFL | LED A19 Basecase, 75% LED, 25% CFL | LED Lamp: A19, EISA Bin 60, 90 LPW |  |  |  | Available |  | 0 | 0 | DEER2020 Update: 2018Phase1ScrewInLampDisposition | RobNc |  |  |  |  | 2018-07-01 | 2018-12-31 | NotInEA |  |  |  |  | Standard | Measures expire 12/31/2018. HOU revised based on DEER revision for NRes outdoor lighting with motion sensors | 1 | 1 | 0 | Deemed Ex Ante Team |  | Measures expire 12/31/2018. HOU revised based on DEER revision for NRes outdoor lighting with motion sensors |  | Updated to indicate claim/filing status
1728 | RE-Appl-EffCW-med-ElecDHW-ElecCDryer-Tier2-Front | Clothes washer, Front loading, Elec DHW, ElecDryer, Tier2, IMEF = 2.74 to < 2.92, IWF <= 3.2 | DEER2017 | D17 v3 | 2020-11-24 16:30 | Appl-CW-Front-ElecDHW-ElecDry-Tier2 | DEER | Standard | None | 0 | 0 | None |  | 0 |  | 0 | Res | Any | AppPlug | Laundry | Clean_equip | ClothesWash |  | Appl-EffCW | Clothes washer, Front loading, Elec DHW, ElecDryer, Standard, IMEF =1.79, IWF < 4.8 | Clothes washer, Front loading, Elec DHW, ElecDryer, Standard, IMEF =1.84, IWF < 4.7 | Clothes washer, Front loading, Elec DHW, ElecDryer, Tier2, IMEF = 2.74, IWF <= 3.2 |  |  |  | Available |  | 0 | 0 | June 2017 DEER Update | RobNc |  | Appl-EffCW |  | None | 2016-01-01 | 2019-12-31 | InEA_mod |  |  |  |  | Component | Measure updated for DEER June 2017 Update including Baseline Adjustment; Measure expired due to DEER2020 update | 1 | 1 | 0 | Deemed Ex Ante Team |  | Measure updated for DEER June 2017 Update including Baseline Adjustment; Measure expired due to DEER2020 update |  | Updated to indicate claim/filing status
1728 | R-OutCmn-LED-A19(EISA-Bin-75w-100LPW)-dWP1p7 | LED A Lamp replaces pre-existing standard lighting Wattage based on EISA bin and LPW | DEER2017 | Disposition | 2020-11-24 16:30 | Res-Oltg-Cmn-dWatt-CFL | NonDEER | Scaled | DeltaWatts | 1.7 | 1.7 | None |  | 0 |  | 0 | Res | Any | Lighting | OutCommon | Ltg_Lamp | LED_lamp |  | OLtg-Res-LED-20000hr-Cmn | LED A19 Basecase, 75% LED, 25% CFL | LED A19 Basecase, 75% LED, 25% CFL | LED Lamp: A19, EISA Bin 75, 100 LPW |  |  |  | Available |  | 0 | 0 | DEER2020 Update: 2018Phase1ScrewInLampDisposition | RobNc |  |  |  |  | 2018-07-01 | 2018-12-31 | NotInEA |  |  |  |  | Standard | Measures expire 12/31/2018. HOU revised based on DEER revision for NRes outdoor lighting with motion sensors | 1 | 1 | 0 | Deemed Ex Ante Team |  | Measures expire 12/31/2018. HOU revised based on DEER revision for NRes outdoor lighting with motion sensors |  | Updated to indicate claim/filing status
1729 | RE-Appl-EffCW-med-ElecDHW-ElecCDryer-Tier3-Front | Clothes washer, Front loading, Elec DHW, ElecDryer, Tier3, IMEF >= 2.92, IWF <= 3.2 | DEER2017 | D17 v3 | 2020-11-24 16:30 | Appl-CW-Front-ElecDHW-ElecDry-Tier3 | DEER | Standard | None | 0 | 0 | None |  | 0 |  | 0 | Res | Any | AppPlug | Laundry | Clean_equip | ClothesWash |  | Appl-EffCW | Clothes washer, Front loading, Elec DHW, ElecDryer, Standard, IMEF =1.79, IWF < 4.8 | Clothes washer, Front loading, Elec DHW, ElecDryer, Standard, IMEF =1.84, IWF < 4.7 | Clothes washer, Front loading, Elec DHW, ElecDryer, Tier3, IMEF = 2.92, IWF <= 3.2 |  |  |  | Available |  | 0 | 0 | June 2017 DEER Update | RobNc |  | Appl-EffCW |  | None | 2016-01-01 | 2019-12-31 | InEA_mod |  |  |  |  | Component | Measure updated for DEER June 2017 Update including Baseline Adjustment; Measure expired due to DEER2020 update | 1 | 1 | 0 | Deemed Ex Ante Team |  | Measure updated for DEER June 2017 Update including Baseline Adjustment; Measure expired due to DEER2020 update |  | Updated to indicate claim/filing status
1729 | R-OutCmn-LED-A19(EISA-Bin-75w-110LPW)-dWP1p9 | LED A Lamp replaces pre-existing standard lighting Wattage based on EISA bin and LPW | DEER2017 | Disposition | 2020-11-24 16:30 | Res-Oltg-Cmn-dWatt-CFL | NonDEER | Scaled | DeltaWatts | 1.9 | 1.9 | None |  | 0 |  | 0 | Res | Any | Lighting | OutCommon | Ltg_Lamp | LED_lamp |  | OLtg-Res-LED-20000hr-Cmn | LED A19 Basecase, 75% LED, 25% CFL | LED A19 Basecase, 75% LED, 25% CFL | LED Lamp: A19, EISA Bin 75, 110 LPW |  |  |  | Available |  | 0 | 0 | DEER2020 Update: 2018Phase1ScrewInLampDisposition | RobNc |  |  |  |  | 2018-07-01 | 2018-12-31 | NotInEA |  |  |  |  | Standard | Measures expire 12/31/2018. HOU revised based on DEER revision for NRes outdoor lighting with motion sensors | 1 | 1 | 0 | Deemed Ex Ante Team |  | Measures expire 12/31/2018. HOU revised based on DEER revision for NRes outdoor lighting with motion sensors |  | Updated to indicate claim/filing status
1730 | RB-Appl-EffCW-med-GasDHW-GasCDryer-Tier1-Front | Clothes washer, Front loading, Gas DHW, GasDryer, Tier1, IMEF = 2.38 to < 2.74, IWF <= 3.7 | DEER2017 | D17 v3 | 2020-11-24 16:30 | Appl-CW-Front-GasDHW-GasDry-Tier1 | DEER | Standard | None | 0 | 0 | None |  | 0 |  | 0 | Res | Any | AppPlug | Laundry | Clean_equip | ClothesWash |  | Appl-EffCW | Clothes washer, Front loading, Gas DHW, GasDryer, Standard, IMEF =1.79, IWF < 4.8 | Clothes washer, Front loading, Gas DHW, GasDryer, Standard, IMEF =1.84, IWF < 4.7 | Clothes washer, Front loading, Gas DHW, GasDryer, Tier1, IMEF = 2.38, IWF <= 3.7 |  |  |  | Available |  | 0 | 0 | June 2017 DEER Update | RobNc |  | Appl-EffCW |  | None | 2016-01-01 | 2019-12-31 | InEA_mod |  |  |  |  | Component | Measure updated for DEER June 2017 Update including Baseline Adjustment; Measure expired due to DEER2020 update | 1 | 1 | 0 | Deemed Ex Ante Team |  | Measure updated for DEER June 2017 Update including Baseline Adjustment; Measure expired due to DEER2020 update |  | Updated to indicate claim/filing status
1730 | R-OutCmn-LED-A19(EISA-Bin-75w-120LPW)-dWP2p3 | LED A Lamp replaces pre-existing standard lighting Wattage based on EISA bin and LPW | DEER2017 | Disposition | 2020-11-24 16:30 | Res-Oltg-Cmn-dWatt-CFL | NonDEER | Scaled | DeltaWatts | 2.3 | 2.3 | None |  | 0 |  | 0 | Res | Any | Lighting | OutCommon | Ltg_Lamp | LED_lamp |  | OLtg-Res-LED-20000hr-Cmn | LED A19 Basecase, 75% LED, 25% CFL | LED A19 Basecase, 75% LED, 25% CFL | LED Lamp: A19, EISA Bin 75, 80 LPW |  |  |  | Available |  | 0 | 0 | DEER2020 Update: 2018Phase1ScrewInLampDisposition | RobNc |  |  |  |  | 2018-07-01 | 2018-12-31 | NotInEA |  |  |  |  | Standard | Measures expire 12/31/2018. HOU revised based on DEER revision for NRes outdoor lighting with motion sensors | 1 | 1 | 0 | Deemed Ex Ante Team |  | Measures expire 12/31/2018. HOU revised based on DEER revision for NRes outdoor lighting with motion sensors |  | Updated to indicate claim/filing status
1731 | RB-Appl-EffCW-med-GasDHW-GasCDryer-Tier2-Front | Clothes washer, Front loading, Gas DHW, GasDryer, Tier2, IMEF = 2.74 to < 2.92, IWF <= 3.2 | DEER2017 | D17 v3 | 2020-11-24 16:30 | Appl-CW-Front-GasDHW-GasDry-Tier2 | DEER | Standard | None | 0 | 0 | None |  | 0 |  | 0 | Res | Any | AppPlug | Laundry | Clean_equip | ClothesWash |  | Appl-EffCW | Clothes washer, Front loading, Gas DHW, GasDryer, Standard, IMEF =1.79, IWF < 4.8 | Clothes washer, Front loading, Gas DHW, GasDryer, Standard, IMEF =1.84, IWF < 4.7 | Clothes washer, Front loading, Gas DHW, GasDryer, Tier2, IMEF = 2.74, IWF <= 3.2 |  |  |  | Available |  | 0 | 0 | June 2017 DEER Update | RobNc |  | Appl-EffCW |  | None | 2016-01-01 | 2019-12-31 | InEA_mod |  |  |  |  | Component | Measure updated for DEER June 2017 Update including Baseline Adjustment; Measure expired due to DEER2020 update | 1 | 1 | 0 | Deemed Ex Ante Team |  | Measure updated for DEER June 2017 Update including Baseline Adjustment; Measure expired due to DEER2020 update |  | Updated to indicate claim/filing status
1731 | R-OutCmn-LED-A19(EISA-Bin-75w-90LPW)-dWP1p5 | LED A Lamp replaces pre-existing standard lighting Wattage based on EISA bin and LPW | DEER2017 | Disposition | 2020-11-24 16:30 | Res-Oltg-Cmn-dWatt-CFL | NonDEER | Scaled | DeltaWatts | 1.5 | 1.5 | None |  | 0 |  | 0 | Res | Any | Lighting | OutCommon | Ltg_Lamp | LED_lamp |  | OLtg-Res-LED-20000hr-Cmn | LED A19 Basecase, 75% LED, 25% CFL | LED A19 Basecase, 75% LED, 25% CFL | LED Lamp: A19, EISA Bin 75, 90 LPW |  |  |  | Available |  | 0 | 0 | DEER2020 Update: 2018Phase1ScrewInLampDisposition | RobNc |  |  |  |  | 2018-07-01 | 2018-12-31 | NotInEA |  |  |  |  | Standard | Measures expire 12/31/2018. HOU revised based on DEER revision for NRes outdoor lighting with motion sensors | 1 | 1 | 0 | Deemed Ex Ante Team |  | Measures expire 12/31/2018. HOU revised based on DEER revision for NRes outdoor lighting with motion sensors |  | Updated to indicate claim/filing status
1732 | RB-Appl-EffCW-med-GasDHW-GasCDryer-Tier3-Front | Clothes washer, Front loading, Gas DHW, GasDryer, Tier3, IMEF >= 2.92, IWF <= 3.2 | DEER2017 | D17 v3 | 2020-11-24 16:30 | Appl-CW-Front-GasDHW-GasDry-Tier3 | DEER | Standard | None | 0 | 0 | None |  | 0 |  | 0 | Res | Any | AppPlug | Laundry | Clean_equip | ClothesWash |  | Appl-EffCW | Clothes washer, Front loading, Gas DHW, GasDryer, Standard, IMEF =1.79, IWF < 4.8 | Clothes washer, Front loading, Gas DHW, GasDryer, Standard, IMEF =1.84, IWF < 4.7 | Clothes washer, Front loading, Gas DHW, GasDryer, Tier3, IMEF = 2.92, IWF <= 3.2 |  |  |  | Available |  | 0 | 0 | June 2017 DEER Update | RobNc |  | Appl-EffCW |  | None | 2016-01-01 | 2019-12-31 | InEA_mod |  |  |  |  | Component | Measure updated for DEER June 2017 Update including Baseline Adjustment; Measure expired due to DEER2020 update | 1 | 1 | 0 | Deemed Ex Ante Team |  | Measure updated for DEER June 2017 Update including Baseline Adjustment; Measure expired due to DEER2020 update |  | Updated to indicate claim/filing status
1732 | R-OutCmn-LED-PAR30-Ext(15w)-dWP20 | Residential Outdoor Common-Area Lighting: LED Lamp replaces pre-existing standard lighting Wattage. Measure includes Code case. Impacts: HOU = 3390; CDF = 0.09 | DEER2017 | Disposition | 2020-11-24 16:30 | Res-Oltg-Cmn-dWatt-CFL | NonDEER | Scaled | BaseRatio | 0 | 0 | None |  | 0 |  | 1 | Res | Any | Lighting | OutCommon | Ltg_Lamp | LED_lamp |  | OLtg-Res-LED-20000hr-Cmn | LED PAR30 Basecase, Total Watts = 2.34 x Msr Watts | LED PAR30 Basecase, Total Watts = 2.34 x Msr Watts | LED Lamp: Exterior PAR30, 15 Watts, non-dimmable | LEDratio0234 | LEDratio0234 | LED-PAR30-Ext(15w) | Available |  | 0 | 0 | DEER2020 Update: 2018Phase1ScrewInLampDisposition | RobNc |  |  |  |  | 2018-07-01 | 2018-12-31 | NotInEA |  |  |  |  | Standard | Measures expire 12/31/2018. HOU revised based on DEER revision for NRes outdoor lighting with motion sensors | 1 | 1 | 0 | Deemed Ex Ante Team |  | Measures expire 12/31/2018. HOU revised based on DEER revision for NRes outdoor lighting with motion sensors |  | Updated to indicate claim/filing status
1733 | RB-Appl-EffCW-med-ElecDHW-GasCDryer-Tier1-Top | Clothes washer, Top loading, Elec DHW, GasDryer, Tier1, IMEF = 2.06 to < 2.32, IWF <= 4.3 | DEER2017 | D17 v3 | 2020-11-24 16:30 | Appl-CW-Top-ElecDHW-GasDry-Tier1 | DEER | Standard | None | 0 | 0 | None |  | 0 |  | 0 | Res | Any | AppPlug | Laundry | Clean_equip | ClothesWash |  | Appl-EffCW | Clothes washer, Top loading, Elec DHW, GasDryer, Standard, IMEF = 1.08, IWF <= 9.4 | Clothes washer, Top loading, Elec DHW, GasDryer, Standard, IMEF = 1.29, IWF <= 8.4 | Clothes washer, Top loading, Elec DHW, GasDryer, Tier1, IMEF = 2.06, IWF <= 4.3 |  |  |  | Available |  | 0 | 0 | June 2017 DEER Update | RobNc |  | Appl-EffCW |  | None | 2016-01-01 | 2017-12-31 | InEA_mod |  |  |  |  | Component | Measure updated for DEER June 2017 Update including Baseline Adjustment | 1 | 1 | 0 | Deemed Ex Ante Team |  | Measure updated for DEER June 2017 Update including Baseline Adjustment |  | Updated to indicate claim/filing status
1733 | R-OutCmn-LED-PAR30-Ext(6w)-dWP8 | Residential Outdoor Common-Area Lighting: LED Lamp replaces pre-existing standard lighting Wattage. Measure includes Code case. Impacts: HOU = 3390; CDF = 0.09 | DEER2017 | Disposition | 2020-11-24 16:30 | Res-Oltg-Cmn-dWatt-CFL | NonDEER | Scaled | BaseRatio | 0 | 0 | None |  | 0 |  | 1 | Res | Any | Lighting | OutCommon | Ltg_Lamp | LED_lamp |  | OLtg-Res-LED-20000hr-Cmn | LED PAR30 Basecase, Total Watts = 2.34 x Msr Watts | LED PAR30 Basecase, Total Watts = 2.34 x Msr Watts | LED Lamp: Exterior PAR30, 6 Watts, non-dimmable | LEDratio0234 | LEDratio0234 | LED-PAR30-Ext(6w) | Available |  | 0 | 0 | DEER2020 Update: 2018Phase1ScrewInLampDisposition | RobNc |  |  |  |  | 2018-07-01 | 2018-12-31 | NotInEA |  |  |  |  | Standard | Measures expire 12/31/2018. HOU revised based on DEER revision for NRes outdoor lighting with motion sensors | 1 | 1 | 0 | Deemed Ex Ante Team |  | Measures expire 12/31/2018. HOU revised based on DEER revision for NRes outdoor lighting with motion sensors |  | Updated to indicate claim/filing status
1734 | RB-Appl-EffCW-med-ElecDHW-GasCDryer-Tier2-Top | Clothes washer, Top loading, Elec DHW, GasDryer, Tier2, IMEF = 2.32 to < 2.76, IWF <= 4.0 | DEER2017 | D17 v3 | 2020-11-24 16:30 | Appl-CW-Top-ElecDHW-GasDry-Tier2 | DEER | Standard | None | 0 | 0 | None |  | 0 |  | 0 | Res | Any | AppPlug | Laundry | Clean_equip | ClothesWash |  | Appl-EffCW | Clothes washer, Top loading, Elec DHW, GasDryer, Standard, IMEF = 1.08, IWF <= 9.4 | Clothes washer, Top loading, Elec DHW, GasDryer, Standard, IMEF = 1.29, IWF <= 8.4 | Clothes washer, Top loading, Elec DHW, GasDryer, Tier2, IMEF = 2.32, IWF <= 4.0 |  |  |  | Available |  | 0 | 0 | June 2017 DEER Update | RobNc |  | Appl-EffCW |  | None | 2016-01-01 | 2017-12-31 | InEA_mod |  |  |  |  | Component | Measure updated for DEER June 2017 Update including Baseline Adjustment | 1 | 1 | 0 | Deemed Ex Ante Team |  | Measure updated for DEER June 2017 Update including Baseline Adjustment |  | Updated to indicate claim/filing status
1734 | R-OutCmn-LED-PAR38-Ext(17w)-dWP27 | Residential Outdoor Common-Area Lighting: LED Lamp replaces pre-existing standard lighting Wattage. Measure includes Code case. Impacts: HOU = 3390; CDF = 0.09 | DEER2017 | Disposition | 2020-11-24 16:30 | Res-Oltg-Cmn-dWatt-CFL | NonDEER | Scaled | BaseRatio | 0 | 0 | None |  | 0 |  | 1 | Res | Any | Lighting | OutCommon | Ltg_Lamp | LED_lamp |  | OLtg-Res-LED-20000hr-Cmn | LED PAR38 Basecase, Total Watts = 2.60 x Msr Watts | LED PAR38 Basecase, Total Watts = 2.60 x Msr Watts | LED Lamp: Exterior PAR38, 17 Watts, non-dimmable | LEDratio0260 | LEDratio0260 | LED-PAR38-Ext(17w) | Available |  | 0 | 0 | DEER2020 Update: 2018Phase1ScrewInLampDisposition | RobNc |  |  |  |  | 2018-07-01 | 2018-12-31 | NotInEA |  |  |  |  | Standard | Measures expire 12/31/2018. HOU revised based on DEER revision for NRes outdoor lighting with motion sensors | 1 | 1 | 0 | Deemed Ex Ante Team |  | Measures expire 12/31/2018. HOU revised based on DEER revision for NRes outdoor lighting with motion sensors |  | Updated to indicate claim/filing status
1735 | RB-Appl-EffCW-med-GasDHW-ElecCDryer-Tier1-Top | Clothes washer, Top loading, Gas DHW, ElecDryer, Tier1, IMEF = 2.06 to < 2.32, IWF <= 4.3 | DEER2017 | D17 v3 | 2020-11-24 16:30 | Appl-CW-Top-GasDHW-ElecDry-Tier1 | DEER | Standard | None | 0 | 0 | None |  | 0 |  | 0 | Res | Any | AppPlug | Laundry | Clean_equip | ClothesWash |  | Appl-EffCW | Clothes washer, Top loading, Gas DHW, ElecDryer, Standard, IMEF = 1.08, IWF <= 9.4 | Clothes washer, Top loading, Gas DHW, ElecDryer, Standard, IMEF = 1.29, IWF <= 8.4 | Clothes washer, Top loading, Gas DHW, ElecDryer, Tier1, IMEF = 2.06, IWF <= 4.3 |  |  |  | Available |  | 0 | 0 | June 2017 DEER Update | RobNc |  | Appl-EffCW |  | None | 2016-01-01 | 2017-12-31 | InEA_mod |  |  |  |  | Component | Measure updated for DEER June 2017 Update including Baseline Adjustment | 1 | 1 | 0 | Deemed Ex Ante Team |  | Measure updated for DEER June 2017 Update including Baseline Adjustment |  | Updated to indicate claim/filing status
1735 | R-OutCmn-LED-PAR38-Ext(19w)-dWP30 | Residential Outdoor Common-Area Lighting: LED Lamp replaces pre-existing standard lighting Wattage. Measure includes Code case. Impacts: HOU = 3390; CDF = 0.09 | DEER2017 | Disposition | 2020-11-24 16:30 | Res-Oltg-Cmn-dWatt-CFL | NonDEER | Scaled | BaseRatio | 0 | 0 | None |  | 0 |  | 1 | Res | Any | Lighting | OutCommon | Ltg_Lamp | LED_lamp |  | OLtg-Res-LED-20000hr-Cmn | LED PAR38 Basecase, Total Watts = 2.60 x Msr Watts | LED PAR38 Basecase, Total Watts = 2.60 x Msr Watts | LED Lamp: Exterior PAR38, 19 Watts, non-dimmable | LEDratio0260 | LEDratio0260 | LED-PAR38-Ext(19w) | Available |  | 0 | 0 | DEER2020 Update: 2018Phase1ScrewInLampDisposition | RobNc |  |  |  |  | 2018-07-01 | 2018-12-31 | NotInEA |  |  |  |  | Standard | Measures expire 12/31/2018. HOU revised based on DEER revision for NRes outdoor lighting with motion sensors | 1 | 1 | 0 | Deemed Ex Ante Team |  | Measures expire 12/31/2018. HOU revised based on DEER revision for NRes outdoor lighting with motion sensors |  | Updated to indicate claim/filing status
1736 | RB-Appl-EffCW-med-GasDHW-ElecCDryer-Tier2-Top | Clothes washer, Top loading, Gas DHW, ElecDryer, Tier2, IMEF = 2.32 to < 2.76, IWF <= 4.0 | DEER2017 | D17 v3 | 2020-11-24 16:30 | Appl-CW-Top-GasDHW-ElecDry-Tier2 | DEER | Standard | None | 0 | 0 | None |  | 0 |  | 0 | Res | Any | AppPlug | Laundry | Clean_equip | ClothesWash |  | Appl-EffCW | Clothes washer, Top loading, Gas DHW, ElecDryer, Standard, IMEF = 1.08, IWF <= 9.4 | Clothes washer, Top loading, Gas DHW, ElecDryer, Standard, IMEF = 1.29, IWF <= 8.4 | Clothes washer, Top loading, Gas DHW, ElecDryer, Tier2, IMEF = 2.32, IWF <= 4.0 |  |  |  | Available |  | 0 | 0 | June 2017 DEER Update | RobNc |  | Appl-EffCW |  | None | 2016-01-01 | 2017-12-31 | InEA_mod |  |  |  |  | Component | Measure updated for DEER June 2017 Update including Baseline Adjustment | 1 | 1 | 0 | Deemed Ex Ante Team |  | Measure updated for DEER June 2017 Update including Baseline Adjustment |  | Updated to indicate claim/filing status
1736 | R-OutCmn-LED-PAR38-Ext(7w)-dWP11 | Residential Outdoor Common-Area Lighting: LED Lamp replaces pre-existing standard lighting Wattage. Measure includes Code case. Impacts: HOU = 3390; CDF = 0.09 | DEER2017 | Disposition | 2020-11-24 16:30 | Res-Oltg-Cmn-dWatt-CFL | NonDEER | Scaled | BaseRatio | 0 | 0 | None |  | 0 |  | 1 | Res | Any | Lighting | OutCommon | Ltg_Lamp | LED_lamp |  | OLtg-Res-LED-20000hr-Cmn | LED PAR38 Basecase, Total Watts = 2.60 x Msr Watts | LED PAR38 Basecase, Total Watts = 2.60 x Msr Watts | LED Lamp: Exterior PAR38, 7 Watts, non-dimmable | LEDratio0260 | LEDratio0260 | LED-PAR38-Ext(7w) | Available |  | 0 | 0 | DEER2020 Update: 2018Phase1ScrewInLampDisposition | RobNc |  |  |  |  | 2018-07-01 | 2018-12-31 | NotInEA |  |  |  |  | Standard | Measures expire 12/31/2018. HOU revised based on DEER revision for NRes outdoor lighting with motion sensors | 1 | 1 | 0 | Deemed Ex Ante Team |  | Measures expire 12/31/2018. HOU revised based on DEER revision for NRes outdoor lighting with motion sensors |  | Updated to indicate claim/filing status
1737 | RE-Appl-EffCW-med-ElecDHW-ElecCDryer-Tier1-Top | Clothes washer, Top loading, Elec DHW, ElecDryer, Tier1, IMEF = 2.06 to < 2.32, IWF <= 4.3 | DEER2017 | D17 v3 | 2020-11-24 16:30 | Appl-CW-Top-ElecDHW-ElecDry-Tier1 | DEER | Standard | None | 0 | 0 | None |  | 0 |  | 0 | Res | Any | AppPlug | Laundry | Clean_equip | ClothesWash |  | Appl-EffCW | Clothes washer, Top loading, Elec DHW, ElecDryer, Standard, IMEF = 1.08, IWF <= 9.4 | Clothes washer, Top loading, Elec DHW, ElecDryer, Standard, IMEF = 1.29, IWF <= 8.4 | Clothes washer, Top loading, Elec DHW, ElecDryer, Tier1, IMEF = 2.06, IWF <= 4.3 |  |  |  | Available |  | 0 | 0 | June 2017 DEER Update | RobNc |  | Appl-EffCW |  | None | 2016-01-01 | 2017-12-31 | InEA_mod |  |  |  |  | Component | Measure updated for DEER June 2017 Update including Baseline Adjustment | 1 | 1 | 0 | Deemed Ex Ante Team |  | Measure updated for DEER June 2017 Update including Baseline Adjustment |  | Updated to indicate claim/filing status
1737 | R-Out-LED-A19(EISA-Bin-100w-100LPW)-dWP2p4 | LED A Lamp replaces pre-existing standard lighting Wattage based on EISA bin and LPW | DEER2016 | Disposition | 2020-11-24 16:30 | Res-Oltg-dWatt | NonDEER | Scaled | DeltaWatts | 2.4 | 2.4 | None |  | 0 |  | 0 | Res | Any | Lighting | OutGen | Ltg_Lamp | LED_lamp |  | OLtg-Res-LED-20000hr | LED A19 Basecase, 75% LED, 25% CFL | LED A19 Basecase, 75% LED, 25% CFL | LED Lamp: A19, EISA Bin 100, 100 LPW |  |  |  | Available |  | 0 | 0 | 2018Phase1ScrewInLampDisposition | RobNc |  |  |  |  | 2018-07-01 | 2019-12-31 | NotInEA |  |  |  |  | Standard | Measure expired due to DEER2020 update | 1 | 1 | 0 | Deemed Ex Ante Team |  | Measure expired due to DEER2020 update |  | Updated to indicate claim/filing status
1738 | RE-Appl-EffCW-med-ElecDHW-ElecCDryer-Tier2-Top | Clothes washer, Top loading, Elec DHW, ElecDryer, Tier2, IMEF = 2.32 to < 2.76, IWF <= 4.0 | DEER2017 | D17 v3 | 2020-11-24 16:30 | Appl-CW-Top-ElecDHW-ElecDry-Tier2 | DEER | Standard | None | 0 | 0 | None |  | 0 |  | 0 | Res | Any | AppPlug | Laundry | Clean_equip | ClothesWash |  | Appl-EffCW | Clothes washer, Top loading, Elec DHW, ElecDryer, Standard, IMEF = 1.08, IWF <= 9.4 | Clothes washer, Top loading, Elec DHW, ElecDryer, Standard, IMEF = 1.29, IWF <= 8.4 | Clothes washer, Top loading, Elec DHW, ElecDryer, Tier2, IMEF = 2.32, IWF <= 4.0 |  |  |  | Available |  | 0 | 0 | June 2017 DEER Update | RobNc |  | Appl-EffCW |  | None | 2016-01-01 | 2017-12-31 | InEA_mod |  |  |  |  | Component | Measure updated for DEER June 2017 Update including Baseline Adjustment | 1 | 1 | 0 | Deemed Ex Ante Team |  | Measure updated for DEER June 2017 Update including Baseline Adjustment |  | Updated to indicate claim/filing status
1738 | R-Out-LED-A19(EISA-Bin-100w-110LPW)-dWP2p6 | LED A Lamp replaces pre-existing standard lighting Wattage based on EISA bin and LPW | DEER2016 | Disposition | 2020-11-24 16:30 | Res-Oltg-dWatt | NonDEER | Scaled | DeltaWatts | 2.6 | 2.6 | None |  | 0 |  | 0 | Res | Any | Lighting | OutGen | Ltg_Lamp | LED_lamp |  | OLtg-Res-LED-20000hr | LED A19 Basecase, 75% LED, 25% CFL | LED A19 Basecase, 75% LED, 25% CFL | LED Lamp: A19, EISA Bin 100, 110 LPW |  |  |  | Available |  | 0 | 0 | 2018Phase1ScrewInLampDisposition | RobNc |  |  |  |  | 2018-07-01 | 2019-12-31 | NotInEA |  |  |  |  | Standard | Measure expired due to DEER2020 update | 1 | 1 | 0 | Deemed Ex Ante Team |  | Measure expired due to DEER2020 update |  | Updated to indicate claim/filing status
1739 | RB-Appl-EffCW-med-GasDHW-GasCDryer-Tier1-Top | Clothes washer, Top loading, Gas DHW, GasDryer, Tier1, IMEF = 2.06 to < 2.32, IWF <= 4.3 | DEER2017 | D17 v3 | 2020-11-24 16:30 | Appl-CW-Top-GasDHW-GasDry-Tier1 | DEER | Standard | None | 0 | 0 | None |  | 0 |  | 0 | Res | Any | AppPlug | Laundry | Clean_equip | ClothesWash |  | Appl-EffCW | Clothes washer, Top loading, Gas DHW, GasDryer, Standard, IMEF = 1.08, IWF <= 9.4 | Clothes washer, Top loading, Gas DHW, GasDryer, Standard, IMEF = 1.29, IWF <= 8.4 | Clothes washer, Top loading, Gas DHW, GasDryer, Tier1, IMEF = 2.06, IWF <= 4.3 |  |  |  | Available |  | 0 | 0 | June 2017 DEER Update | RobNc |  | Appl-EffCW |  | None | 2016-01-01 | 2017-12-31 | InEA_mod |  |  |  |  | Component | Measure updated for DEER June 2017 Update including Baseline Adjustment | 1 | 1 | 0 | Deemed Ex Ante Team |  | Measure updated for DEER June 2017 Update including Baseline Adjustment |  | Updated to indicate claim/filing status
1739 | R-Out-LED-A19(EISA-Bin-100w-90LPW)-dWP2p0 | LED A Lamp replaces pre-existing standard lighting Wattage based on EISA bin and LPW | DEER2016 | Disposition | 2020-11-24 16:30 | Res-Oltg-dWatt | NonDEER | Scaled | DeltaWatts | 2 | 2 | None |  | 0 |  | 0 | Res | Any | Lighting | OutGen | Ltg_Lamp | LED_lamp |  | OLtg-Res-LED-20000hr | LED A19 Basecase, 75% LED, 25% CFL | LED A19 Basecase, 75% LED, 25% CFL | LED Lamp: A19, EISA Bin 100, 90 LPW |  |  |  | Available |  | 0 | 0 | 2018Phase1ScrewInLampDisposition | RobNc |  |  |  |  | 2018-07-01 | 2019-12-31 | NotInEA |  |  |  |  | Standard | Measure expired due to DEER2020 update | 1 | 1 | 0 | Deemed Ex Ante Team |  | Measure expired due to DEER2020 update |  | Updated to indicate claim/filing status
1740 | RB-Appl-EffCW-med-GasDHW-GasCDryer-Tier2-Top | Clothes washer, Top loading, Gas DHW, GasDryer, Tier2, IMEF = 2.32 to < 2.76, IWF <= 4.0 | DEER2017 | D17 v3 | 2020-11-24 16:30 | Appl-CW-Top-GasDHW-GasDry-Tier2 | DEER | Standard | None | 0 | 0 | None |  | 0 |  | 0 | Res | Any | AppPlug | Laundry | Clean_equip | ClothesWash |  | Appl-EffCW | Clothes washer, Top loading, Gas DHW, GasDryer, Standard, IMEF = 1.08, IWF <= 9.4 | Clothes washer, Top loading, Gas DHW, GasDryer, Standard, IMEF = 1.29, IWF <= 8.4 | Clothes washer, Top loading, Gas DHW, GasDryer, Tier2, IMEF = 2.32, IWF <= 4.0 |  |  |  | Available |  | 0 | 0 | June 2017 DEER Update | RobNc |  | Appl-EffCW |  | None | 2016-01-01 | 2017-12-31 | InEA_mod |  |  |  |  | Component | Measure updated for DEER June 2017 Update including Baseline Adjustment | 1 | 1 | 0 | Deemed Ex Ante Team |  | Measure updated for DEER June 2017 Update including Baseline Adjustment |  | Updated to indicate claim/filing status
1740 | R-Out-LED-A19(EISA-Bin-40w-100LPW)-dWP1p1 | LED A Lamp replaces pre-existing standard lighting Wattage based on EISA bin and LPW | DEER2016 | Disposition | 2020-11-24 16:30 | Res-Oltg-dWatt | NonDEER | Scaled | DeltaWatts | 1.1 | 1.1 | None |  | 0 |  | 0 | Res | Any | Lighting | OutGen | Ltg_Lamp | LED_lamp |  | OLtg-Res-LED-20000hr | LED A19 Basecase, 75% LED, 25% CFL | LED A19 Basecase, 75% LED, 25% CFL | LED Lamp: A19, EISA Bin 40, 100 LPW |  |  |  | Available |  | 0 | 0 | 2018Phase1ScrewInLampDisposition | RobNc |  |  |  |  | 2018-07-01 | 2019-12-31 | NotInEA |  |  |  |  | Standard | Measure expired due to DEER2020 update | 1 | 1 | 0 | Deemed Ex Ante Team |  | Measure expired due to DEER2020 update |  | Updated to indicate claim/filing status
1741 | RB-Appl-EffCW-med-Tier1-Front | Clothes washer, Front loading, Weighted Fuel Type, Tier1, IMEF = 2.38 to < 2.74, IWF <= 3.7 | DEER2017 | D17 v3 | 2020-11-24 16:30 | RB-Appl-EffCW-med-Tier1-Front | DEER | CrossMeasWtd | None | 0 | 0 | None | ClothesWasher-Front-Tier1 | 0 |  | 0 | Res | Any | AppPlug | Laundry | Clean_equip | ClothesWash |  | Appl-EffCW | Clothes washer, Front loading, Weighted Fuel Types, Standard, IMEF =1.79, IWF < 4.8 | Clothes washer, Front loading, Weighted Fuel Types, Standard, IMEF =1.84, IWF < 4.7 | Clothes washer, Front loading, Weighted Fuel Types, Tier1, IMEF = 2.38, IWF <= 3.7 |  |  |  | Available |  | 0 | 0 | June 2017 DEER Update | RobNc |  | Appl-EffCW |  | None | 2016-01-01 | 2019-12-31 | InEA_mod |  |  |  |  | Standard | Measure updated for DEER June 2017 Update including Baseline Adjustment; Measure expired due to DEER2020 update | 1 | 1 | 0 | Deemed Ex Ante Team |  | Measure updated for DEER June 2017 Update including Baseline Adjustment; Measure expired due to DEER2020 update |  | Updated to indicate claim/filing status
1741 | R-Out-LED-A19(EISA-Bin-40w-80LPW)-dWP0p8 | LED A Lamp replaces pre-existing standard lighting Wattage based on EISA bin and LPW | DEER2016 | Disposition | 2020-11-24 16:30 | Res-Oltg-dWatt | NonDEER | Scaled | DeltaWatts | 0.8 | 0.8 | None |  | 0 |  | 0 | Res | Any | Lighting | OutGen | Ltg_Lamp | LED_lamp |  | OLtg-Res-LED-20000hr | LED A19 Basecase, 75% LED, 25% CFL | LED A19 Basecase, 75% LED, 25% CFL | LED Lamp: A19, EISA Bin 40, 80 LPW |  |  |  | Available |  | 0 | 0 | 2018Phase1ScrewInLampDisposition | RobNc |  |  |  |  | 2018-07-01 | 2019-12-31 | NotInEA |  |  |  |  | Standard | Measure expired due to DEER2020 update | 1 | 1 | 0 | Deemed Ex Ante Team |  | Measure expired due to DEER2020 update |  | Updated to indicate claim/filing status
1742 | RB-Appl-EffCW-med-Tier2-Front | Clothes washer, Front loading, Weighted Fuel Type, Tier2, IMEF = 2.74 to < 2.92, IWF <= 3.2 | DEER2017 | D17 v3 | 2020-11-24 16:30 | RB-Appl-EffCW-med-Tier2-Front | DEER | CrossMeasWtd | None | 0 | 0 | None | ClothesWasher-Front-Tier2 | 0 |  | 0 | Res | Any | AppPlug | Laundry | Clean_equip | ClothesWash |  | Appl-EffCW | Clothes washer, Front loading, Weighted Fuel Types, Standard, IMEF =1.79, IWF < 4.8 | Clothes washer, Front loading, Weighted Fuel Types, Standard, IMEF =1.84, IWF < 4.7 | Clothes washer, Front loading, Weighted Fuel Types, Tier2, IMEF = 2.74, IWF <= 3.2 |  |  |  | Available |  | 0 | 0 | June 2017 DEER Update | RobNc |  | Appl-EffCW |  | None | 2016-01-01 | 2019-12-31 | InEA_mod |  |  |  |  | Standard | Measure updated for DEER June 2017 Update including Baseline Adjustment; Measure expired due to DEER2020 update | 1 | 1 | 0 | Deemed Ex Ante Team |  | Measure updated for DEER June 2017 Update including Baseline Adjustment; Measure expired due to DEER2020 update |  | Updated to indicate claim/filing status
1742 | R-Out-LED-A19(EISA-Bin-40w-90LPW)-dWP1p0 | LED A Lamp replaces pre-existing standard lighting Wattage based on EISA bin and LPW | DEER2016 | Disposition | 2020-11-24 16:30 | Res-Oltg-dWatt | NonDEER | Scaled | DeltaWatts | 1 | 1 | None |  | 0 |  | 0 | Res | Any | Lighting | OutGen | Ltg_Lamp | LED_lamp |  | OLtg-Res-LED-20000hr | LED A19 Basecase, 75% LED, 25% CFL | LED A19 Basecase, 75% LED, 25% CFL | LED Lamp: A19, EISA Bin 40, 90 LPW |  |  |  | Available |  | 0 | 0 | 2018Phase1ScrewInLampDisposition | RobNc |  |  |  |  | 2018-07-01 | 2019-12-31 | NotInEA |  |  |  |  | Standard | Measure expired due to DEER2020 update | 1 | 1 | 0 | Deemed Ex Ante Team |  | Measure expired due to DEER2020 update |  | Updated to indicate claim/filing status
1743 | RB-Appl-EffCW-med-Tier3-Front | Clothes washer, Front loading, Weighted Fuel Type, Tier3, IMEF >= 2.92, IWF <= 3.2 | DEER2017 | D17 v3 | 2020-11-24 16:30 | RB-Appl-EffCW-med-Tier3-Front | DEER | CrossMeasWtd | None | 0 | 0 | None | ClothesWasher-Front-Tier3 | 0 |  | 0 | Res | Any | AppPlug | Laundry | Clean_equip | ClothesWash |  | Appl-EffCW | Clothes washer, Front loading, Weighted Fuel Types, Standard, IMEF =1.79, IWF < 4.8 | Clothes washer, Front loading, Weighted Fuel Types, Standard, IMEF =1.84, IWF < 4.7 | Clothes washer, Front loading, Weighted Fuel Types, Tier3, IMEF = 2.92, IWF <= 3.2 |  |  |  | Available |  | 0 | 0 | June 2017 DEER Update | RobNc |  | Appl-EffCW |  | None | 2016-01-01 | 2019-12-31 | InEA_mod |  |  |  |  | Standard | Measure updated for DEER June 2017 Update including Baseline Adjustment; Measure expired due to DEER2020 update | 1 | 1 | 0 | Deemed Ex Ante Team |  | Measure updated for DEER June 2017 Update including Baseline Adjustment; Measure expired due to DEER2020 update |  | Updated to indicate claim/filing status
1744 | RB-Appl-EffCW-med-Tier1-Top | Clothes washer, Top loading, Weighted Fuel Type, Tier1, IMEF = 2.06 to < 2.32, IWF <= 4.3 | DEER2017 | D17 v3 | 2020-11-24 16:30 | RB-Appl-EffCW-med-Tier1-Top | DEER | CrossMeasWtd | None | 0 | 0 | None | ClothesWasher-Top-Tier1 | 0 |  | 0 | Res | Any | AppPlug | Laundry | Clean_equip | ClothesWash |  | Appl-EffCW | Clothes washer, Top loading, Weighted Fuel Types, Standard, IMEF = 1.08, IWF <= 9.4 | Clothes washer, Top loading, Weighted Fuel Types, Standard, IMEF = 1.29, IWF <= 8.4 | Clothes washer, Top loading, Weighted Fuel Types, Tier1, IMEF = 2.06, IWF <= 4.3 |  |  |  | Available |  | 0 | 0 | June 2017 DEER Update | RobNc |  | Appl-EffCW |  | None | 2016-01-01 | 2017-12-31 | InEA_mod |  |  |  |  | Standard | Measure updated for DEER June 2017 Update including Baseline Adjustment | 1 | 1 | 0 | Deemed Ex Ante Team |  | Measure updated for DEER June 2017 Update including Baseline Adjustment |  | Updated to indicate claim/filing status
1744 | R-Out-LED-A19(EISA-Bin-60w-110LPW)-dWP1p5 | LED A Lamp replaces pre-existing standard lighting Wattage based on EISA bin and LPW | DEER2016 | Disposition | 2020-11-24 16:30 | Res-Oltg-dWatt | NonDEER | Scaled | DeltaWatts | 1.5 | 1.5 | None |  | 0 |  | 0 | Res | Any | Lighting | OutGen | Ltg_Lamp | LED_lamp |  | OLtg-Res-LED-20000hr | LED A19 Basecase, 75% LED, 25% CFL | LED A19 Basecase, 75% LED, 25% CFL | LED Lamp: A19, EISA Bin 60, 110 LPW |  |  |  | Available |  |  |  | 2018Phase1ScrewInLampDisposition | RobNc |  |  |  |  | 2018-07-01 | 2019-12-31 | NotInEA |  |  |  |  | Standard | Measure expired due to DEER2020 update | 1 | 1 | 0 | Deemed Ex Ante Team |  | Measure expired due to DEER2020 update |  | Updated to indicate claim/filing status
1745 | RB-Appl-EffCW-med-ElecDHW-GasCDryer-Tier3-Top | Clothes washer, Top loading, Elec DHW, GasDryer, Tier3, IMEF >= 2.76, IWF <= 3.2 | DEER2017 | D17 v3 | 2020-11-24 16:30 | Appl-CW-Top-ElecDHW-GasDry-Tier3 | DEER | Standard | None | 0 | 0 | None |  | 0 |  | 0 | Res | Any | AppPlug | Laundry | Clean_equip | ClothesWash |  | Appl-EffCW | Clothes washer, Top loading, Elec DHW, GasDryer, Standard, IMEF = 1.08, IWF <= 9.4 | Clothes washer, Top loading, Elec DHW, GasDryer, Standard, IMEF = 1.29, IWF <= 8.4 | Clothes washer, Top loading, Elec DHW, GasDryer, Tier3, IMEF = 2.76, IWF <= 3.2 |  |  |  | Available |  | 0 | 0 | June 2017 DEER Update | RobNc |  | Appl-EffCW |  | None | 2017-01-01 | 2017-12-31 | NotInEA |  |  |  |  | Component | New higher tier measure added for DEER June 2017 Update | 1 | 1 | 0 | Deemed Ex Ante Team |  | New higher tier measure added for DEER June 2017 Update |  | Updated to indicate claim/filing status
1745 | RB-Appl-EffCW-med-Tier2-Top | Clothes washer, Top loading, Weighted Fuel Type, Tier2, IMEF = 2.32 to < 2.76, IWF <= 4.0 | DEER2017 | D17 v3 | 2020-11-24 16:30 | RB-Appl-EffCW-med-Tier2-Top | DEER | CrossMeasWtd | None | 0 | 0 | None | ClothesWasher-Top-Tier2 | 0 |  | 0 | Res | Any | AppPlug | Laundry | Clean_equip | ClothesWash |  | Appl-EffCW | Clothes washer, Top loading, Weighted Fuel Types, Standard, IMEF = 1.08, IWF <= 9.4 | Clothes washer, Top loading, Weighted Fuel Types, Standard, IMEF = 1.29, IWF <= 8.4 | Clothes washer, Top loading, Weighted Fuel Types, Tier2, IMEF = 2.32, IWF <= 4.0 |  |  |  | Available |  | 0 | 0 | June 2017 DEER Update | RobNc |  | Appl-EffCW |  | None | 2016-01-01 | 2017-12-31 | InEA_mod |  |  |  |  | Standard | Measure updated for DEER June 2017 Update including Baseline Adjustment | 1 | 1 | 0 | Deemed Ex Ante Team |  | Measure updated for DEER June 2017 Update including Baseline Adjustment |  | Updated to indicate claim/filing status
1745 | R-Out-LED-A19(EISA-Bin-60w-90LPW)-dWP1p3 | LED A Lamp replaces pre-existing standard lighting Wattage based on EISA bin and LPW | DEER2016 | Disposition | 2020-11-24 16:30 | Res-Oltg-dWatt | NonDEER | Scaled | DeltaWatts | 1.3 | 1.3 | None |  | 0 |  | 0 | Res | Any | Lighting | OutGen | Ltg_Lamp | LED_lamp |  | OLtg-Res-LED-20000hr | LED A19 Basecase, 75% LED, 25% CFL | LED A19 Basecase, 75% LED, 25% CFL | LED Lamp: A19, EISA Bin 60, 90 LPW |  |  |  | Available |  |  |  | 2018Phase1ScrewInLampDisposition | RobNc |  |  |  |  | 2018-07-01 | 2019-12-31 | NotInEA |  |  |  |  | Standard | Measure expired due to DEER2020 update | 1 | 1 | 0 | Deemed Ex Ante Team |  | Measure expired due to DEER2020 update |  | Updated to indicate claim/filing status
1746 | RB-Appl-EffCW-med-GasDHW-ElecCDryer-Tier3-Top | Clothes washer, Top loading, Gas DHW, ElecDryer, Tier3, IMEF >= 2.76, IWF <= 3.2 | DEER2017 | D17 v3 | 2020-11-24 16:30 | Appl-CW-Top-GasDHW-ElecDry-Tier3 | DEER | Standard | None | 0 | 0 | None |  | 0 |  | 0 | Res | Any | AppPlug | Laundry | Clean_equip | ClothesWash |  | Appl-EffCW | Clothes washer, Top loading, Gas DHW, ElecDryer, Standard, IMEF = 1.08, IWF <= 9.4 | Clothes washer, Top loading, Gas DHW, ElecDryer, Standard, IMEF = 1.29, IWF <= 8.4 | Clothes washer, Top loading, Gas DHW, ElecDryer, Tier3, IMEF = 2.76, IWF <= 3.2 |  |  |  | Available |  | 0 | 0 | June 2017 DEER Update | RobNc |  | Appl-EffCW |  | None | 2017-01-01 | 2017-12-31 | NotInEA |  |  |  |  | Component | New higher tier measure added for DEER June 2017 Update | 1 | 1 | 0 | Deemed Ex Ante Team |  | New higher tier measure added for DEER June 2017 Update |  | Updated to indicate claim/filing status
1746 | R-Out-LED-A19(EISA-Bin-75w-100LPW)-dWP1p7 | LED A Lamp replaces pre-existing standard lighting Wattage based on EISA bin and LPW | DEER2016 | Disposition | 2020-11-24 16:30 | Res-Oltg-dWatt | NonDEER | Scaled | DeltaWatts | 1.7 | 1.7 | None |  | 0 |  | 0 | Res | Any | Lighting | OutGen | Ltg_Lamp | LED_lamp |  | OLtg-Res-LED-20000hr | LED A19 Basecase, 75% LED, 25% CFL | LED A19 Basecase, 75% LED, 25% CFL | LED Lamp: A19, EISA Bin 75, 100 LPW |  |  |  | Available |  |  |  | 2018Phase1ScrewInLampDisposition | RobNc |  |  |  |  | 2018-07-01 | 2019-12-31 | NotInEA |  |  |  |  | Standard | Measure expired due to DEER2020 update | 1 | 1 | 0 | Deemed Ex Ante Team |  | Measure expired due to DEER2020 update |  | Updated to indicate claim/filing status
1747 | RE-Appl-EffCW-med-ElecDHW-ElecCDryer-Tier3-Top | Clothes washer, Top loading, Elec DHW, ElecDryer, Tier3, IMEF >= 2.76, IWF <= 3.2 | DEER2017 | D17 v3 | 2020-11-24 16:30 | Appl-CW-Top-ElecDHW-ElecDry-Tier3 | DEER | Standard | None | 0 | 0 | None |  | 0 |  | 0 | Res | Any | AppPlug | Laundry | Clean_equip | ClothesWash |  | Appl-EffCW | Clothes washer, Top loading, Elec DHW, ElecDryer, Standard, IMEF = 1.08, IWF <= 9.4 | Clothes washer, Top loading, Elec DHW, ElecDryer, Standard, IMEF = 1.29, IWF <= 8.4 | Clothes washer, Top loading, Elec DHW, ElecDryer, Tier3, IMEF = 2.76, IWF <= 3.2 |  |  |  | Available |  | 0 | 0 | June 2017 DEER Update | RobNc |  | Appl-EffCW |  | None | 2017-01-01 | 2017-12-31 | NotInEA |  |  |  |  | Component | New higher tier measure added for DEER June 2017 Update | 1 | 1 | 0 | Deemed Ex Ante Team |  | New higher tier measure added for DEER June 2017 Update |  | Updated to indicate claim/filing status
1747 | R-Out-LED-A19(EISA-Bin-75w-110LPW)-dWP1p9 | LED A Lamp replaces pre-existing standard lighting Wattage based on EISA bin and LPW | DEER2016 | Disposition | 2020-11-24 16:30 | Res-Oltg-dWatt | NonDEER | Scaled | DeltaWatts | 1.9 | 1.9 | None |  | 0 |  | 0 | Res | Any | Lighting | OutGen | Ltg_Lamp | LED_lamp |  | OLtg-Res-LED-20000hr | LED A19 Basecase, 75% LED, 25% CFL | LED A19 Basecase, 75% LED, 25% CFL | LED Lamp: A19, EISA Bin 75, 110 LPW |  |  |  | Available |  |  |  | 2018Phase1ScrewInLampDisposition | RobNc |  |  |  |  | 2018-07-01 | 2019-12-31 | NotInEA |  |  |  |  | Standard | Measure expired due to DEER2020 update | 1 | 1 | 0 | Deemed Ex Ante Team |  | Measure expired due to DEER2020 update |  | Updated to indicate claim/filing status
1748 | RB-Appl-EffCW-med-GasDHW-GasCDryer-Tier3-Top | Clothes washer, Top loading, Gas DHW, GasDryer, Tier3, IMEF >= 2.76, IWF <= 3.2 | DEER2017 | D17 v3 | 2020-11-24 16:30 | Appl-CW-Top-GasDHW-GasDry-Tier3 | DEER | Standard | None | 0 | 0 | None |  | 0 |  | 0 | Res | Any | AppPlug | Laundry | Clean_equip | ClothesWash |  | Appl-EffCW | Clothes washer, Top loading, Gas DHW, GasDryer, Standard, IMEF = 1.08, IWF <= 9.4 | Clothes washer, Top loading, Gas DHW, GasDryer, Standard, IMEF = 1.29, IWF <= 8.4 | Clothes washer, Top loading, Gas DHW, GasDryer, Tier3, IMEF = 2.76, IWF <= 3.2 |  |  |  | Available |  | 0 | 0 | June 2017 DEER Update | RobNc |  | Appl-EffCW |  | None | 2017-01-01 | 2017-12-31 | NotInEA |  |  |  |  | Component | New higher tier measure added for DEER June 2017 Update | 1 | 1 | 0 | Deemed Ex Ante Team |  | New higher tier measure added for DEER June 2017 Update |  | Updated to indicate claim/filing status
1748 | R-Out-LED-A19(EISA-Bin-75w-120LPW)-dWP2p3 | LED A Lamp replaces pre-existing standard lighting Wattage based on EISA bin and LPW | DEER2016 | Disposition | 2020-11-24 16:30 | Res-Oltg-dWatt | NonDEER | Scaled | DeltaWatts | 2.3 | 2.3 | None |  | 0 |  | 0 | Res | Any | Lighting | OutGen | Ltg_Lamp | LED_lamp |  | OLtg-Res-LED-20000hr | LED A19 Basecase, 75% LED, 25% CFL | LED A19 Basecase, 75% LED, 25% CFL | LED Lamp: A19, EISA Bin 75, 80 LPW |  |  |  | Available |  |  |  | 2018Phase1ScrewInLampDisposition | RobNc |  |  |  |  | 2018-07-01 | 2019-12-31 | NotInEA |  |  |  |  | Standard | Measure expired due to DEER2020 update | 1 | 1 | 0 | Deemed Ex Ante Team |  | Measure expired due to DEER2020 update |  | Updated to indicate claim/filing status
1749 | RB-Appl-EffCW-med-Tier3-Top | Clothes washer, Top loading, Weighted Fuel Type, Tier3, IMEF >= 2.76, IWF <= 3.2 | DEER2017 | D17 v3 | 2020-11-24 16:30 | RB-Appl-EffCW-med-Tier3-Top | DEER | CrossMeasWtd | None | 0 | 0 | None | ClothesWasher-Top-Tier3 | 0 |  | 0 | Res | Any | AppPlug | Laundry | Clean_equip | ClothesWash |  | Appl-EffCW | Clothes washer, Top loading, Weighted Fuel Types, Standard, IMEF = 1.08, IWF <= 9.4 | Clothes washer, Top loading, Weighted Fuel Types, Standard, IMEF =1.29, IWF <= 8.4 | Clothes washer, Top loading, Weighted Fuel Type, Tier3, IMEF = 2.76, IWF <= 3.2 |  |  |  | Available |  | 0 | 0 | June 2017 DEER Update | RobNc |  | Appl-EffCW |  | None | 2017-01-01 | 2017-12-31 | NotInEA |  |  |  |  | Standard | New higher tier measure added for DEER June 2017 Update | 1 | 1 | 0 | Deemed Ex Ante Team |  | New higher tier measure added for DEER June 2017 Update |  | Updated to indicate claim/filing status
1749 | R-Out-LED-A19(EISA-Bin-75w-90LPW)-dWP1p5 | LED A Lamp replaces pre-existing standard lighting Wattage based on EISA bin and LPW | DEER2016 | Disposition | 2020-11-24 16:30 | Res-Oltg-dWatt | NonDEER | Scaled | DeltaWatts | 1.5 | 1.5 | None |  | 0 |  | 0 | Res | Any | Lighting | OutGen | Ltg_Lamp | LED_lamp |  | OLtg-Res-LED-20000hr | LED A19 Basecase, 75% LED, 25% CFL | LED A19 Basecase, 75% LED, 25% CFL | LED Lamp: A19, EISA Bin 75, 90 LPW |  |  |  | Available |  |  |  | 2018Phase1ScrewInLampDisposition | RobNc |  |  |  |  | 2018-07-01 | 2019-12-31 | NotInEA |  |  |  |  | Standard | Measure expired due to DEER2020 update | 1 | 1 | 0 | Deemed Ex Ante Team |  | Measure expired due to DEER2020 update |  | Updated to indicate claim/filing status
1750 | RB-Appl-EffCW-med-ElecDHW-GasCDryer-Tier1-Top | Clothes washer, Top loading, Elec DHW, GasDryer, Tier1, IMEF = 2.06 to < 2.32, IWF <= 4.3 | DEER2018 | D17 v3 | 2020-11-24 16:30 | Appl-CW-Top-ElecDHW-GasDry-Tier1 | DEER | Standard | None | 0 | 0 | None |  | 0 |  | 0 | Res | Any | AppPlug | Laundry | Clean_equip | ClothesWash |  | Appl-EffCW | Clothes washer, Top loading, Elec DHW, GasDryer, Standard, IMEF = 1.08, IWF <= 9.4 | Clothes washer, Top loading, Elec DHW, GasDryer, Standard, IMEF = 1.57, IWF <= 6.5 | Clothes washer, Top loading, Elec DHW, GasDryer, Tier1, IMEF = 2.06, IWF <= 4.3 |  |  |  | Available |  | 0 | 0 | June 2017 DEER Update | RobNc |  | Appl-EffCW |  | None | 2018-01-01 | 2019-12-31 | NotInEA |  |  |  |  | Component | Measure updated for DEER June 2017 Update including Baseline Adjustment and Federal Code update; Measure expired due to DEER2020 update | 1 | 1 | 0 | Deemed Ex Ante Team |  | Measure updated for DEER June 2017 Update including Baseline Adjustment and Federal Code update; Measure expired due to DEER2020 update |  | Updated to indicate claim/filing status
1750 | R-Out-LED-PAR30-Ext(15w)-dWP20 | Residential Outdoor General Lighting: LED Lamp replaces pre-existing standard lighting Wattage. Measure includes Code case. Impacts: HOU = 1249; CDF = 0 | DEER2016 | Disposition | 2020-11-24 16:30 | Res-Oltg-dWatt | NonDEER | Scaled | BaseRatio |  |  | None |  | 0 |  | 1 | Res | Any | Lighting | OutGen | Ltg_Lamp | LED_lamp |  | OLtg-Res-LED-20000hr | LED PAR30 Basecase, Total Watts = 2.34 x Msr Watts | LED PAR30 Basecase, Total Watts = 2.34 x Msr Watts | LED Lamp: Exterior PAR30, 15 Watts, non-dimmable | LEDratio0234 | LEDratio0234 | LED-PAR30-Ext(15w) | Available |  |  |  | 2018Phase1ScrewInLampDisposition | RobNc |  |  |  |  | 2018-07-01 | 2019-12-31 | NotInEA |  |  |  |  | Standard | Measure expired due to DEER2020 update | 1 | 1 | 0 | Deemed Ex Ante Team |  | Measure expired due to DEER2020 update |  | Updated to indicate claim/filing status
1751 | RB-Appl-EffCW-med-ElecDHW-GasCDryer-Tier2-Top | Clothes washer, Top loading, Elec DHW, GasDryer, Tier2, IMEF = 2.32 to < 2.76, IWF <= 4.0 | DEER2018 | D17 v3 | 2020-11-24 16:30 | Appl-CW-Top-ElecDHW-GasDry-Tier2 | DEER | Standard | None | 0 | 0 | None |  | 0 |  | 0 | Res | Any | AppPlug | Laundry | Clean_equip | ClothesWash |  | Appl-EffCW | Clothes washer, Top loading, Elec DHW, GasDryer, Standard, IMEF = 1.08, IWF <= 9.4 | Clothes washer, Top loading, Elec DHW, GasDryer, Standard, IMEF = 1.57, IWF <= 6.5 | Clothes washer, Top loading, Elec DHW, GasDryer, Tier2, IMEF = 2.32, IWF <= 4.0 |  |  |  | Available |  | 0 | 0 | June 2017 DEER Update | RobNc |  | Appl-EffCW |  | None | 2018-01-01 | 2019-12-31 | NotInEA |  |  |  |  | Component | Measure updated for DEER June 2017 Update including Baseline Adjustment and Federal Code update; Measure expired due to DEER2020 update | 1 | 1 | 0 | Deemed Ex Ante Team |  | Measure updated for DEER June 2017 Update including Baseline Adjustment and Federal Code update; Measure expired due to DEER2020 update |  | Updated to indicate claim/filing status
1751 | R-Out-LED-PAR30-Ext(6w)-dWP8 | Residential Outdoor General Lighting: LED Lamp replaces pre-existing standard lighting Wattage. Measure includes Code case. Impacts: HOU = 1249; CDF = 0 | DEER2016 | Disposition | 2020-11-24 16:30 | Res-Oltg-dWatt | NonDEER | Scaled | BaseRatio |  |  | None |  | 0 |  | 1 | Res | Any | Lighting | OutGen | Ltg_Lamp | LED_lamp |  | OLtg-Res-LED-20000hr | LED PAR30 Basecase, Total Watts = 2.34 x Msr Watts | LED PAR30 Basecase, Total Watts = 2.34 x Msr Watts | LED Lamp: Exterior PAR30, 6 Watts, non-dimmable | LEDratio0234 | LEDratio0234 | LED-PAR30-Ext(6w) | Available |  |  |  | 2018Phase1ScrewInLampDisposition | RobNc |  |  |  |  | 2018-07-01 | 2019-12-31 | NotInEA |  |  |  |  | Standard | Measure expired due to DEER2020 update | 1 | 1 | 0 | Deemed Ex Ante Team |  | Measure expired due to DEER2020 update |  | Updated to indicate claim/filing status
1752 | RB-Appl-EffCW-med-GasDHW-ElecCDryer-Tier1-Top | Clothes washer, Top loading, Gas DHW, ElecDryer, Tier1, IMEF = 2.06 to < 2.32, IWF <= 4.3 | DEER2018 | D17 v3 | 2020-11-24 16:30 | Appl-CW-Top-GasDHW-ElecDry-Tier1 | DEER | Standard | None | 0 | 0 | None |  | 0 |  | 0 | Res | Any | AppPlug | Laundry | Clean_equip | ClothesWash |  | Appl-EffCW | Clothes washer, Top loading, Gas DHW, ElecDryer, Standard, IMEF = 1.08, IWF <= 9.4 | Clothes washer, Top loading, Gas DHW, ElecDryer, Standard, IMEF = 1.57, IWF <= 6.5 | Clothes washer, Top loading, Gas DHW, ElecDryer, Tier1, IMEF = 2.06, IWF <= 4.3 |  |  |  | Available |  | 0 | 0 | June 2017 DEER Update | RobNc |  | Appl-EffCW |  | None | 2018-01-01 | 2019-12-31 | NotInEA |  |  |  |  | Component | Measure updated for DEER June 2017 Update including Baseline Adjustment and Federal Code update; Measure expired due to DEER2020 update | 1 | 1 | 0 | Deemed Ex Ante Team |  | Measure updated for DEER June 2017 Update including Baseline Adjustment and Federal Code update; Measure expired due to DEER2020 update |  | Updated to indicate claim/filing status
1752 | R-Out-LED-PAR38-Ext(17w)-dWP27 | Residential Outdoor General Lighting: LED Lamp replaces pre-existing standard lighting Wattage. Measure includes Code case. Impacts: HOU = 1249; CDF = 0 | DEER2016 | Disposition | 2020-11-24 16:30 | Res-Oltg-dWatt | NonDEER | Scaled | BaseRatio |  |  | None |  | 0 |  | 1 | Res | Any | Lighting | OutGen | Ltg_Lamp | LED_lamp |  | OLtg-Res-LED-20000hr | LED PAR38 Basecase, Total Watts = 2.60 x Msr Watts | LED PAR38 Basecase, Total Watts = 2.60 x Msr Watts | LED Lamp: Exterior PAR38, 17 Watts, non-dimmable | LEDratio0260 | LEDratio0260 | LED-PAR38-Ext(17w) | Available |  |  |  | 2018Phase1ScrewInLampDisposition | RobNc |  |  |  |  | 2018-07-01 | 2019-12-31 | NotInEA |  |  |  |  | Standard | Measure expired due to DEER2020 update | 1 | 1 | 0 | Deemed Ex Ante Team |  | Measure expired due to DEER2020 update |  | Updated to indicate claim/filing status
1753 | RB-Appl-EffCW-med-GasDHW-ElecCDryer-Tier2-Top | Clothes washer, Top loading, Gas DHW, ElecDryer, Tier2, IMEF = 2.32 to < 2.76, IWF <= 4.0 | DEER2018 | D17 v3 | 2020-11-24 16:30 | Appl-CW-Top-GasDHW-ElecDry-Tier2 | DEER | Standard | None | 0 | 0 | None |  | 0 |  | 0 | Res | Any | AppPlug | Laundry | Clean_equip | ClothesWash |  | Appl-EffCW | Clothes washer, Top loading, Gas DHW, ElecDryer, Standard, IMEF = 1.08, IWF <= 9.4 | Clothes washer, Top loading, Gas DHW, ElecDryer, Standard, IMEF = 1.57, IWF <= 6.5 | Clothes washer, Top loading, Gas DHW, ElecDryer, Tier2, IMEF = 2.32, IWF <= 4.0 |  |  |  | Available |  | 0 | 0 | June 2017 DEER Update | RobNc |  | Appl-EffCW |  | None | 2018-01-01 | 2019-12-31 | NotInEA |  |  |  |  | Component | Measure updated for DEER June 2017 Update including Baseline Adjustment and Federal Code update; Measure expired due to DEER2020 update | 1 | 1 | 0 | Deemed Ex Ante Team |  | Measure updated for DEER June 2017 Update including Baseline Adjustment and Federal Code update; Measure expired due to DEER2020 update |  | Updated to indicate claim/filing status
1753 | R-Out-LED-PAR38-Ext(19w)-dWP30 | Residential Outdoor General Lighting: LED Lamp replaces pre-existing standard lighting Wattage. Measure includes Code case. Impacts: HOU = 1249; CDF = 0 | DEER2016 | Disposition | 2020-11-24 16:30 | Res-Oltg-dWatt | NonDEER | Scaled | BaseRatio |  |  | None |  | 0 |  | 1 | Res | Any | Lighting | OutGen | Ltg_Lamp | LED_lamp |  | OLtg-Res-LED-20000hr | LED PAR38 Basecase, Total Watts = 2.60 x Msr Watts | LED PAR38 Basecase, Total Watts = 2.60 x Msr Watts | LED Lamp: Exterior PAR38, 19 Watts, non-dimmable | LEDratio0260 | LEDratio0260 | LED-PAR38-Ext(19w) | Available |  |  |  | 2018Phase1ScrewInLampDisposition | RobNc |  |  |  |  | 2018-07-01 | 2019-12-31 | NotInEA |  |  |  |  | Standard | Measure expired due to DEER2020 update | 1 | 1 | 0 | Deemed Ex Ante Team |  | Measure expired due to DEER2020 update |  | Updated to indicate claim/filing status
1754 | RE-Appl-EffCW-med-ElecDHW-ElecCDryer-Tier1-Top | Clothes washer, Top loading, Elec DHW, ElecDryer, Tier1, IMEF = 2.06 to < 2.32, IWF <= 4.3 | DEER2018 | D17 v3 | 2020-11-24 16:30 | Appl-CW-Top-ElecDHW-ElecDry-Tier1 | DEER | Standard | None | 0 | 0 | None |  | 0 |  | 0 | Res | Any | AppPlug | Laundry | Clean_equip | ClothesWash |  | Appl-EffCW | Clothes washer, Top loading, Elec DHW, ElecDryer, Standard, IMEF = 1.08, IWF <= 9.4 | Clothes washer, Top loading, Elec DHW, ElecDryer, Standard, IMEF = 1.57, IWF <= 6.5 | Clothes washer, Top loading, Elec DHW, ElecDryer, Tier1, IMEF = 2.06, IWF <= 4.3 |  |  |  | Available |  | 0 | 0 | June 2017 DEER Update | RobNc |  | Appl-EffCW |  | None | 2018-01-01 | 2019-12-31 | NotInEA |  |  |  |  | Component | Measure updated for DEER June 2017 Update including Baseline Adjustment and Federal Code update; Measure expired due to DEER2020 update | 1 | 1 | 0 | Deemed Ex Ante Team |  | Measure updated for DEER June 2017 Update including Baseline Adjustment and Federal Code update; Measure expired due to DEER2020 update |  | Updated to indicate claim/filing status
1754 | R-Out-LED-PAR38-Ext(7w)-dWP11 | Residential Outdoor General Lighting: LED Lamp replaces pre-existing standard lighting Wattage. Measure includes Code case. Impacts: HOU = 1249; CDF = 0 | DEER2016 | Disposition | 2020-11-24 16:30 | Res-Oltg-dWatt | NonDEER | Scaled | BaseRatio |  |  | None |  | 0 |  | 1 | Res | Any | Lighting | OutGen | Ltg_Lamp | LED_lamp |  | OLtg-Res-LED-20000hr | LED PAR38 Basecase, Total Watts = 2.60 x Msr Watts | LED PAR38 Basecase, Total Watts = 2.60 x Msr Watts | LED Lamp: Exterior PAR38, 7 Watts, non-dimmable | LEDratio0260 | LEDratio0260 | LED-PAR38-Ext(7w) | Available |  |  |  | 2018Phase1ScrewInLampDisposition | RobNc |  |  |  |  | 2018-07-01 | 2019-12-31 | NotInEA |  |  |  |  | Standard | Measure expired due to DEER2020 update | 1 | 1 | 0 | Deemed Ex Ante Team |  | Measure expired due to DEER2020 update |  | Updated to indicate claim/filing status
1755 | C-In-LED-A19(EISA-Bin-100w-120LPW)-dWP3p3 | LED A Lamp replaces pre-existing standard lighting Wattage based on EISA bin and LPW | DEER2016 | Disposition | 2020-11-24 16:30 | Com-Iltg-dWatt-CFL_OSbldg | NonDEER | Scaled | DeltaWatts | 3.3 | 3.3 | None |  | 0 |  | 0 | Com | Any | Lighting | InGen-CFL | Ltg_Lamp | LED_lamp |  | ILtg-Com-LED-20000hr | LED A19 Basecase, 75% LED, 25% CFL | LED A19 Basecase, 75% LED, 25% CFL | LED Lamp: A19, EISA Bin 100, 120 LPW |  |  |  | Available |  | 0 | 0 | 2018Phase1ScrewInLampDisposition | RobNc |  |  |  |  | 2018-07-01 | 2019-12-31 | NotInEA |  |  |  |  | Standard | Expires 12/31/2019 due to DEER2020 revised impacts and peak demand definition | 1 | 1 | 0 | Deemed Ex Ante Team |  | Expires 12/31/2019 due to DEER2020 revised impacts and peak demand definition |  | Updated to indicate claim/filing status
1755 | RE-Appl-EffCW-med-ElecDHW-ElecCDryer-Tier2-Top | Clothes washer, Top loading, Elec DHW, ElecDryer, Tier2, IMEF = 2.32 to < 2.76, IWF <= 4.0 | DEER2018 | D17 v3 | 2020-11-24 16:30 | Appl-CW-Top-ElecDHW-ElecDry-Tier2 | DEER | Standard | None | 0 | 0 | None |  | 0 |  | 0 | Res | Any | AppPlug | Laundry | Clean_equip | ClothesWash |  | Appl-EffCW | Clothes washer, Top loading, Elec DHW, ElecDryer, Standard, IMEF = 1.08, IWF <= 9.4 | Clothes washer, Top loading, Elec DHW, ElecDryer, Standard, IMEF = 1.57, IWF <= 6.5 | Clothes washer, Top loading, Elec DHW, ElecDryer, Tier2, IMEF = 2.32, IWF <= 4.0 |  |  |  | Available |  | 0 | 0 | June 2017 DEER Update | RobNc |  | Appl-EffCW |  | None | 2018-01-01 | 2019-12-31 | NotInEA |  |  |  |  | Component | Measure updated for DEER June 2017 Update including Baseline Adjustment and Federal Code update; Measure expired due to DEER2020 update | 1 | 1 | 0 | Deemed Ex Ante Team |  | Measure updated for DEER June 2017 Update including Baseline Adjustment and Federal Code update; Measure expired due to DEER2020 update |  | Updated to indicate claim/filing status
1756 | C-In-LED-A19(EISA-Bin-40w-110LPW)-dWP1p2 | LED A Lamp replaces pre-existing standard lighting Wattage based on EISA bin and LPW | DEER2016 | Disposition | 2020-11-24 16:30 | Com-Iltg-dWatt-CFL_OSbldg | NonDEER | Scaled | DeltaWatts | 1.2 | 1.2 | None |  | 0 |  | 0 | Com | Any | Lighting | InGen-CFL | Ltg_Lamp | LED_lamp |  | ILtg-Com-LED-20000hr | LED A19 Basecase, 75% LED, 25% CFL | LED A19 Basecase, 75% LED, 25% CFL | LED Lamp: A19, EISA Bin 40, 110 LPW |  |  |  | Available |  | 0 | 0 | 2018Phase1ScrewInLampDisposition | RobNc |  |  |  |  | 2018-07-01 | 2019-12-31 | NotInEA |  |  |  |  | Standard | Expires 12/31/2019 due to DEER2020 revised impacts and peak demand definition | 1 | 1 | 0 | Deemed Ex Ante Team |  | Expires 12/31/2019 due to DEER2020 revised impacts and peak demand definition |  | Updated to indicate claim/filing status
1756 | RB-Appl-EffCW-med-GasDHW-GasCDryer-Tier1-Top | Clothes washer, Top loading, Gas DHW, GasDryer, Tier1, IMEF = 2.06 to < 2.32, IWF <= 4.3 | DEER2018 | D17 v3 | 2020-11-24 16:30 | Appl-CW-Top-GasDHW-GasDry-Tier1 | DEER | Standard | None | 0 | 0 | None |  | 0 |  | 0 | Res | Any | AppPlug | Laundry | Clean_equip | ClothesWash |  | Appl-EffCW | Clothes washer, Top loading, Gas DHW, GasDryer, Standard, IMEF = 1.08, IWF <= 9.4 | Clothes washer, Top loading, Gas DHW, GasDryer, Standard, IMEF = 1.57, IWF <= 6.5 | Clothes washer, Top loading, Gas DHW, GasDryer, Tier1, IMEF = 2.06, IWF <= 4.3 |  |  |  | Available |  | 0 | 0 | June 2017 DEER Update | RobNc |  | Appl-EffCW |  | None | 2018-01-01 | 2019-12-31 | NotInEA |  |  |  |  | Component | Measure updated for DEER June 2017 Update including Baseline Adjustment and Federal Code update; Measure expired due to DEER2020 update | 1 | 1 | 0 | Deemed Ex Ante Team |  | Measure updated for DEER June 2017 Update including Baseline Adjustment and Federal Code update; Measure expired due to DEER2020 update |  | Updated to indicate claim/filing status
1757 | C-In-LED-A19(EISA-Bin-40w-120LPW)-dWP1p5 | LED A Lamp replaces pre-existing standard lighting Wattage based on EISA bin and LPW | DEER2016 | Disposition | 2020-11-24 16:30 | Com-Iltg-dWatt-CFL_OSbldg | NonDEER | Scaled | DeltaWatts | 1.5 | 1.5 | None |  | 0 |  | 0 | Com | Any | Lighting | InGen-CFL | Ltg_Lamp | LED_lamp |  | ILtg-Com-LED-20000hr | LED A19 Basecase, 75% LED, 25% CFL | LED A19 Basecase, 75% LED, 25% CFL | LED Lamp: A19, EISA Bin 40, 120 LPW |  |  |  | Available |  |  |  | 2018Phase1ScrewInLampDisposition | RobNc |  |  |  |  | 2018-07-01 | 2019-12-31 | NotInEA |  |  |  |  | Standard | Expires 12/31/2019 due to DEER2020 revised impacts and peak demand definition | 1 | 1 | 0 | Deemed Ex Ante Team |  | Expires 12/31/2019 due to DEER2020 revised impacts and peak demand definition |  | Updated to indicate claim/filing status
1757 | RB-Appl-EffCW-med-GasDHW-GasCDryer-Tier2-Top | Clothes washer, Top loading, Gas DHW, GasDryer, Tier2, IMEF = 2.32 to < 2.76, IWF <= 4.0 | DEER2018 | D17 v3 | 2020-11-24 16:30 | Appl-CW-Top-GasDHW-GasDry-Tier2 | DEER | Standard | None | 0 | 0 | None |  | 0 |  | 0 | Res | Any | AppPlug | Laundry | Clean_equip | ClothesWash |  | Appl-EffCW | Clothes washer, Top loading, Gas DHW, GasDryer, Standard, IMEF = 1.08, IWF <= 9.4 | Clothes washer, Top loading, Gas DHW, GasDryer, Standard, IMEF = 1.57, IWF <= 6.5 | Clothes washer, Top loading, Gas DHW, GasDryer, Tier2, IMEF = 2.32, IWF <= 4.0 |  |  |  | Available |  | 0 | 0 | June 2017 DEER Update | RobNc |  | Appl-EffCW |  | None | 2018-01-01 | 2019-12-31 | NotInEA |  |  |  |  | Component | Measure updated for DEER June 2017 Update including Baseline Adjustment and Federal Code update; Measure expired due to DEER2020 update | 1 | 1 | 0 | Deemed Ex Ante Team |  | Measure updated for DEER June 2017 Update including Baseline Adjustment and Federal Code update; Measure expired due to DEER2020 update |  | Updated to indicate claim/filing status
1758 | C-In-LED-A19(EISA-Bin-60w-120LPW)-dWP1p8 | LED A Lamp replaces pre-existing standard lighting Wattage based on EISA bin and LPW | DEER2016 | Disposition | 2020-11-24 16:30 | Com-Iltg-dWatt-CFL_OSbldg | NonDEER | Scaled | DeltaWatts | 1.8 | 1.8 | None |  | 0 |  | 0 | Com | Any | Lighting | InGen-CFL | Ltg_Lamp | LED_lamp |  | ILtg-Com-LED-20000hr | LED A19 Basecase, 75% LED, 25% CFL | LED A19 Basecase, 75% LED, 25% CFL | LED Lamp: A19, EISA Bin 60, 120 LPW |  |  |  | Available |  |  |  | 2018Phase1ScrewInLampDisposition | RobNc |  |  |  |  | 2018-07-01 | 2019-12-31 | NotInEA |  |  |  |  | Standard | Expires 12/31/2019 due to DEER2020 revised impacts and peak demand definition | 1 | 1 | 0 | Deemed Ex Ante Team |  | Expires 12/31/2019 due to DEER2020 revised impacts and peak demand definition |  | Updated to indicate claim/filing status
1758 | RB-Appl-EffCW-med-Tier1-Top | Clothes washer, Top loading, Weighted Fuel Type, Tier1, IMEF = 2.06 to < 2.32, IWF <= 4.3 | DEER2018 | D17 v3 | 2020-11-24 16:30 | RB-Appl-EffCW-med-Tier1-Top | DEER | CrossMeasWtd | None | 0 | 0 | None | ClothesWasher-Top-Tier1 | 0 |  | 0 | Res | Any | AppPlug | Laundry | Clean_equip | ClothesWash |  | Appl-EffCW | Clothes washer, Top loading, Weighted Fuel Types, Standard, IMEF = 1.08, IWF <= 9.4 | Clothes washer, Top loading, Weighted Fuel Types, Standard, IMEF = 1.57, IWF <= 6.5 | Clothes washer, Top loading, Weighted Fuel Types, Tier1, IMEF = 2.06, IWF <= 4.3 |  |  |  | Available |  | 0 | 0 | June 2017 DEER Update | RobNc |  | Appl-EffCW |  | None | 2018-01-01 | 2019-12-31 | NotInEA |  |  |  |  | Standard | Measure updated for DEER June 2017 Update including Baseline Adjustment and Federal Code update; Measure expired due to DEER2020 update | 1 | 1 | 0 | Deemed Ex Ante Team |  | Measure updated for DEER June 2017 Update including Baseline Adjustment and Federal Code update; Measure expired due to DEER2020 update |  | Updated to indicate claim/filing status
1759 | C-Out-LED-A19(EISA-Bin-100w-120LPW)-dWP3p3 | LED A Lamp replaces pre-existing standard lighting Wattage based on EISA bin and LPW | DEER1314 | Disposition | 2020-11-24 16:30 | Com-Oltg-dWatt | NonDEER | Scaled | DeltaWatts | 3.3 | 3.3 | None |  | 0 |  | 0 | Com | Any | Lighting | OutGen | Ltg_Lamp | LED_lamp |  | OLtg-Com-LED-20000hr | LED A19 Basecase, 75% LED, 25% CFL | LED A19 Basecase, 75% LED, 25% CFL | LED Lamp: A19, EISA Bin 100, 120 LPW |  |  |  | Available |  | 0 | 0 | 2018Phase1ScrewInLampDisposition | RobNc |  |  |  |  | 2018-07-01 | 2019-12-31 | NotInEA |  |  |  |  | Standard |  | 1 | 1 | 0 | Deemed Ex Ante Team |  |  |  | Updated to indicate claim/filing status
1759 | RB-Appl-EffCW-med-Tier2-Top | Clothes washer, Top loading, Weighted Fuel Type, Tier2, IMEF = 2.32 to < 2.76, IWF <= 4.0 | DEER2018 | D17 v3 | 2020-11-24 16:30 | RB-Appl-EffCW-med-Tier2-Top | DEER | CrossMeasWtd | None | 0 | 0 | None | ClothesWasher-Top-Tier2 | 0 |  | 0 | Res | Any | AppPlug | Laundry | Clean_equip | ClothesWash |  | Appl-EffCW | Clothes washer, Top loading, Weighted Fuel Types, Standard, IMEF = 1.08, IWF <= 9.4 | Clothes washer, Top loading, Weighted Fuel Types, Standard, IMEF = 1.57, IWF <= 6.5 | Clothes washer, Top loading, Weighted Fuel Types, Tier2, IMEF = 2.32, IWF <= 4.0 |  |  |  | Available |  | 0 | 0 | June 2017 DEER Update | RobNc |  | Appl-EffCW |  | None | 2018-01-01 | 2019-12-31 | NotInEA |  |  |  |  | Standard | Measure updated for DEER June 2017 Update including Baseline Adjustment and Federal Code update; Measure expired due to DEER2020 update | 1 | 1 | 0 | Deemed Ex Ante Team |  | Measure updated for DEER June 2017 Update including Baseline Adjustment and Federal Code update; Measure expired due to DEER2020 update |  | Updated to indicate claim/filing status
1760 | C-Out-LED-A19(EISA-Bin-40w-110LPW)-dWP1p2 | LED A Lamp replaces pre-existing standard lighting Wattage based on EISA bin and LPW | DEER1314 | Disposition | 2020-11-24 16:30 | Com-Oltg-dWatt | NonDEER | Scaled | DeltaWatts | 1.2 | 1.2 | None |  | 0 |  | 0 | Com | Any | Lighting | OutGen | Ltg_Lamp | LED_lamp |  | OLtg-Com-LED-20000hr | LED A19 Basecase, 75% LED, 25% CFL | LED A19 Basecase, 75% LED, 25% CFL | LED Lamp: A19, EISA Bin 40, 110 LPW |  |  |  | Available |  | 0 | 0 | 2018Phase1ScrewInLampDisposition | RobNc |  |  |  |  | 2018-07-01 | 2019-12-31 | NotInEA |  |  |  |  | Standard |  | 1 | 1 | 0 | Deemed Ex Ante Team |  |  |  | Updated to indicate claim/filing status
1760 | RB-Appl-EffCW-med-ElecDHW-GasCDryer-Tier3-Top | Clothes washer, Top loading, Elec DHW, GasDryer, Tier3, IMEF >= 2.76, IWF <= 3.2 | DEER2018 | D17 v3 | 2020-11-24 16:30 | Appl-CW-Top-ElecDHW-GasDry-Tier3 | DEER | Standard | None | 0 | 0 | None |  | 0 |  | 0 | Res | Any | AppPlug | Laundry | Clean_equip | ClothesWash |  | Appl-EffCW | Clothes washer, Top loading, Elec DHW, GasDryer, Standard, IMEF = 1.08, IWF <= 9.4 | Clothes washer, Top loading, Elec DHW, GasDryer, Standard, IMEF = 1.57, IWF <= 6.5 | Clothes washer, Top loading, Elec DHW, GasDryer, Tier3, IMEF = 2.76, IWF <= 3.2 |  |  |  | Available |  | 0 | 0 | June 2017 DEER Update | RobNc |  | Appl-EffCW |  | None | 2019-01-01 | 2018-01-01 | NotInEA |  |  |  |  | Component | New higher tier measure added for DEER June 2017 Update, including Baseline Adjustment and Federal Code update | 1 | 1 | 0 | Deemed Ex Ante Team |  | New higher tier measure added for DEER June 2017 Update, including Baseline Adjustment and Federal Code update |  | Updated to indicate claim/filing status
1761 | C-Out-LED-A19(EISA-Bin-40w-120LPW)-dWP1p5 | LED A Lamp replaces pre-existing standard lighting Wattage based on EISA bin and LPW | DEER1314 | Disposition | 2020-11-24 16:30 | Com-Oltg-dWatt | NonDEER | Scaled | DeltaWatts | 1.5 | 1.5 | None |  | 0 |  | 0 | Com | Any | Lighting | OutGen | Ltg_Lamp | LED_lamp |  | OLtg-Com-LED-20000hr | LED A19 Basecase, 75% LED, 25% CFL | LED A19 Basecase, 75% LED, 25% CFL | LED Lamp: A19, EISA Bin 40, 120 LPW |  |  |  | Available |  |  |  | 2018Phase1ScrewInLampDisposition | RobNc |  |  |  |  | 2018-07-01 | 2019-12-31 | NotInEA |  |  |  |  | Standard |  | 1 | 1 | 0 | Deemed Ex Ante Team |  |  |  | Updated to indicate claim/filing status
1761 | RB-Appl-EffCW-med-GasDHW-ElecCDryer-Tier3-Top | Clothes washer, Top loading, Gas DHW, ElecDryer, Tier3, IMEF > 2.76, IWF <= 3.2 | DEER2018 | D17 v3 | 2020-11-24 16:30 | Appl-CW-Top-GasDHW-ElecDry-Tier3 | DEER | Standard | None | 0 | 0 | None |  | 0 |  | 0 | Res | Any | AppPlug | Laundry | Clean_equip | ClothesWash |  | Appl-EffCW | Clothes washer, Top loading, Gas DHW, ElecDryer, Standard, IMEF = 1.08, IWF <= 9.4 | Clothes washer, Top loading, Gas DHW, ElecDryer, Standard, IMEF = 1.57, IWF <= 6.5 | Clothes washer, Top loading, Gas DHW, ElecDryer, Tier3, IMEF = 2.76, IWF <= 3.2 |  |  |  | Available |  | 0 | 0 | June 2017 DEER Update | RobNc |  | Appl-EffCW |  | None | 2019-01-01 | 2018-01-01 | NotInEA |  |  |  |  | Component | New higher tier measure added for DEER June 2017 Update, including Baseline Adjustment and Federal Code update | 1 | 1 | 0 | Deemed Ex Ante Team |  | New higher tier measure added for DEER June 2017 Update, including Baseline Adjustment and Federal Code update |  | Updated to indicate claim/filing status
1762 | C-Out-LED-A19(EISA-Bin-60w-120LPW)-dWP1p8 | LED A Lamp replaces pre-existing standard lighting Wattage based on EISA bin and LPW | DEER1314 | Disposition | 2020-11-24 16:30 | Com-Oltg-dWatt | NonDEER | Scaled | DeltaWatts | 1.8 | 1.8 | None |  | 0 |  | 0 | Com | Any | Lighting | OutGen | Ltg_Lamp | LED_lamp |  | OLtg-Com-LED-20000hr | LED A19 Basecase, 75% LED, 25% CFL | LED A19 Basecase, 75% LED, 25% CFL | LED Lamp: A19, EISA Bin 60, 120 LPW |  |  |  | Available |  |  |  | 2018Phase1ScrewInLampDisposition | RobNc |  |  |  |  | 2018-07-01 | 2019-12-31 | NotInEA |  |  |  |  | Standard |  | 1 | 1 | 0 | Deemed Ex Ante Team |  |  |  | Updated to indicate claim/filing status
1762 | RE-Appl-EffCW-med-ElecDHW-ElecCDryer-Tier3-Top | Clothes washer, Top loading, Elec DHW, ElecDryer, Tier3, IMEF > 2.76, IWF <= 3.2 | DEER2018 | D17 v3 | 2020-11-24 16:30 | Appl-CW-Top-ElecDHW-ElecDry-Tier3 | DEER | Standard | None | 0 | 0 | None |  | 0 |  | 0 | Res | Any | AppPlug | Laundry | Clean_equip | ClothesWash |  | Appl-EffCW | Clothes washer, Top loading, Elec DHW, ElecDryer, Standard, IMEF = 1.08, IWF <= 9.4 | Clothes washer, Top loading, Elec DHW, ElecDryer, Standard, IMEF = 1.57, IWF <= 6.5 | Clothes washer, Top loading, Elec DHW, ElecDryer, Tier3, IMEF = 2.76, IWF <= 3.2 |  |  |  | Available |  | 0 | 0 | June 2017 DEER Update | RobNc |  | Appl-EffCW |  | None | 2019-01-01 | 2018-01-01 | NotInEA |  |  |  |  | Component | New higher tier measure added for DEER June 2017 Update, including Baseline Adjustment and Federal Code update | 1 | 1 | 0 | Deemed Ex Ante Team |  | New higher tier measure added for DEER June 2017 Update, including Baseline Adjustment and Federal Code update |  | Updated to indicate claim/filing status
1763 | RB-Appl-EffCW-med-GasDHW-GasCDryer-Tier3-Top | Clothes washer, Top loading, Gas DHW, GasDryer, Tier3, IMEF > 2.76, IWF <= 3.2 | DEER2018 | D17 v3 | 2020-11-24 16:30 | Appl-CW-Top-GasDHW-GasDry-Tier3 | DEER | Standard | None | 0 | 0 | None |  | 0 |  | 0 | Res | Any | AppPlug | Laundry | Clean_equip | ClothesWash |  | Appl-EffCW | Clothes washer, Top loading, Gas DHW, GasDryer, Standard, IMEF = 1.08, IWF <= 9.4 | Clothes washer, Top loading, Gas DHW, GasDryer, Standard, IMEF = 1.57, IWF <= 6.5 | Clothes washer, Top loading, Gas DHW, GasDryer, Tier3, IMEF = 2.76, IWF <= 3.2 |  |  |  | Available |  | 0 | 0 | June 2017 DEER Update | RobNc |  | Appl-EffCW |  | None | 2019-01-01 | 2018-01-01 | NotInEA |  |  |  |  | Component | New higher tier measure added for DEER June 2017 Update, including Baseline Adjustment and Federal Code update | 1 | 1 | 0 | Deemed Ex Ante Team |  | New higher tier measure added for DEER June 2017 Update, including Baseline Adjustment and Federal Code update |  | Updated to indicate claim/filing status
1763 | R-InCmn-LED-A19(EISA-Bin-100w-120LPW)-dWP3p3 | LED A Lamp replaces pre-existing standard lighting Wattage based on EISA bin and LPW | DEER2017 | Disposition | 2020-11-24 16:30 | Res-Iltg-Cmn-dWatt-CFL | NonDEER | Scaled | DeltaWatts | 3.3 | 3.3 | None |  | 0 |  | 0 | Res | Any | Lighting | InCommon | Ltg_Lamp | LED_lamp |  | ILtg-Res-LED-20000hr-Cmn | LED A19 Basecase, 75% LED, 25% CFL | LED A19 Basecase, 75% LED, 25% CFL | LED Lamp: A19, EISA Bin 100, 120 LPW |  |  |  | Available |  | 0 | 0 | DEER2020 Update: 2018Phase1ScrewInLampDisposition | RobNc |  |  |  | None | 2018-07-01 | 2019-12-31 | NotInEA |  |  |  |  | Standard | Measures expires 12/31/2019 with revision note: Measures expire 12/31/2019. Workpaper required for 1/1/2020 to consider: revises HOU to reflect most recent Title 24 and ISP control practices; DEER 2020 peak demand definition update | 1 | 1 | 0 | Deemed Ex Ante Team |  | Measures expires 12/31/2019 with revision note: Measures expire 12/31/2019. Workpaper required for 1/1/2020 to consider: revises HOU to reflect most recent Title 24 and ISP control practices; DEER 2020 peak demand definition update |  | Updated to indicate claim/filing status
1764 | RB-Appl-EffCW-med-Tier3-Top | Clothes washer, Top loading, Weighted Fuel Type, Tier3, IMEF > 2.76, IWF <= 3.2 | DEER2018 | D17 v3 | 2020-11-24 16:30 | RB-Appl-EffCW-med-Tier3-Top | DEER | CrossMeasWtd | None | 0 | 0 | None | ClothesWasher-Top-Tier3 | 0 |  | 0 | Res | Any | AppPlug | Laundry | Clean_equip | ClothesWash |  | Appl-EffCW | Clothes washer, Top loading, Weighted Fuel Types, Standard, IMEF = 1.08, IWF <= 9.4 | Clothes washer, Top loading, Weighted Fuel Types, Standard, IMEF = 1.57, IWF <= 6.5 | Clothes washer, Top loading, Weighted Fuel Type, Tier3, IMEF = 2.76, IWF <= 3.2 |  |  |  | Available |  | 0 | 0 | June 2017 DEER Update | RobNc |  | Appl-EffCW |  | None | 2019-01-01 | 2018-01-01 | NotInEA |  |  |  |  | Standard | New higher tier measure added for DEER June 2017 Update, including Baseline Adjustment and Federal Code update | 1 | 1 | 0 | Deemed Ex Ante Team |  | New higher tier measure added for DEER June 2017 Update, including Baseline Adjustment and Federal Code update |  | Updated to indicate claim/filing status
1764 | R-InCmn-LED-A19(EISA-Bin-40w-110LPW)-dWP1p2 | LED A Lamp replaces pre-existing standard lighting Wattage based on EISA bin and LPW | DEER2017 | Disposition | 2020-11-24 16:30 | Res-Iltg-Cmn-dWatt-CFL | NonDEER | Scaled | DeltaWatts | 1.2 | 1.2 | None |  | 0 |  | 0 | Res | Any | Lighting | InCommon | Ltg_Lamp | LED_lamp |  | ILtg-Res-LED-20000hr-Cmn | LED A19 Basecase, 75% LED, 25% CFL | LED A19 Basecase, 75% LED, 25% CFL | LED Lamp: A19, EISA Bin 40, 110 LPW |  |  |  | Available |  | 0 | 0 | DEER2020 Update: 2018Phase1ScrewInLampDisposition | RobNc |  |  |  | None | 2018-07-01 | 2019-12-31 | NotInEA |  |  |  |  | Standard | Measures expires 12/31/2019 with revision note: Measures expire 12/31/2019. Workpaper required for 1/1/2020 to consider: revises HOU to reflect most recent Title 24 and ISP control practices; DEER 2020 peak demand definition update | 1 | 1 | 0 | Deemed Ex Ante Team |  | Measures expires 12/31/2019 with revision note: Measures expire 12/31/2019. Workpaper required for 1/1/2020 to consider: revises HOU to reflect most recent Title 24 and ISP control practices; DEER 2020 peak demand definition update |  | Updated to indicate claim/filing status
1765 | R-InCmn-LED-A19(EISA-Bin-40w-120LPW)-dWP1p5 | LED A Lamp replaces pre-existing standard lighting Wattage based on EISA bin and LPW | DEER2017 | Disposition | 2020-11-24 16:30 | Res-Iltg-Cmn-dWatt-CFL | NonDEER | Scaled | DeltaWatts | 1.5 | 1.5 | None |  | 0 |  | 0 | Res | Any | Lighting | InCommon | Ltg_Lamp | LED_lamp |  | ILtg-Res-LED-20000hr-Cmn | LED A19 Basecase, 75% LED, 25% CFL | LED A19 Basecase, 75% LED, 25% CFL | LED Lamp: A19, EISA Bin 40, 120 LPW |  |  |  | Available |  | 0 | 0 | DEER2020 Update: 2018Phase1ScrewInLampDisposition | RobNc |  |  |  | None | 2018-07-01 | 2019-12-31 | NotInEA |  |  |  |  | Standard | Measures expires 12/31/2019 with revision note: Measures expire 12/31/2019. Workpaper required for 1/1/2020 to consider: revises HOU to reflect most recent Title 24 and ISP control practices; DEER 2020 peak demand definition update | 1 | 1 | 0 | Deemed Ex Ante Team |  | Measures expires 12/31/2019 with revision note: Measures expire 12/31/2019. Workpaper required for 1/1/2020 to consider: revises HOU to reflect most recent Title 24 and ISP control practices; DEER 2020 peak demand definition update |  | Updated to indicate claim/filing status
1766 | R-InCmn-LED-A19(EISA-Bin-60w-120LPW)-dWP1p8 | LED A Lamp replaces pre-existing standard lighting Wattage based on EISA bin and LPW | DEER2017 | Disposition | 2020-11-24 16:30 | Res-Iltg-Cmn-dWatt-CFL | NonDEER | Scaled | DeltaWatts | 1.8 | 1.8 | None |  | 0 |  | 0 | Res | Any | Lighting | InCommon | Ltg_Lamp | LED_lamp |  | ILtg-Res-LED-20000hr-Cmn | LED A19 Basecase, 75% LED, 25% CFL | LED A19 Basecase, 75% LED, 25% CFL | LED Lamp: A19, EISA Bin 60, 120 LPW |  |  |  | Available |  | 0 | 0 | DEER2020 Update: 2018Phase1ScrewInLampDisposition | RobNc |  |  |  | None | 2018-07-01 | 2019-12-31 | NotInEA |  |  |  |  | Standard | Measures expires 12/31/2019 with revision note: Measures expire 12/31/2019. Workpaper required for 1/1/2020 to consider: revises HOU to reflect most recent Title 24 and ISP control practices; DEER 2020 peak demand definition update | 1 | 1 | 0 | Deemed Ex Ante Team |  | Measures expires 12/31/2019 with revision note: Measures expire 12/31/2019. Workpaper required for 1/1/2020 to consider: revises HOU to reflect most recent Title 24 and ISP control practices; DEER 2020 peak demand definition update |  | Updated to indicate claim/filing status
1767 | R-In-LED-A19(EISA-Bin-100w-120LPW)-dWP3p3 | LED A Lamp replaces pre-existing standard lighting Wattage based on EISA bin and LPW | DEER2017 | Disposition | 2020-11-24 16:30 | Res-Iltg-dWatt-CFL | NonDEER | Scaled | DeltaWatts | 3.3 | 3.3 | None |  | 0 |  | 0 | Res | Any | Lighting | InGen-CFL | Ltg_Lamp | LED_lamp |  | ILtg-Res-LED-20000hr | LED A19 Basecase, 75% LED, 25% CFL | LED A19 Basecase, 75% LED, 25% CFL | LED Lamp: A19, EISA Bin 100, 120 LPW |  |  |  | Available |  | 0 | 0 | 2018Phase1ScrewInLampDisposition | RobNc |  |  |  |  | 2018-07-01 | 2019-12-31 | NotInEA |  |  |  |  | Standard | Expires 12/31/2019 due to DEER2020 revised impacts and peak demand definition | 1 | 1 | 0 | Deemed Ex Ante Team |  | Expires 12/31/2019 due to DEER2020 revised impacts and peak demand definition |  | Updated to indicate claim/filing status
1768 | R-In-LED-A19(EISA-Bin-40w-110LPW)-dWP1p2 | LED A Lamp replaces pre-existing standard lighting Wattage based on EISA bin and LPW | DEER2017 | Disposition | 2020-11-24 16:30 | Res-Iltg-dWatt-CFL | NonDEER | Scaled | DeltaWatts | 1.2 | 1.2 | None |  | 0 |  | 0 | Res | Any | Lighting | InGen-CFL | Ltg_Lamp | LED_lamp |  | ILtg-Res-LED-20000hr | LED A19 Basecase, 75% LED, 25% CFL | LED A19 Basecase, 75% LED, 25% CFL | LED Lamp: A19, EISA Bin 40, 110 LPW |  |  |  | Available |  | 0 | 0 | 2018Phase1ScrewInLampDisposition | RobNc |  |  |  |  | 2018-07-01 | 2019-12-31 | NotInEA |  |  |  |  | Standard | Expires 12/31/2019 due to DEER2020 revised impacts and peak demand definition | 1 | 1 | 0 | Deemed Ex Ante Team |  | Expires 12/31/2019 due to DEER2020 revised impacts and peak demand definition |  | Updated to indicate claim/filing status
1769 | R-In-LED-A19(EISA-Bin-40w-120LPW)-dWP1p5 | LED A Lamp replaces pre-existing standard lighting Wattage based on EISA bin and LPW | DEER2017 | Disposition | 2020-11-24 16:30 | Res-Iltg-dWatt-CFL | NonDEER | Scaled | DeltaWatts | 1.5 | 1.5 | None |  | 0 |  | 0 | Res | Any | Lighting | InGen-CFL | Ltg_Lamp | LED_lamp |  | ILtg-Res-LED-20000hr | LED A19 Basecase, 75% LED, 25% CFL | LED A19 Basecase, 75% LED, 25% CFL | LED Lamp: A19, EISA Bin 40, 120 LPW |  |  |  | Available |  |  |  | 2018Phase1ScrewInLampDisposition | RobNc |  |  |  |  | 2018-07-01 | 2019-12-31 | NotInEA |  |  |  |  | Standard | Expires 12/31/2019 due to DEER2020 revised impacts and peak demand definition | 1 | 1 | 0 | Deemed Ex Ante Team |  | Expires 12/31/2019 due to DEER2020 revised impacts and peak demand definition |  | Updated to indicate claim/filing status
1770 | R-In-LED-A19(EISA-Bin-60w-120LPW)-dWP1p8 | LED A Lamp replaces pre-existing standard lighting Wattage based on EISA bin and LPW | DEER2017 | Disposition | 2020-11-24 16:30 | Res-Iltg-dWatt-CFL | NonDEER | Scaled | DeltaWatts | 1.8 | 1.8 | None |  | 0 |  | 0 | Res | Any | Lighting | InGen-CFL | Ltg_Lamp | LED_lamp |  | ILtg-Res-LED-20000hr | LED A19 Basecase, 75% LED, 25% CFL | LED A19 Basecase, 75% LED, 25% CFL | LED Lamp: A19, EISA Bin 60, 120 LPW |  |  |  | Available |  |  |  | 2018Phase1ScrewInLampDisposition | RobNc |  |  |  |  | 2018-07-01 | 2019-12-31 | NotInEA |  |  |  |  | Standard | Expires 12/31/2019 due to DEER2020 revised impacts and peak demand definition | 1 | 1 | 0 | Deemed Ex Ante Team |  | Expires 12/31/2019 due to DEER2020 revised impacts and peak demand definition |  | Updated to indicate claim/filing status
1771 | R-OutCmn-LED-A19(EISA-Bin-100w-120LPW)-dWP3p3 | LED A Lamp replaces pre-existing standard lighting Wattage based on EISA bin and LPW | DEER2017 | Disposition | 2020-11-24 16:30 | Res-Oltg-Cmn-dWatt-CFL | NonDEER | Scaled | DeltaWatts | 3.3 | 3.3 | None |  | 0 |  | 0 | Res | Any | Lighting | OutCommon | Ltg_Lamp | LED_lamp |  | OLtg-Res-LED-20000hr-Cmn | LED A19 Basecase, 75% LED, 25% CFL | LED A19 Basecase, 75% LED, 25% CFL | LED Lamp: A19, EISA Bin 100, 120 LPW |  |  |  | Available |  | 0 | 0 | DEER2020 Update: 2018Phase1ScrewInLampDisposition | RobNc |  |  |  |  | 2018-07-01 | 2018-12-31 | NotInEA |  |  |  |  | Standard | Measures expire 12/31/2018. HOU revised based on DEER revision for NRes outdoor lighting with motion sensors | 1 | 1 | 0 | Deemed Ex Ante Team |  | Measures expire 12/31/2018. HOU revised based on DEER revision for NRes outdoor lighting with motion sensors |  | Updated to indicate claim/filing status
1772 | R-OutCmn-LED-A19(EISA-Bin-40w-110LPW)-dWP1p2 | LED A Lamp replaces pre-existing standard lighting Wattage based on EISA bin and LPW | DEER2017 | Disposition | 2020-11-24 16:30 | Res-Oltg-Cmn-dWatt-CFL | NonDEER | Scaled | DeltaWatts | 1.2 | 1.2 | None |  | 0 |  | 0 | Res | Any | Lighting | OutCommon | Ltg_Lamp | LED_lamp |  | OLtg-Res-LED-20000hr-Cmn | LED A19 Basecase, 75% LED, 25% CFL | LED A19 Basecase, 75% LED, 25% CFL | LED Lamp: A19, EISA Bin 40, 110 LPW |  |  |  | Available |  | 0 | 0 | DEER2020 Update: 2018Phase1ScrewInLampDisposition | RobNc |  |  |  |  | 2018-07-01 | 2018-12-31 | NotInEA |  |  |  |  | Standard | Measures expire 12/31/2018. HOU revised based on DEER revision for NRes outdoor lighting with motion sensors | 1 | 1 | 0 | Deemed Ex Ante Team |  | Measures expire 12/31/2018. HOU revised based on DEER revision for NRes outdoor lighting with motion sensors |  | Updated to indicate claim/filing status
1773 | R-OutCmn-LED-A19(EISA-Bin-40w-120LPW)-dWP1p5 | LED A Lamp replaces pre-existing standard lighting Wattage based on EISA bin and LPW | DEER2017 | Disposition | 2020-11-24 16:30 | Res-Oltg-Cmn-dWatt-CFL | NonDEER | Scaled | DeltaWatts | 1.5 | 1.5 | None |  | 0 |  | 0 | Res | Any | Lighting | OutCommon | Ltg_Lamp | LED_lamp |  | OLtg-Res-LED-20000hr-Cmn | LED A19 Basecase, 75% LED, 25% CFL | LED A19 Basecase, 75% LED, 25% CFL | LED Lamp: A19, EISA Bin 40, 120 LPW |  |  |  | Available |  | 0 | 0 | DEER2020 Update: 2018Phase1ScrewInLampDisposition | RobNc |  |  |  |  | 2018-07-01 | 2018-12-31 | NotInEA |  |  |  |  | Standard | Measures expire 12/31/2018. HOU revised based on DEER revision for NRes outdoor lighting with motion sensors | 1 | 1 | 0 | Deemed Ex Ante Team |  | Measures expire 12/31/2018. HOU revised based on DEER revision for NRes outdoor lighting with motion sensors |  | Updated to indicate claim/filing status
1774 | R-OutCmn-LED-A19(EISA-Bin-60w-120LPW)-dWP1p8 | LED A Lamp replaces pre-existing standard lighting Wattage based on EISA bin and LPW | DEER2017 | Disposition | 2020-11-24 16:30 | Res-Oltg-Cmn-dWatt-CFL | NonDEER | Scaled | DeltaWatts | 1.8 | 1.8 | None |  | 0 |  | 0 | Res | Any | Lighting | OutCommon | Ltg_Lamp | LED_lamp |  | OLtg-Res-LED-20000hr-Cmn | LED A19 Basecase, 75% LED, 25% CFL | LED A19 Basecase, 75% LED, 25% CFL | LED Lamp: A19, EISA Bin 60, 120 LPW |  |  |  | Available |  | 0 | 0 | DEER2020 Update: 2018Phase1ScrewInLampDisposition | RobNc |  |  |  |  | 2018-07-01 | 2018-12-31 | NotInEA |  |  |  |  | Standard | Measures expire 12/31/2018. HOU revised based on DEER revision for NRes outdoor lighting with motion sensors | 1 | 1 | 0 | Deemed Ex Ante Team |  | Measures expire 12/31/2018. HOU revised based on DEER revision for NRes outdoor lighting with motion sensors |  | Updated to indicate claim/filing status
1775 | R-Out-LED-A19(EISA-Bin-100w-120LPW)-dWP3p3 | LED A Lamp replaces pre-existing standard lighting Wattage based on EISA bin and LPW | DEER2016 | Disposition | 2020-11-24 16:30 | Res-Oltg-dWatt | NonDEER | Scaled | DeltaWatts | 3.3 | 3.3 | None |  | 0 |  | 0 | Res | Any | Lighting | OutGen | Ltg_Lamp | LED_lamp |  | OLtg-Res-LED-20000hr | LED A19 Basecase, 75% LED, 25% CFL | LED A19 Basecase, 75% LED, 25% CFL | LED Lamp: A19, EISA Bin 100, 120 LPW |  |  |  | Available |  | 0 | 0 | 2018Phase1ScrewInLampDisposition | RobNc |  |  |  |  | 2018-07-01 | 2019-12-31 | NotInEA |  |  |  |  | Standard | Measure expired due to DEER2020 update | 1 | 1 | 0 | Deemed Ex Ante Team |  | Measure expired due to DEER2020 update |  | Updated to indicate claim/filing status
1776 | R-Out-LED-A19(EISA-Bin-40w-110LPW)-dWP1p2 | LED A Lamp replaces pre-existing standard lighting Wattage based on EISA bin and LPW | DEER2016 | Disposition | 2020-11-24 16:30 | Res-Oltg-dWatt | NonDEER | Scaled | DeltaWatts | 1.2 | 1.2 | None |  | 0 |  | 0 | Res | Any | Lighting | OutGen | Ltg_Lamp | LED_lamp |  | OLtg-Res-LED-20000hr | LED A19 Basecase, 75% LED, 25% CFL | LED A19 Basecase, 75% LED, 25% CFL | LED Lamp: A19, EISA Bin 40, 110 LPW |  |  |  | Available |  | 0 | 0 | 2018Phase1ScrewInLampDisposition | RobNc |  |  |  |  | 2018-07-01 | 2019-12-31 | NotInEA |  |  |  |  | Standard | Measure expired due to DEER2020 update | 1 | 1 | 0 | Deemed Ex Ante Team |  | Measure expired due to DEER2020 update |  | Updated to indicate claim/filing status
1777 | R-Out-LED-A19(EISA-Bin-40w-120LPW)-dWP1p5 | LED A Lamp replaces pre-existing standard lighting Wattage based on EISA bin and LPW | DEER2016 | Disposition | 2020-11-24 16:30 | Res-Oltg-dWatt | NonDEER | Scaled | DeltaWatts | 1.5 | 1.5 | None |  | 0 |  | 0 | Res | Any | Lighting | OutGen | Ltg_Lamp | LED_lamp |  | OLtg-Res-LED-20000hr | LED A19 Basecase, 75% LED, 25% CFL | LED A19 Basecase, 75% LED, 25% CFL | LED Lamp: A19, EISA Bin 40, 120 LPW |  |  |  | Available |  |  |  | 2018Phase1ScrewInLampDisposition | RobNc |  |  |  |  | 2018-07-01 | 2019-12-31 | NotInEA |  |  |  |  | Standard | Measure expired due to DEER2020 update | 1 | 1 | 0 | Deemed Ex Ante Team |  | Measure expired due to DEER2020 update |  | Updated to indicate claim/filing status
1778 | R-Out-LED-A19(EISA-Bin-60w-120LPW)-dWP1p8 | LED A Lamp replaces pre-existing standard lighting Wattage based on EISA bin and LPW | DEER2016 | Disposition | 2020-11-24 16:30 | Res-Oltg-dWatt | NonDEER | Scaled | DeltaWatts | 1.8 | 1.8 | None |  | 0 |  | 0 | Res | Any | Lighting | OutGen | Ltg_Lamp | LED_lamp |  | OLtg-Res-LED-20000hr | LED A19 Basecase, 75% LED, 25% CFL | LED A19 Basecase, 75% LED, 25% CFL | LED Lamp: A19, EISA Bin 60, 120 LPW |  |  |  | Available |  |  |  | 2018Phase1ScrewInLampDisposition | RobNc |  |  |  |  | 2018-07-01 | 2019-12-31 | NotInEA |  |  |  |  | Standard | Measure expired due to DEER2020 update | 1 | 1 | 0 | Deemed Ex Ante Team |  | Measure expired due to DEER2020 update |  | Updated to indicate claim/filing status
1779 | C-Out-LED-PAR30-Ext(12w)-dWP16 | Commercial Outdoor General Lighting: LED Lamp replaces pre-existing standard lighting Wattage. Measure includes Code case. Impacts: HOU = 4100; CDF = 0 | DEER1314 | Disposition | 2020-11-24 16:30 | Com-Oltg-dWatt | NonDEER | Scaled | BaseRatio |  |  | None |  | 0 |  | 1 | Com | Any | Lighting | OutGen | Ltg_Lamp | LED_lamp |  | ILtg-Com-LED-20000hr | LED PAR30 Basecase, Total Watts = 2.34 x Msr Watts | LED PAR30 Basecase, Total Watts = 2.34 x Msr Watts | LED Lamp: Exterior PAR30, 12 Watts, non-dimmable | LEDratio0234 | LEDratio0234 | LED-PAR30-Ext(12w) | Available |  |  |  | 2018Phase1ScrewInLampDisposition | RobNc |  |  |  |  | 2018-07-01 | 2019-12-31 | NotInEA |  |  |  |  | Standard |  | 1 | 1 | 0 | Deemed Ex Ante Team |  |  |  | Updated to indicate claim/filing status
1780 | R-OutCmn-LED-PAR30-Ext(12w)-dWP16 | Residential Outdoor Common-Area Lighting: LED Lamp replaces pre-existing standard lighting Wattage. Measure includes Code case. Impacts: HOU = 3390; CDF = 0.09 | DEER2017 | Disposition | 2020-11-24 16:30 | Res-Oltg-Cmn-dWatt-CFL | NonDEER | Scaled | BaseRatio | 0 | 0 | None |  | 0 |  | 1 | Res | Any | Lighting | OutCommon | Ltg_Lamp | LED_lamp |  | OLtg-Res-LED-20000hr-Cmn | LED PAR30 Basecase, Total Watts = 2.34 x Msr Watts | LED PAR30 Basecase, Total Watts = 2.34 x Msr Watts | LED Lamp: Exterior PAR30, 12 Watts, non-dimmable | LEDratio0234 | LEDratio0234 | LED-PAR30-Ext(12w) | Available |  | 0 | 0 | DEER2020 Update: 2018Phase1ScrewInLampDisposition | RobNc |  |  |  |  | 2018-07-01 | 2018-12-31 | NotInEA |  |  |  |  | Standard | Measures expire 12/31/2018. HOU revised based on DEER revision for NRes outdoor lighting with motion sensors | 1 | 1 | 0 | Deemed Ex Ante Team |  | Measures expire 12/31/2018. HOU revised based on DEER revision for NRes outdoor lighting with motion sensors |  | Updated to indicate claim/filing status
1781 | R-Out-LED-PAR30-Ext(12w)-dWP16 | Residential Outdoor General Lighting: LED Lamp replaces pre-existing standard lighting Wattage. Measure includes Code case. Impacts: HOU = 1249; CDF = 0 | DEER2016 | Disposition | 2020-11-24 16:30 | Res-Oltg-dWatt | NonDEER | Scaled | BaseRatio |  |  | None |  | 0 |  | 1 | Res | Any | Lighting | OutGen | Ltg_Lamp | LED_lamp |  | OLtg-Res-LED-20000hr | LED PAR30 Basecase, Total Watts = 2.34 x Msr Watts | LED PAR30 Basecase, Total Watts = 2.34 x Msr Watts | LED Lamp: Exterior PAR30, 12 Watts, non-dimmable | LEDratio0234 | LEDratio0234 | LED-PAR30-Ext(12w) | Available |  |  |  | 2018Phase1ScrewInLampDisposition | RobNc |  |  |  |  | 2018-07-01 | 2019-12-31 | NotInEA |  |  |  |  | Standard | Measure expired due to DEER2020 update | 1 | 1 | 0 | Deemed Ex Ante Team |  | Measure expired due to DEER2020 update |  | Updated to indicate claim/filing status
2001 | Res-Lighting-InGen_CFLratio0353_CFLfixt-110w | Residential Indoor General Lighting: CFL Fixture replaces pre-existing standard lighting Wattage. Measure includes Code case. Impacts: CFL-based HOU (varies by BldgType) | DEER2017 | D13 v1.0 | 2020-11-24 16:30 | Res-Iltg-dWatt-CFL | DEER | Scaled | BaseRatio | 278 | 278 | None |  | 0 |  | 1 | Res | Any | Lighting | InGen-CFL | Ltg_Fixture | CFL_fixt |  | ILtg-CFL-Res | CFL fixture based on: Ballast; Total Watts = 3.53 | CFL fixture based on: Ballast; Total Watts = 3.53 | CFL fixture based on: CFLpin(110w); Total Watts = 110 | CFLratio0353 | CFLratio0353 | CFLfixt-110w(110w) | Available |  | 0 | 0 | DEER Lighting measure | ErRobNc |  | ILtg-Incand-Res |  | DEER131417 | 2013-01-01 | 2018-06-30 | InEA_modVal |  |  |  |  | Standard | Remove expiry date per Commission Staff direction 2018ScrewInLampSavignsMethods-11Dec2017.pdf | 1 | 1 | 0 | Deemed Ex Ante Team |  | Remove expiry date per Commission Staff direction 2018ScrewInLampSavignsMethods-11Dec2017.pdf |  | Updated to indicate claim/filing status
2002 | Res-Lighting-InGen_CFLratio0353_CFLfixt-120w | Residential Indoor General Lighting: CFL Fixture replaces pre-existing standard lighting Wattage. Measure includes Code case. Impacts: CFL-based HOU (varies by BldgType) | DEER2017 | D13 v1.0 | 2020-11-24 16:30 | Res-Iltg-dWatt-CFL | DEER | Scaled | BaseRatio | 304 | 304 | None |  | 0 |  | 1 | Res | Any | Lighting | InGen-CFL | Ltg_Fixture | CFL_fixt |  | ILtg-CFL-Res | CFL fixture based on: Ballast; Total Watts = 3.53 | CFL fixture based on: Ballast; Total Watts = 3.53 | CFL fixture based on: CFLpin(120w); Total Watts = 120 | CFLratio0353 | CFLratio0353 | CFLfixt-120w(120w) | Available |  | 0 | 0 | DEER Lighting measure | ErRobNc |  | ILtg-Incand-Res |  | DEER131417 | 2013-01-01 | 2018-06-30 | InEA_modVal |  |  |  |  | Standard | Remove expiry date per Commission Staff direction 2018ScrewInLampSavignsMethods-11Dec2017.pdf | 1 | 1 | 0 | Deemed Ex Ante Team |  | Remove expiry date per Commission Staff direction 2018ScrewInLampSavignsMethods-11Dec2017.pdf |  | Updated to indicate claim/filing status
2003 | Res-Lighting-InGen_CFLratio0353_CFLfixt-13w | Residential Indoor General Lighting: CFL Fixture replaces pre-existing standard lighting Wattage. Measure includes Code case. Impacts: CFL-based HOU (varies by BldgType) | DEER2017 | D13 v1.0 | 2020-11-24 16:30 | Res-Iltg-dWatt-CFL | DEER | Scaled | BaseRatio | 33 | 33 | None |  | 0 |  | 1 | Res | Any | Lighting | InGen-CFL | Ltg_Fixture | CFL_fixt |  | ILtg-CFL-Res | CFL fixture based on: Ballast; Total Watts = 3.53 | CFL fixture based on: Ballast; Total Watts = 3.53 | CFL fixture based on: CFLpin(13w); Total Watts = 13 | CFLratio0353 | CFLratio0353 | CFLfixt-13w(13w) | Available |  | 0 | 0 | DEER Lighting measure | ErRobNc |  | ILtg-Incand-Res |  | DEER131417 | 2013-01-01 | 2018-06-30 | InEA_modVal |  |  |  |  | Standard | Remove expiry date per Commission Staff direction 2018ScrewInLampSavignsMethods-11Dec2017.pdf | 1 | 1 | 0 | Deemed Ex Ante Team |  | Remove expiry date per Commission Staff direction 2018ScrewInLampSavignsMethods-11Dec2017.pdf |  | Updated to indicate claim/filing status
2004 | Res-Lighting-InGen_CFLratio0353_CFLfixt-15w | Residential Indoor General Lighting: CFL Fixture replaces pre-existing standard lighting Wattage. Measure includes Code case. Impacts: CFL-based HOU (varies by BldgType) | DEER2017 | D13 v1.0 | 2020-11-24 16:30 | Res-Iltg-dWatt-CFL | DEER | Scaled | BaseRatio | 38 | 38 | None |  | 0 |  | 1 | Res | Any | Lighting | InGen-CFL | Ltg_Fixture | CFL_fixt |  | ILtg-CFL-Res | CFL fixture based on: Ballast; Total Watts = 3.53 | CFL fixture based on: Ballast; Total Watts = 3.53 | CFL fixture based on: CFLpin(15w); Total Watts = 15 | CFLratio0353 | CFLratio0353 | CFLfixt-15w(15w) | Available |  | 0 | 0 | DEER Lighting measure | ErRobNc |  | ILtg-Incand-Res |  | DEER131417 | 2013-01-01 | 2018-06-30 | InEA_modVal |  |  |  |  | Standard | Remove expiry date per Commission Staff direction 2018ScrewInLampSavignsMethods-11Dec2017.pdf | 1 | 1 | 0 | Deemed Ex Ante Team |  | Remove expiry date per Commission Staff direction 2018ScrewInLampSavignsMethods-11Dec2017.pdf |  | Updated to indicate claim/filing status
2005 | Res-Lighting-InGen_CFLratio0353_CFLfixt-18w | Residential Indoor General Lighting: CFL Fixture replaces pre-existing standard lighting Wattage. Measure includes Code case. Impacts: CFL-based HOU (varies by BldgType) | DEER2017 | D13 v1.0 | 2020-11-24 16:30 | Res-Iltg-dWatt-CFL | DEER | Scaled | BaseRatio | 46 | 46 | None |  | 0 |  | 1 | Res | Any | Lighting | InGen-CFL | Ltg_Fixture | CFL_fixt |  | ILtg-CFL-Res | CFL fixture based on: Ballast; Total Watts = 3.53 | CFL fixture based on: Ballast; Total Watts = 3.53 | CFL fixture based on: CFLpin(18w); Total Watts = 18 | CFLratio0353 | CFLratio0353 | CFLfixt-18w(18w) | Available |  | 0 | 0 | DEER Lighting measure | ErRobNc |  | ILtg-Incand-Res |  | DEER131417 | 2013-01-01 | 2018-06-30 | InEA_modVal |  |  |  |  | Standard | Remove expiry date per Commission Staff direction 2018ScrewInLampSavignsMethods-11Dec2017.pdf | 1 | 1 | 0 | Deemed Ex Ante Team |  | Remove expiry date per Commission Staff direction 2018ScrewInLampSavignsMethods-11Dec2017.pdf |  | Updated to indicate claim/filing status
2006 | Res-Lighting-InGen_CFLratio0353_CFLfixt-20w | Residential Indoor General Lighting: CFL Fixture replaces pre-existing standard lighting Wattage. Measure includes Code case. Impacts: CFL-based HOU (varies by BldgType) | DEER2017 | D13 v1.0 | 2020-11-24 16:30 | Res-Iltg-dWatt-CFL | DEER | Scaled | BaseRatio | 51 | 51 | None |  | 0 |  | 1 | Res | Any | Lighting | InGen-CFL | Ltg_Fixture | CFL_fixt |  | ILtg-CFL-Res | CFL fixture based on: Ballast; Total Watts = 3.53 | CFL fixture based on: Ballast; Total Watts = 3.53 | CFL fixture based on: CFLpin(20w); Total Watts = 20 | CFLratio0353 | CFLratio0353 | CFLfixt-20w(20w) | Available |  | 0 | 0 | DEER Lighting measure | ErRobNc |  | ILtg-Incand-Res |  | DEER131417 | 2013-01-01 | 2018-06-30 | InEA_modVal |  |  |  |  | Standard | Remove expiry date per Commission Staff direction 2018ScrewInLampSavignsMethods-11Dec2017.pdf | 1 | 1 | 0 | Deemed Ex Ante Team |  | Remove expiry date per Commission Staff direction 2018ScrewInLampSavignsMethods-11Dec2017.pdf |  | Updated to indicate claim/filing status
2007 | Res-Lighting-InGen_CFLratio0353_CFLfixt-24w | Residential Indoor General Lighting: CFL Fixture replaces pre-existing standard lighting Wattage. Measure includes Code case. Impacts: CFL-based HOU (varies by BldgType) | DEER2017 | D13 v1.0 | 2020-11-24 16:30 | Res-Iltg-dWatt-CFL | DEER | Scaled | BaseRatio | 61 | 61 | None |  | 0 |  | 1 | Res | Any | Lighting | InGen-CFL | Ltg_Fixture | CFL_fixt |  | ILtg-CFL-Res | CFL fixture based on: Ballast; Total Watts = 3.53 | CFL fixture based on: Ballast; Total Watts = 3.53 | CFL fixture based on: CFLpin(24w); Total Watts = 24 | CFLratio0353 | CFLratio0353 | CFLfixt-24w(24w) | Available |  | 0 | 0 | DEER Lighting measure | ErRobNc |  | ILtg-Incand-Res |  | DEER131417 | 2013-01-01 | 2018-06-30 | InEA_modVal |  |  |  |  | Standard | Remove expiry date per Commission Staff direction 2018ScrewInLampSavignsMethods-11Dec2017.pdf | 1 | 1 | 0 | Deemed Ex Ante Team |  | Remove expiry date per Commission Staff direction 2018ScrewInLampSavignsMethods-11Dec2017.pdf |  | Updated to indicate claim/filing status
2008 | Res-Lighting-InGen_CFLratio0353_CFLfixt-25w | Residential Indoor General Lighting: CFL Fixture replaces pre-existing standard lighting Wattage. Measure includes Code case. Impacts: CFL-based HOU (varies by BldgType) | DEER2017 | D13 v1.0 | 2020-11-24 16:30 | Res-Iltg-dWatt-CFL | DEER | Scaled | BaseRatio | 63 | 63 | None |  | 0 |  | 1 | Res | Any | Lighting | InGen-CFL | Ltg_Fixture | CFL_fixt |  | ILtg-CFL-Res | CFL fixture based on: Ballast; Total Watts = 3.53 | CFL fixture based on: Ballast; Total Watts = 3.53 | CFL fixture based on: CFLpin(25w); Total Watts = 25 | CFLratio0353 | CFLratio0353 | CFLfixt-25w(25w) | Available |  | 0 | 0 | DEER Lighting measure | ErRobNc |  | ILtg-Incand-Res |  | DEER131417 | 2013-01-01 | 2018-06-30 | InEA_modVal |  |  |  |  | Standard | Remove expiry date per Commission Staff direction 2018ScrewInLampSavignsMethods-11Dec2017.pdf | 1 | 1 | 0 | Deemed Ex Ante Team |  | Remove expiry date per Commission Staff direction 2018ScrewInLampSavignsMethods-11Dec2017.pdf |  | Updated to indicate claim/filing status
2009 | Res-Lighting-InGen_CFLratio0353_CFLfixt-26w | Residential Indoor General Lighting: CFL Fixture replaces pre-existing standard lighting Wattage. Measure includes Code case. Impacts: CFL-based HOU (varies by BldgType) | DEER2017 | D13 v1.0 | 2020-11-24 16:30 | Res-Iltg-dWatt-CFL | DEER | Scaled | BaseRatio | 66 | 66 | None |  | 0 |  | 1 | Res | Any | Lighting | InGen-CFL | Ltg_Fixture | CFL_fixt |  | ILtg-CFL-Res | CFL fixture based on: Ballast; Total Watts = 3.53 | CFL fixture based on: Ballast; Total Watts = 3.53 | CFL fixture based on: CFLpin(26w); Total Watts = 26 | CFLratio0353 | CFLratio0353 | CFLfixt-26w(26w) | Available |  | 0 | 0 | DEER Lighting measure | ErRobNc |  | ILtg-Incand-Res |  | DEER131417 | 2013-01-01 | 2018-06-30 | InEA_modVal |  |  |  |  | Standard | Remove expiry date per Commission Staff direction 2018ScrewInLampSavignsMethods-11Dec2017.pdf | 1 | 1 | 0 | Deemed Ex Ante Team |  | Remove expiry date per Commission Staff direction 2018ScrewInLampSavignsMethods-11Dec2017.pdf |  | Updated to indicate claim/filing status
2010 | Res-Lighting-InGen_CFLratio0353_CFLfixt-27w | Residential Indoor General Lighting: CFL Fixture replaces pre-existing standard lighting Wattage. Measure includes Code case. Impacts: CFL-based HOU (varies by BldgType) | DEER2017 | D13 v1.0 | 2020-11-24 16:30 | Res-Iltg-dWatt-CFL | DEER | Scaled | BaseRatio | 68 | 68 | None |  | 0 |  | 1 | Res | Any | Lighting | InGen-CFL | Ltg_Fixture | CFL_fixt |  | ILtg-CFL-Res | CFL fixture based on: Ballast; Total Watts = 3.53 | CFL fixture based on: Ballast; Total Watts = 3.53 | CFL fixture based on: CFLpin(27w); Total Watts = 27 | CFLratio0353 | CFLratio0353 | CFLfixt-27w(27w) | Available |  | 0 | 0 | DEER Lighting measure | ErRobNc |  | ILtg-Incand-Res |  | DEER131417 | 2013-01-01 | 2018-06-30 | InEA_modVal |  |  |  |  | Standard | Remove expiry date per Commission Staff direction 2018ScrewInLampSavignsMethods-11Dec2017.pdf | 1 | 1 | 0 | Deemed Ex Ante Team |  | Remove expiry date per Commission Staff direction 2018ScrewInLampSavignsMethods-11Dec2017.pdf |  | Updated to indicate claim/filing status
2011 | Res-Lighting-InGen_CFLratio0353_CFLfixt-28w | Residential Indoor General Lighting: CFL Fixture replaces pre-existing standard lighting Wattage. Measure includes Code case. Impacts: CFL-based HOU (varies by BldgType) | DEER2017 | D13 v1.0 | 2020-11-24 16:30 | Res-Iltg-dWatt-CFL | DEER | Scaled | BaseRatio | 71 | 71 | None |  | 0 |  | 1 | Res | Any | Lighting | InGen-CFL | Ltg_Fixture | CFL_fixt |  | ILtg-CFL-Res | CFL fixture based on: Ballast; Total Watts = 3.53 | CFL fixture based on: Ballast; Total Watts = 3.53 | CFL fixture based on: CFLpin(28w); Total Watts = 28 | CFLratio0353 | CFLratio0353 | CFLfixt-28w(28w) | Available |  | 0 | 0 | DEER Lighting measure | ErRobNc |  | ILtg-Incand-Res |  | DEER131417 | 2013-01-01 | 2018-06-30 | InEA_modVal |  |  |  |  | Standard | Remove expiry date per Commission Staff direction 2018ScrewInLampSavignsMethods-11Dec2017.pdf | 1 | 1 | 0 | Deemed Ex Ante Team |  | Remove expiry date per Commission Staff direction 2018ScrewInLampSavignsMethods-11Dec2017.pdf |  | Updated to indicate claim/filing status
2012 | Res-Lighting-InGen_CFLratio0353_CFLfixt-32w | Residential Indoor General Lighting: CFL Fixture replaces pre-existing standard lighting Wattage. Measure includes Code case. Impacts: CFL-based HOU (varies by BldgType) | DEER2017 | D13 v1.0 | 2020-11-24 16:30 | Res-Iltg-dWatt-CFL | DEER | Scaled | BaseRatio | 81 | 81 | None |  | 0 |  | 1 | Res | Any | Lighting | InGen-CFL | Ltg_Fixture | CFL_fixt |  | ILtg-CFL-Res | CFL fixture based on: Ballast; Total Watts = 3.53 | CFL fixture based on: Ballast; Total Watts = 3.53 | CFL fixture based on: CFLpin(32w); Total Watts = 32 | CFLratio0353 | CFLratio0353 | CFLfixt-32w(32w) | Available |  | 0 | 0 | DEER Lighting measure | ErRobNc |  | ILtg-Incand-Res | D08-RE-ILtg-CFL-Tbl-32W-Rpl-Prim | DEER131417 | 2013-01-01 | 2018-06-30 | InEA_modVal |  |  |  |  | Standard | Remove expiry date per Commission Staff direction 2018ScrewInLampSavignsMethods-11Dec2017.pdf | 1 | 1 | 0 | Deemed Ex Ante Team |  | Remove expiry date per Commission Staff direction 2018ScrewInLampSavignsMethods-11Dec2017.pdf |  | Updated to indicate claim/filing status
2013 | Res-Lighting-InGen_CFLratio0353_CFLfixt-34w | Residential Indoor General Lighting: CFL Fixture replaces pre-existing standard lighting Wattage. Measure includes Code case. Impacts: CFL-based HOU (varies by BldgType) | DEER2017 | D13 v1.0 | 2020-11-24 16:30 | Res-Iltg-dWatt-CFL | DEER | Scaled | BaseRatio | 86 | 86 | None |  | 0 |  | 1 | Res | Any | Lighting | InGen-CFL | Ltg_Fixture | CFL_fixt |  | ILtg-CFL-Res | CFL fixture based on: Ballast; Total Watts = 3.53 | CFL fixture based on: Ballast; Total Watts = 3.53 | CFL fixture based on: CFLpin(34w); Total Watts = 34 | CFLratio0353 | CFLratio0353 | CFLfixt-34w(34w) | Available |  | 0 | 0 | DEER Lighting measure | ErRobNc |  | ILtg-Incand-Res |  | DEER131417 | 2013-01-01 | 2018-06-30 | InEA_modVal |  |  |  |  | Standard | Remove expiry date per Commission Staff direction 2018ScrewInLampSavignsMethods-11Dec2017.pdf | 1 | 1 | 0 | Deemed Ex Ante Team |  | Remove expiry date per Commission Staff direction 2018ScrewInLampSavignsMethods-11Dec2017.pdf |  | Updated to indicate claim/filing status
2014 | Res-Lighting-InGen_CFLratio0353_CFLfixt-35w | Residential Indoor General Lighting: CFL Fixture replaces pre-existing standard lighting Wattage. Measure includes Code case. Impacts: CFL-based HOU (varies by BldgType) | DEER2017 | D13 v1.0 | 2020-11-24 16:30 | Res-Iltg-dWatt-CFL | DEER | Scaled | BaseRatio | 89 | 89 | None |  | 0 |  | 1 | Res | Any | Lighting | InGen-CFL | Ltg_Fixture | CFL_fixt |  | ILtg-CFL-Res | CFL fixture based on: Ballast; Total Watts = 3.53 | CFL fixture based on: Ballast; Total Watts = 3.53 | CFL fixture based on: CFLpin(35w); Total Watts = 35 | CFLratio0353 | CFLratio0353 | CFLfixt-35w(35w) | Available |  | 0 | 0 | DEER Lighting measure | ErRobNc |  | ILtg-Incand-Res |  | DEER131417 | 2013-01-01 | 2018-06-30 | InEA_modVal |  |  |  |  | Standard | Remove expiry date per Commission Staff direction 2018ScrewInLampSavignsMethods-11Dec2017.pdf | 1 | 1 | 0 | Deemed Ex Ante Team |  | Remove expiry date per Commission Staff direction 2018ScrewInLampSavignsMethods-11Dec2017.pdf |  | Updated to indicate claim/filing status
2015 | Res-Lighting-InGen_CFLratio0353_CFLfixt-36w | Residential Indoor General Lighting: CFL Fixture replaces pre-existing standard lighting Wattage. Measure includes Code case. Impacts: CFL-based HOU (varies by BldgType) | DEER2017 | D13 v1.0 | 2020-11-24 16:30 | Res-Iltg-dWatt-CFL | DEER | Scaled | BaseRatio | 91 | 91 | None |  | 0 |  | 1 | Res | Any | Lighting | InGen-CFL | Ltg_Fixture | CFL_fixt |  | ILtg-CFL-Res | CFL fixture based on: Ballast; Total Watts = 3.53 | CFL fixture based on: Ballast; Total Watts = 3.53 | CFL fixture based on: CFLpin(36w); Total Watts = 36 | CFLratio0353 | CFLratio0353 | CFLfixt-36w(36w) | Available |  | 0 | 0 | DEER Lighting measure | ErRobNc |  | ILtg-Incand-Res |  | DEER131417 | 2013-01-01 | 2018-06-30 | InEA_modVal |  |  |  |  | Standard | Remove expiry date per Commission Staff direction 2018ScrewInLampSavignsMethods-11Dec2017.pdf | 1 | 1 | 0 | Deemed Ex Ante Team |  | Remove expiry date per Commission Staff direction 2018ScrewInLampSavignsMethods-11Dec2017.pdf |  | Updated to indicate claim/filing status
2016 | Res-Lighting-InGen_CFLratio0353_CFLfixt-40w | Residential Indoor General Lighting: CFL Fixture replaces pre-existing standard lighting Wattage. Measure includes Code case. Impacts: CFL-based HOU (varies by BldgType) | DEER2017 | D13 v1.0 | 2020-11-24 16:30 | Res-Iltg-dWatt-CFL | DEER | Scaled | BaseRatio | 101 | 101 | None |  | 0 |  | 1 | Res | Any | Lighting | InGen-CFL | Ltg_Fixture | CFL_fixt |  | ILtg-CFL-Res | CFL fixture based on: Ballast; Total Watts = 3.53 | CFL fixture based on: Ballast; Total Watts = 3.53 | CFL fixture based on: CFLpin(40w); Total Watts = 40 | CFLratio0353 | CFLratio0353 | CFLfixt-40w(40w) | Available |  | 0 | 0 | DEER Lighting measure | ErRobNc |  | ILtg-Incand-Res |  | DEER131417 | 2013-01-01 | 2018-06-30 | InEA_modVal |  |  |  |  | Standard | Remove expiry date per Commission Staff direction 2018ScrewInLampSavignsMethods-11Dec2017.pdf | 1 | 1 | 0 | Deemed Ex Ante Team |  | Remove expiry date per Commission Staff direction 2018ScrewInLampSavignsMethods-11Dec2017.pdf |  | Updated to indicate claim/filing status
2017 | Res-Lighting-InGen_CFLratio0353_CFLfixt-42w | Residential Indoor General Lighting: CFL Fixture replaces pre-existing standard lighting Wattage. Measure includes Code case. Impacts: CFL-based HOU (varies by BldgType) | DEER2017 | D13 v1.0 | 2020-11-24 16:30 | Res-Iltg-dWatt-CFL | DEER | Scaled | BaseRatio | 106 | 106 | None |  | 0 |  | 1 | Res | Any | Lighting | InGen-CFL | Ltg_Fixture | CFL_fixt |  | ILtg-CFL-Res | CFL fixture based on: Ballast; Total Watts = 3.53 | CFL fixture based on: Ballast; Total Watts = 3.53 | CFL fixture based on: CFLpin(42w); Total Watts = 42 | CFLratio0353 | CFLratio0353 | CFLfixt-42w(42w) | Available |  | 0 | 0 | DEER Lighting measure | ErRobNc |  | ILtg-Incand-Res |  | DEER131417 | 2013-01-01 | 2018-06-30 | InEA_modVal |  |  |  |  | Standard | Remove expiry date per Commission Staff direction 2018ScrewInLampSavignsMethods-11Dec2017.pdf | 1 | 1 | 0 | Deemed Ex Ante Team |  | Remove expiry date per Commission Staff direction 2018ScrewInLampSavignsMethods-11Dec2017.pdf |  | Updated to indicate claim/filing status
2018 | Res-Lighting-InGen_CFLratio0353_CFLfixt-50w | Residential Indoor General Lighting: CFL Fixture replaces pre-existing standard lighting Wattage. Measure includes Code case. Impacts: CFL-based HOU (varies by BldgType) | DEER2017 | D13 v1.0 | 2020-11-24 16:30 | Res-Iltg-dWatt-CFL | DEER | Scaled | BaseRatio | 127 | 127 | None |  | 0 |  | 1 | Res | Any | Lighting | InGen-CFL | Ltg_Fixture | CFL_fixt |  | ILtg-CFL-Res | CFL fixture based on: Ballast; Total Watts = 3.53 | CFL fixture based on: Ballast; Total Watts = 3.53 | CFL fixture based on: CFLpin(50w); Total Watts = 50 | CFLratio0353 | CFLratio0353 | CFLfixt-50w(50w) | Available |  | 0 | 0 | DEER Lighting measure | ErRobNc |  | ILtg-Incand-Res | D08-RE-ILtg-CFL-Tbl-50W-Rpl-Prim | DEER131417 | 2013-01-01 | 2018-06-30 | InEA_modVal |  |  |  |  | Standard | Remove expiry date per Commission Staff direction 2018ScrewInLampSavignsMethods-11Dec2017.pdf | 1 | 1 | 0 | Deemed Ex Ante Team |  | Remove expiry date per Commission Staff direction 2018ScrewInLampSavignsMethods-11Dec2017.pdf |  | Updated to indicate claim/filing status
2019 | Res-Lighting-InGen_CFLratio0353_CFLfixt-55w | Residential Indoor General Lighting: CFL Fixture replaces pre-existing standard lighting Wattage. Measure includes Code case. Impacts: CFL-based HOU (varies by BldgType) | DEER2017 | D13 v1.0 | 2020-11-24 16:30 | Res-Iltg-dWatt-CFL | DEER | Scaled | BaseRatio | 139 | 139 | None |  | 0 |  | 1 | Res | Any | Lighting | InGen-CFL | Ltg_Fixture | CFL_fixt |  | ILtg-CFL-Res | CFL fixture based on: Ballast; Total Watts = 3.53 | CFL fixture based on: Ballast; Total Watts = 3.53 | CFL fixture based on: CFLpin(55w); Total Watts = 55 | CFLratio0353 | CFLratio0353 | CFLfixt-55w(55w) | Available |  | 0 | 0 | DEER Lighting measure | ErRobNc |  | ILtg-Incand-Res | D08-RE-ILtg-CFL-Mod-55W-Rpl-Prim | DEER131417 | 2013-01-01 | 2018-06-30 | InEA_modVal |  |  |  |  | Standard | Remove expiry date per Commission Staff direction 2018ScrewInLampSavignsMethods-11Dec2017.pdf | 1 | 1 | 0 | Deemed Ex Ante Team |  | Remove expiry date per Commission Staff direction 2018ScrewInLampSavignsMethods-11Dec2017.pdf |  | Updated to indicate claim/filing status
2020 | Appl-Dishwash-StdSize-ElecDHW-Tier1 | Dishwasher, Standard Capacity, Electric DHW, EAEU = 260 (Tier 1) | DEER2020 | D20v1 | 2022-04-07 14:16 | Appl-Dishwash-StdSize-ElecDHW-Tier1 | DEER | Standard | None |  |  | None |  | 0 |  | 0 | Res | Any | AppPlug | KitchenApp | Clean_equip | DishWash |  | Appl-EffDW |  | Dishwasher, Standard capacity, in a house with Electric DHW, EAEU = 307 | Dishwasher, Standard capacity, in a house with Electric DHW, EAEU = 260 |  |  |  | Available |  | 0 | 0 |  | RobNc |  | Appl-EffDW |  | None | 2020-01-01 | 2022-12-31 | [5 empty] | Component |  | 1 | 1 | 0 | Deemed Ex Ante Team |  |  |  | Updated to indicate claim/filing status
2020 | Appl-Dishwash-StdSize-ElecDHW-Tier2 | Dishwasher, Standard Capacity, Electric DHW, EAEU = 220 (Tier 2) | DEER2020 | D20v1 | 2022-04-07 14:16 | Appl-Dishwash-StdSize-ElecDHW-Tier2 | DEER | Standard | None |  |  | None |  | 0 |  | 0 | Res | Any | AppPlug | KitchenApp | Clean_equip | DishWash |  | Appl-EffDW |  | Dishwasher, Standard capacity, in a house with Electric DHW, EAEU = 307 | Dishwasher, Standard capacity, in a house with Electric DHW, EAEU = 220 |  |  |  | Available |  | 0 | 0 |  | RobNc |  | Appl-EffDW |  | None | 2020-01-01 | 2022-12-31 | [5 empty] | Component |  | 1 | 1 | 0 | Deemed Ex Ante Team |  |  |  | Updated to indicate claim/filing status
2020 | Appl-Dishwash-StdSize-ElecDHW-Tier3 | Dishwasher, Standard Capacity, Electric DHW, EAEU = 180 (Tier 3) | DEER2020 | D20v1 | 2022-04-07 14:16 | Appl-Dishwash-StdSize-ElecDHW-Tier3 | DEER | Standard | None |  |  | None |  | 0 |  | 0 | Res | Any | AppPlug | KitchenApp | Clean_equip | DishWash |  | Appl-EffDW |  | Dishwasher, Standard capacity, in a house with Electric DHW, EAEU = 307 | Dishwasher, Standard capacity, in a house with Electric DHW, EAEU = 180 |  |  |  | Available |  | 0 | 0 |  | RobNc |  | Appl-EffDW |  | None | 2020-01-01 | 2022-12-31 | [5 empty] | Component |  | 1 | 1 | 0 | Deemed Ex Ante Team |  |  |  | Updated to indicate claim/filing status
2020 | Appl-Dishwash-StdSize-GasDHW-Tier1 | Dishwasher, Standard Capacity, Gas DHW, EAEU = 260 (Tier 1) | DEER2020 | D20v1 | 2022-04-07 14:16 | Appl-Dishwash-StdSize-GasDHW-Tier1 | DEER | Standard | None |  |  | None |  | 0 |  | 0 | Res | Any | AppPlug | KitchenApp | Clean_equip | DishWash |  | Appl-EffDW |  | Dishwasher, Standard capacity, in a house with Gas DHW, EAEU = 307 | Dishwasher, Standard capacity, in a house with Gas DHW, EAEU = 260 |  |  |  | Available |  | 0 | 0 |  | RobNc |  | Appl-EffDW |  | None | 2020-01-01 | 2022-12-31 | [5 empty] | Component |  | 1 | 1 | 0 | Deemed Ex Ante Team |  |  |  | Updated to indicate claim/filing status
2020 | Appl-Dishwash-StdSize-GasDHW-Tier2 | Dishwasher, Standard Capacity, Gas DHW, EAEU = 220 (Tier 2) | DEER2020 | D20v1 | 2022-04-07 14:16 | Appl-Dishwash-StdSize-GasDHW-Tier2 | DEER | Standard | None |  |  | None |  | 0 |  | 0 | Res | Any | AppPlug | KitchenApp | Clean_equip | DishWash |  | Appl-EffDW |  | Dishwasher, Standard capacity, in a house with Gas DHW, EAEU = 307 | Dishwasher, Standard capacity, in a house with Gas DHW, EAEU = 220 |  |  |  | Available |  | 0 | 0 |  | RobNc |  | Appl-EffDW |  | None | 2020-01-01 | 2022-12-31 | [5 empty] | Component |  | 1 | 1 | 0 | Deemed Ex Ante Team |  |  |  | Updated to indicate claim/filing status
2020 | Appl-Dishwash-StdSize-GasDHW-Tier3 | Dishwasher, Standard Capacity, Gas DHW, EAEU = 180 (Tier 3) | DEER2020 | D20v1 | 2022-04-07 14:16 | Appl-Dishwash-StdSize-GasDHW-Tier3 | DEER | Standard | None |  |  | None |  | 0 |  | 0 | Res | Any | AppPlug | KitchenApp | Clean_equip | DishWash |  | Appl-EffDW |  | Dishwasher, Standard capacity, in a house with Gas DHW, EAEU = 307 | Dishwasher, Standard capacity, in a house with Gas DHW, EAEU = 180 |  |  |  | Available |  | 0 | 0 |  | RobNc |  | Appl-EffDW |  | None | 2020-01-01 | 2022-12-31 | [5 empty] | Component |  | 1 | 1 | 0 | Deemed Ex Ante Team |  |  |  | Updated to indicate claim/filing status
2020 | Appl-Dishwash-StdSize-Tier1 | Dishwasher, Standard Capacity, EAEU = 260 (Tier 1) | DEER2020 | D20v1 | 2020-11-24 16:30 | Appl-Dishwash-StdSize-Tier1 | DEER | Standard | None |  |  | None |  | 0 |  | 0 | Res | Any | AppPlug | KitchenApp | Clean_equip | DishWash |  | Appl-EffDW |  | Dishwasher, Standard capacity, EAEU = 307 | Dishwasher, Standard capacity, EAEU = 260 |  |  |  | Available |  | 0 | 0 |  | RobNc |  | Appl-EffDW |  | None | 2020-01-01 | [6 empty] | Standard |  | 1 | 1 | 0 | Deemed Ex Ante Team |  |  |  | Updated to indicate claim/filing status
2020 | Appl-Dishwash-StdSize-Tier2 | Dishwasher, Standard Capacity, EAEU = 220 (Tier 2) | DEER2020 | D20v1 | 2020-11-24 16:30 | Appl-Dishwash-StdSize-Tier2 | DEER | Standard | None |  |  | None |  | 0 |  | 0 | Res | Any | AppPlug | KitchenApp | Clean_equip | DishWash |  | Appl-EffDW |  | Dishwasher, Standard capacity, EAEU = 307 | Dishwasher, Standard capacity, EAEU = 220 |  |  |  | Available |  | 0 | 0 |  | RobNc |  | Appl-EffDW |  | None | 2020-01-01 | [6 empty] | Standard |  | 1 | 1 | 0 | Deemed Ex Ante Team |  |  |  | Updated to indicate claim/filing status
2020 | Appl-Dishwash-StdSize-Tier3 | Dishwasher, Standard Capacity, EAEU = 180 (Tier 3) | DEER2020 | D20v1 | 2020-11-24 16:30 | Appl-Dishwash-StdSize-Tier3 | DEER | Standard | None |  |  | None |  | 0 |  | 0 | Res | Any | AppPlug | KitchenApp | Clean_equip | DishWash |  | Appl-EffDW |  | Dishwasher, Standard capacity, EAEU = 307 | Dishwasher, Standard capacity, EAEU = 180 |  |  |  | Available |  | 0 | 0 |  | RobNc |  | Appl-EffDW |  | None | 2020-01-01 | [6 empty] | Standard |  | 1 | 1 | 0 | Deemed Ex Ante Team |  |  |  | Updated to indicate claim/filing status
2020 | C-In-LED-A19(EISA-Bin-100w-100LPW)-dWP2p4 | LED A Lamp replaces pre-existing standard lighting Wattage based on EISA bin and LPW | DEER2020 | D20v1 | 2020-11-24 16:30 | Com-ILtg-SI-dWatt | NonDEER | Scaled | DeltaWatts | 2.4 | 2.4 | None |  | 0 |  | 0 | Com | Any | Lighting | InGen-CFL | Ltg_Lamp | LED_lamp |  | ILtg-Com-LED-10000hr | LED A19 Basecase, 75% LED, 25% CFL | LED A19 Basecase, 75% LED, 25% CFL | LED Lamp: A19, EISA Bin 100, 100 LPW |  |  |  | Available |  | 0 | 0 |  | NrNc |  |  |  | None | 2020-01-01 | 2020-03-18 | [5 empty] | Standard | DEER2020 update for: revised EUL; revised impacts, IEFs and peak demand | 1 | 1 | 0 | Deemed Ex Ante Team |  | DEER2020 update for: revised EUL; revised impacts, IEFs and peak demand |  | Updated to indicate claim/filing status
2020 | C-In-LED-A19(EISA-Bin-100w-110LPW)-dWP2p6 | LED A Lamp replaces pre-existing standard lighting Wattage based on EISA bin and LPW | DEER2020 | D20v1 | 2020-11-24 16:30 | Com-ILtg-SI-dWatt | NonDEER | Scaled | DeltaWatts | 2.6 | 2.6 | None |  | 0 |  | 0 | Com | Any | Lighting | InGen-CFL | Ltg_Lamp | LED_lamp |  | ILtg-Com-LED-10000hr | LED A19 Basecase, 75% LED, 25% CFL | LED A19 Basecase, 75% LED, 25% CFL | LED Lamp: A19, EISA Bin 100, 110 LPW |  |  |  | Available |  | 0 | 0 |  | NrNc |  |  |  | None | 2020-01-01 | 2020-03-18 | [5 empty] | Standard | DEER2020 update for: revised EUL; revised impacts, IEFs and peak demand | 1 | 1 | 0 | Deemed Ex Ante Team |  | DEER2020 update for: revised EUL; revised impacts, IEFs and peak demand |  | Updated to indicate claim/filing status
2020 | C-In-LED-A19(EISA-Bin-100w-120LPW)-dWP3p3 | LED A Lamp replaces pre-existing standard lighting Wattage based on EISA bin and LPW | DEER2020 | D20v1 | 2020-11-24 16:30 | Com-ILtg-SI-dWatt | NonDEER | Scaled | DeltaWatts | 3.3 | 3.3 | None |  | 0 |  | 0 | Com | Any | Lighting | InGen-CFL | Ltg_Lamp | LED_lamp |  | ILtg-Com-LED-10000hr | LED A19 Basecase, 75% LED, 25% CFL | LED A19 Basecase, 75% LED, 25% CFL | LED Lamp: A19, EISA Bin 100, 120 LPW |  |  |  | Available |  | 0 | 0 |  | NrNc |  |  |  | None | 2020-01-01 | 2020-03-18 | [5 empty] | Standard | DEER2020 update for: revised EUL; revised impacts, IEFs and peak demand | 1 | 1 | 0 | Deemed Ex Ante Team |  | DEER2020 update for: revised EUL; revised impacts, IEFs and peak demand |  | Updated to indicate claim/filing status
2020 | C-In-LED-A19(EISA-Bin-100w-90LPW)-dWP2p0 | LED A Lamp replaces pre-existing standard lighting Wattage based on EISA bin and LPW | DEER2020 | D20v1 | 2020-11-24 16:30 | Com-ILtg-SI-dWatt | NonDEER | Scaled | DeltaWatts | 2 | 2 | None |  | 0 |  | 0 | Com | Any | Lighting | InGen-CFL | Ltg_Lamp | LED_lamp |  | ILtg-Com-LED-10000hr | LED A19 Basecase, 75% LED, 25% CFL | LED A19 Basecase, 75% LED, 25% CFL | LED Lamp: A19, EISA Bin 100, 90 LPW |  |  |  | Available |  | 0 | 0 |  | NrNc |  |  |  | None | 2020-01-01 | 2020-03-18 | [5 empty] | Standard | DEER2020 update for: revised EUL; revised impacts, IEFs and peak demand | 1 | 1 | 0 | Deemed Ex Ante Team |  | DEER2020 update for: revised EUL; revised impacts, IEFs and peak demand |  | Updated to indicate claim/filing status
2020 | C-In-LED-A19(EISA-Bin-40w-100LPW)-dWP1p1 | LED A Lamp replaces pre-existing standard lighting Wattage based on EISA bin and LPW | DEER2020 | D20v1 | 2020-11-24 16:30 | Com-ILtg-SI-dWatt | NonDEER | Scaled | DeltaWatts | 1.1 | 1.1 | None |  | 0 |  | 0 | Com | Any | Lighting | InGen-CFL | Ltg_Lamp | LED_lamp |  | ILtg-Com-LED-10000hr | LED A19 Basecase, 75% LED, 25% CFL | LED A19 Basecase, 75% LED, 25% CFL | LED Lamp: A19, EISA Bin 40, 100 LPW |  |  |  | Available |  | 0 | 0 |  | NrNc |  |  |  | None | 2020-01-01 | 2020-03-18 | [5 empty] | Standard | DEER2020 update for: revised EUL; revised impacts, IEFs and peak demand | 1 | 1 | 0 | Deemed Ex Ante Team |  | DEER2020 update for: revised EUL; revised impacts, IEFs and peak demand |  | Updated to indicate claim/filing status
2020 | C-In-LED-A19(EISA-Bin-40w-110LPW)-dWP1p2 | LED A Lamp replaces pre-existing standard lighting Wattage based on EISA bin and LPW | DEER2020 | D20v1 | 2020-11-24 16:30 | Com-ILtg-SI-dWatt | NonDEER | Scaled | DeltaWatts | 1.2 | 1.2 | None |  | 0 |  | 0 | Com | Any | Lighting | InGen-CFL | Ltg_Lamp | LED_lamp |  | ILtg-Com-LED-10000hr | LED A19 Basecase, 75% LED, 25% CFL | LED A19 Basecase, 75% LED, 25% CFL | LED Lamp: A19, EISA Bin 40, 110 LPW |  |  |  | Available |  | 0 | 0 |  | NrNc |  |  |  | None | 2020-01-01 | 2020-03-18 | [5 empty] | Standard | DEER2020 update for: revised EUL; revised impacts, IEFs and peak demand | 1 | 1 | 0 | Deemed Ex Ante Team |  | DEER2020 update for: revised EUL; revised impacts, IEFs and peak demand |  | Updated to indicate claim/filing status
2020 | C-In-LED-A19(EISA-Bin-40w-120LPW)-dWP1p5 | LED A Lamp replaces pre-existing standard lighting Wattage based on EISA bin and LPW | DEER2020 | D20v1 | 2020-11-24 16:30 | Com-ILtg-SI-dWatt | NonDEER | Scaled | DeltaWatts | 1.5 | 1.5 | None |  | 0 |  | 0 | Com | Any | Lighting | InGen-CFL | Ltg_Lamp | LED_lamp |  | ILtg-Com-LED-10000hr | LED A19 Basecase, 75% LED, 25% CFL | LED A19 Basecase, 75% LED, 25% CFL | LED Lamp: A19, EISA Bin 40, 120 LPW |  |  |  | Available |  | 0 | 0 |  | NrNc |  |  |  | None | 2020-01-01 | 2020-03-18 | [5 empty] | Standard | DEER2020 update for: revised EUL; revised impacts, IEFs and peak demand | 1 | 1 | 0 | Deemed Ex Ante Team |  | DEER2020 update for: revised EUL; revised impacts, IEFs and peak demand |  | Updated to indicate claim/filing status
2020 | C-In-LED-A19(EISA-Bin-40w-80LPW)-dWP0p8 | LED A Lamp replaces pre-existing standard lighting Wattage based on EISA bin and LPW | DEER2020 | D20v1 | 2020-11-24 16:30 | Com-ILtg-SI-dWatt | NonDEER | Scaled | DeltaWatts | 0.8 | 0.8 | None |  | 0 |  | 0 | Com | Any | Lighting | InGen-CFL | Ltg_Lamp | LED_lamp |  | ILtg-Com-LED-10000hr | LED A19 Basecase, 75% LED, 25% CFL | LED A19 Basecase, 75% LED, 25% CFL | LED Lamp: A19, EISA Bin 40, 80 LPW |  |  |  | Available |  | 0 | 0 |  | NrNc |  |  |  | None | 2020-01-01 | 2020-03-18 | [5 empty] | Standard | DEER2020 update for: revised EUL; revised impacts, IEFs and peak demand | 1 | 1 | 0 | Deemed Ex Ante Team |  | DEER2020 update for: revised EUL; revised impacts, IEFs and peak demand |  | Updated to indicate claim/filing status
2020 | C-In-LED-A19(EISA-Bin-40w-90LPW)-dWP1p0 | LED A Lamp replaces pre-existing standard lighting Wattage based on EISA bin and LPW | DEER2020 | D20v1 | 2020-11-24 16:30 | Com-ILtg-SI-dWatt | NonDEER | Scaled | DeltaWatts | 1 | 1 | None |  | 0 |  | 0 | Com | Any | Lighting | InGen-CFL | Ltg_Lamp | LED_lamp |  | ILtg-Com-LED-10000hr | LED A19 Basecase, 75% LED, 25% CFL | LED A19 Basecase, 75% LED, 25% CFL | LED Lamp: A19, EISA Bin 40, 90 LPW |  |  |  | Available |  | 0 | 0 |  | NrNc |  |  |  | None | 2020-01-01 | 2020-03-18 | [5 empty] | Standard | DEER2020 update for: revised EUL; revised impacts, IEFs and peak demand | 1 | 1 | 0 | Deemed Ex Ante Team |  | DEER2020 update for: revised EUL; revised impacts, IEFs and peak demand |  | Updated to indicate claim/filing status
2020 | C-In-LED-A19(EISA-Bin-60w-100LPW)-dWP1p4 | LED A Lamp replaces pre-existing standard lighting Wattage based on EISA bin and LPW | DEER2020 | D20v1 | 2020-11-24 16:30 | Com-ILtg-SI-dWatt | NonDEER | Scaled | DeltaWatts | 1.4 | 1.4 | None |  | 0 |  | 0 | Com | Any | Lighting | InGen-CFL | Ltg_Lamp | LED_lamp |  | ILtg-Com-LED-10000hr | LED A19 Basecase, 75% LED, 25% CFL | LED A19 Basecase, 75% LED, 25% CFL | LED Lamp: A19, EISA Bin 60, 100 LPW |  |  |  | Available |  | 0 | 0 |  | NrNc |  |  |  | None | 2020-01-01 | 2020-03-18 | [5 empty] | Standard | DEER2020 update for: revised EUL; revised impacts, IEFs and peak demand | 1 | 1 | 0 | Deemed Ex Ante Team |  | DEER2020 update for: revised EUL; revised impacts, IEFs and peak demand |  | Updated to indicate claim/filing status
2020 | C-In-LED-A19(EISA-Bin-60w-110LPW)-dWP1p5 | LED A Lamp replaces pre-existing standard lighting Wattage based on EISA bin and LPW | DEER2020 | D20v1 | 2020-11-24 16:30 | Com-ILtg-SI-dWatt | NonDEER | Scaled | DeltaWatts | 1.5 | 1.5 | None |  | 0 |  | 0 | Com | Any | Lighting | InGen-CFL | Ltg_Lamp | LED_lamp |  | ILtg-Com-LED-10000hr | LED A19 Basecase, 75% LED, 25% CFL | LED A19 Basecase, 75% LED, 25% CFL | LED Lamp: A19, EISA Bin 60, 110 LPW |  |  |  | Available |  | 0 | 0 |  | NrNc |  |  |  | None | 2020-01-01 | 2020-03-18 | [5 empty] | Standard | DEER2020 update for: revised EUL; revised impacts, IEFs and peak demand | 1 | 1 | 0 | Deemed Ex Ante Team |  | DEER2020 update for: revised EUL; revised impacts, IEFs and peak demand |  | Updated to indicate claim/filing status
2020 | C-In-LED-A19(EISA-Bin-60w-120LPW)-dWP1p8 | LED A Lamp replaces pre-existing standard lighting Wattage based on EISA bin and LPW | DEER2020 | D20v1 | 2020-11-24 16:30 | Com-ILtg-SI-dWatt | NonDEER | Scaled | DeltaWatts | 1.8 | 1.8 | None |  | 0 |  | 0 | Com | Any | Lighting | InGen-CFL | Ltg_Lamp | LED_lamp |  | ILtg-Com-LED-10000hr | LED A19 Basecase, 75% LED, 25% CFL | LED A19 Basecase, 75% LED, 25% CFL | LED Lamp: A19, EISA Bin 60, 120 LPW |  |  |  | Available |  | 0 | 0 |  | NrNc |  |  |  | None | 2020-01-01 | 2020-03-18 | [5 empty] | Standard | DEER2020 update for: revised EUL; revised impacts, IEFs and peak demand | 1 | 1 | 0 | Deemed Ex Ante Team |  | DEER2020 update for: revised EUL; revised impacts, IEFs and peak demand |  | Updated to indicate claim/filing status
2020 | C-In-LED-A19(EISA-Bin-60w-90LPW)-dWP1p3 | LED A Lamp replaces pre-existing standard lighting Wattage based on EISA bin and LPW | DEER2020 | D20v1 | 2020-11-24 16:30 | Com-ILtg-SI-dWatt | NonDEER | Scaled | DeltaWatts | 1.3 | 1.3 | None |  | 0 |  | 0 | Com | Any | Lighting | InGen-CFL | Ltg_Lamp | LED_lamp |  | ILtg-Com-LED-10000hr | LED A19 Basecase, 75% LED, 25% CFL | LED A19 Basecase, 75% LED, 25% CFL | LED Lamp: A19, EISA Bin 60, 90 LPW |  |  |  | Available |  | 0 | 0 |  | NrNc |  |  |  | None | 2020-01-01 | 2020-03-18 | [5 empty] | Standard | DEER2020 update for: revised EUL; revised impacts, IEFs and peak demand | 1 | 1 | 0 | Deemed Ex Ante Team |  | DEER2020 update for: revised EUL; revised impacts, IEFs and peak demand |  | Updated to indicate claim/filing status
2020 | C-In-LED-A19(EISA-Bin-75w-100LPW)-dWP1p7 | LED A Lamp replaces pre-existing standard lighting Wattage based on EISA bin and LPW | DEER2020 | D20v1 | 2020-11-24 16:30 | Com-ILtg-SI-dWatt | NonDEER | Scaled | DeltaWatts | 1.7 | 1.7 | None |  | 0 |  | 0 | Com | Any | Lighting | InGen-CFL | Ltg_Lamp | LED_lamp |  | ILtg-Com-LED-10000hr | LED A19 Basecase, 75% LED, 25% CFL | LED A19 Basecase, 75% LED, 25% CFL | LED Lamp: A19, EISA Bin 75, 100 LPW |  |  |  | Available |  | 0 | 0 |  | NrNc |  |  |  | None | 2020-01-01 | 2020-03-18 | [5 empty] | Standard | DEER2020 update for: revised EUL; revised impacts, IEFs and peak demand | 1 | 1 | 0 | Deemed Ex Ante Team |  | DEER2020 update for: revised EUL; revised impacts, IEFs and peak demand |  | Updated to indicate claim/filing status
2020 | C-In-LED-A19(EISA-Bin-75w-110LPW)-dWP1p9 | LED A Lamp replaces pre-existing standard lighting Wattage based on EISA bin and LPW | DEER2020 | D20v1 | 2020-11-24 16:30 | Com-ILtg-SI-dWatt | NonDEER | Scaled | DeltaWatts | 1.9 | 1.9 | None |  | 0 |  | 0 | Com | Any | Lighting | InGen-CFL | Ltg_Lamp | LED_lamp |  | ILtg-Com-LED-10000hr | LED A19 Basecase, 75% LED, 25% CFL | LED A19 Basecase, 75% LED, 25% CFL | LED Lamp: A19, EISA Bin 75, 110 LPW |  |  |  | Available |  | 0 | 0 |  | NrNc |  |  |  | None | 2020-01-01 | 2020-03-18 | [5 empty] | Standard | DEER2020 update for: revised EUL; revised impacts, IEFs and peak demand | 1 | 1 | 0 | Deemed Ex Ante Team |  | DEER2020 update for: revised EUL; revised impacts, IEFs and peak demand |  | Updated to indicate claim/filing status
2020 | C-In-LED-A19(EISA-Bin-75w-120LPW)-dWP2p3 | LED A Lamp replaces pre-existing standard lighting Wattage based on EISA bin and LPW | DEER2020 | D20v1 | 2020-11-24 16:30 | Com-ILtg-SI-dWatt | NonDEER | Scaled | DeltaWatts | 2.3 | 2.3 | None |  | 0 |  | 0 | Com | Any | Lighting | InGen-CFL | Ltg_Lamp | LED_lamp |  | ILtg-Com-LED-10000hr | LED A19 Basecase, 75% LED, 25% CFL | LED A19 Basecase, 75% LED, 25% CFL | LED Lamp: A19, EISA Bin 75, 80 LPW |  |  |  | Available |  | 0 | 0 |  | NrNc |  |  |  | None | 2020-01-01 | 2020-03-18 | [5 empty] | Standard | DEER2020 update for: revised EUL; revised impacts, IEFs and peak demand | 1 | 1 | 0 | Deemed Ex Ante Team |  | DEER2020 update for: revised EUL; revised impacts, IEFs and peak demand |  | Updated to indicate claim/filing status
2020 | C-In-LED-A19(EISA-Bin-75w-90LPW)-dWP1p5 | LED A Lamp replaces pre-existing standard lighting Wattage based on EISA bin and LPW | DEER2020 | D20v1 | 2020-11-24 16:30 | Com-ILtg-SI-dWatt | NonDEER | Scaled | DeltaWatts | 1.5 | 1.5 | None |  | 0 |  | 0 | Com | Any | Lighting | InGen-CFL | Ltg_Lamp | LED_lamp |  | ILtg-Com-LED-10000hr | LED A19 Basecase, 75% LED, 25% CFL | LED A19 Basecase, 75% LED, 25% CFL | LED Lamp: A19, EISA Bin 75, 90 LPW |  |  |  | Available |  | 0 | 0 |  | NrNc |  |  |  | None | 2020-01-01 | 2020-03-18 | [5 empty] | Standard | DEER2020 update for: revised EUL; revised impacts, IEFs and peak demand | 1 | 1 | 0 | Deemed Ex Ante Team |  | DEER2020 update for: revised EUL; revised impacts, IEFs and peak demand |  | Updated to indicate claim/filing status
2020 | C-In-LED-BR(11w)-dWP25 | Commercial Indoor General Lighting: LED Lamp replaces pre-existing standard lighting Wattage. Measure includes Code case. Impacts: CFL-based HOU (varies by BldgType) | DEER2020 | D20v1 | 2020-11-24 16:30 | Com-ILtg-SI-dWatt | DEER | Scaled | BaseRatio |  |  | None |  | 0 |  | 1 | Com | Any | Lighting | InGen-ScrewIn | Ltg_Lamp | LED_lamp |  | ILtg-Com-LED-20000hr |  |  |  | LEDratio0328 | LEDratio0328 | LED-BR(11w) | Available |  | 0 | 0 |  | NrNc |  |  |  | None | 2020-01-01 | 2020-03-18 | [5 empty] | Standard | DEER2020 update for: revised impacts, IEFs and peak demand | 1 | 1 | 0 | Deemed Ex Ante Team |  | DEER2020 update for: revised impacts, IEFs and peak demand |  | Updated to indicate claim/filing status
2020 | C-In-LED-BR(14w)-dWP28 | Commercial Indoor General Lighting: LED Lamp replaces pre-existing standard lighting Wattage. Measure includes Code case. Impacts: CFL-based HOU (varies by BldgType) | DEER2020 | D20v1 | 2020-11-24 16:30 | Com-ILtg-SI-dWatt | DEER | Scaled | BaseRatio |  |  | None |  | 0 |  | 1 | Com | Any | Lighting | InGen-ScrewIn | Ltg_Lamp | LED_lamp |  | ILtg-Com-LED-20000hr |  |  |  | LEDratio0297 | LEDratio0297 | LED-BR(14w) | Available |  | 0 | 0 |  | NrNc |  |  |  | None | 2020-01-01 | 2020-03-18 | [5 empty] | Standard | DEER2020 update for: revised impacts, IEFs and peak demand | 1 | 1 | 0 | Deemed Ex Ante Team |  | DEER2020 update for: revised impacts, IEFs and peak demand |  | Updated to indicate claim/filing status
2020 | C-In-LED-BR(6w)-dWP19 | Commercial Indoor General Lighting: LED Lamp replaces pre-existing standard lighting Wattage. Measure includes Code case. Impacts: CFL-based HOU (varies by BldgType) | DEER2020 | D20v1 | 2020-11-24 16:30 | Com-ILtg-SI-dWatt | DEER | Scaled | BaseRatio |  |  | None |  | 0 |  | 1 | Com | Any | Lighting | InGen-ScrewIn | Ltg_Lamp | LED_lamp |  | ILtg-Com-LED-20000hr |  |  |  | LEDratio0417 | LEDratio0417 | LED-BR(6w) | Available |  | 0 | 0 |  | NrNc |  |  |  | None | 2020-01-01 | 2020-03-18 | [5 empty] | Standard | DEER2020 update for: revised impacts, IEFs and peak demand | 1 | 1 | 0 | Deemed Ex Ante Team |  | DEER2020 update for: revised impacts, IEFs and peak demand |  | Updated to indicate claim/filing status
2020 | C-In-LED-Candle(1.8w)-dWP6 | Commercial Indoor General Lighting: LED Lamp replaces pre-existing standard lighting Wattage. Measure includes Code case. Impacts: CFL-based HOU (varies by BldgType) | DEER2020 | D20v1 | 2020-11-24 16:30 | Com-ILtg-SI-dWatt | DEER | Scaled | BaseRatio |  |  | None |  | 0 |  | 1 | Com | Any | Lighting | InGen-ScrewIn | Ltg_Lamp | LED_lamp |  | ILtg-Com-LED-15000hr |  |  |  | LEDratio0461 | LEDratio0461 | LED-Candle(1.8w) | Available |  | 0 | 0 |  | NrNc |  |  |  | None | 2020-01-01 | 2020-03-18 | [5 empty] | Standard | DEER2020 update for: revised impacts, IEFs and peak demand | 1 | 1 | 0 | Deemed Ex Ante Team |  | DEER2020 update for: revised impacts, IEFs and peak demand |  | Updated to indicate claim/filing status
2020 | C-In-LED-Candle(2w)-dWP7 | Commercial Indoor General Lighting: LED Lamp replaces pre-existing standard lighting Wattage. Measure includes Code case. Impacts: CFL-based HOU (varies by BldgType) | DEER2020 | D20v1 | 2020-11-24 16:30 | Com-ILtg-SI-dWatt | DEER | Scaled | BaseRatio |  |  | None |  | 0 |  | 1 | Com | Any | Lighting | InGen-ScrewIn | Ltg_Lamp | LED_lamp |  | ILtg-Com-LED-15000hr |  |  |  | LEDratio0461 | LEDratio0461 | LED-Candle(2w) | Available |  | 0 | 0 |  | NrNc |  |  |  | None | 2020-01-01 | 2020-03-18 | [5 empty] | Standard | DEER2020 update for: revised impacts, IEFs and peak demand | 1 | 1 | 0 | Deemed Ex Ante Team |  | DEER2020 update for: revised impacts, IEFs and peak demand |  | Updated to indicate claim/filing status
2020 | C-In-LED-Candle(3w)-dWP11 | Commercial Indoor General Lighting: LED Lamp replaces pre-existing standard lighting Wattage. Measure includes Code case. Impacts: CFL-based HOU (varies by BldgType) | DEER2020 | D20v1 | 2020-11-24 16:30 | Com-ILtg-SI-dWatt | DEER | Scaled | BaseRatio |  |  | None |  | 0 |  | 1 | Com | Any | Lighting | InGen-ScrewIn | Ltg_Lamp | LED_lamp |  | ILtg-Com-LED-15000hr |  |  |  | LEDratio0461 | LEDratio0461 | LED-Candle(3w) | Available |  | 0 | 0 |  | NrNc |  |  |  | None | 2020-01-01 | 2020-03-18 | [5 empty] | Standard | DEER2020 update for: revised impacts, IEFs and peak demand | 1 | 1 | 0 | Deemed Ex Ante Team |  | DEER2020 update for: revised impacts, IEFs and peak demand |  | Updated to indicate claim/filing status
2020 | C-In-LED-Candle(4w)-dWP14 | Commercial Indoor General Lighting: LED Lamp replaces pre-existing standard lighting Wattage. Measure includes Code case. | DEER2020 | D20v1 | 2020-11-24 16:30 | Com-ILtg-SI-dWatt | DEER | Scaled | BaseRatio |  |  | None |  | 0 |  | 1 | Com | Any | Lighting | InGen-ScrewIn | Ltg_Lamp | LED_lamp |  | ILtg-Com-LED-15000hr |  |  |  | LEDratio0461 | LEDratio0461 | LED-Candle(4w) | Available |  | 0 | 0 |  | NrNc |  |  |  | None | 2020-01-01 | 2020-03-18 | [5 empty] | Standard | DEER2020 update for: revised impacts, IEFs and peak demand | 1 | 1 | 0 | Deemed Ex Ante Team |  | DEER2020 update for: revised impacts, IEFs and peak demand |  | Updated to indicate claim/filing status
2020 | C-In-LED-Candle(5w)-dWP18 | Commercial Indoor General Lighting: LED Lamp replaces pre-existing standard lighting Wattage. Measure includes Code case. Impacts: CFL-based HOU (varies by BldgType) | DEER2020 | D20v1 | 2020-11-24 16:30 | Com-ILtg-SI-dWatt | DEER | Scaled | BaseRatio |  |  | None |  | 0 |  | 1 | Com | Any | Lighting | InGen-ScrewIn | Ltg_Lamp | LED_lamp |  | ILtg-Com-LED-15000hr |  |  |  | LEDratio0461 | LEDratio0461 | LED-Candle(5w) | Available |  | 0 | 0 |  | NrNc |  |  |  | None | 2020-01-01 | 2020-03-18 | [5 empty] | Standard | DEER2020 update for: revised impacts, IEFs and peak demand | 1 | 1 | 0 | Deemed Ex Ante Team |  | DEER2020 update for: revised impacts, IEFs and peak demand |  | Updated to indicate claim/filing status
2020 | C-In-LED-CanRet(10w)-dWP13 | Commercial Indoor General Lighting: LED Lamp replaces pre-existing standard lighting Wattage. Measure includes Code case. Impacts: CFL-based HOU (varies by BldgType) | DEER2020 | D20v1 | 2020-11-24 16:30 | Com-ILtg-SI-dWatt | DEER | Scaled | BaseRatio |  |  | None |  | 0 |  | 1 | Com | Any | Lighting | InGen-ScrewIn | Ltg_Lamp | LED_lamp |  | ILtg-Com-LED-20000hr |  |  |  | LEDratio0234 | LEDratio0234 | LED-CanRet(10w) | Available |  | 0 | 0 |  | NrNc |  |  |  | None | 2020-01-01 | 2020-03-18 | [5 empty] | Standard | DEER2020 update for: revised impacts, IEFs and peak demand | 1 | 1 | 0 | Deemed Ex Ante Team |  | DEER2020 update for: revised impacts, IEFs and peak demand |  | Updated to indicate claim/filing status
2020 | C-In-LED-CanRet(11w)-dWP15 | Commercial Indoor General Lighting: LED Lamp replaces pre-existing standard lighting Wattage. Measure includes Code case. Impacts: CFL-based HOU (varies by BldgType) | DEER2020 | D20v1 | 2020-11-24 16:30 | Com-ILtg-SI-dWatt | DEER | Scaled | BaseRatio |  |  | None |  | 0 |  | 1 | Com | Any | Lighting | InGen-ScrewIn | Ltg_Lamp | LED_lamp |  | ILtg-Com-LED-20000hr |  |  |  | LEDratio0234 | LEDratio0234 | LED-CanRet(11w) | Available |  | 0 | 0 |  | NrNc |  |  |  | None | 2020-01-01 | 2020-03-18 | [5 empty] | Standard | DEER2020 update for: revised impacts, IEFs and peak demand | 1 | 1 | 0 | Deemed Ex Ante Team |  | DEER2020 update for: revised impacts, IEFs and peak demand |  | Updated to indicate claim/filing status
2020 | C-In-LED-CanRet(12w)-dWP16 | Commercial Indoor General Lighting: LED Lamp replaces pre-existing standard lighting Wattage. Measure includes Code case. Impacts: CFL-based HOU (varies by BldgType) | DEER2020 | D20v1 | 2020-11-24 16:30 | Com-ILtg-SI-dWatt | DEER | Scaled | BaseRatio |  |  | None |  | 0 |  | 1 | Com | Any | Lighting | InGen-ScrewIn | Ltg_Lamp | LED_lamp |  | ILtg-Com-LED-20000hr |  |  |  | LEDratio0234 | LEDratio0234 | LED-CanRet(12w) | Available |  | 0 | 0 |  | NrNc |  |  |  | None | 2020-01-01 | 2020-03-18 | [5 empty] | Standard | DEER2020 update for: revised impacts, IEFs and peak demand | 1 | 1 | 0 | Deemed Ex Ante Team |  | DEER2020 update for: revised impacts, IEFs and peak demand |  | Updated to indicate claim/filing status
2020 | C-In-LED-CanRet(13w)-dWP17 | Commercial Indoor General Lighting: LED Fixture replaces pre-existing standard lighting Wattage. Measure includes Code case. | DEER2020 | D20v1 | 2020-11-24 16:30 | Com-ILtg-SI-dWatt | DEER | Scaled | BaseRatio |  |  | None |  | 0 |  | 1 | Com | Any | Lighting | InGen-ScrewIn | Ltg_Lamp | LED_lamp |  | ILtg-Com-LED-20000hr |  |  |  | LEDratio0234 | LEDratio0234 | LED-CanRet(13w) | Available |  | 0 | 0 |  | NrNc |  |  |  | None | 2020-01-01 | 2020-03-18 | [5 empty] | Standard | DEER2020 update for: revised impacts, IEFs and peak demand | 1 | 1 | 0 | Deemed Ex Ante Team |  | DEER2020 update for: revised impacts, IEFs and peak demand |  | Updated to indicate claim/filing status
2020 | C-In-LED-CanRet(14w)-dWP19 | Commercial Indoor General Lighting: LED Lamp replaces pre-existing standard lighting Wattage. Measure includes Code case. Impacts: CFL-based HOU (varies by BldgType) | DEER2020 | D20v1 | 2020-11-24 16:30 | Com-ILtg-SI-dWatt | DEER | Scaled | BaseRatio |  |  | None |  | 0 |  | 1 | Com | Any | Lighting | InGen-ScrewIn | Ltg_Lamp | LED_lamp |  | ILtg-Com-LED-20000hr |  |  |  | LEDratio0234 | LEDratio0234 | LED-CanRet(14w) | Available |  | 0 | 0 |  | NrNc |  |  |  | None | 2020-01-01 | 2020-03-18 | [5 empty] | Standard | DEER2020 update for: revised impacts, IEFs and peak demand | 1 | 1 | 0 | Deemed Ex Ante Team |  | DEER2020 update for: revised impacts, IEFs and peak demand |  | Updated to indicate claim/filing status
2020 | C-In-LED-CanRet(15w)-dWP20 | Commercial Indoor General Lighting: LED Lamp replaces pre-existing standard lighting Wattage. Measure includes Code case. Impacts: CFL-based HOU (varies by BldgType) | DEER2020 | D20v1 | 2020-11-24 16:30 | Com-ILtg-SI-dWatt | DEER | Scaled | BaseRatio |  |  | None |  | 0 |  | 1 | Com | Any | Lighting | InGen-ScrewIn | Ltg_Lamp | LED_lamp |  | ILtg-Com-LED-20000hr |  |  |  | LEDratio0234 | LEDratio0234 | LED-CanRet(15w) | Available |  | 0 | 0 |  | NrNc |  |  |  | None | 2020-01-01 | 2020-03-18 | [5 empty] | Standard | DEER2020 update for: revised impacts, IEFs and peak demand | 1 | 1 | 0 | Deemed Ex Ante Team |  | DEER2020 update for: revised impacts, IEFs and peak demand |  | Updated to indicate claim/filing status
2020 | C-In-LED-CanRet(20w)-dWP27 | Commercial Indoor General Lighting: LED Lamp replaces pre-existing standard lighting Wattage. Measure includes Code case. Impacts: CFL-based HOU (varies by BldgType) | DEER2020 | D20v1 | 2020-11-24 16:30 | Com-ILtg-SI-dWatt | DEER | Scaled | BaseRatio |  |  | None |  | 0 |  | 1 | Com | Any | Lighting | InGen-ScrewIn | Ltg_Lamp | LED_lamp |  | ILtg-Com-LED-20000hr |  |  |  | LEDratio0234 | LEDratio0234 | LED-CanRet(20w) | Available |  | 0 | 0 |  | NrNc |  |  |  | None | 2020-01-01 | 2020-03-18 | [5 empty] | Standard | DEER2020 update for: revised impacts, IEFs and peak demand | 1 | 1 | 0 | Deemed Ex Ante Team |  | DEER2020 update for: revised impacts, IEFs and peak demand |  | Updated to indicate claim/filing status
2020 | C-In-LED-CanRet(21w)-dWP28 | Commercial Indoor General Lighting: LED Lamp replaces pre-existing standard lighting Wattage. Measure includes Code case. Impacts: CFL-based HOU (varies by BldgType) | DEER2020 | D20v1 | 2020-11-24 16:30 | Com-ILtg-SI-dWatt | DEER | Scaled | BaseRatio |  |  | None |  | 0 |  | 1 | Com | Any | Lighting | InGen-ScrewIn | Ltg_Lamp | LED_lamp |  | ILtg-Com-LED-20000hr |  |  |  | LEDratio0234 | LEDratio0234 | LED-CanRet(21w) | Available |  | 0 | 0 |  | NrNc |  |  |  | None | 2020-01-01 | 2020-03-18 | [5 empty] | Standard | DEER2020 update for: revised impacts, IEFs and peak demand | 1 | 1 | 0 | Deemed Ex Ante Team |  | DEER2020 update for: revised impacts, IEFs and peak demand |  | Updated to indicate claim/filing status
2020 | C-In-LED-CanRet(23w)-dWP31 | Commercial Indoor General Lighting: LED Lamp replaces pre-existing standard lighting Wattage. Measure includes Code case. Impacts: CFL-based HOU (varies by BldgType) | DEER2020 | D20v1 | 2020-11-24 16:30 | Com-ILtg-SI-dWatt | DEER | Scaled | BaseRatio |  |  | None |  | 0 |  | 1 | Com | Any | Lighting | InGen-ScrewIn | Ltg_Lamp | LED_lamp |  | ILtg-Com-LED-20000hr |  |  |  | LEDratio0234 | LEDratio0234 | LED-CanRet(23w) | Available |  | 0 | 0 |  | NrNc |  |  |  | None | 2020-01-01 | 2020-03-18 | [5 empty] | Standard | DEER2020 update for: revised impacts, IEFs and peak demand | 1 | 1 | 0 | Deemed Ex Ante Team |  | DEER2020 update for: revised impacts, IEFs and peak demand |  | Updated to indicate claim/filing status
2020 | C-In-LED-CanRet(8w)-dWP11 | Commercial Indoor General Lighting: LED Lamp replaces pre-existing standard lighting Wattage. Measure includes Code case. Impacts: CFL-based HOU (varies by BldgType) | DEER2020 | D20v1 | 2020-11-24 16:30 | Com-ILtg-SI-dWatt | DEER | Scaled | BaseRatio |  |  | None |  | 0 |  | 1 | Com | Any | Lighting | InGen-ScrewIn | Ltg_Lamp | LED_lamp |  | ILtg-Com-LED-20000hr |  |  |  | LEDratio0234 | LEDratio0234 | LED-CanRet(8w) | Available |  | 0 | 0 |  | NrNc |  |  |  | None | 2020-01-01 | 2020-03-18 | [5 empty] | Standard | DEER2020 update for: revised impacts, IEFs and peak demand | 1 | 1 | 0 | Deemed Ex Ante Team |  | DEER2020 update for: revised impacts, IEFs and peak demand |  | Updated to indicate claim/filing status
2020 | C-In-LED-CanRet(9w)-dWP12 | Commercial Indoor General Lighting: LED Lamp replaces pre-existing standard lighting Wattage. Measure includes Code case. Impacts: CFL-based HOU (varies by BldgType) | DEER2020 | D20v1 | 2020-11-24 16:30 | Com-ILtg-SI-dWatt | DEER | Scaled | BaseRatio |  |  | None |  | 0 |  | 1 | Com | Any | Lighting | InGen-ScrewIn | Ltg_Lamp | LED_lamp |  | ILtg-Com-LED-20000hr |  |  |  | LEDratio0234 | LEDratio0234 | LED-CanRet(9w) | Available |  | 0 | 0 |  | NrNc |  |  |  | None | 2020-01-01 | 2020-03-18 | [5 empty] | Standard | DEER2020 update for: revised impacts, IEFs and peak demand | 1 | 1 | 0 | Deemed Ex Ante Team |  | DEER2020 update for: revised impacts, IEFs and peak demand |  | Updated to indicate claim/filing status
2020 | C-In-LEDFixt-1(11w)-dWP21-dWC15 | Commercial Indoor General Lighting: LED Fixture replaces pre-existing standard lighting Wattage. Measure includes Code case. | DEER2020 | D20v1 | 2020-11-24 16:30 | Com-ILtg-SI-dWatt | DEER | Scaled | BaseRatio |  |  | None |  | 0 |  | 1 | Com | Any | Lighting | InGen-ScrewIn | Ltg_Fixture | LED_fixt |  | ILtg-Com-LED-50000hr+16yr |  |  |  | LEDratio0296 | LEDratio0242 | LEDFixt-1(11w) | Available |  | 0 | 0 |  | ArNrNc |  | LtgFixture-Default |  | None | 2020-01-01 | 2020-03-18 | [5 empty] | Standard | DEER2020 update for: ISP/Title 24 wattage baseline; revised impacts, IEFs and peak demand | 1 | 1 | 0 | Deemed Ex Ante Team |  | DEER2020 update for: ISP/Title 24 wattage baseline; revised impacts, IEFs and peak demand |  | Updated to indicate claim/filing status
2020 | C-In-LEDFixt-1(14w)-dWP27-dWC19 | Commercial Indoor General Lighting: LED Fixture replaces pre-existing standard lighting Wattage. Measure includes Code case. | DEER2020 | D20v1 | 2020-11-24 16:30 | Com-ILtg-SI-dWatt | DEER | Scaled | BaseRatio |  |  | None |  | 0 |  | 1 | Com | Any | Lighting | InGen-ScrewIn | Ltg_Fixture | LED_fixt |  | ILtg-Com-LED-50000hr+16yr |  |  |  | LEDratio0296 | LEDratio0242 | LEDFixt-1(14w) | Available |  | 0 | 0 |  | ArNrNc |  | LtgFixture-Default |  | None | 2020-01-01 | 2020-03-18 | [5 empty] | Standard | DEER2020 update for: ISP/Title 24 wattage baseline; revised impacts, IEFs and peak demand | 1 | 1 | 0 | Deemed Ex Ante Team |  | DEER2020 update for: ISP/Title 24 wattage baseline; revised impacts, IEFs and peak demand |  | Updated to indicate claim/filing status
2020 | C-In-LEDFixt-1(16w)-dWP31-dWC22 | Commercial Indoor General Lighting: LED Fixture replaces pre-existing standard lighting Wattage. Measure includes Code case. | DEER2020 | D20v1 | 2020-11-24 16:30 | Com-ILtg-SI-dWatt | DEER | Scaled | BaseRatio |  |  | None |  | 0 |  | 1 | Com | Any | Lighting | InGen-ScrewIn | Ltg_Fixture | LED_fixt |  | ILtg-Com-LED-50000hr+16yr |  |  |  | LEDratio0296 | LEDratio0242 | LEDFixt-1(16w) | Available |  | 0 | 0 |  | ArNrNc |  | LtgFixture-Default |  | None | 2020-01-01 | 2020-03-18 | [5 empty] | Standard | DEER2020 update for: ISP/Title 24 wattage baseline; revised impacts, IEFs and peak demand | 1 | 1 | 0 | Deemed Ex Ante Team |  | DEER2020 update for: ISP/Title 24 wattage baseline; revised impacts, IEFs and peak demand |  | Updated to indicate claim/filing status
2020 | C-In-LEDFixt(17w)-dWP33-dWC24 | Commercial Indoor General Lighting: LED Fixture replaces pre-existing standard lighting Wattage. Measure includes Code case. | DEER2020 | D20v1 | 2020-11-24 16:30 | Com-ILtg-SI-dWatt | DEER | Scaled | BaseRatio |  |  | None |  | 0 |  | 1 | Com | Any | Lighting | InGen-ScrewIn | Ltg_Fixture | LED_fixt |  | ILtg-Com-LED-50000hr+16yr |  |  |  | LEDratio0296 | LEDratio0242 | LEDFixt(17w) | Available |  | 0 | 0 |  | ArNrNc |  | LtgFixture-Default |  | None | 2020-01-01 | 2020-03-18 | [5 empty] | Standard | DEER2020 update for: ISP/Title 24 wattage baseline; revised impacts, IEFs and peak demand | 1 | 1 | 0 | Deemed Ex Ante Team |  | DEER2020 update for: ISP/Title 24 wattage baseline; revised impacts, IEFs and peak demand |  | Updated to indicate claim/filing status
2020 | C-In-LEDFixt-1x4(7.1w) | LED Fixture (1'x4') with min. 140 LPW; standard technology is an equivalent performance linear fluorescent fixture - Com | DEER2019 | D20 v1 | 2020-11-24 16:30 | Com-Iltg-dWatt-LF_OSbldg-kL | DEER | Scaled | DeltaWatts | 2.86 | 0 | None |  | 0 |  | 0 | Com | Any | Lighting | InGen | Ltg_Fixture | LED_fixt |  | ILtg-Com-LED-50000hr+16yr |  | LED fixture with 100 LPW 1'x4' | LED fixture with 140 LPW 1'x4' |  |  | LEDFixt-1x4(8w) | Available |  | 0 | 0 | DEER2019 | NrNc |  |  |  | None | 2019-01-01 | 2019-12-31 | [5 empty] | Standard | Workpaper values updated 1/1/2019 to reflect 100% LED baseline; Expires 12/31/2019 due to DEER peak demand revision | 1 | 1 | 0 | Deemed Ex Ante Team |  | Workpaper values updated 1/1/2019 to reflect 100% LED baseline; Expires 12/31/2019 due to DEER peak demand revision |  | Updated to indicate claim/filing status
2020 | C-In-LEDFixt-1x4(7.1w) | LED Fixture (1'x4') with min. 140 LPW; standard technology is an equivalent performance linear fluorescent fixture - Com | DEER2020 | D20v1 | 2020-11-24 16:30 | Com-ILtg-HW-dWatt-kL | DEER | Scaled | DeltaWatts | 2.86 | 0 | None |  | 0 |  | 0 | Com | Any | Lighting | InGen | Ltg_Fixture | LED_fixt |  | ILtg-Com-LED-50000hr+16yr |  | LED fixture with 100 LPW 1'x4' | LED fixture with 140 LPW 1'x4' |  |  | LEDFixt-1x4(8w) | Available |  | 0 | 0 |  | NrNc |  |  |  | None | 2020-01-01 | 2020-03-18 | [5 empty] | Standard | DEER2020 update for revised impacts, IEFs and peak demand | 1 | 1 | 0 | Deemed Ex Ante Team |  | DEER2020 update for revised impacts, IEFs and peak demand |  | Updated to indicate claim/filing status
2020 | C-In-LEDFixt-1x4(8w) | LED Fixture (1'x4') with min. 125 LPW; standard technology is an equivalent performance linear fluorescent fixture - Com | DEER2020 | D20v1 | 2020-11-24 16:30 | Com-ILtg-HW-dWatt-kL | DEER | Scaled | DeltaWatts | 2 | 0 | None |  | 0 |  | 0 | Com | Any | Lighting | InGen | Ltg_Fixture | LED_fixt |  | ILtg-Com-LED-50000hr+16yr |  | LED fixture with 100 LPW 1'x4' | LED fixture with 125 LPW 1'x4' |  |  | LEDFixt-1x4(8w) | Available |  | 0 | 0 |  | NrNc |  |  |  | None | 2020-01-01 | 2020-03-18 | [5 empty] | Standard | DEER2020 update for revised impacts, IEFs and peak demand | 1 | 1 | 0 | Deemed Ex Ante Team |  | DEER2020 update for revised impacts, IEFs and peak demand |  | Updated to indicate claim/filing status
2020 | C-In-LEDFixt-1x4(8w) | LED Fixture (1'x4') with min. 125 LPW; standard technology is an equivalent performance linear fluorescent fixture - Com | DEER2019 | D20 v1 | 2020-11-24 16:30 | Com-Iltg-dWatt-LF_OSbldg-kL | DEER | Scaled | DeltaWatts | 2 | 0 | None |  | 0 |  | 0 | Com | Any | Lighting | InGen | Ltg_Fixture | LED_fixt |  | ILtg-Com-LED-50000hr+16yr |  | LED fixture with 100 LPW 1'x4' | LED fixture with 125 LPW 1'x4' |  |  | LEDFixt-1x4(8w) | Available |  | 0 | 0 | DEER2019 | NrNc |  |  |  | None | 2019-01-01 | 2019-12-31 | [5 empty] | Standard | Workpaper values updated 1/1/2019 to reflect 100% LED baseline; Expires 12/31/2019 due to DEER peak demand revision | 1 | 1 | 0 | Deemed Ex Ante Team |  | Workpaper values updated 1/1/2019 to reflect 100% LED baseline; Expires 12/31/2019 due to DEER peak demand revision |  | Updated to indicate claim/filing status
2020 | C-In-LEDFixt(20w)-dWP39-dWC28 | Commercial Indoor General Lighting: LED Fixture replaces pre-existing standard lighting Wattage. Measure includes Code case. | DEER2020 | D20v1 | 2020-11-24 16:30 | Com-ILtg-SI-dWatt | DEER | Scaled | BaseRatio |  |  | None |  | 0 |  | 1 | Com | Any | Lighting | InGen-ScrewIn | Ltg_Fixture | LED_fixt |  | ILtg-Com-LED-50000hr+16yr |  |  |  | LEDratio0296 | LEDratio0242 | LEDFixt(20w) | Available |  | 0 | 0 |  | ArNrNc |  | LtgFixture-Default |  | None | 2020-01-01 | 2020-03-18 | [5 empty] | Standard | DEER2020 update for: ISP/Title 24 wattage baseline; revised impacts, IEFs and peak demand | 1 | 1 | 0 | Deemed Ex Ante Team |  | DEER2020 update for: ISP/Title 24 wattage baseline; revised impacts, IEFs and peak demand |  | Updated to indicate claim/filing status
2020 | C-In-LEDFixt-2(13w)-dWP25-dWC18 | Commercial Indoor General Lighting: LED Fixture replaces pre-existing standard lighting Wattage. Measure includes Code case. | DEER2020 | D20v1 | 2020-11-24 16:30 | Com-ILtg-SI-dWatt | DEER | Scaled | BaseRatio |  |  | None |  | 0 |  | 1 | Com | Any | Lighting | InGen-ScrewIn | Ltg_Fixture | LED_fixt |  | ILtg-Com-LED-50000hr+16yr |  |  |  | LEDratio0296 | LEDratio0242 | LEDFixt-2(13w) | Available |  | 0 | 0 |  | ArNrNc |  | LtgFixture-Default |  | None | 2020-01-01 | 2020-03-18 | [5 empty] | Standard | DEER2020 update for: ISP/Title 24 wattage baseline; revised impacts, IEFs and peak demand | 1 | 1 | 0 | Deemed Ex Ante Team |  | DEER2020 update for: ISP/Title 24 wattage baseline; revised impacts, IEFs and peak demand |  | Updated to indicate claim/filing status
2020 | C-In-LEDFixt-2(24w)-dWP47-dWC34 | Commercial Indoor General Lighting: LED Fixture replaces pre-existing standard lighting Wattage. Measure includes Code case. | DEER2020 | D20v1 | 2020-11-24 16:30 | Com-ILtg-SI-dWatt | DEER | Scaled | BaseRatio |  |  | None |  | 0 |  | 1 | Com | Any | Lighting | InGen-ScrewIn | Ltg_Fixture | LED_fixt |  | ILtg-Com-LED-50000hr+16yr |  |  |  | LEDratio0296 | LEDratio0242 | LEDFixt-2(24w) | Available |  | 0 | 0 |  | ArNrNc |  | LtgFixture-Default |  | None | 2020-01-01 | 2020-03-18 | [5 empty] | Standard | DEER2020 update for: ISP/Title 24 wattage baseline; revised impacts, IEFs and peak demand | 1 | 1 | 0 | Deemed Ex Ante Team |  | DEER2020 update for: ISP/Title 24 wattage baseline; revised impacts, IEFs and peak demand |  | Updated to indicate claim/filing status
2020 | C-In-LEDFixt-2(25w)-dWP49-dWC35 | Commercial Indoor General Lighting: LED Fixture replaces pre-existing standard lighting Wattage. Measure includes Code case. | DEER2020 | D20v1 | 2020-11-24 16:30 | Com-ILtg-SI-dWatt | DEER | Scaled | BaseRatio |  |  | None |  | 0 |  | 1 | Com | Any | Lighting | InGen-ScrewIn | Ltg_Fixture | LED_fixt |  | ILtg-Com-LED-50000hr+16yr |  |  |  | LEDratio0296 | LEDratio0242 | LEDFixt-2(25w) | Available |  | 0 | 0 |  | ArNrNc |  | LtgFixture-Default |  | None | 2020-01-01 | 2020-03-18 | [5 empty] | Standard | DEER2020 update for: ISP/Title 24 wattage baseline; revised impacts, IEFs and peak demand | 1 | 1 | 0 | Deemed Ex Ante Team |  | DEER2020 update for: ISP/Title 24 wattage baseline; revised impacts, IEFs and peak demand |  | Updated to indicate claim/filing status
2020 | C-In-LEDFixt(22w)-dWP43-dWC31 | Commercial Indoor General Lighting: LED Fixture replaces pre-existing standard lighting Wattage. Measure includes Code case. | DEER2020 | D20v1 | 2020-11-24 16:30 | Com-ILtg-SI-dWatt | DEER | Scaled | BaseRatio |  |  | None |  | 0 |  | 1 | Com | Any | Lighting | InGen-ScrewIn | Ltg_Fixture | LED_fixt |  | ILtg-Com-LED-50000hr+16yr |  |  |  | LEDratio0296 | LEDratio0242 | LEDFixt(22w) | Available |  | 0 | 0 |  | ArNrNc |  | LtgFixture-Default |  | None | 2020-01-01 | 2020-03-18 | [5 empty] | Standard | DEER2020 update for: ISP/Title 24 wattage baseline; revised impacts, IEFs and peak demand | 1 | 1 | 0 | Deemed Ex Ante Team |  | DEER2020 update for: ISP/Title 24 wattage baseline; revised impacts, IEFs and peak demand |  | Updated to indicate claim/filing status
2020 | C-In-LEDFixt-2(3w)-dWP5-dWC4 | Commercial Indoor General Lighting: LED Fixture replaces pre-existing standard lighting Wattage. Measure includes Code case. | DEER2020 | D20v1 | 2020-11-24 16:30 | Com-ILtg-SI-dWatt | DEER | Scaled | BaseRatio |  |  | None |  | 0 |  | 1 | Com | Any | Lighting | InGen-ScrewIn | Ltg_Fixture | LED_fixt |  | ILtg-Com-LED-50000hr+16yr |  |  |  | LEDratio0296 | LEDratio0242 | LEDFixt-2(3w) | Available |  | 0 | 0 |  | ArNrNc |  | LtgFixture-Default |  | None | 2020-01-01 | 2020-03-18 | [5 empty] | Standard | DEER2020 update for: ISP/Title 24 wattage baseline; revised impacts, IEFs and peak demand | 1 | 1 | 0 | Deemed Ex Ante Team |  | DEER2020 update for: ISP/Title 24 wattage baseline; revised impacts, IEFs and peak demand |  | Updated to indicate claim/filing status
2020 | C-In-LEDFixt-2x2(7.1w) | LED Fixture (2'x2') with min. 140 LPW; standard technology is an equivalent performance linear fluorescent fixture - Com | DEER2019 | D20 v1 | 2020-11-24 16:30 | Com-Iltg-dWatt-LF_OSbldg-kL | DEER | Scaled | DeltaWatts | 2.86 | 0 | None |  | 0 |  | 0 | Com | Any | Lighting | InGen | Ltg_Fixture | LED_fixt |  | ILtg-Com-LED-50000hr+16yr |  | LED fixture with 100 LPW 2'x2' | LED fixture with 140 LPW 2'x2' |  |  | LEDFixt-2x2(8w) | Available |  | 0 | 0 | DEER2019 | NrNc |  |  |  | None | 2019-01-01 | 2019-12-31 | [5 empty] | Standard | Workpaper values updated 1/1/2019 to reflect 100% LED baseline; Expires 12/31/2019 due to DEER peak demand revision | 1 | 1 | 0 | Deemed Ex Ante Team |  | Workpaper values updated 1/1/2019 to reflect 100% LED baseline; Expires 12/31/2019 due to DEER peak demand revision |  | Updated to indicate claim/filing status
2020 | C-In-LEDFixt-2x2(7.1w) | LED Fixture (2'x2') with min. 140 LPW; standard technology is an equivalent performance linear fluorescent fixture - Com | DEER2020 | D20v1 | 2020-11-24 16:30 | Com-ILtg-HW-dWatt-kL | DEER | Scaled | DeltaWatts | 2.86 | 0 | None |  | 0 |  | 0 | Com | Any | Lighting | InGen | Ltg_Fixture | LED_fixt |  | ILtg-Com-LED-50000hr+16yr |  | LED fixture with 100 LPW 2'x2' | LED fixture with 140 LPW 2'x2' |  |  | LEDFixt-2x2(8w) | Available |  | 0 | 0 |  | NrNc |  |  |  | None | 2020-01-01 | 2020-03-18 | [5 empty] | Standard | DEER2020 update for revised impacts, IEFs and peak demand | 1 | 1 | 0 | Deemed Ex Ante Team |  | DEER2020 update for revised impacts, IEFs and peak demand |  | Updated to indicate claim/filing status
2020 | C-In-LEDFixt-2x2(8w) | LED Fixture (2'x2') with min. 125 LPW; standard technology is an equivalent performance linear fluorescent fixture - Com | DEER2020 | D20v1 | 2020-11-24 16:30 | Com-ILtg-HW-dWatt-kL | DEER | Scaled | DeltaWatts | 2 | 0 | None |  | 0 |  | 0 | Com | Any | Lighting | InGen | Ltg_Fixture | LED_fixt |  | ILtg-Com-LED-50000hr+16yr |  | LED fixture with 100 LPW 2'x2' | LED fixture with 125 LPW 2'x2' |  |  | LEDFixt-2x2(8w) | Available |  | 0 | 0 |  | NrNc |  |  |  | None | 2020-01-01 | 2020-03-18 | [5 empty] | Standard | DEER2020 update for revised impacts, IEFs and peak demand | 1 | 1 | 0 | Deemed Ex Ante Team |  | DEER2020 update for revised impacts, IEFs and peak demand |  | Updated to indicate claim/filing status
2020 | C-In-LEDFixt-2x2(8w) | LED Fixture (2'x2') with min. 125 LPW; standard technology is an equivalent performance linear fluorescent fixture - Com | DEER2019 | D20 v1 | 2020-11-24 16:30 | Com-Iltg-dWatt-LF_OSbldg-kL | DEER | Scaled | DeltaWatts | 2 | 0 | None |  | 0 |  | 0 | Com | Any | Lighting | InGen | Ltg_Fixture | LED_fixt |  | ILtg-Com-LED-50000hr+16yr |  | LED fixture with 100 LPW 2'x2' | LED fixture with 125 LPW 2'x2' |  |  | LEDFixt-2x2(8w) | Available |  | 0 | 0 | DEER2019 | NrNc |  |  |  | None | 2019-01-01 | 2019-12-31 | [5 empty] | Standard | Workpaper values updated 1/1/2019 to reflect 100% LED baseline; Expires 12/31/2019 due to DEER peak demand revision | 1 | 1 | 0 | Deemed Ex Ante Team |  | Workpaper values updated 1/1/2019 to reflect 100% LED baseline; Expires 12/31/2019 due to DEER peak demand revision |  | Updated to indicate claim/filing status
2020 | C-In-LEDFixt-2x4(7.1w) | LED Fixture (2'x4') with min. 140 LPW; standard technology is an equivalent performance linear fluorescent fixture - Com | DEER2020 | D20v1 | 2020-11-24 16:30 | Com-ILtg-HW-dWatt-kL | DEER | Scaled | DeltaWatts | 2.86 | 0 | None |  | 0 |  | 0 | Com | Any | Lighting | InGen | Ltg_Fixture | LED_fixt |  | ILtg-Com-LED-50000hr+16yr |  | LED fixture with 100 LPW 2'x4' | LED fixture with 140 LPW 2'x4' |  |  | LEDFixt-2x4(8w) | Available |  | 0 | 0 |  | NrNc |  |  |  | None | 2020-01-01 | 2020-03-18 | [5 empty] | Standard | DEER2020 update for revised impacts, IEFs and peak demand | 1 | 1 | 0 | Deemed Ex Ante Team |  | DEER2020 update for revised impacts, IEFs and peak demand |  | Updated to indicate claim/filing status
2020 | C-In-LEDFixt-2x4(7.1w) | LED Fixture (2'x4') with min. 140 LPW; standard technology is an equivalent performance linear fluorescent fixture - Com | DEER2019 | D20 v1 | 2020-11-24 16:30 | Com-Iltg-dWatt-LF_OSbldg-kL | DEER | Scaled | DeltaWatts | 2.86 | 0 | None |  | 0 |  | 0 | Com | Any | Lighting | InGen | Ltg_Fixture | LED_fixt |  | ILtg-Com-LED-50000hr+16yr |  | LED fixture with 100 LPW 2'x4' | LED fixture with 140 LPW 2'x4' |  |  | LEDFixt-2x4(8w) | Available |  | 0 | 0 | DEER2019 | NrNc |  |  |  | None | 2019-01-01 | 2019-12-31 | [5 empty] | Standard | Workpaper values updated 1/1/2019 to reflect 100% LED baseline; Expires 12/31/2019 due to DEER peak demand revision | 1 | 1 | 0 | Deemed Ex Ante Team |  | Workpaper values updated 1/1/2019 to reflect 100% LED baseline; Expires 12/31/2019 due to DEER peak demand revision |  | Updated to indicate claim/filing status
2020 | C-In-LEDFixt-2x4(8w) | LED Fixture (2'x4') with min. 125 LPW; standard technology is an equivalent performance linear fluorescent fixture - Com | DEER2020 | D20v1 | 2020-11-24 16:30 | Com-ILtg-HW-dWatt-kL | DEER | Scaled | DeltaWatts | 2 | 0 | None |  | 0 |  | 0 | Com | Any | Lighting | InGen | Ltg_Fixture | LED_fixt |  | ILtg-Com-LED-50000hr+16yr |  | LED fixture with 100 LPW 2'x4' | LED fixture with 125 LPW 2'x4' |  |  | LEDFixt-2x4(8w) | Available |  | 0 | 0 |  | NrNc |  |  |  | None | 2020-01-01 | 2020-03-18 | [5 empty] | Standard | DEER2020 update for revised impacts, IEFs and peak demand | 1 | 1 | 0 | Deemed Ex Ante Team |  | DEER2020 update for revised impacts, IEFs and peak demand |  | Updated to indicate claim/filing status
2020 | C-In-LEDFixt-2x4(8w) | LED Fixture (2'x4') with min. 125 LPW; standard technology is an equivalent performance linear fluorescent fixture - Com | DEER2019 | D20 v1 | 2020-11-24 16:30 | Com-Iltg-dWatt-LF_OSbldg-kL | DEER | Scaled | DeltaWatts | 2 | 0 | None |  | 0 |  | 0 | Com | Any | Lighting | InGen | Ltg_Fixture | LED_fixt |  | ILtg-Com-LED-50000hr+16yr |  | LED fixture with 100 LPW 2'x4' | LED fixture with 125 LPW 2'x4' |  |  | LEDFixt-2x4(8w) | Available |  | 0 | 0 | DEER2019 | NrNc |  |  |  | None | 2019-01-01 | 2019-12-31 | [5 empty] | Standard | Workpaper values updated 1/1/2019 to reflect 100% LED baseline; Expires 12/31/2019 due to DEER peak demand revision | 1 | 1 | 0 | Deemed Ex Ante Team |  | Workpaper values updated 1/1/2019 to reflect 100% LED baseline; Expires 12/31/2019 due to DEER peak demand revision |  | Updated to indicate claim/filing status
2020 | C-In-LEDFixt-3(15w)-dWP29-dWC21 | Commercial Indoor General Lighting: LED Fixture replaces pre-existing standard lighting Wattage. Measure includes Code case. | DEER2020 | D20v1 | 2020-11-24 16:30 | Com-ILtg-SI-dWatt | DEER | Scaled | BaseRatio |  |  | None |  | 0 |  | 1 | Com | Any | Lighting | InGen-ScrewIn | Ltg_Fixture | LED_fixt |  | ILtg-Com-LED-50000hr+16yr |  |  |  | LEDratio0296 | LEDratio0242 | LEDFixt-3(15w) | Available |  | 0 | 0 |  | ArNrNc |  | LtgFixture-Default |  | None | 2020-01-01 | 2020-03-18 | [5 empty] | Standard | DEER2020 update for: ISP/Title 24 wattage baseline; revised impacts, IEFs and peak demand | 1 | 1 | 0 | Deemed Ex Ante Team |  | DEER2020 update for: ISP/Title 24 wattage baseline; revised impacts, IEFs and peak demand |  | Updated to indicate claim/filing status
2020 | C-In-LEDFixt-3(18w)-dWP35-dWC25 | Commercial Indoor General Lighting: LED Fixture replaces pre-existing standard lighting Wattage. Measure includes Code case. | DEER2020 | D20v1 | 2020-11-24 16:30 | Com-ILtg-SI-dWatt | DEER | Scaled | BaseRatio |  |  | None |  | 0 |  | 1 | Com | Any | Lighting | InGen-ScrewIn | Ltg_Fixture | LED_fixt |  | ILtg-Com-LED-50000hr+16yr |  |  |  | LEDratio0296 | LEDratio0242 | LEDFixt-3(18w) | Available |  | 0 | 0 |  | ArNrNc |  | LtgFixture-Default |  | None | 2020-01-01 | 2020-03-18 | [5 empty] | Standard | DEER2020 update for: ISP/Title 24 wattage baseline; revised impacts, IEFs and peak demand | 1 | 1 | 0 | Deemed Ex Ante Team |  | DEER2020 update for: ISP/Title 24 wattage baseline; revised impacts, IEFs and peak demand |  | Updated to indicate claim/filing status
2020 | C-In-LEDFixt-3(19w)-dWP37-dWC26 | Commercial Indoor General Lighting: LED Fixture replaces pre-existing standard lighting Wattage. Measure includes Code case. | DEER2020 | D20v1 | 2020-11-24 16:30 | Com-ILtg-SI-dWatt | DEER | Scaled | BaseRatio |  |  | None |  | 0 |  | 1 | Com | Any | Lighting | InGen-ScrewIn | Ltg_Fixture | LED_fixt |  | ILtg-Com-LED-50000hr+16yr |  |  |  | LEDratio0296 | LEDratio0242 | LEDFixt-3(19w) | Available |  | 0 | 0 |  | ArNrNc |  | LtgFixture-Default |  | None | 2020-01-01 | 2020-03-18 | [5 empty] | Standard | DEER2020 update for: ISP/Title 24 wattage baseline; revised impacts, IEFs and peak demand | 1 | 1 | 0 | Deemed Ex Ante Team |  | DEER2020 update for: ISP/Title 24 wattage baseline; revised impacts, IEFs and peak demand |  | Updated to indicate claim/filing status
2020 | C-In-LEDFixt-3(21w)-dWP41-dWC29 | Commercial Indoor General Lighting: LED Fixture replaces pre-existing standard lighting Wattage. Measure includes Code case. | DEER2020 | D20v1 | 2020-11-24 16:30 | Com-ILtg-SI-dWatt | DEER | Scaled | BaseRatio |  |  | None |  | 0 |  | 1 | Com | Any | Lighting | InGen-ScrewIn | Ltg_Fixture | LED_fixt |  | ILtg-Com-LED-50000hr+16yr |  |  |  | LEDratio0296 | LEDratio0242 | LEDFixt-3(21w) | Available |  | 0 | 0 |  | ArNrNc |  | LtgFixture-Default |  | None | 2020-01-01 | 2020-03-18 | [5 empty] | Standard | DEER2020 update for: ISP/Title 24 wattage baseline; revised impacts, IEFs and peak demand | 1 | 1 | 0 | Deemed Ex Ante Team |  | DEER2020 update for: ISP/Title 24 wattage baseline; revised impacts, IEFs and peak demand |  | Updated to indicate claim/filing status
2020 | C-In-LEDFixt-3(8w)-dWP15-dWC11 | Commercial Indoor General Lighting: LED Fixture replaces pre-existing standard lighting Wattage. Measure includes Code case. | DEER2020 | D20v1 | 2020-11-24 16:30 | Com-ILtg-SI-dWatt | DEER | Scaled | BaseRatio |  |  | None |  | 0 |  | 1 | Com | Any | Lighting | InGen-ScrewIn | Ltg_Fixture | LED_fixt |  | ILtg-Com-LED-50000hr+16yr |  |  |  | LEDratio0296 | LEDratio0242 | LEDFixt-3(8w) | Available |  | 0 | 0 |  | ArNrNc |  | LtgFixture-Default |  | None | 2020-01-01 | 2020-03-18 | [5 empty] | Standard | DEER2020 update for: ISP/Title 24 wattage baseline; revised impacts, IEFs and peak demand | 1 | 1 | 0 | Deemed Ex Ante Team |  | DEER2020 update for: ISP/Title 24 wattage baseline; revised impacts, IEFs and peak demand |  | Updated to indicate claim/filing status
2020 | C-In-LEDFixt-3(9w)-dWP17-dWC12 | Commercial Indoor General Lighting: LED Fixture replaces pre-existing standard lighting Wattage. Measure includes Code case. | DEER2020 | D20v1 | 2020-11-24 16:30 | Com-ILtg-SI-dWatt | DEER | Scaled | BaseRatio |  |  | None |  | 0 |  | 1 | Com | Any | Lighting | InGen-ScrewIn | Ltg_Fixture | LED_fixt |  | ILtg-Com-LED-50000hr+16yr |  |  |  | LEDratio0296 | LEDratio0242 | LEDFixt-3(9w) | Available |  | 0 | 0 |  | ArNrNc |  | LtgFixture-Default |  | None | 2020-01-01 | 2020-03-18 | [5 empty] | Standard | DEER2020 update for: ISP/Title 24 wattage baseline; revised impacts, IEFs and peak demand | 1 | 1 | 0 | Deemed Ex Ante Team |  | DEER2020 update for: ISP/Title 24 wattage baseline; revised impacts, IEFs and peak demand |  | Updated to indicate claim/filing status
2020 | C-In-LEDFixt-4(23w)-dWP45-dWC32 | Commercial Indoor General Lighting: LED Fixture replaces pre-existing standard lighting Wattage. Measure includes Code case. | DEER2020 | D20v1 | 2020-11-24 16:30 | Com-ILtg-SI-dWatt | DEER | Scaled | BaseRatio |  |  | None |  | 0 |  | 1 | Com | Any | Lighting | InGen-ScrewIn | Ltg_Fixture | LED_fixt |  | ILtg-Com-LED-50000hr+16yr |  |  |  | LEDratio0296 | LEDratio0242 | LEDFixt-4(23w) | Available |  | 0 | 0 |  | ArNrNc |  | LtgFixture-Default |  | None | 2020-01-01 | 2020-03-18 | [5 empty] | Standard | DEER2020 update for: ISP/Title 24 wattage baseline; revised impacts, IEFs and peak demand | 1 | 1 | 0 | Deemed Ex Ante Team |  | DEER2020 update for: ISP/Title 24 wattage baseline; revised impacts, IEFs and peak demand |  | Updated to indicate claim/filing status
2020 | C-In-LEDFixt-6(12w)-dWP23-dWC17 | Commercial Indoor General Lighting: LED Fixture replaces pre-existing standard lighting Wattage. Measure includes Code case. | DEER2020 | D20v1 | 2020-11-24 16:30 | Com-ILtg-SI-dWatt | DEER | Scaled | BaseRatio |  |  | None |  | 0 |  | 1 | Com | Any | Lighting | InGen-ScrewIn | Ltg_Fixture | LED_fixt |  | ILtg-Com-LED-50000hr+16yr |  |  |  | LEDratio0296 | LEDratio0242 | LEDFixt-6(12w) | Available |  | 0 | 0 |  | ArNrNc |  | LtgFixture-Default |  | None | 2020-01-01 | 2020-03-18 | [5 empty] | Standard | DEER2020 update for: ISP/Title 24 wattage baseline; revised impacts, IEFs and peak demand | 1 | 1 | 0 | Deemed Ex Ante Team |  | DEER2020 update for: ISP/Title 24 wattage baseline; revised impacts, IEFs and peak demand |  | Updated to indicate claim/filing status
2020 | C-In-LEDFixt-7(10w)-dWP19-dWC14 | Commercial Indoor General Lighting: LED Fixture replaces pre-existing standard lighting Wattage. Measure includes Code case. | DEER2020 | D20v1 | 2020-11-24 16:30 | Com-ILtg-SI-dWatt | DEER | Scaled | BaseRatio |  |  | None |  | 0 |  | 1 | Com | Any | Lighting | InGen-ScrewIn | Ltg_Fixture | LED_fixt |  | ILtg-Com-LED-50000hr+16yr |  |  |  | LEDratio0296 | LEDratio0242 | LEDFixt-7(10w) | Available |  | 0 | 0 |  | ArNrNc |  | LtgFixture-Default |  | None | 2020-01-01 | 2020-03-18 | [5 empty] | Standard | DEER2020 update for: ISP/Title 24 wattage baseline; revised impacts, IEFs and peak demand | 1 | 1 | 0 | Deemed Ex Ante Team |  | DEER2020 update for: ISP/Title 24 wattage baseline; revised impacts, IEFs and peak demand |  | Updated to indicate claim/filing status
2020 | C-In-LEDFixt(7w)-dWP13-dWC9 | Commercial Indoor General Lighting: LED Fixture replaces pre-existing standard lighting Wattage. Measure includes Code case. | DEER2020 | D20v1 | 2020-11-24 16:30 | Com-ILtg-SI-dWatt | DEER | Scaled | BaseRatio |  |  | None |  | 0 |  | 1 | Com | Any | Lighting | InGen-ScrewIn | Ltg_Fixture | LED_fixt |  | ILtg-Com-LED-50000hr+16yr |  |  |  | LEDratio0296 | LEDratio0242 | LEDFixt(7w) | Available |  | 0 | 0 |  | ArNrNc |  | LtgFixture-Default |  | None | 2020-01-01 | 2020-03-18 | [5 empty] | Standard | DEER2020 update for: ISP/Title 24 wattage baseline; revised impacts, IEFs and peak demand | 1 | 1 | 0 | Deemed Ex Ante Team |  | DEER2020 update for: ISP/Title 24 wattage baseline; revised impacts, IEFs and peak demand |  | Updated to indicate claim/filing status
2020 | C-In-LEDFixtHB(112.99w)-dwP20.3 | Commercial Indoor High Bay Lighting: LED Fixture. Normal Replacement (NR) and New Construction (NC) applications. Savings calculated above a standard practice baseline. | DEER2020 | D20v1 | 2020-11-24 16:30 | Com-ILtg-HB-dWatt | DEER | Scaled | DeltaWatts | 20.3 | 0 | None |  | 0 |  | 0 | Com | Any | Lighting | InGen-HB | Ltg_Fixture | LED_fixt |  | ILtg-Com-LED-50000hr+16yr |  | 100% LED 25th percentile Efficacy | LED Fixture: High Bay, >=130 LPW, 82 to <113 W |  |  |  | Available |  | 0 | 0 |  | NrNc |  |  |  | None | 2020-01-01 | 2020-03-18 | [5 empty] | Standard | DEER2020 update for: 100% ISP/Title 24 baseline; revised impacts, IEFs and peak demand | 1 | 1 | 0 | Deemed Ex Ante Team |  | DEER2020 update for: 100% ISP/Title 24 baseline; revised impacts, IEFs and peak demand |  | Updated to indicate claim/filing status
2020 | C-In-LEDFixtHB(124.99w)-dwP8.3 | Commercial Indoor High Bay Lighting: LED Fixture. Normal Replacement (NR) and New Construction (NC) applications. Savings calculated above a standard practice baseline. | DEER2020 | D20v1 | 2020-11-24 16:30 | Com-ILtg-HB-dWatt | DEER | Scaled | DeltaWatts | 8.3 | 0 | None |  | 0 |  | 0 | Com | Any | Lighting | InGen-HB | Ltg_Fixture | LED_fixt |  | ILtg-Com-LED-50000hr+16yr |  | 100% LED 25th percentile Efficacy | LED Fixture: High Bay, 120 LPW to <130 LPW, 90 to <125 W |  |  |  | Available |  | 0 | 0 |  | NrNc |  |  |  | None | 2020-01-01 | 2020-03-18 | [5 empty] | Standard | DEER2020 update for: 100% ISP/Title 24 baseline; revised impacts, IEFs and peak demand | 1 | 1 | 0 | Deemed Ex Ante Team |  | DEER2020 update for: 100% ISP/Title 24 baseline; revised impacts, IEFs and peak demand |  | Updated to indicate claim/filing status
2020 | C-In-LEDFixtHB(139.99w)-dwP22.8 | Commercial Indoor High Bay Lighting: LED Fixture. Normal Replacement (NR) and New Construction (NC) applications. Savings calculated above a standard practice baseline. | DEER2020 | D20v1 | 2020-11-24 16:30 | Com-ILtg-HB-dWatt | DEER | Scaled | DeltaWatts | 22.8 | 0 | None |  | 0 |  | 0 | Com | Any | Lighting | InGen-HB | Ltg_Fixture | LED_fixt |  | ILtg-Com-LED-50000hr+16yr |  | 100% LED 25th percentile Efficacy | LED Fixture: High Bay, >=130 LPW, 113 to <140 W |  |  |  | Available |  | 0 | 0 |  | NrNc |  |  |  | None | 2020-01-01 | 2020-03-18 | [5 empty] | Standard | DEER2020 update for: 100% ISP/Title 24 baseline; revised impacts, IEFs and peak demand | 1 | 1 | 0 | Deemed Ex Ante Team |  | DEER2020 update for: 100% ISP/Title 24 baseline; revised impacts, IEFs and peak demand |  | Updated to indicate claim/filing status
2020 | C-In-LEDFixtHB(152.99w)-dwP9.8 | Commercial Indoor High Bay Lighting: LED Fixture. Normal Replacement (NR) and New Construction (NC) applications. Savings calculated above a standard practice baseline. | DEER2020 | D20v1 | 2020-11-24 16:30 | Com-ILtg-HB-dWatt | DEER | Scaled | DeltaWatts | 9.8 | 0 | None |  | 0 |  | 0 | Com | Any | Lighting | InGen-HB | Ltg_Fixture | LED_fixt |  | ILtg-Com-LED-50000hr+16yr |  | 100% LED 25th percentile Efficacy | LED Fixture: High Bay, 120 LPW to <130 LPW, 125 to <153 W |  |  |  | Available |  | 0 | 0 |  | NrNc |  |  |  | None | 2020-01-01 | 2020-03-18 | [5 empty] | Standard | DEER2020 update for: 100% ISP/Title 24 baseline; revised impacts, IEFs and peak demand | 1 | 1 | 0 | Deemed Ex Ante Team |  | DEER2020 update for: 100% ISP/Title 24 baseline; revised impacts, IEFs and peak demand |  | Updated to indicate claim/filing status
2020 | C-In-LEDFixtHB(173.99w)-dwP32.9 | Commercial Indoor High Bay Lighting: LED Fixture. Normal Replacement (NR) and New Construction (NC) applications. Savings calculated above a standard practice baseline. | DEER2020 | D20v1 | 2020-11-24 16:30 | Com-ILtg-HB-dWatt | DEER | Scaled | DeltaWatts | 32.9 | 0 | None |  | 0 |  | 0 | Com | Any | Lighting | InGen-HB | Ltg_Fixture | LED_fixt |  | ILtg-Com-LED-50000hr+16yr |  | 100% LED 25th percentile Efficacy | LED Fixture: High Bay, >=135 LPW, 140 to <174 W |  |  |  | Available |  | 0 | 0 |  | NrNc |  |  |  | None | 2020-01-01 | 2020-03-18 | [5 empty] | Standard | DEER2020 update for: 100% ISP/Title 24 baseline; revised impacts, IEFs and peak demand | 1 | 1 | 0 | Deemed Ex Ante Team |  | DEER2020 update for: 100% ISP/Title 24 baseline; revised impacts, IEFs and peak demand |  | Updated to indicate claim/filing status
2020 | C-In-LEDFixtHB(186.99w)-dwP19.9 | Commercial Indoor High Bay Lighting: LED Fixture. Normal Replacement (NR) and New Construction (NC) applications. Savings calculated above a standard practice baseline. | DEER2020 | D20v1 | 2020-11-24 16:30 | Com-ILtg-HB-dWatt | DEER | Scaled | DeltaWatts | 19.9 | 0 | None |  | 0 |  | 0 | Com | Any | Lighting | InGen-HB | Ltg_Fixture | LED_fixt |  | ILtg-Com-LED-50000hr+16yr |  | 100% LED 25th percentile Efficacy | LED Fixture: High Bay, 125 LPW to <135 LPW, 153 to <187 W |  |  |  | Available |  | 0 | 0 |  | NrNc |  |  |  | None | 2020-01-01 | 2020-03-18 | [5 empty] | Standard | DEER2020 update for: 100% ISP/Title 24 baseline; revised impacts, IEFs and peak demand | 1 | 1 | 0 | Deemed Ex Ante Team |  | DEER2020 update for: 100% ISP/Title 24 baseline; revised impacts, IEFs and peak demand |  | Updated to indicate claim/filing status
2020 | C-In-LEDFixtHB(193.99w)-dwP26.3 | Commercial Indoor High Bay Lighting: LED Fixture. Normal Replacement (NR) and New Construction (NC) applications. Savings calculated above a standard practice baseline. | DEER2020 | D20v1 | 2020-11-24 16:30 | Com-ILtg-HB-dWatt | DEER | Scaled | DeltaWatts | 26.3 | 0 | None |  | 0 |  | 0 | Com | Any | Lighting | InGen-HB | Ltg_Fixture | LED_fixt |  | ILtg-Com-LED-50000hr+16yr |  | 100% LED 25th percentile Efficacy | LED Fixture: High Bay, >=135 LPW, 174 to <194 W |  |  |  | Available |  | 0 | 0 |  | NrNc |  |  |  | None | 2020-01-01 | 2020-03-18 | [5 empty] | Standard | DEER2020 update for revised impacts, IEFs and peak demand | 1 | 1 | 0 | Deemed Ex Ante Team |  | DEER2020 update for revised impacts, IEFs and peak demand |  | Updated to indicate claim/filing status
2020 | C-In-LEDFixtHB(211.99w)-dwP8.3 | Commercial Indoor High Bay Lighting: LED Fixture. Normal Replacement (NR) and New Construction (NC) applications. Savings calculated above a standard practice baseline. | DEER2020 | D20v1 | 2020-11-24 16:30 | Com-ILtg-HB-dWatt | DEER | Scaled | DeltaWatts | 8.3 | 0 | None |  | 0 |  | 0 | Com | Any | Lighting | InGen-HB | Ltg_Fixture | LED_fixt |  | ILtg-Com-LED-50000hr+16yr |  | 100% LED 25th percentile Efficacy | LED Fixture: High Bay, 125 LPW to <135 LPW, 187 to <212 W |  |  |  | Available |  | 0 | 0 |  | NrNc |  |  |  | None | 2020-01-01 | 2020-03-18 | [5 empty] | Standard | DEER2020 update for revised impacts, IEFs and peak demand | 1 | 1 | 0 | Deemed Ex Ante Team |  | DEER2020 update for revised impacts, IEFs and peak demand |  | Updated to indicate claim/filing status
2020 | C-In-LEDFixtHB(226.99w)-dwP35.1 | Commercial Indoor High Bay Lighting: LED Fixture. Normal Replacement (NR) and New Construction (NC) applications. Savings calculated above a standard practice baseline. | DEER2020 | D20v1 | 2020-11-24 16:30 | Com-ILtg-HB-dWatt | DEER | Scaled | DeltaWatts | 35.1 | 0 | None |  | 0 |  | 0 | Com | Any | Lighting | InGen-HB | Ltg_Fixture | LED_fixt |  | ILtg-Com-LED-50000hr+16yr |  | 100% LED 25th percentile Efficacy | LED Fixture: High Bay, >=135 LPW, 194 to <227 W |  |  |  | Available |  | 0 | 0 |  | NrNc |  |  |  | None | 2020-01-01 | 2020-03-18 | [5 empty] | Standard | DEER2020 update for revised impacts, IEFs and peak demand | 1 | 1 | 0 | Deemed Ex Ante Team |  | DEER2020 update for revised impacts, IEFs and peak demand |  | Updated to indicate claim/filing status
2020 | C-In-LEDFixtHB(245.99w)-dwP16.1 | Commercial Indoor High Bay Lighting: LED Fixture. Normal Replacement (NR) and New Construction (NC) applications. Savings calculated above a standard practice baseline. | DEER2020 | D20v1 | 2020-11-24 16:30 | Com-ILtg-HB-dWatt | DEER | Scaled | DeltaWatts | 16.1 | 0 | None |  | 0 |  | 0 | Com | Any | Lighting | InGen-HB | Ltg_Fixture | LED_fixt |  | ILtg-Com-LED-50000hr+16yr |  | 100% LED 25th percentile Efficacy | LED Fixture: High Bay, 125 LPW to <135 LPW, 212 to <246 W |  |  |  | Available |  | 0 | 0 |  | NrNc |  |  |  | None | 2020-01-01 | 2020-03-18 | [5 empty] | Standard | DEER2020 update for revised impacts, IEFs and peak demand | 1 | 1 | 0 | Deemed Ex Ante Team |  | DEER2020 update for revised impacts, IEFs and peak demand |  | Updated to indicate claim/filing status
2020 | C-In-LEDFixtHB(261.99w)-dwP41.4 | Commercial Indoor High Bay Lighting: LED Fixture. Normal Replacement (NR) and New Construction (NC) applications. Savings calculated above a standard practice baseline. | DEER2020 | D20v1 | 2020-11-24 16:30 | Com-ILtg-HB-dWatt | DEER | Scaled | DeltaWatts | 41.4 | 0 | None |  | 0 |  | 0 | Com | Any | Lighting | InGen-HB | Ltg_Fixture | LED_fixt |  | ILtg-Com-LED-50000hr+16yr |  | 100% LED 25th percentile Efficacy | LED Fixture: High Bay, >=135 LPW, 227 to <262 W |  |  |  | Available |  | 0 | 0 |  | NrNc |  |  |  | None | 2020-01-01 | 2020-03-18 | [5 empty] | Standard | DEER2020 update for revised impacts, IEFs and peak demand | 1 | 1 | 0 | Deemed Ex Ante Team |  | DEER2020 update for revised impacts, IEFs and peak demand |  | Updated to indicate claim/filing status
2020 | C-In-LEDFixtHB(282.99w)-dwP20.4 | Commercial Indoor High Bay Lighting: LED Fixture. Normal Replacement (NR) and New Construction (NC) applications. Savings calculated above a standard practice baseline. | DEER2020 | D20v1 | 2020-11-24 16:30 | Com-ILtg-HB-dWatt | DEER | Scaled | DeltaWatts | 20.4 | 0 | None |  | 0 |  | 0 | Com | Any | Lighting | InGen-HB | Ltg_Fixture | LED_fixt |  | ILtg-Com-LED-50000hr+16yr |  | 100% LED 25th percentile Efficacy | LED Fixture: High Bay, 125 LPW to <135 LPW, 246 to <283 W |  |  |  | Available |  | 0 | 0 |  | NrNc |  |  |  | None | 2020-01-01 | 2020-03-18 | [5 empty] | Standard | DEER2020 update for revised impacts, IEFs and peak demand | 1 | 1 | 0 | Deemed Ex Ante Team |  | DEER2020 update for revised impacts, IEFs and peak demand |  | Updated to indicate claim/filing status
2020 | C-In-LEDFixtHB(41.99w)-dwP4.3 | Commercial Indoor High Bay Lighting: LED Fixture. Normal Replacement (NR) and New Construction (NC) applications. Savings calculated above a standard practice baseline. | DEER2020 | D20v1 | 2020-11-24 16:30 | Com-ILtg-HB-dWatt | DEER | Scaled | DeltaWatts | 4.3 | 0 | None |  | 0 |  | 0 | Com | Any | Lighting | InGen-HB | Ltg_Fixture | LED_fixt |  | ILtg-Com-LED-50000hr+16yr |  | 100% LED 25th percentile Efficacy | LED Fixture: High Bay, >=130 LPW, 0 to <42 W |  |  |  | Available |  | 0 | 0 |  | NrNc |  |  |  | None | 2020-01-01 | 2020-03-18 | [5 empty] | Standard | DEER2020 update for: 100% ISP/Title 24 baseline; revised impacts, IEFs and peak demand | 1 | 1 | 0 | Deemed Ex Ante Team |  | DEER2020 update for: 100% ISP/Title 24 baseline; revised impacts, IEFs and peak demand |  | Updated to indicate claim/filing status
2020 | C-In-LEDFixtHB(59.99w)-dwP13.3 | Commercial Indoor High Bay Lighting: LED Fixture. Normal Replacement (NR) and New Construction (NC) applications. Savings calculated above a standard practice baseline. | DEER2020 | D20v1 | 2020-11-24 16:30 | Com-ILtg-HB-dWatt | DEER | Scaled | DeltaWatts | 13.3 | 0 | None |  | 0 |  | 0 | Com | Any | Lighting | InGen-HB | Ltg_Fixture | LED_fixt |  | ILtg-Com-LED-50000hr+16yr |  | 100% LED 25th percentile Efficacy | LED Fixture: High Bay, >=130 LPW, 42 to <60 W |  |  |  | Available |  | 0 | 0 |  | NrNc |  |  |  | None | 2020-01-01 | 2020-03-18 | [5 empty] | Standard | DEER2020 update for: 100% ISP/Title 24 baseline; revised impacts, IEFs and peak demand | 1 | 1 | 0 | Deemed Ex Ante Team |  | DEER2020 update for: 100% ISP/Title 24 baseline; revised impacts, IEFs and peak demand |  | Updated to indicate claim/filing status
2020 | C-In-LEDFixtHB(70.99w)-dwP2.3 | Commercial Indoor High Bay Lighting: LED Fixture. Normal Replacement (NR) and New Construction (NC) applications. Savings calculated above a standard practice baseline. | DEER2020 | D20v1 | 2020-11-24 16:30 | Com-ILtg-HB-dWatt | DEER | Scaled | DeltaWatts | 2.3 | 0 | None |  | 0 |  | 0 | Com | Any | Lighting | InGen-HB | Ltg_Fixture | LED_fixt |  | ILtg-Com-LED-50000hr+16yr |  | 100% LED 25th percentile Efficacy | LED Fixture: High Bay, 110 LPW to <130 LPW, 48 to <71 W |  |  |  | Available |  | 0 | 0 |  | NrNc |  |  |  | None | 2020-01-01 | 2020-03-18 | [5 empty] | Standard | DEER2020 update for: 100% ISP/Title 24 baseline; revised impacts, IEFs and peak demand | 1 | 1 | 0 | Deemed Ex Ante Team |  | DEER2020 update for: 100% ISP/Title 24 baseline; revised impacts, IEFs and peak demand |  | Updated to indicate claim/filing status
2020 | C-In-LEDFixtHB(81.99w)-dwP12.1 | Commercial Indoor High Bay Lighting: LED Fixture. Normal Replacement (NR) and New Construction (NC) applications. Savings calculated above a standard practice baseline. | DEER2020 | D20v1 | 2020-11-24 16:30 | Com-ILtg-HB-dWatt | DEER | Scaled | DeltaWatts | 12.1 | 0 | None |  | 0 |  | 0 | Com | Any | Lighting | InGen-HB | Ltg_Fixture | LED_fixt |  | ILtg-Com-LED-50000hr+16yr |  | 100% LED 25th percentile Efficacy | LED Fixture: High Bay, >=130 LPW, 60 to <82 W |  |  |  | Available |  | 0 | 0 |  | NrNc |  |  |  | None | 2020-01-01 | 2020-03-18 | [5 empty] | Standard | DEER2020 update for: 100% ISP/Title 24 baseline; revised impacts, IEFs and peak demand | 1 | 1 | 0 | Deemed Ex Ante Team |  | DEER2020 update for: 100% ISP/Title 24 baseline; revised impacts, IEFs and peak demand |  | Updated to indicate claim/filing status
2020 | C-In-LEDFixtHB(89.99w)-dwP4.1 | Commercial Indoor High Bay Lighting: LED Fixture. Normal Replacement (NR) and New Construction (NC) applications. Savings calculated above a standard practice baseline. | DEER2020 | D20v1 | 2020-11-24 16:30 | Com-ILtg-HB-dWatt | DEER | Scaled | DeltaWatts | 4.1 | 0 | None |  | 0 |  | 0 | Com | Any | Lighting | InGen-HB | Ltg_Fixture | LED_fixt |  | ILtg-Com-LED-50000hr+16yr |  | 100% LED 25th percentile Efficacy | LED Fixture: High Bay, 110 LPW to <130 LPW, 71 to <90 W |  |  |  | Available |  | 0 | 0 |  | NrNc |  |  |  | None | 2020-01-01 | 2020-03-18 | [5 empty] | Standard | DEER2020 update for: 100% ISP/Title 24 baseline; revised impacts, IEFs and peak demand | 1 | 1 | 0 | Deemed Ex Ante Team |  | DEER2020 update for: 100% ISP/Title 24 baseline; revised impacts, IEFs and peak demand |  | Updated to indicate claim/filing status
2020 | C-In-LEDFixtLB(112.99w)-dwP20.3 | Commercial Indoor Low Bay Lighting: LED Fixture. Normal Replacement (NR) and New Construction (NC) applications. Savings calculated above a standard practice baseline. | DEER2020 | D20v1 | 2020-11-24 16:30 | Com-ILtg-HW-dWatt | DEER | Scaled | DeltaWatts | 20.3 | 0 | None |  | 0 |  | 0 | Com | Any | Lighting | InGen | Ltg_Fixture | LED_fixt |  | ILtg-Com-LED-50000hr+16yr |  | 100% LED 25th percentile Efficacy | LED Fixture: Low Bay, >=130 LPW, 82 to <113 W |  |  |  | Available |  | 0 | 0 |  | NrNc |  |  |  | None | 2020-01-01 | 2020-03-18 | [5 empty] | Standard | DEER2020 update for: 100% ISP/Title 24 baseline; revised impacts, IEFs and peak demand | 1 | 1 | 0 | Deemed Ex Ante Team |  | DEER2020 update for: 100% ISP/Title 24 baseline; revised impacts, IEFs and peak demand |  | Updated to indicate claim/filing status
2020 | C-In-LEDFixtLB(124.99w)-dwP8.3 | Commercial Indoor Low Bay Lighting: LED Fixture. Normal Replacement (NR) and New Construction (NC) applications. Savings calculated above a standard practice baseline. | DEER2020 | D20v1 | 2020-11-24 16:30 | Com-ILtg-HW-dWatt | DEER | Scaled | DeltaWatts | 8.3 | 0 | None |  | 0 |  | 0 | Com | Any | Lighting | InGen | Ltg_Fixture | LED_fixt |  | ILtg-Com-LED-50000hr+16yr |  | 100% LED 25th percentile Efficacy | LED Fixture: Low Bay, 120 LPW to <130 LPW, 90 to <125 W |  |  |  | Available |  | 0 | 0 |  | NrNc |  |  |  | None | 2020-01-01 | 2020-03-18 | [5 empty] | Standard | DEER2020 update for: 100% ISP/Title 24 baseline; revised impacts, IEFs and peak demand | 1 | 1 | 0 | Deemed Ex Ante Team |  | DEER2020 update for: 100% ISP/Title 24 baseline; revised impacts, IEFs and peak demand |  | Updated to indicate claim/filing status
2020 | C-In-LEDFixtLB(139.99w)-dwP22.8 | Commercial Indoor Low Bay Lighting: LED Fixture. Normal Replacement (NR) and New Construction (NC) applications. Savings calculated above a standard practice baseline. | DEER2020 | D20v1 | 2020-11-24 16:30 | Com-ILtg-HW-dWatt | DEER | Scaled | DeltaWatts | 22.8 | 0 | None |  | 0 |  | 0 | Com | Any | Lighting | InGen | Ltg_Fixture | LED_fixt |  | ILtg-Com-LED-50000hr+16yr |  | 100% LED 25th percentile Efficacy | LED Fixture: Low Bay, >=130 LPW, 113 to <140 W |  |  |  | Available |  | 0 | 0 |  | NrNc |  |  |  | None | 2020-01-01 | 2020-03-18 | [5 empty] | Standard | DEER2020 update for: 100% ISP/Title 24 baseline; revised impacts, IEFs and peak demand | 1 | 1 | 0 | Deemed Ex Ante Team |  | DEER2020 update for: 100% ISP/Title 24 baseline; revised impacts, IEFs and peak demand |  | Updated to indicate claim/filing status
2020 | C-In-LEDFixtLB(152.99w)-dwP9.8 | Commercial Indoor Low Bay Lighting: LED Fixture. Normal Replacement (NR) and New Construction (NC) applications. Savings calculated above a standard practice baseline. | DEER2020 | D20v1 | 2020-11-24 16:30 | Com-ILtg-HW-dWatt | DEER | Scaled | DeltaWatts | 9.8 | 0 | None |  | 0 |  | 0 | Com | Any | Lighting | InGen | Ltg_Fixture | LED_fixt |  | ILtg-Com-LED-50000hr+16yr |  | 100% LED 25th percentile Efficacy | LED Fixture: Low Bay, 120 LPW to <130 LPW, 125 to <153 W |  |  |  | Available |  | 0 | 0 |  | NrNc |  |  |  | None | 2020-01-01 | 2020-03-18 | [5 empty] | Standard | DEER2020 update for: 100% ISP/Title 24 baseline; revised impacts, IEFs and peak demand | 1 | 1 | 0 | Deemed Ex Ante Team |  | DEER2020 update for: 100% ISP/Title 24 baseline; revised impacts, IEFs and peak demand |  | Updated to indicate claim/filing status
2020 | C-In-LEDFixtLB(173.99w)-dwP32.9 | Commercial Indoor Low Bay Lighting: LED Fixture. Normal Replacement (NR) and New Construction (NC) applications. Savings calculated above a standard practice baseline. | DEER2020 | D20v1 | 2020-11-24 16:30 | Com-ILtg-HW-dWatt | DEER | Scaled | DeltaWatts | 32.9 | 0 | None |  | 0 |  | 0 | Com | Any | Lighting | InGen | Ltg_Fixture | LED_fixt |  | ILtg-Com-LED-50000hr+16yr |  | 100% LED 25th percentile Efficacy | LED Fixture: Low Bay, >=135 LPW, 140 to <174 W |  |  |  | Available |  | 0 | 0 |  | NrNc |  |  |  | None | 2020-01-01 | 2020-03-18 | [5 empty] | Standard | DEER2020 update for: 100% ISP/Title 24 baseline; revised impacts, IEFs and peak demand | 1 | 1 | 0 | Deemed Ex Ante Team |  | DEER2020 update for: 100% ISP/Title 24 baseline; revised impacts, IEFs and peak demand |  | Updated to indicate claim/filing status
2020 | C-In-LEDFixtLB(186.99w)-dwP19.9 | Commercial Indoor Low Bay Lighting: LED Fixture. Normal Replacement (NR) and New Construction (NC) applications. Savings calculated above a standard practice baseline. | DEER2020 | D20v1 | 2020-11-24 16:30 | Com-ILtg-HW-dWatt | DEER | Scaled | DeltaWatts | 19.9 | 0 | None |  | 0 |  | 0 | Com | Any | Lighting | InGen | Ltg_Fixture | LED_fixt |  | ILtg-Com-LED-50000hr+16yr |  | 100% LED 25th percentile Efficacy | LED Fixture: Low Bay, 125 LPW to <135 LPW, 153 to <187 W |  |  |  | Available |  | 0 | 0 |  | NrNc |  |  |  | None | 2020-01-01 | 2020-03-18 | [5 empty] | Standard | DEER2020 update for: 100% ISP/Title 24 baseline; revised impacts, IEFs and peak demand | 1 | 1 | 0 | Deemed Ex Ante Team |  | DEER2020 update for: 100% ISP/Title 24 baseline; revised impacts, IEFs and peak demand |  | Updated to indicate claim/filing status
2020 | C-In-LEDFixtLB(193.99w)-dwP26.3 | Commercial Indoor Low Bay Lighting: LED Fixture. Normal Replacement (NR) and New Construction (NC) applications. Savings calculated above a standard practice baseline. | DEER2020 | D20v1 | 2020-11-24 16:30 | Com-ILtg-HW-dWatt | DEER | Scaled | DeltaWatts | 26.3 | 0 | None |  | 0 |  | 0 | Com | Any | Lighting | InGen | Ltg_Fixture | LED_fixt |  | ILtg-Com-LED-50000hr+16yr |  | 100% LED 25th percentile Efficacy | LED Fixture: Low Bay, >=135 LPW, 174 to <194 W |  |  |  | Available |  | 0 | 0 |  | NrNc |  |  |  | None | 2020-01-01 | 2020-03-18 | [5 empty] | Standard | DEER2020 update for revised impacts, IEFs and peak demand | 1 | 1 | 0 | Deemed Ex Ante Team |  | DEER2020 update for revised impacts, IEFs and peak demand |  | Updated to indicate claim/filing status
2020 | C-In-LEDFixtLB(211.99w)-dwP8.3 | Commercial Indoor Low Bay Lighting: LED Fixture. Normal Replacement (NR) and New Construction (NC) applications. Savings calculated above a standard practice baseline. | DEER2020 | D20v1 | 2020-11-24 16:30 | Com-ILtg-HW-dWatt | DEER | Scaled | DeltaWatts | 8.3 | 0 | None |  | 0 |  | 0 | Com | Any | Lighting | InGen | Ltg_Fixture | LED_fixt |  | ILtg-Com-LED-50000hr+16yr |  | 100% LED 25th percentile Efficacy | LED Fixture: Low Bay, 125 LPW to <135 LPW, 187 to <212 W |  |  |  | Available |  | 0 | 0 |  | NrNc |  |  |  | None | 2020-01-01 | 2020-03-18 | [5 empty] | Standard | DEER2020 update for revised impacts, IEFs and peak demand | 1 | 1 | 0 | Deemed Ex Ante Team |  | DEER2020 update for revised impacts, IEFs and peak demand |  | Updated to indicate claim/filing status
2020 | C-In-LEDFixtLB(226.99w)-dwP35.1 | Commercial Indoor Low Bay Lighting: LED Fixture. Normal Replacement (NR) and New Construction (NC) applications. Savings calculated above a standard practice baseline. | DEER2020 | D20v1 | 2020-11-24 16:30 | Com-ILtg-HW-dWatt | DEER | Scaled | DeltaWatts | 35.1 | 0 | None |  | 0 |  | 0 | Com | Any | Lighting | InGen | Ltg_Fixture | LED_fixt |  | ILtg-Com-LED-50000hr+16yr |  | 100% LED 25th percentile Efficacy | LED Fixture: Low Bay, >=135 LPW, 194 to <227 W |  |  |  | Available |  | 0 | 0 |  | NrNc |  |  |  | None | 2020-01-01 | 2020-03-18 | [5 empty] | Standard | DEER2020 update for revised impacts, IEFs and peak demand | 1 | 1 | 0 | Deemed Ex Ante Team |  | DEER2020 update for revised impacts, IEFs and peak demand |  | Updated to indicate claim/filing status
2020 | C-In-LEDFixtLB(245.99w)-dwP16.1 | Commercial Indoor Low Bay Lighting: LED Fixture. Normal Replacement (NR) and New Construction (NC) applications. Savings calculated above a standard practice baseline. | DEER2020 | D20v1 | 2020-11-24 16:30 | Com-ILtg-HW-dWatt | DEER | Scaled | DeltaWatts | 16.1 | 0 | None |  | 0 |  | 0 | Com | Any | Lighting | InGen | Ltg_Fixture | LED_fixt |  | ILtg-Com-LED-50000hr+16yr |  | 100% LED 25th percentile Efficacy | LED Fixture: Low Bay, 125 LPW to <135 LPW, 212 to <246 W |  |  |  | Available |  | 0 | 0 |  | NrNc |  |  |  | None | 2020-01-01 | 2020-03-18 | [5 empty] | Standard | DEER2020 update for revised impacts, IEFs and peak demand | 1 | 1 | 0 | Deemed Ex Ante Team |  | DEER2020 update for revised impacts, IEFs and peak demand |  | Updated to indicate claim/filing status
2020 | C-In-LEDFixtLB(261.99w)-dwP41.4 | Commercial Indoor Low Bay Lighting: LED Fixture. Normal Replacement (NR) and New Construction (NC) applications. Savings calculated above a standard practice baseline. | DEER2020 | D20v1 | 2020-11-24 16:30 | Com-ILtg-HW-dWatt | DEER | Scaled | DeltaWatts | 41.4 | 0 | None |  | 0 |  | 0 | Com | Any | Lighting | InGen | Ltg_Fixture | LED_fixt |  | ILtg-Com-LED-50000hr+16yr |  | 100% LED 25th percentile Efficacy | LED Fixture: Low Bay, >=135 LPW, 227 to <262 W |  |  |  | Available |  | 0 | 0 |  | NrNc |  |  |  | None | 2020-01-01 | 2020-03-18 | [5 empty] | Standard | DEER2020 update for revised impacts, IEFs and peak demand | 1 | 1 | 0 | Deemed Ex Ante Team |  | DEER2020 update for revised impacts, IEFs and peak demand |  | Updated to indicate claim/filing status
2020 | C-In-LEDFixtLB(282.99w)-dwP20.4 | Commercial Indoor Low Bay Lighting: LED Fixture. Normal Replacement (NR) and New Construction (NC) applications. Savings calculated above a standard practice baseline. | DEER2020 | D20v1 | 2020-11-24 16:30 | Com-ILtg-HW-dWatt | DEER | Scaled | DeltaWatts | 20.4 | 0 | None |  | 0 |  | 0 | Com | Any | Lighting | InGen | Ltg_Fixture | LED_fixt |  | ILtg-Com-LED-50000hr+16yr |  | 100% LED 25th percentile Efficacy | LED Fixture: Low Bay, 125 LPW to <135 LPW, 246 to <283 W |  |  |  | Available |  | 0 | 0 |  | NrNc |  |  |  | None | 2020-01-01 | 2020-03-18 | [5 empty] | Standard | DEER2020 update for revised impacts, IEFs and peak demand | 1 | 1 | 0 | Deemed Ex Ante Team |  | DEER2020 update for revised impacts, IEFs and peak demand |  | Updated to indicate claim/filing status
2020 | C-In-LEDFixtLB(41.99w)-dwP4.3 | Commercial Indoor Low Bay Lighting: LED Fixture. Normal Replacement (NR) and New Construction (NC) applications. Savings calculated above a standard practice baseline. | DEER2020 | D20v1 | 2020-11-24 16:30 | Com-ILtg-HW-dWatt | DEER | Scaled | DeltaWatts | 4.3 | 0 | None |  | 0 |  | 0 | Com | Any | Lighting | InGen | Ltg_Fixture | LED_fixt |  | ILtg-Com-LED-50000hr+16yr |  | 100% LED 25th percentile Efficacy | LED Fixture: Low Bay, >=130 LPW, 0 to <42 W |  |  |  | Available |  | 0 | 0 |  | NrNc |  |  |  | None | 2020-01-01 | 2020-03-18 | [5 empty] | Standard | DEER2020 update for: 100% ISP/Title 24 baseline; revised impacts, IEFs and peak demand | 1 | 1 | 0 | Deemed Ex Ante Team |  | DEER2020 update for: 100% ISP/Title 24 baseline; revised impacts, IEFs and peak demand |  | Updated to indicate claim/filing status
2020 | C-In-LEDFixtLB(59.99w)-dwP13.3 | Commercial Indoor Low Bay Lighting: LED Fixture. Normal Replacement (NR) and New Construction (NC) applications. Savings calculated above a standard practice baseline. | DEER2020 | D20v1 | 2020-11-24 16:30 | Com-ILtg-HW-dWatt | DEER | Scaled | DeltaWatts | 13.3 | 0 | None |  | 0 |  | 0 | Com | Any | Lighting | InGen | Ltg_Fixture | LED_fixt |  | ILtg-Com-LED-50000hr+16yr |  | 100% LED 25th percentile Efficacy | LED Fixture: Low Bay, >=130 LPW, 42 to <60 W |  |  |  | Available |  | 0 | 0 |  | NrNc |  |  |  | None | 2020-01-01 | 2020-03-18 | [5 empty] | Standard | DEER2020 update for: 100% ISP/Title 24 baseline; revised impacts, IEFs and peak demand | 1 | 1 | 0 | Deemed Ex Ante Team |  | DEER2020 update for: 100% ISP/Title 24 baseline; revised impacts, IEFs and peak demand |  | Updated to indicate claim/filing status
2020 | C-In-LEDFixtLB(70.99w)-dwP2.3 | Commercial Indoor Low Bay Lighting: LED Fixture. Normal Replacement (NR) and New Construction (NC) applications. Savings calculated above a standard practice baseline. | DEER2020 | D20v1 | 2020-11-24 16:30 | Com-ILtg-HW-dWatt | DEER | Scaled | DeltaWatts | 2.3 | 0 | None |  | 0 |  | 0 | Com | Any | Lighting | InGen | Ltg_Fixture | LED_fixt |  | ILtg-Com-LED-50000hr+16yr |  | 100% LED 25th percentile Efficacy | LED Fixture: Low Bay, 110 LPW to <130 LPW, 48 to <71 W |  |  |  | Available |  | 0 | 0 |  | NrNc |  |  |  | None | 2020-01-01 | 2020-03-18 | [5 empty] | Standard | DEER2020 update for: 100% ISP/Title 24 baseline; revised impacts, IEFs and peak demand | 1 | 1 | 0 | Deemed Ex Ante Team |  | DEER2020 update for: 100% ISP/Title 24 baseline; revised impacts, IEFs and peak demand |  | Updated to indicate claim/filing status
2020 | C-In-LEDFixtLB(81.99w)-dwP12.1 | Commercial Indoor Low Bay Lighting: LED Fixture. Normal Replacement (NR) and New Construction (NC) applications. Savings calculated above a standard practice baseline. | DEER2020 | D20v1 | 2020-11-24 16:30 | Com-ILtg-HW-dWatt | DEER | Scaled | DeltaWatts | 12.1 | 0 | None |  | 0 |  | 0 | Com | Any | Lighting | InGen | Ltg_Fixture | LED_fixt |  | ILtg-Com-LED-50000hr+16yr |  | 100% LED 25th percentile Efficacy | LED Fixture: Low Bay, >=130 LPW, 60 to <82 W |  |  |  | Available |  | 0 | 0 |  | NrNc |  |  |  | None | 2020-01-01 | 2020-03-18 | [5 empty] | Standard | DEER2020 update for: 100% ISP/Title 24 baseline; revised impacts, IEFs and peak demand | 1 | 1 | 0 | Deemed Ex Ante Team |  | DEER2020 update for: 100% ISP/Title 24 baseline; revised impacts, IEFs and peak demand |  | Updated to indicate claim/filing status
2020 | C-In-LEDFixtLB(89.99w)-dwP4.1 | Commercial Indoor Low Bay Lighting: LED Fixture. Normal Replacement (NR) and New Construction (NC) applications. Savings calculated above a standard practice baseline. | DEER2020 | D20v1 | 2020-11-24 16:30 | Com-ILtg-HW-dWatt | DEER | Scaled | DeltaWatts | 4.1 | 0 | None |  | 0 |  | 0 | Com | Any | Lighting | InGen | Ltg_Fixture | LED_fixt |  | ILtg-Com-LED-50000hr+16yr |  | 100% LED 25th percentile Efficacy | LED Fixture: Low Bay, 110 LPW to <130 LPW, 71 to <90 W |  |  |  | Available |  | 0 | 0 |  | NrNc |  |  |  | None | 2020-01-01 | 2020-03-18 | [5 empty] | Standard | DEER2020 update for: 100% ISP/Title 24 baseline; revised impacts, IEFs and peak demand | 1 | 1 | 0 | Deemed Ex Ante Team |  | DEER2020 update for: 100% ISP/Title 24 baseline; revised impacts, IEFs and peak demand |  | Updated to indicate claim/filing status
2020 | C-In-LEDFixt-RetKit-1x4(7.1w) | LED Fixture Retrofit Kit (1'x4') with min. 140 LPW; standard technology is an equivalent performance linear fluorescent fixture - Com | DEER2020 | D20v1 | 2020-11-24 16:30 | Com-ILtg-HW-dWatt-kL | DEER | Scaled | DeltaWatts | 2.86 | 0 | None |  | 0 |  | 0 | Com | Any | Lighting | InGen | Ltg_Fixture | LED_fixt |  | ILtg-Com-LED-50000hr+16yr |  | LED retrofit kit with 100 LPW 1'x4' | LED retrofit kit with 140 LPW 1'x4' |  |  | LEDFixt-RetKit-1x4(8w) | Available |  | 0 | 0 |  | NrNc |  |  |  | None | 2020-01-01 | 2020-03-18 | [5 empty] | Standard | DEER2020 update for revised impacts, IEFs and peak demand | 1 | 1 | 0 | Deemed Ex Ante Team |  | DEER2020 update for revised impacts, IEFs and peak demand |  | Updated to indicate claim/filing status
2020 | C-In-LEDFixt-RetKit-1x4(7.1w) | LED Fixture Retrofit Kit (1'x4') with min. 140 LPW; standard technology is an equivalent performance linear fluorescent fixture - Com | DEER2019 | D20 v1 | 2020-11-24 16:30 | Com-Iltg-dWatt-LF_OSbldg-kL | DEER | Scaled | DeltaWatts | 2.86 | 0 | None |  | 0 |  | 0 | Com | Any | Lighting | InGen | Ltg_Fixture | LED_fixt |  | ILtg-Com-LED-50000hr+16yr |  | LED retrofit kit with 100 LPW 1'x4' | LED retrofit kit with 140 LPW 1'x4' |  |  | LEDFixt-RetKit-1x4(8w) | Available |  | 0 | 0 | DEER2019 | NrNc |  |  |  | None | 2019-01-01 | 2019-12-31 | [5 empty] | Standard | Workpaper values updated 1/1/2019 to reflect 100% LED baseline; Expires 12/31/2019 due to DEER peak demand revision | 1 | 1 | 0 | Deemed Ex Ante Team |  | Workpaper values updated 1/1/2019 to reflect 100% LED baseline; Expires 12/31/2019 due to DEER peak demand revision |  | Updated to indicate claim/filing status
2020 | C-In-LEDFixt-RetKit-1x4(8w) | LED Fixture Retrofit Kit (1'x4') with min. 125 LPW; standard technology is an equivalent performance linear fluorescent fixture - Com | DEER2020 | D20v1 | 2020-11-24 16:30 | Com-ILtg-HW-dWatt-kL | DEER | Scaled | DeltaWatts | 2 | 0 | None |  | 0 |  | 0 | Com | Any | Lighting | InGen | Ltg_Fixture | LED_fixt |  | ILtg-Com-LED-50000hr+16yr |  | LED retrofit kit with 100 LPW 1'x4' | LED retrofit kit with 125 LPW 1'x4' |  |  | LEDFixt-RetKit-1x4(8w) | Available |  | 0 | 0 |  | NrNc |  |  |  | None | 2020-01-01 | 2020-03-18 | [5 empty] | Standard | DEER2020 update for revised impacts, IEFs and peak demand | 1 | 1 | 0 | Deemed Ex Ante Team |  | DEER2020 update for revised impacts, IEFs and peak demand |  | Updated to indicate claim/filing status
2020 | C-In-LEDFixt-RetKit-1x4(8w) | LED Fixture Retrofit Kit (1'x4') with min. 125 LPW; standard technology is an equivalent performance linear fluorescent fixture - Com | DEER2019 | D20 v1 | 2020-11-24 16:30 | Com-Iltg-dWatt-LF_OSbldg-kL | DEER | Scaled | DeltaWatts | 2 | 0 | None |  | 0 |  | 0 | Com | Any | Lighting | InGen | Ltg_Fixture | LED_fixt |  | ILtg-Com-LED-50000hr+16yr |  | LED retrofit kit with 100 LPW 1'x4' | LED retrofit kit with 125 LPW 1'x4' |  |  | LEDFixt-RetKit-1x4(8w) | Available |  | 0 | 0 | DEER2019 | NrNc |  |  |  | None | 2019-01-01 | 2019-12-31 | [5 empty] | Standard | Workpaper values updated 1/1/2019 to reflect 100% LED baseline; Expires 12/31/2019 due to DEER peak demand revision | 1 | 1 | 0 | Deemed Ex Ante Team |  | Workpaper values updated 1/1/2019 to reflect 100% LED baseline; Expires 12/31/2019 due to DEER peak demand revision |  | Updated to indicate claim/filing status
2020 | C-In-LEDFixt-RetKit-2x2(7.1w) | LED Fixture Retrofit Kit (2'x2') with min. 140 LPW; standard technology is an equivalent performance linear fluorescent fixture - Com | DEER2020 | D20v1 | 2020-11-24 16:30 | Com-ILtg-HW-dWatt-kL | DEER | Scaled | DeltaWatts | 2.86 | 0 | None |  | 0 |  | 0 | Com | Any | Lighting | InGen | Ltg_Fixture | LED_fixt |  | ILtg-Com-LED-50000hr+16yr |  | LED retrofit kit with 100 LPW 2'x2' | LED retrofit kit with 140 LPW 2'x2' |  |  | LEDFixt-RetKit-2x2(8w) | Available |  | 0 | 0 |  | NrNc |  |  |  | None | 2020-01-01 | 2020-03-18 | [5 empty] | Standard | DEER2020 update for revised impacts, IEFs and peak demand | 1 | 1 | 0 | Deemed Ex Ante Team |  | DEER2020 update for revised impacts, IEFs and peak demand |  | Updated to indicate claim/filing status
2020 | C-In-LEDFixt-RetKit-2x2(7.1w) | LED Fixture Retrofit Kit (2'x2') with min. 140 LPW; standard technology is an equivalent performance linear fluorescent fixture - Com | DEER2019 | D20 v1 | 2020-11-24 16:30 | Com-Iltg-dWatt-LF_OSbldg-kL | DEER | Scaled | DeltaWatts | 2.86 | 0 | None |  | 0 |  | 0 | Com | Any | Lighting | InGen | Ltg_Fixture | LED_fixt |  | ILtg-Com-LED-50000hr+16yr |  | LED retrofit kit with 100 LPW 2'x2' | LED retrofit kit with 140 LPW 2'x2' |  |  | LEDFixt-RetKit-2x2(8w) | Available |  | 0 | 0 | DEER2019 | NrNc |  |  |  | None | 2019-01-01 | 2019-12-31 | [5 empty] | Standard | Workpaper values updated 1/1/2019 to reflect 100% LED baseline; Expires 12/31/2019 due to DEER peak demand revision | 1 | 1 | 0 | Deemed Ex Ante Team |  | Workpaper values updated 1/1/2019 to reflect 100% LED baseline; Expires 12/31/2019 due to DEER peak demand revision |  | Updated to indicate claim/filing status
2020 | C-In-LEDFixt-RetKit-2x2(8w) | LED Fixture Retrofit Kit (2'x2') with min. 125 LPW; standard technology is an equivalent performance linear fluorescent fixture - Com | DEER2020 | D20v1 | 2020-11-24 16:30 | Com-ILtg-HW-dWatt-kL | DEER | Scaled | DeltaWatts | 2 | 0 | None |  | 0 |  | 0 | Com | Any | Lighting | InGen | Ltg_Fixture | LED_fixt |  | ILtg-Com-LED-50000hr+16yr |  | LED retrofit kit with 100 LPW 2'x2' | LED retrofit kit with 125 LPW 2'x2' |  |  | LEDFixt-RetKit-2x2(8w) | Available |  | 0 | 0 |  | NrNc |  |  |  | None | 2020-01-01 | 2020-03-18 | [5 empty] | Standard | DEER2020 update for revised impacts, IEFs and peak demand | 1 | 1 | 0 | Deemed Ex Ante Team |  | DEER2020 update for revised impacts, IEFs and peak demand |  | Updated to indicate claim/filing status
2020 | C-In-LEDFixt-RetKit-2x2(8w) | LED Fixture Retrofit Kit (2'x2') with min. 125 LPW; standard technology is an equivalent performance linear fluorescent fixture - Com | DEER2019 | D20 v1 | 2020-11-24 16:30 | Com-Iltg-dWatt-LF_OSbldg-kL | DEER | Scaled | DeltaWatts | 2 | 0 | None |  | 0 |  | 0 | Com | Any | Lighting | InGen | Ltg_Fixture | LED_fixt |  | ILtg-Com-LED-50000hr+16yr |  | LED retrofit kit with 100 LPW 2'x2' | LED retrofit kit with 125 LPW 2'x2' |  |  | LEDFixt-RetKit-2x2(8w) | Available |  | 0 | 0 | DEER2019 | NrNc |  |  |  | None | 2019-01-01 | 2019-12-31 | [5 empty] | Standard | Workpaper values updated 1/1/2019 to reflect 100% LED baseline; Expires 12/31/2019 due to DEER peak demand revision | 1 | 1 | 0 | Deemed Ex Ante Team |  | Workpaper values updated 1/1/2019 to reflect 100% LED baseline; Expires 12/31/2019 due to DEER peak demand revision |  | Updated to indicate claim/filing status
2020 | C-In-LEDFixt-RetKit-2x4(7.1w) | LED Fixture Retrofit Kit (2'x4') with min. 140 LPW; standard technology is an equivalent performance linear fluorescent fixture - Com | DEER2020 | D20v1 | 2020-11-24 16:30 | Com-ILtg-HW-dWatt-kL | DEER | Scaled | DeltaWatts | 2.86 | 0 | None |  | 0 |  | 0 | Com | Any | Lighting | InGen | Ltg_Fixture | LED_fixt |  | ILtg-Com-LED-50000hr+16yr |  | LED retrofit kit with 100 LPW 2'x4' | LED retrofit kit with 140 LPW 2'x4' |  |  | LEDFixt-RetKit-2x4(8w) | Available |  | 0 | 0 |  | NrNc |  |  |  | None | 2020-01-01 | 2020-03-18 | [5 empty] | Standard | DEER2020 update for revised impacts, IEFs and peak demand | 1 | 1 | 0 | Deemed Ex Ante Team |  | DEER2020 update for revised impacts, IEFs and peak demand |  | Updated to indicate claim/filing status
2020 | C-In-LEDFixt-RetKit-2x4(7.1w) | LED Fixture Retrofit Kit (2'x4') with min. 140 LPW; standard technology is an equivalent performance linear fluorescent fixture - Com | DEER2019 | D20 v1 | 2020-11-24 16:30 | Com-Iltg-dWatt-LF_OSbldg-kL | DEER | Scaled | DeltaWatts | 2.86 | 0 | None |  | 0 |  | 0 | Com | Any | Lighting | InGen | Ltg_Fixture | LED_fixt |  | ILtg-Com-LED-50000hr+16yr |  | LED retrofit kit with 100 LPW 2'x4' | LED retrofit kit with 140 LPW 2'x4' |  |  | LEDFixt-RetKit-2x4(8w) | Available |  | 0 | 0 | DEER2019 | NrNc |  |  |  | None | 2019-01-01 | 2019-12-31 | [5 empty] | Standard | Workpaper values updated 1/1/2019 to reflect 100% LED baseline; Expires 12/31/2019 due to DEER peak demand revision | 1 | 1 | 0 | Deemed Ex Ante Team |  | Workpaper values updated 1/1/2019 to reflect 100% LED baseline; Expires 12/31/2019 due to DEER peak demand revision |  | Updated to indicate claim/filing status
2020 | C-In-LEDFixt-RetKit-2x4(8w) | LED Fixture Retrofit Kit (2'x4') with min. 125 LPW; standard technology is an equivalent performance linear fluorescent fixture - Com | DEER2019 | D20 v1 | 2020-11-24 16:30 | Com-Iltg-dWatt-LF_OSbldg-kL | DEER | Scaled | DeltaWatts | 2 | 0 | None |  | 0 |  | 0 | Com | Any | Lighting | InGen | Ltg_Fixture | LED_fixt |  | ILtg-Com-LED-50000hr+16yr |  | LED retrofit kit with 100 LPW 2'x4' | LED retrofit kit with 125 LPW 2'x4' |  |  | LEDFixt-RetKit-2x4(8w) | Available |  | 0 | 0 | DEER2019 | NrNc |  |  |  | None | 2019-01-01 | 2019-12-31 | [5 empty] | Standard | Workpaper values updated 1/1/2019 to reflect 100% LED baseline; Expires 12/31/2019 due to DEER peak demand revision | 1 | 1 | 0 | Deemed Ex Ante Team |  | Workpaper values updated 1/1/2019 to reflect 100% LED baseline; Expires 12/31/2019 due to DEER peak demand revision |  | Updated to indicate claim/filing status
2020 | C-In-LEDFixt-RetKit-2x4(8w) | LED Fixture Retrofit Kit (2'x4') with min. 125 LPW; standard technology is an equivalent performance linear fluorescent fixture - Com | DEER2020 | D20v1 | 2020-11-24 16:30 | Com-ILtg-HW-dWatt-kL | DEER | Scaled | DeltaWatts | 2 | 0 | None |  | 0 |  | 0 | Com | Any | Lighting | InGen | Ltg_Fixture | LED_fixt |  | ILtg-Com-LED-50000hr+16yr |  | LED retrofit kit with 100 LPW 2'x4' | LED retrofit kit with 125 LPW 2'x4' |  |  | LEDFixt-RetKit-2x4(8w) | Available |  | 0 | 0 |  | NrNc |  |  |  | None | 2020-01-01 | 2020-03-18 | [5 empty] | Standard | DEER2020 update for revised impacts, IEFs and peak demand | 1 | 1 | 0 | Deemed Ex Ante Team |  | DEER2020 update for revised impacts, IEFs and peak demand |  | Updated to indicate claim/filing status
2020 | C-In-LED-Glb(10w)-dWP21 | Commercial Indoor General Lighting: LED Lamp replaces pre-existing standard lighting Wattage. Measure includes Code case. | DEER2020 | D20v1 | 2020-11-24 16:30 | Com-ILtg-SI-dWatt | DEER | Scaled | BaseRatio |  |  | None |  | 0 |  | 1 | Com | Any | Lighting | InGen-ScrewIn | Ltg_Lamp | LED_lamp |  | ILtg-Com-LED-20000hr |  |  |  | LEDratio0310 | LEDratio0310 | LED-Glb(10w) | Available |  | 0 | 0 |  | NrNc |  |  |  | None | 2020-01-01 | 2020-03-18 | [5 empty] | Standard | DEER2020 update for: revised impacts, IEFs and peak demand | 1 | 1 | 0 | Deemed Ex Ante Team |  | DEER2020 update for: revised impacts, IEFs and peak demand |  | Updated to indicate claim/filing status
2020 | C-In-LED-Glb(1w)-dWP4 | Commercial Indoor General Lighting: LED Lamp replaces pre-existing standard lighting Wattage. Measure includes Code case. Impacts: CFL-based HOU (varies by BldgType) | DEER2020 | D20v1 | 2020-11-24 16:30 | Com-ILtg-SI-dWatt | DEER | Scaled | BaseRatio |  |  | None |  | 0 |  | 1 | Com | Any | Lighting | InGen-ScrewIn | Ltg_Lamp | LED_lamp |  | ILtg-Com-LED-15000hr |  |  |  | LEDratio0468 | LEDratio0468 | LED-Glb(1w) | Available |  | 0 | 0 |  | NrNc |  |  |  | None | 2020-01-01 | 2020-03-18 | [5 empty] | Standard | DEER2020 update for: revised impacts, IEFs and peak demand | 1 | 1 | 0 | Deemed Ex Ante Team |  | DEER2020 update for: revised impacts, IEFs and peak demand |  | Updated to indicate claim/filing status
2020 | C-In-LED-Glb(2w)-dWP7 | Commercial Indoor General Lighting: LED Lamp replaces pre-existing standard lighting Wattage. Measure includes Code case. Impacts: CFL-based HOU (varies by BldgType) | DEER2020 | D20v1 | 2020-11-24 16:30 | Com-ILtg-SI-dWatt | DEER | Scaled | BaseRatio |  |  | None |  | 0 |  | 1 | Com | Any | Lighting | InGen-ScrewIn | Ltg_Lamp | LED_lamp |  | ILtg-Com-LED-15000hr |  |  |  | LEDratio0468 | LEDratio0468 | LED-Glb(2w) | Available |  | 0 | 0 |  | NrNc |  |  |  | None | 2020-01-01 | 2020-03-18 | [5 empty] | Standard | DEER2020 update for: revised impacts, IEFs and peak demand | 1 | 1 | 0 | Deemed Ex Ante Team |  | DEER2020 update for: revised impacts, IEFs and peak demand |  | Updated to indicate claim/filing status
2020 | C-In-LED-Glb(3w)-dWP6 | Commercial Indoor General Lighting: LED Lamp replaces pre-existing standard lighting Wattage. Measure includes Code case. Impacts: CFL-based HOU (varies by BldgType) | DEER2020 | D20v1 | 2020-11-24 16:30 | Com-ILtg-SI-dWatt | DEER | Scaled | BaseRatio |  |  | None |  | 0 |  | 1 | Com | Any | Lighting | InGen-ScrewIn | Ltg_Lamp | LED_lamp |  | ILtg-Com-LED-20000hr |  |  |  | LEDratio0310 | LEDratio0310 | LED-Glb(3w) | Available |  | 0 | 0 |  | NrNc |  |  |  | None | 2020-01-01 | 2020-03-18 | [5 empty] | Standard | DEER2020 update for: revised impacts, IEFs and peak demand | 1 | 1 | 0 | Deemed Ex Ante Team |  | DEER2020 update for: revised impacts, IEFs and peak demand |  | Updated to indicate claim/filing status
2020 | C-In-LED-Glb(4w)-dWP8 | Commercial Indoor General Lighting: LED Lamp replaces pre-existing standard lighting Wattage. Measure includes Code case. | DEER2020 | D20v1 | 2020-11-24 16:30 | Com-ILtg-SI-dWatt | DEER | Scaled | BaseRatio |  |  | None |  | 0 |  | 1 | Com | Any | Lighting | InGen-ScrewIn | Ltg_Lamp | LED_lamp |  | ILtg-Com-LED-20000hr |  |  |  | LEDratio0310 | LEDratio0310 | LED-Glb(4w) | Available |  | 0 | 0 |  | NrNc |  |  |  | None | 2020-01-01 | 2020-03-18 | [5 empty] | Standard | DEER2020 update for: revised impacts, IEFs and peak demand | 1 | 1 | 0 | Deemed Ex Ante Team |  | DEER2020 update for: revised impacts, IEFs and peak demand |  | Updated to indicate claim/filing status
2020 | C-In-LED-Glb(5w)-dWP11 | Commercial Indoor General Lighting: LED Lamp replaces pre-existing standard lighting Wattage. Measure includes Code case. | DEER2020 | D20v1 | 2020-11-24 16:30 | Com-ILtg-SI-dWatt | DEER | Scaled | BaseRatio |  |  | None |  | 0 |  | 1 | Com | Any | Lighting | InGen-ScrewIn | Ltg_Lamp | LED_lamp |  | ILtg-Com-LED-20000hr |  |  |  | LEDratio0310 | LEDratio0310 | LED-Glb(5w) | Available |  | 0 | 0 |  | NrNc |  |  |  | None | 2020-01-01 | 2020-03-18 | [5 empty] | Standard | DEER2020 update for: revised impacts, IEFs and peak demand | 1 | 1 | 0 | Deemed Ex Ante Team |  | DEER2020 update for: revised impacts, IEFs and peak demand |  | Updated to indicate claim/filing status
2020 | C-In-LED-Glb(6w)-dWP13 | Commercial Indoor General Lighting: LED Lamp replaces pre-existing standard lighting Wattage. Measure includes Code case. | DEER2020 | D20v1 | 2020-11-24 16:30 | Com-ILtg-SI-dWatt | DEER | Scaled | BaseRatio |  |  | None |  | 0 |  | 1 | Com | Any | Lighting | InGen-ScrewIn | Ltg_Lamp | LED_lamp |  | ILtg-Com-LED-20000hr |  |  |  | LEDratio0310 | LEDratio0310 | LED-Glb(6w) | Available |  | 0 | 0 |  | NrNc |  |  |  | None | 2020-01-01 | 2020-03-18 | [5 empty] | Standard | DEER2020 update for: revised impacts, IEFs and peak demand | 1 | 1 | 0 | Deemed Ex Ante Team |  | DEER2020 update for: revised impacts, IEFs and peak demand |  | Updated to indicate claim/filing status
2020 | C-In-LED-Glb(7w)-dWP15 | Commercial Indoor General Lighting: LED Lamp replaces pre-existing standard lighting Wattage. Measure includes Code case. | DEER2020 | D20v1 | 2020-11-24 16:30 | Com-ILtg-SI-dWatt | DEER | Scaled | BaseRatio |  |  | None |  | 0 |  | 1 | Com | Any | Lighting | InGen-ScrewIn | Ltg_Lamp | LED_lamp |  | ILtg-Com-LED-20000hr |  |  |  | LEDratio0310 | LEDratio0310 | LED-Glb(7w) | Available |  | 0 | 0 |  | NrNc |  |  |  | None | 2020-01-01 | 2020-03-18 | [5 empty] | Standard | DEER2020 update for: revised impacts, IEFs and peak demand | 1 | 1 | 0 | Deemed Ex Ante Team |  | DEER2020 update for: revised impacts, IEFs and peak demand |  | Updated to indicate claim/filing status
2020 | C-In-LED-Glb(8w)-dWP17 | Commercial Indoor General Lighting: LED Lamp replaces pre-existing standard lighting Wattage. Measure includes Code case. Impacts: CFL-based HOU (varies by BldgType) | DEER2020 | D20v1 | 2020-11-24 16:30 | Com-ILtg-SI-dWatt | DEER | Scaled | BaseRatio |  |  | None |  | 0 |  | 1 | Com | Any | Lighting | InGen-ScrewIn | Ltg_Lamp | LED_lamp |  | ILtg-Com-LED-20000hr |  |  |  | LEDratio0310 | LEDratio0310 | LED-Glb(8w) | Available |  | 0 | 0 |  | NrNc |  |  |  | None | 2020-01-01 | 2020-03-18 | [5 empty] | Standard | DEER2020 update for: revised impacts, IEFs and peak demand | 1 | 1 | 0 | Deemed Ex Ante Team |  | DEER2020 update for: revised impacts, IEFs and peak demand |  | Updated to indicate claim/filing status
2020 | C-In-LED-Glb(9w)-dWP19 | Commercial Indoor General Lighting: LED Lamp replaces pre-existing standard lighting Wattage. Measure includes Code case. | DEER2020 | D20v1 | 2020-11-24 16:30 | Com-ILtg-SI-dWatt | DEER | Scaled | BaseRatio |  |  | None |  | 0 |  | 1 | Com | Any | Lighting | InGen-ScrewIn | Ltg_Lamp | LED_lamp |  | ILtg-Com-LED-20000hr |  |  |  | LEDratio0310 | LEDratio0310 | LED-Glb(9w) | Available |  | 0 | 0 |  | NrNc |  |  |  | None | 2020-01-01 | 2020-03-18 | [5 empty] | Standard | DEER2020 update for: revised impacts, IEFs and peak demand | 1 | 1 | 0 | Deemed Ex Ante Team |  | DEER2020 update for: revised impacts, IEFs and peak demand |  | Updated to indicate claim/filing status
2020 | C-In-LED-PAR20(10w)-dWP22 | Commercial Indoor General Lighting: LED Lamp replaces pre-existing standard lighting Wattage. Measure includes Code case. Impacts: CFL-based HOU (varies by BldgType) | DEER2020 | D20v1 | 2020-11-24 16:30 | Com-ILtg-SI-dWatt | DEER | Scaled | BaseRatio |  |  | None |  | 0 |  | 1 | Com | Any | Lighting | InGen-ScrewIn | Ltg_Lamp | LED_lamp |  | ILtg-Com-LED-20000hr |  |  |  | LEDratio0321 | LEDratio0321 | LED-PAR20(10w) | Available |  | 0 | 0 |  | NrNc |  |  |  | None | 2020-01-01 | 2020-03-18 | [5 empty] | Standard | DEER2020 update for: revised impacts, IEFs and peak demand | 1 | 1 | 0 | Deemed Ex Ante Team |  | DEER2020 update for: revised impacts, IEFs and peak demand |  | Updated to indicate claim/filing status
2020 | C-In-LED-PAR20(13w)-dWP29 | Commercial Indoor General Lighting: LED Lamp replaces pre-existing standard lighting Wattage. Measure includes Code case. Impacts: CFL-based HOU (varies by BldgType) | DEER2020 | D20v1 | 2020-11-24 16:30 | Com-ILtg-SI-dWatt | DEER | Scaled | BaseRatio |  |  | None |  | 0 |  | 1 | Com | Any | Lighting | InGen-ScrewIn | Ltg_Lamp | LED_lamp |  | ILtg-Com-LED-20000hr |  |  |  | LEDratio0321 | LEDratio0321 | LED-PAR20(13w) | Available |  | 0 | 0 |  | NrNc |  |  |  | None | 2020-01-01 | 2020-03-18 | [5 empty] | Standard | DEER2020 update for: revised impacts, IEFs and peak demand | 1 | 1 | 0 | Deemed Ex Ante Team |  | DEER2020 update for: revised impacts, IEFs and peak demand |  | Updated to indicate claim/filing status
2020 | C-In-LED-PAR20(4w)-dWP9 | Commercial Indoor General Lighting: LED Lamp replaces pre-existing standard lighting Wattage. Measure includes Code case. Impacts: CFL-based HOU (varies by BldgType) | DEER2020 | D20v1 | 2020-11-24 16:30 | Com-ILtg-SI-dWatt | DEER | Scaled | BaseRatio |  |  | None |  | 0 |  | 1 | Com | Any | Lighting | InGen-ScrewIn | Ltg_Lamp | LED_lamp |  | ILtg-Com-LED-20000hr |  |  |  | LEDratio0321 | LEDratio0321 | LED-PAR20(4w) | Available |  | 0 | 0 |  | NrNc |  |  |  | None | 2020-01-01 | 2020-03-18 | [5 empty] | Standard | DEER2020 update for: revised impacts, IEFs and peak demand | 1 | 1 | 0 | Deemed Ex Ante Team |  | DEER2020 update for: revised impacts, IEFs and peak demand |  | Updated to indicate claim/filing status
2020 | C-In-LED-PAR20(5.5w)-dWP12 | Commercial Indoor General Lighting: LED Lamp replaces pre-existing standard lighting Wattage. Measure includes Code case. Impacts: CFL-based HOU (varies by BldgType) | DEER2020 | D20v1 | 2020-11-24 16:30 | Com-ILtg-SI-dWatt | DEER | Scaled | BaseRatio |  |  | None |  | 0 |  | 1 | Com | Any | Lighting | InGen-ScrewIn | Ltg_Lamp | LED_lamp |  | ILtg-Com-LED-20000hr |  |  |  | LEDratio0321 | LEDratio0321 | LED-PAR20(5.5w) | Available |  | 0 | 0 |  | NrNc |  |  |  | None | 2020-01-01 | 2020-03-18 | [5 empty] | Standard | DEER2020 update for: revised impacts, IEFs and peak demand | 1 | 1 | 0 | Deemed Ex Ante Team |  | DEER2020 update for: revised impacts, IEFs and peak demand |  | Updated to indicate claim/filing status
2020 | C-In-LED-PAR20(6w)-dWP13 | Commercial Indoor General Lighting: LED Lamp replaces pre-existing standard lighting Wattage. Measure includes Code case. Impacts: CFL-based HOU (varies by BldgType) | DEER2020 | D20v1 | 2020-11-24 16:30 | Com-ILtg-SI-dWatt | DEER | Scaled | BaseRatio |  |  | None |  | 0 |  | 1 | Com | Any | Lighting | InGen-ScrewIn | Ltg_Lamp | LED_lamp |  | ILtg-Com-LED-20000hr |  |  |  | LEDratio0321 | LEDratio0321 | LED-PAR20(6w) | Available |  | 0 | 0 |  | NrNc |  |  |  | None | 2020-01-01 | 2020-03-18 | [5 empty] | Standard | DEER2020 update for: revised impacts, IEFs and peak demand | 1 | 1 | 0 | Deemed Ex Ante Team |  | DEER2020 update for: revised impacts, IEFs and peak demand |  | Updated to indicate claim/filing status
2020 | C-In-LED-PAR20(7w)-dWP15 | Commercial Indoor General Lighting: LED Lamp replaces pre-existing standard lighting Wattage. Measure includes Code case. Impacts: CFL-based HOU (varies by BldgType) | DEER2020 | D20v1 | 2020-11-24 16:30 | Com-ILtg-SI-dWatt | DEER | Scaled | BaseRatio |  |  | None |  | 0 |  | 1 | Com | Any | Lighting | InGen-ScrewIn | Ltg_Lamp | LED_lamp |  | ILtg-Com-LED-20000hr |  |  |  | LEDratio0321 | LEDratio0321 | LED-PAR20(7w) | Available |  | 0 | 0 |  | NrNc |  |  |  | None | 2020-01-01 | 2020-03-18 | [5 empty] | Standard | DEER2020 update for: revised impacts, IEFs and peak demand | 1 | 1 | 0 | Deemed Ex Ante Team |  | DEER2020 update for: revised impacts, IEFs and peak demand |  | Updated to indicate claim/filing status
2020 | C-In-LED-PAR20(8w)-dWP18 | Commercial Indoor General Lighting: LED Lamp replaces pre-existing standard lighting Wattage. Measure includes Code case. Impacts: CFL-based HOU (varies by BldgType) | DEER2020 | D20v1 | 2020-11-24 16:30 | Com-ILtg-SI-dWatt | DEER | Scaled | BaseRatio |  |  | None |  | 0 |  | 1 | Com | Any | Lighting | InGen-ScrewIn | Ltg_Lamp | LED_lamp |  | ILtg-Com-LED-20000hr |  |  |  | LEDratio0321 | LEDratio0321 | LED-PAR20(8w) | Available |  | 0 | 0 |  | NrNc |  |  |  | None | 2020-01-01 | 2020-03-18 | [5 empty] | Standard | DEER2020 update for: revised impacts, IEFs and peak demand | 1 | 1 | 0 | Deemed Ex Ante Team |  | DEER2020 update for: revised impacts, IEFs and peak demand |  | Updated to indicate claim/filing status
2020 | C-In-LED-PAR20(9w)-dWP20 | Commercial Indoor General Lighting: LED Lamp replaces pre-existing standard lighting Wattage. Measure includes Code case. Impacts: CFL-based HOU (varies by BldgType) | DEER2020 | D20v1 | 2020-11-24 16:30 | Com-ILtg-SI-dWatt | DEER | Scaled | BaseRatio |  |  | None |  | 0 |  | 1 | Com | Any | Lighting | InGen-ScrewIn | Ltg_Lamp | LED_lamp |  | ILtg-Com-LED-20000hr |  |  |  | LEDratio0321 | LEDratio0321 | LED-PAR20(9w) | Available |  | 0 | 0 |  | NrNc |  |  |  | None | 2020-01-01 | 2020-03-18 | [5 empty] | Standard | DEER2020 update for: revised impacts, IEFs and peak demand | 1 | 1 | 0 | Deemed Ex Ante Team |  | DEER2020 update for: revised impacts, IEFs and peak demand |  | Updated to indicate claim/filing status
2020 | C-In-LED-PAR30(10w)-dWP13 | Commercial Indoor General Lighting: LED Lamp replaces pre-existing standard lighting Wattage. Measure includes Code case. Impacts: CFL-based HOU (varies by BldgType) | DEER2020 | D20v1 | 2020-11-24 16:30 | Com-ILtg-SI-dWatt | DEER | Scaled | BaseRatio |  |  | None |  | 0 |  | 1 | Com | Any | Lighting | InGen-ScrewIn | Ltg_Lamp | LED_lamp |  | ILtg-Com-LED-20000hr |  |  |  | LEDratio0234 | LEDratio0234 | LED-PAR30(10w) | Available |  | 0 | 0 |  | NrNc |  |  |  | None | 2020-01-01 | 2020-03-18 | [5 empty] | Standard | DEER2020 update for: revised impacts, IEFs and peak demand | 1 | 1 | 0 | Deemed Ex Ante Team |  | DEER2020 update for: revised impacts, IEFs and peak demand |  | Updated to indicate claim/filing status
2020 | C-In-LED-PAR30(11w)-dWP15 | Commercial Indoor General Lighting: LED Lamp replaces pre-existing standard lighting Wattage. Measure includes Code case. Impacts: CFL-based HOU (varies by BldgType) | DEER2020 | D20v1 | 2020-11-24 16:30 | Com-ILtg-SI-dWatt | DEER | Scaled | BaseRatio |  |  | None |  | 0 |  | 1 | Com | Any | Lighting | InGen-ScrewIn | Ltg_Lamp | LED_lamp |  | ILtg-Com-LED-20000hr |  |  |  | LEDratio0234 | LEDratio0234 | LED-PAR30(11w) | Available |  | 0 | 0 |  | NrNc |  |  |  | None | 2020-01-01 | 2020-03-18 | [5 empty] | Standard | DEER2020 update for: revised impacts, IEFs and peak demand | 1 | 1 | 0 | Deemed Ex Ante Team |  | DEER2020 update for: revised impacts, IEFs and peak demand |  | Updated to indicate claim/filing status
2020 | C-In-LED-PAR30(12w)-dWP16 | Commercial Indoor General Lighting: LED Lamp replaces pre-existing standard lighting Wattage. Measure includes Code case. Impacts: CFL-based HOU (varies by BldgType) | DEER2020 | D20v1 | 2020-11-24 16:30 | Com-ILtg-SI-dWatt | DEER | Scaled | BaseRatio |  |  | None |  | 0 |  | 1 | Com | Any | Lighting | InGen-ScrewIn | Ltg_Lamp | LED_lamp |  | ILtg-Com-LED-20000hr |  |  |  | LEDratio0234 | LEDratio0234 | LED-PAR30(12w) | Available |  | 0 | 0 |  | NrNc |  |  |  | None | 2020-01-01 | 2020-03-18 | [5 empty] | Standard | DEER2020 update for: revised impacts, IEFs and peak demand | 1 | 1 | 0 | Deemed Ex Ante Team |  | DEER2020 update for: revised impacts, IEFs and peak demand |  | Updated to indicate claim/filing status
2020 | C-In-LED-PAR30(13w)-dWP17 | Commercial Indoor General Lighting: LED Lamp replaces pre-existing standard lighting Wattage. Measure includes Code case. Impacts: CFL-based HOU (varies by BldgType) | DEER2020 | D20v1 | 2020-11-24 16:30 | Com-ILtg-SI-dWatt | DEER | Scaled | BaseRatio |  |  | None |  | 0 |  | 1 | Com | Any | Lighting | InGen-ScrewIn | Ltg_Lamp | LED_lamp |  | ILtg-Com-LED-20000hr |  |  |  | LEDratio0234 | LEDratio0234 | LED-PAR30(13w) | Available |  | 0 | 0 |  | NrNc |  |  |  | None | 2020-01-01 | 2020-03-18 | [5 empty] | Standard | DEER2020 update for: revised impacts, IEFs and peak demand | 1 | 1 | 0 | Deemed Ex Ante Team |  | DEER2020 update for: revised impacts, IEFs and peak demand |  | Updated to indicate claim/filing status
2020 | C-In-LED-PAR30(14w)-dWP19 | Commercial Indoor General Lighting: LED Lamp replaces pre-existing standard lighting Wattage. Measure includes Code case. Impacts: CFL-based HOU (varies by BldgType) | DEER2020 | D20v1 | 2020-11-24 16:30 | Com-ILtg-SI-dWatt | DEER | Scaled | BaseRatio |  |  | None |  | 0 |  | 1 | Com | Any | Lighting | InGen-ScrewIn | Ltg_Lamp | LED_lamp |  | ILtg-Com-LED-20000hr |  |  |  | LEDratio0234 | LEDratio0234 | LED-PAR30(14w) | Available |  | 0 | 0 |  | NrNc |  |  |  | None | 2020-01-01 | 2020-03-18 | [5 empty] | Standard | DEER2020 update for: revised impacts, IEFs and peak demand | 1 | 1 | 0 | Deemed Ex Ante Team |  | DEER2020 update for: revised impacts, IEFs and peak demand |  | Updated to indicate claim/filing status
2020 | C-In-LED-PAR30(15w)-dWP20 | Commercial Indoor General Lighting: LED Lamp replaces pre-existing standard lighting Wattage. Measure includes Code case. Impacts: CFL-based HOU (varies by BldgType) | DEER2020 | D20v1 | 2020-11-24 16:30 | Com-ILtg-SI-dWatt | DEER | Scaled | BaseRatio |  |  | None |  | 0 |  | 1 | Com | Any | Lighting | InGen-ScrewIn | Ltg_Lamp | LED_lamp |  | ILtg-Com-LED-20000hr |  |  |  | LEDratio0234 | LEDratio0234 | LED-PAR30(15w) | Available |  | 0 | 0 |  | NrNc |  |  |  | None | 2020-01-01 | 2020-03-18 | [5 empty] | Standard | DEER2020 update for: revised impacts, IEFs and peak demand | 1 | 1 | 0 | Deemed Ex Ante Team |  | DEER2020 update for: revised impacts, IEFs and peak demand |  | Updated to indicate claim/filing status
2020 | C-In-LED-PAR30(16w)-dWP21 | Commercial Indoor General Lighting: LED Lamp replaces pre-existing standard lighting Wattage. Measure includes Code case. Impacts: CFL-based HOU (varies by BldgType) | DEER2020 | D20v1 | 2020-11-24 16:30 | Com-ILtg-SI-dWatt | DEER | Scaled | BaseRatio |  |  | None |  | 0 |  | 1 | Com | Any | Lighting | InGen-ScrewIn | Ltg_Lamp | LED_lamp |  | ILtg-Com-LED-20000hr |  |  |  | LEDratio0234 | LEDratio0234 | LED-PAR30(16w) | Available |  | 0 | 0 |  | NrNc |  |  |  | None | 2020-01-01 | 2020-03-18 | [5 empty] | Standard | DEER2020 update for: revised impacts, IEFs and peak demand | 1 | 1 | 0 | Deemed Ex Ante Team |  | DEER2020 update for: revised impacts, IEFs and peak demand |  | Updated to indicate claim/filing status
2020 | C-In-LED-PAR30(17w)-dWP23 | Commercial Indoor General Lighting: LED Lamp replaces pre-existing standard lighting Wattage. Measure includes Code case. Impacts: CFL-based HOU (varies by BldgType) | DEER2020 | D20v1 | 2020-11-24 16:30 | Com-ILtg-SI-dWatt | DEER | Scaled | BaseRatio |  |  | None |  | 0 |  | 1 | Com | Any | Lighting | InGen-ScrewIn | Ltg_Lamp | LED_lamp |  | ILtg-Com-LED-20000hr |  |  |  | LEDratio0234 | LEDratio0234 | LED-PAR30(17w) | Available |  | 0 | 0 |  | NrNc |  |  |  | None | 2020-01-01 | 2020-03-18 | [5 empty] | Standard | DEER2020 update for: revised impacts, IEFs and peak demand | 1 | 1 | 0 | Deemed Ex Ante Team |  | DEER2020 update for: revised impacts, IEFs and peak demand |  | Updated to indicate claim/filing status
2020 | C-In-LED-PAR30(18w)-dWP24 | Commercial Indoor General Lighting: LED Lamp replaces pre-existing standard lighting Wattage. Measure includes Code case. Impacts: CFL-based HOU (varies by BldgType) | DEER2020 | D20v1 | 2020-11-24 16:30 | Com-ILtg-SI-dWatt | DEER | Scaled | BaseRatio |  |  | None |  | 0 |  | 1 | Com | Any | Lighting | InGen-ScrewIn | Ltg_Lamp | LED_lamp |  | ILtg-Com-LED-20000hr |  |  |  | LEDratio0234 | LEDratio0234 | LED-PAR30(18w) | Available |  | 0 | 0 |  | NrNc |  |  |  | None | 2020-01-01 | 2020-03-18 | [5 empty] | Standard | DEER2020 update for: revised impacts, IEFs and peak demand | 1 | 1 | 0 | Deemed Ex Ante Team |  | DEER2020 update for: revised impacts, IEFs and peak demand |  | Updated to indicate claim/filing status
2020 | C-In-LED-PAR30(19w)-dWP25 | Commercial Indoor General Lighting: LED Lamp replaces pre-existing standard lighting Wattage. Measure includes Code case. Impacts: CFL-based HOU (varies by BldgType) | DEER2020 | D20v1 | 2020-11-24 16:30 | Com-ILtg-SI-dWatt | DEER | Scaled | BaseRatio |  |  | None |  | 0 |  | 1 | Com | Any | Lighting | InGen-ScrewIn | Ltg_Lamp | LED_lamp |  | ILtg-Com-LED-20000hr |  |  |  | LEDratio0234 | LEDratio0234 | LED-PAR30(19w) | Available |  | 0 | 0 |  | NrNc |  |  |  | None | 2020-01-01 | 2020-03-18 | [5 empty] | Standard | DEER2020 update for: revised impacts, IEFs and peak demand | 1 | 1 | 0 | Deemed Ex Ante Team |  | DEER2020 update for: revised impacts, IEFs and peak demand |  | Updated to indicate claim/filing status
2020 | C-In-LED-PAR30(20w)-dWP27 | Commercial Indoor General Lighting: LED Lamp replaces pre-existing standard lighting Wattage. Measure includes Code case. Impacts: CFL-based HOU (varies by BldgType) | DEER2020 | D20v1 | 2020-11-24 16:30 | Com-ILtg-SI-dWatt | DEER | Scaled | BaseRatio |  |  | None |  | 0 |  | 1 | Com | Any | Lighting | InGen-ScrewIn | Ltg_Lamp | LED_lamp |  | ILtg-Com-LED-20000hr |  |  |  | LEDratio0234 | LEDratio0234 | LED-PAR30(20w) | Available |  | 0 | 0 |  | NrNc |  |  |  | None | 2020-01-01 | 2020-03-18 | [5 empty] | Standard | DEER2020 update for: revised impacts, IEFs and peak demand | 1 | 1 | 0 | Deemed Ex Ante Team |  | DEER2020 update for: revised impacts, IEFs and peak demand |  | Updated to indicate claim/filing status
2020 | C-In-LED-PAR30(21w)-dWP28 | Commercial Indoor General Lighting: LED Lamp replaces pre-existing standard lighting Wattage. Measure includes Code case. Impacts: CFL-based HOU (varies by BldgType) | DEER2020 | D20v1 | 2020-11-24 16:30 | Com-ILtg-SI-dWatt | DEER | Scaled | BaseRatio |  |  | None |  | 0 |  | 1 | Com | Any | Lighting | InGen-ScrewIn | Ltg_Lamp | LED_lamp |  | ILtg-Com-LED-20000hr |  |  |  | LEDratio0234 | LEDratio0234 | LED-PAR30(21w) | Available |  | 0 | 0 |  | NrNc |  |  |  | None | 2020-01-01 | 2020-03-18 | [5 empty] | Standard | DEER2020 update for: revised impacts, IEFs and peak demand | 1 | 1 | 0 | Deemed Ex Ante Team |  | DEER2020 update for: revised impacts, IEFs and peak demand |  | Updated to indicate claim/filing status
2020 | C-In-LED-PAR30(6w)-dWP8 | Commercial Indoor General Lighting: LED Lamp replaces pre-existing standard lighting Wattage. Measure includes Code case. Impacts: CFL-based HOU (varies by BldgType) | DEER2020 | D20v1 | 2020-11-24 16:30 | Com-ILtg-SI-dWatt | DEER | Scaled | BaseRatio |  |  | None |  | 0 |  | 1 | Com | Any | Lighting | InGen-ScrewIn | Ltg_Lamp | LED_lamp |  | ILtg-Com-LED-20000hr |  |  |  | LEDratio0234 | LEDratio0234 | LED-PAR30(6w) | Available |  | 0 | 0 |  | NrNc |  |  |  | None | 2020-01-01 | 2020-03-18 | [5 empty] | Standard | DEER2020 update for: revised impacts, IEFs and peak demand | 1 | 1 | 0 | Deemed Ex Ante Team |  | DEER2020 update for: revised impacts, IEFs and peak demand |  | Updated to indicate claim/filing status
2020 | C-In-LED-PAR30(7w)-dWP9 | Commercial Indoor General Lighting: LED Lamp replaces pre-existing standard lighting Wattage. Measure includes Code case. Impacts: CFL-based HOU (varies by BldgType) | DEER2020 | D20v1 | 2020-11-24 16:30 | Com-ILtg-SI-dWatt | DEER | Scaled | BaseRatio |  |  | None |  | 0 |  | 1 | Com | Any | Lighting | InGen-ScrewIn | Ltg_Lamp | LED_lamp |  | ILtg-Com-LED-20000hr |  |  |  | LEDratio0234 | LEDratio0234 | LED-PAR30(7w) | Available |  | 0 | 0 |  | NrNc |  |  |  | None | 2020-01-01 | 2020-03-18 | [5 empty] | Standard | DEER2020 update for: revised impacts, IEFs and peak demand | 1 | 1 | 0 | Deemed Ex Ante Team |  | DEER2020 update for: revised impacts, IEFs and peak demand |  | Updated to indicate claim/filing status
2020 | C-In-LED-PAR30(8w)-dWP11 | Commercial Indoor General Lighting: LED Lamp replaces pre-existing standard lighting Wattage. Measure includes Code case. Impacts: CFL-based HOU (varies by BldgType) | DEER2020 | D20v1 | 2020-11-24 16:30 | Com-ILtg-SI-dWatt | DEER | Scaled | BaseRatio |  |  | None |  | 0 |  | 1 | Com | Any | Lighting | InGen-ScrewIn | Ltg_Lamp | LED_lamp |  | ILtg-Com-LED-20000hr |  |  |  | LEDratio0234 | LEDratio0234 | LED-PAR30(8w) | Available |  | 0 | 0 |  | NrNc |  |  |  | None | 2020-01-01 | 2020-03-18 | [5 empty] | Standard | DEER2020 update for: revised impacts, IEFs and peak demand | 1 | 1 | 0 | Deemed Ex Ante Team |  | DEER2020 update for: revised impacts, IEFs and peak demand |  | Updated to indicate claim/filing status
2020 | C-In-LED-PAR30(9w)-dWP12 | Commercial Indoor General Lighting: LED Lamp replaces pre-existing standard lighting Wattage. Measure includes Code case. Impacts: CFL-based HOU (varies by BldgType) | DEER2020 | D20v1 | 2020-11-24 16:30 | Com-ILtg-SI-dWatt | DEER | Scaled | BaseRatio |  |  | None |  | 0 |  | 1 | Com | Any | Lighting | InGen-ScrewIn | Ltg_Lamp | LED_lamp |  | ILtg-Com-LED-20000hr |  |  |  | LEDratio0234 | LEDratio0234 | LED-PAR30(9w) | Available |  | 0 | 0 |  | NrNc |  |  |  | None | 2020-01-01 | 2020-03-18 | [5 empty] | Standard | DEER2020 update for: revised impacts, IEFs and peak demand | 1 | 1 | 0 | Deemed Ex Ante Team |  | DEER2020 update for: revised impacts, IEFs and peak demand |  | Updated to indicate claim/filing status
2020 | C-In-LED-PAR38(10w)-dWP16 | Commercial Indoor General Lighting: LED Lamp replaces pre-existing standard lighting Wattage. Measure includes Code case. Impacts: CFL-based HOU (varies by BldgType) | DEER2020 | D20v1 | 2020-11-24 16:30 | Com-ILtg-SI-dWatt | DEER | Scaled | BaseRatio |  |  | None |  | 0 |  | 1 | Com | Any | Lighting | InGen-ScrewIn | Ltg_Lamp | LED_lamp |  | ILtg-Com-LED-20000hr |  |  |  | LEDratio0260 | LEDratio0260 | LED-PAR38(10w) | Available |  | 0 | 0 |  | NrNc |  |  |  | None | 2020-01-01 | 2020-03-18 | [5 empty] | Standard | DEER2020 update for: revised impacts, IEFs and peak demand | 1 | 1 | 0 | Deemed Ex Ante Team |  | DEER2020 update for: revised impacts, IEFs and peak demand |  | Updated to indicate claim/filing status
2020 | C-In-LED-PAR38(11w)-dWP18 | Commercial Indoor General Lighting: LED Lamp replaces pre-existing standard lighting Wattage. Measure includes Code case. Impacts: CFL-based HOU (varies by BldgType) | DEER2020 | D20v1 | 2020-11-24 16:30 | Com-ILtg-SI-dWatt | DEER | Scaled | BaseRatio |  |  | None |  | 0 |  | 1 | Com | Any | Lighting | InGen-ScrewIn | Ltg_Lamp | LED_lamp |  | ILtg-Com-LED-20000hr |  |  |  | LEDratio0260 | LEDratio0260 | LED-PAR38(11w) | Available |  | 0 | 0 |  | NrNc |  |  |  | None | 2020-01-01 | 2020-03-18 | [5 empty] | Standard | DEER2020 update for: revised impacts, IEFs and peak demand | 1 | 1 | 0 | Deemed Ex Ante Team |  | DEER2020 update for: revised impacts, IEFs and peak demand |  | Updated to indicate claim/filing status
2020 | C-In-LED-PAR38(12w)-dWP19 | Commercial Indoor General Lighting: LED Lamp replaces pre-existing standard lighting Wattage. Measure includes Code case. Impacts: CFL-based HOU (varies by BldgType) | DEER2020 | D20v1 | 2020-11-24 16:30 | Com-ILtg-SI-dWatt | DEER | Scaled | BaseRatio |  |  | None |  | 0 |  | 1 | Com | Any | Lighting | InGen-ScrewIn | Ltg_Lamp | LED_lamp |  | ILtg-Com-LED-20000hr |  |  |  | LEDratio0260 | LEDratio0260 | LED-PAR38(12w) | Available |  | 0 | 0 |  | NrNc |  |  |  | None | 2020-01-01 | 2020-03-18 | [5 empty] | Standard | DEER2020 update for: revised impacts, IEFs and peak demand | 1 | 1 | 0 | Deemed Ex Ante Team |  | DEER2020 update for: revised impacts, IEFs and peak demand |  | Updated to indicate claim/filing status
2020 | C-In-LED-PAR38(13w)-dWP21 | Commercial Indoor General Lighting: LED Lamp replaces pre-existing standard lighting Wattage. Measure includes Code case. Impacts: CFL-based HOU (varies by BldgType) | DEER2020 | D20v1 | 2020-11-24 16:30 | Com-ILtg-SI-dWatt | DEER | Scaled | BaseRatio |  |  | None |  | 0 |  | 1 | Com | Any | Lighting | InGen-ScrewIn | Ltg_Lamp | LED_lamp |  | ILtg-Com-LED-20000hr |  |  |  | LEDratio0260 | LEDratio0260 | LED-PAR38(13w) | Available |  | 0 | 0 |  | NrNc |  |  |  | None | 2020-01-01 | 2020-03-18 | [5 empty] | Standard | DEER2020 update for: revised impacts, IEFs and peak demand | 1 | 1 | 0 | Deemed Ex Ante Team |  | DEER2020 update for: revised impacts, IEFs and peak demand |  | Updated to indicate claim/filing status
2020 | C-In-LED-PAR38(14w)-dWP22 | Commercial Indoor General Lighting: LED Lamp replaces pre-existing standard lighting Wattage. Measure includes Code case. Impacts: CFL-based HOU (varies by BldgType) | DEER2020 | D20v1 | 2020-11-24 16:30 | Com-ILtg-SI-dWatt | DEER | Scaled | BaseRatio |  |  | None |  | 0 |  | 1 | Com | Any | Lighting | InGen-ScrewIn | Ltg_Lamp | LED_lamp |  | ILtg-Com-LED-20000hr |  |  |  | LEDratio0260 | LEDratio0260 | LED-PAR38(14w) | Available |  | 0 | 0 |  | NrNc |  |  |  | None | 2020-01-01 | 2020-03-18 | [5 empty] | Standard | DEER2020 update for: revised impacts, IEFs and peak demand | 1 | 1 | 0 | Deemed Ex Ante Team |  | DEER2020 update for: revised impacts, IEFs and peak demand |  | Updated to indicate claim/filing status
2020 | C-In-LED-PAR38(15w)-dWP24 | Commercial Indoor General Lighting: LED Lamp replaces pre-existing standard lighting Wattage. Measure includes Code case. Impacts: CFL-based HOU (varies by BldgType) | DEER2020 | D20v1 | 2020-11-24 16:30 | Com-ILtg-SI-dWatt | DEER | Scaled | BaseRatio |  |  | None |  | 0 |  | 1 | Com | Any | Lighting | InGen-ScrewIn | Ltg_Lamp | LED_lamp |  | ILtg-Com-LED-20000hr |  |  |  | LEDratio0260 | LEDratio0260 | LED-PAR38(15w) | Available |  | 0 | 0 |  | NrNc |  |  |  | None | 2020-01-01 | 2020-03-18 | [5 empty] | Standard | DEER2020 update for: revised impacts, IEFs and peak demand | 1 | 1 | 0 | Deemed Ex Ante Team |  | DEER2020 update for: revised impacts, IEFs and peak demand |  | Updated to indicate claim/filing status
2020 | C-In-LED-PAR38(16w)-dWP26 | Commercial Indoor General Lighting: LED Lamp replaces pre-existing standard lighting Wattage. Measure includes Code case. Impacts: CFL-based HOU (varies by BldgType) | DEER2020 | D20v1 | 2020-11-24 16:30 | Com-ILtg-SI-dWatt | DEER | Scaled | BaseRatio |  |  | None |  | 0 |  | 1 | Com | Any | Lighting | InGen-ScrewIn | Ltg_Lamp | LED_lamp |  | ILtg-Com-LED-20000hr |  |  |  | LEDratio0260 | LEDratio0260 | LED-PAR38(16w) | Available |  | 0 | 0 |  | NrNc |  |  |  | None | 2020-01-01 | 2020-03-18 | [5 empty] | Standard | DEER2020 update for: revised impacts, IEFs and peak demand | 1 | 1 | 0 | Deemed Ex Ante Team |  | DEER2020 update for: revised impacts, IEFs and peak demand |  | Updated to indicate claim/filing status
2020 | C-In-LED-PAR38(17w)-dWP27 | Commercial Indoor General Lighting: LED Lamp replaces pre-existing standard lighting Wattage. Measure includes Code case. Impacts: CFL-based HOU (varies by BldgType) | DEER2020 | D20v1 | 2020-11-24 16:30 | Com-ILtg-SI-dWatt | DEER | Scaled | BaseRatio |  |  | None |  | 0 |  | 1 | Com | Any | Lighting | InGen-ScrewIn | Ltg_Lamp | LED_lamp |  | ILtg-Com-LED-20000hr |  |  |  | LEDratio0260 | LEDratio0260 | LED-PAR38(17w) | Available |  | 0 | 0 |  | NrNc |  |  |  | None | 2020-01-01 | 2020-03-18 | [5 empty] | Standard | DEER2020 update for: revised impacts, IEFs and peak demand | 1 | 1 | 0 | Deemed Ex Ante Team |  | DEER2020 update for: revised impacts, IEFs and peak demand |  | Updated to indicate claim/filing status
2020 | C-In-LED-PAR38(18w)-dWP29 | Commercial Indoor General Lighting: LED Lamp replaces pre-existing standard lighting Wattage. Measure includes Code case. Impacts: CFL-based HOU (varies by BldgType) | DEER2020 | D20v1 | 2020-11-24 16:30 | Com-ILtg-SI-dWatt | DEER | Scaled | BaseRatio |  |  | None |  | 0 |  | 1 | Com | Any | Lighting | InGen-ScrewIn | Ltg_Lamp | LED_lamp |  | ILtg-Com-LED-20000hr |  |  |  | LEDratio0260 | LEDratio0260 | LED-PAR38(18w) | Available |  | 0 | 0 |  | NrNc |  |  |  | None | 2020-01-01 | 2020-03-18 | [5 empty] | Standard | DEER2020 update for: revised impacts, IEFs and peak demand | 1 | 1 | 0 | Deemed Ex Ante Team |  | DEER2020 update for: revised impacts, IEFs and peak demand |  | Updated to indicate claim/filing status
2020 | C-In-LED-PAR38(19w)-dWP30 | Commercial Indoor General Lighting: LED Lamp replaces pre-existing standard lighting Wattage. Measure includes Code case. Impacts: CFL-based HOU (varies by BldgType) | DEER2020 | D20v1 | 2020-11-24 16:30 | Com-ILtg-SI-dWatt | DEER | Scaled | BaseRatio |  |  | None |  | 0 |  | 1 | Com | Any | Lighting | InGen-ScrewIn | Ltg_Lamp | LED_lamp |  | ILtg-Com-LED-20000hr |  |  |  | LEDratio0260 | LEDratio0260 | LED-PAR38(19w) | Available |  | 0 | 0 |  | NrNc |  |  |  | None | 2020-01-01 | 2020-03-18 | [5 empty] | Standard | DEER2020 update for: revised impacts, IEFs and peak demand | 1 | 1 | 0 | Deemed Ex Ante Team |  | DEER2020 update for: revised impacts, IEFs and peak demand |  | Updated to indicate claim/filing status
2020 | C-In-LED-PAR38(20.1w)-dWP32 | Commercial Indoor General Lighting: LED Lamp replaces pre-existing standard lighting Wattage. Measure includes Code case. Impacts: CFL-based HOU (varies by BldgType) | DEER2020 | D20v1 | 2020-11-24 16:30 | Com-ILtg-SI-dWatt | DEER | Scaled | BaseRatio |  |  | None |  | 0 |  | 1 | Com | Any | Lighting | InGen-ScrewIn | Ltg_Lamp | LED_lamp |  | ILtg-Com-LED-20000hr |  |  |  | LEDratio0260 | LEDratio0260 | LED-PAR38(20.1w) | Available |  | 0 | 0 |  | NrNc |  |  |  | None | 2020-01-01 | 2020-03-18 | [5 empty] | Standard | DEER2020 update for: revised impacts, IEFs and peak demand | 1 | 1 | 0 | Deemed Ex Ante Team |  | DEER2020 update for: revised impacts, IEFs and peak demand |  | Updated to indicate claim/filing status
2020 | C-In-LED-PAR38(20w)-dWP32 | Commercial Indoor General Lighting: LED Lamp replaces pre-existing standard lighting Wattage. Measure includes Code case. Impacts: CFL-based HOU (varies by BldgType) | DEER2020 | D20v1 | 2020-11-24 16:30 | Com-ILtg-SI-dWatt | DEER | Scaled | BaseRatio |  |  | None |  | 0 |  | 1 | Com | Any | Lighting | InGen-ScrewIn | Ltg_Lamp | LED_lamp |  | ILtg-Com-LED-20000hr |  |  |  | LEDratio0260 | LEDratio0260 | LED-PAR38(20w) | Available |  | 0 | 0 |  | NrNc |  |  |  | None | 2020-01-01 | 2020-03-18 | [5 empty] | Standard | DEER2020 update for: revised impacts, IEFs and peak demand | 1 | 1 | 0 | Deemed Ex Ante Team |  | DEER2020 update for: revised impacts, IEFs and peak demand |  | Updated to indicate claim/filing status
2020 | C-In-LED-PAR38(21w)-dWP34 | Commercial Indoor General Lighting: LED Lamp replaces pre-existing standard lighting Wattage. Measure includes Code case. Impacts: CFL-based HOU (varies by BldgType) | DEER2020 | D20v1 | 2020-11-24 16:30 | Com-ILtg-SI-dWatt | DEER | Scaled | BaseRatio |  |  | None |  | 0 |  | 1 | Com | Any | Lighting | InGen-ScrewIn | Ltg_Lamp | LED_lamp |  | ILtg-Com-LED-20000hr |  |  |  | LEDratio0260 | LEDratio0260 | LED-PAR38(21w) | Available |  | 0 | 0 |  | NrNc |  |  |  | None | 2020-01-01 | 2020-03-18 | [5 empty] | Standard | DEER2020 update for: revised impacts, IEFs and peak demand | 1 | 1 | 0 | Deemed Ex Ante Team |  | DEER2020 update for: revised impacts, IEFs and peak demand |  | Updated to indicate claim/filing status
2020 | C-In-LED-PAR38(22w)-dWP35 | Commercial Indoor General Lighting: LED Lamp replaces pre-existing standard lighting Wattage. Measure includes Code case. Impacts: CFL-based HOU (varies by BldgType) | DEER2020 | D20v1 | 2020-11-24 16:30 | Com-ILtg-SI-dWatt | DEER | Scaled | BaseRatio |  |  | None |  | 0 |  | 1 | Com | Any | Lighting | InGen-ScrewIn | Ltg_Lamp | LED_lamp |  | ILtg-Com-LED-20000hr |  |  |  | LEDratio0260 | LEDratio0260 | LED-PAR38(22w) | Available |  | 0 | 0 |  | NrNc |  |  |  | None | 2020-01-01 | 2020-03-18 | [5 empty] | Standard | DEER2020 update for: revised impacts, IEFs and peak demand | 1 | 1 | 0 | Deemed Ex Ante Team |  | DEER2020 update for: revised impacts, IEFs and peak demand |  | Updated to indicate claim/filing status
2020 | C-In-LED-PAR38(23w)-dWP37 | Commercial Indoor General Lighting: LED Lamp replaces pre-existing standard lighting Wattage. Measure includes Code case. Impacts: CFL-based HOU (varies by BldgType) | DEER2020 | D20v1 | 2020-11-24 16:30 | Com-ILtg-SI-dWatt | DEER | Scaled | BaseRatio |  |  | None |  | 0 |  | 1 | Com | Any | Lighting | InGen-ScrewIn | Ltg_Lamp | LED_lamp |  | ILtg-Com-LED-20000hr |  |  |  | LEDratio0260 | LEDratio0260 | LED-PAR38(23w) | Available |  | 0 | 0 |  | NrNc |  |  |  | None | 2020-01-01 | 2020-03-18 | [5 empty] | Standard | DEER2020 update for: revised impacts, IEFs and peak demand | 1 | 1 | 0 | Deemed Ex Ante Team |  | DEER2020 update for: revised impacts, IEFs and peak demand |  | Updated to indicate claim/filing status
2020 | C-In-LED-PAR38(24w)-dWP38 | Commercial Indoor General Lighting: LED Lamp replaces pre-existing standard lighting Wattage. Measure includes Code case. Impacts: CFL-based HOU (varies by BldgType) | DEER2020 | D20v1 | 2020-11-24 16:30 | Com-ILtg-SI-dWatt | DEER | Scaled | BaseRatio |  |  | None |  | 0 |  | 1 | Com | Any | Lighting | InGen-ScrewIn | Ltg_Lamp | LED_lamp |  | ILtg-Com-LED-20000hr |  |  |  | LEDratio0260 | LEDratio0260 | LED-PAR38(24w) | Available |  | 0 | 0 |  | NrNc |  |  |  | None | 2020-01-01 | 2020-03-18 | [5 empty] | Standard | DEER2020 update for: revised impacts, IEFs and peak demand | 1 | 1 | 0 | Deemed Ex Ante Team |  | DEER2020 update for: revised impacts, IEFs and peak demand |  | Updated to indicate claim/filing status
2020 | C-In-LED-PAR38(25w)-dWP40 | Commercial Indoor General Lighting: LED Lamp replaces pre-existing standard lighting Wattage. Measure includes Code case. Impacts: CFL-based HOU (varies by BldgType) | DEER2020 | D20v1 | 2020-11-24 16:30 | Com-ILtg-SI-dWatt | DEER | Scaled | BaseRatio |  |  | None |  | 0 |  | 1 | Com | Any | Lighting | InGen-ScrewIn | Ltg_Lamp | LED_lamp |  | ILtg-Com-LED-20000hr |  |  |  | LEDratio0260 | LEDratio0260 | LED-PAR38(25w) | Available |  | 0 | 0 |  | NrNc |  |  |  | None | 2020-01-01 | 2020-03-18 | [5 empty] | Standard | DEER2020 update for: revised impacts, IEFs and peak demand | 1 | 1 | 0 | Deemed Ex Ante Team |  | DEER2020 update for: revised impacts, IEFs and peak demand |  | Updated to indicate claim/filing status
2020 | C-In-LED-PAR38(26w)-dWP42 | Commercial Indoor General Lighting: LED Lamp replaces pre-existing standard lighting Wattage. Measure includes Code case. Impacts: CFL-based HOU (varies by BldgType) | DEER2020 | D20v1 | 2020-11-24 16:30 | Com-ILtg-SI-dWatt | DEER | Scaled | BaseRatio |  |  | None |  | 0 |  | 1 | Com | Any | Lighting | InGen-ScrewIn | Ltg_Lamp | LED_lamp |  | ILtg-Com-LED-20000hr |  |  |  | LEDratio0260 | LEDratio0260 | LED-PAR38(26w) | Available |  | 0 | 0 |  | NrNc |  |  |  | None | 2020-01-01 | 2020-03-18 | [5 empty] | Standard | DEER2020 update for: revised impacts, IEFs and peak demand | 1 | 1 | 0 | Deemed Ex Ante Team |  | DEER2020 update for: revised impacts, IEFs and peak demand |  | Updated to indicate claim/filing status
2020 | C-In-LED-PAR38(27w)-dWP43 | Commercial Indoor General Lighting: LED Lamp replaces pre-existing standard lighting Wattage. Measure includes Code case. Impacts: CFL-based HOU (varies by BldgType) | DEER2020 | D20v1 | 2020-11-24 16:30 | Com-ILtg-SI-dWatt | DEER | Scaled | BaseRatio |  |  | None |  | 0 |  | 1 | Com | Any | Lighting | InGen-ScrewIn | Ltg_Lamp | LED_lamp |  | ILtg-Com-LED-20000hr |  |  |  | LEDratio0260 | LEDratio0260 | LED-PAR38(27w) | Available |  | 0 | 0 |  | NrNc |  |  |  | None | 2020-01-01 | 2020-03-18 | [5 empty] | Standard | DEER2020 update for: revised impacts, IEFs and peak demand | 1 | 1 | 0 | Deemed Ex Ante Team |  | DEER2020 update for: revised impacts, IEFs and peak demand |  | Updated to indicate claim/filing status
2020 | C-In-LED-PAR38(7w)-dWP11 | Commercial Indoor General Lighting: LED Lamp replaces pre-existing standard lighting Wattage. Measure includes Code case. Impacts: CFL-based HOU (varies by BldgType) | DEER2020 | D20v1 | 2020-11-24 16:30 | Com-ILtg-SI-dWatt | DEER | Scaled | BaseRatio |  |  | None |  | 0 |  | 1 | Com | Any | Lighting | InGen-ScrewIn | Ltg_Lamp | LED_lamp |  | ILtg-Com-LED-20000hr |  |  |  | LEDratio0260 | LEDratio0260 | LED-PAR38(7w) | Available |  | 0 | 0 |  | NrNc |  |  |  | None | 2020-01-01 | 2020-03-18 | [5 empty] | Standard | DEER2020 update for: revised impacts, IEFs and peak demand | 1 | 1 | 0 | Deemed Ex Ante Team |  | DEER2020 update for: revised impacts, IEFs and peak demand |  | Updated to indicate claim/filing status
2020 | C-In-LED-PAR38(8w)-dWP13 | Commercial Indoor General Lighting: LED Lamp replaces pre-existing standard lighting Wattage. Measure includes Code case. Impacts: CFL-based HOU (varies by BldgType) | DEER2020 | D20v1 | 2020-11-24 16:30 | Com-ILtg-SI-dWatt | DEER | Scaled | BaseRatio |  |  | None |  | 0 |  | 1 | Com | Any | Lighting | InGen-ScrewIn | Ltg_Lamp | LED_lamp |  | ILtg-Com-LED-20000hr |  |  |  | LEDratio0260 | LEDratio0260 | LED-PAR38(8w) | Available |  | 0 | 0 |  | NrNc |  |  |  | None | 2020-01-01 | 2020-03-18 | [5 empty] | Standard | DEER2020 update for: revised impacts, IEFs and peak demand | 1 | 1 | 0 | Deemed Ex Ante Team |  | DEER2020 update for: revised impacts, IEFs and peak demand |  | Updated to indicate claim/filing status
2020 | C-In-LED-PAR38(9w)-dWP14 | Commercial Indoor General Lighting: LED Lamp replaces pre-existing standard lighting Wattage. Measure includes Code case. Impacts: CFL-based HOU (varies by BldgType) | DEER2020 | D20v1 | 2020-11-24 16:30 | Com-ILtg-SI-dWatt | DEER | Scaled | BaseRatio |  |  | None |  | 0 |  | 1 | Com | Any | Lighting | InGen-ScrewIn | Ltg_Lamp | LED_lamp |  | ILtg-Com-LED-20000hr |  |  |  | LEDratio0260 | LEDratio0260 | LED-PAR38(9w) | Available |  | 0 | 0 |  | NrNc |  |  |  | None | 2020-01-01 | 2020-03-18 | [5 empty] | Standard | DEER2020 update for: revised impacts, IEFs and peak demand | 1 | 1 | 0 | Deemed Ex Ante Team |  | DEER2020 update for: revised impacts, IEFs and peak demand |  | Updated to indicate claim/filing status
2020 | C-In-LED-RefR(10w)-dWP32 | Commercial Indoor General Lighting: LED Lamp replaces pre-existing standard lighting Wattage. Measure includes Code case. Impacts: CFL-based HOU (varies by BldgType) | DEER2020 | D20v1 | 2020-11-24 16:30 | Com-ILtg-SI-dWatt | DEER | Scaled | BaseRatio |  |  | None |  | 0 |  | 1 | Com | Any | Lighting | InGen-ScrewIn | Ltg_Lamp | LED_lamp |  | ILtg-Com-LED-20000hr |  |  |  | LEDratio0417 | LEDratio0417 | LED-RefR(10w) | Available |  | 0 | 0 |  | NrNc |  |  |  | None | 2020-01-01 | 2020-03-18 | [5 empty] | Standard | DEER2020 update for: revised impacts, IEFs and peak demand | 1 | 1 | 0 | Deemed Ex Ante Team |  | DEER2020 update for: revised impacts, IEFs and peak demand |  | Updated to indicate claim/filing status
2020 | C-In-LED-RefR(11w)-dWP25 | Commercial Indoor General Lighting: LED Lamp replaces pre-existing standard lighting Wattage. Measure includes Code case. Impacts: CFL-based HOU (varies by BldgType) | DEER2020 | D20v1 | 2020-11-24 16:30 | Com-ILtg-SI-dWatt | DEER | Scaled | BaseRatio |  |  | None |  | 0 |  | 1 | Com | Any | Lighting | InGen-ScrewIn | Ltg_Lamp | LED_lamp |  | ILtg-Com-LED-20000hr |  |  |  | LEDratio0328 | LEDratio0328 | LED-RefR(11w) | Available |  | 0 | 0 |  | NrNc |  |  |  | None | 2020-01-01 | 2020-03-18 | [5 empty] | Standard | DEER2020 update for: revised impacts, IEFs and peak demand | 1 | 1 | 0 | Deemed Ex Ante Team |  | DEER2020 update for: revised impacts, IEFs and peak demand |  | Updated to indicate claim/filing status
2020 | C-In-LED-RefR(12w)-dWP27 | Commercial Indoor General Lighting: LED Lamp replaces pre-existing standard lighting Wattage. Measure includes Code case. Impacts: CFL-based HOU (varies by BldgType) | DEER2020 | D20v1 | 2020-11-24 16:30 | Com-ILtg-SI-dWatt | DEER | Scaled | BaseRatio |  |  | None |  | 0 |  | 1 | Com | Any | Lighting | InGen-ScrewIn | Ltg_Lamp | LED_lamp |  | ILtg-Com-LED-20000hr |  |  |  | LEDratio0328 | LEDratio0328 | LED-RefR(12w) | Available |  | 0 | 0 |  | NrNc |  |  |  | None | 2020-01-01 | 2020-03-18 | [5 empty] | Standard | DEER2020 update for: revised impacts, IEFs and peak demand | 1 | 1 | 0 | Deemed Ex Ante Team |  | DEER2020 update for: revised impacts, IEFs and peak demand |  | Updated to indicate claim/filing status
2020 | C-In-LED-RefR(13w)-dWP30 | Commercial Indoor General Lighting: LED Lamp replaces pre-existing standard lighting Wattage. Measure includes Code case. Impacts: CFL-based HOU (varies by BldgType) | DEER2020 | D20v1 | 2020-11-24 16:30 | Com-ILtg-SI-dWatt | DEER | Scaled | BaseRatio |  |  | None |  | 0 |  | 1 | Com | Any | Lighting | InGen-ScrewIn | Ltg_Lamp | LED_lamp |  | ILtg-Com-LED-20000hr |  |  |  | LEDratio0328 | LEDratio0328 | LED-RefR(13w) | Available |  | 0 | 0 |  | NrNc |  |  |  | None | 2020-01-01 | 2020-03-18 | [5 empty] | Standard | DEER2020 update for: revised impacts, IEFs and peak demand | 1 | 1 | 0 | Deemed Ex Ante Team |  | DEER2020 update for: revised impacts, IEFs and peak demand |  | Updated to indicate claim/filing status
2020 | C-In-LED-RefR(14w)-dWP28 | Commercial Indoor General Lighting: LED Lamp replaces pre-existing standard lighting Wattage. Measure includes Code case. Impacts: CFL-based HOU (varies by BldgType) | DEER2020 | D20v1 | 2020-11-24 16:30 | Com-ILtg-SI-dWatt | DEER | Scaled | BaseRatio |  |  | None |  | 0 |  | 1 | Com | Any | Lighting | InGen-ScrewIn | Ltg_Lamp | LED_lamp |  | ILtg-Com-LED-20000hr |  |  |  | LEDratio0297 | LEDratio0297 | LED-RefR(14w) | Available |  | 0 | 0 |  | NrNc |  |  |  | None | 2020-01-01 | 2020-03-18 | [5 empty] | Standard | DEER2020 update for: revised impacts, IEFs and peak demand | 1 | 1 | 0 | Deemed Ex Ante Team |  | DEER2020 update for: revised impacts, IEFs and peak demand |  | Updated to indicate claim/filing status
2020 | C-In-LED-RefR(15w)-dWP30 | Commercial Indoor General Lighting: LED Lamp replaces pre-existing standard lighting Wattage. Measure includes Code case. Impacts: CFL-based HOU (varies by BldgType) | DEER2020 | D20v1 | 2020-11-24 16:30 | Com-ILtg-SI-dWatt | DEER | Scaled | BaseRatio |  |  | None |  | 0 |  | 1 | Com | Any | Lighting | InGen-ScrewIn | Ltg_Lamp | LED_lamp |  | ILtg-Com-LED-20000hr |  |  |  | LEDratio0297 | LEDratio0297 | LED-RefR(15w) | Available |  | 0 | 0 |  | NrNc |  |  |  | None | 2020-01-01 | 2020-03-18 | [5 empty] | Standard | DEER2020 update for: revised impacts, IEFs and peak demand | 1 | 1 | 0 | Deemed Ex Ante Team |  | DEER2020 update for: revised impacts, IEFs and peak demand |  | Updated to indicate claim/filing status
2020 | C-In-LED-RefR(16w)-dWP32 | Commercial Indoor General Lighting: LED Lamp replaces pre-existing standard lighting Wattage. Measure includes Code case. Impacts: CFL-based HOU (varies by BldgType) | DEER2020 | D20v1 | 2020-11-24 16:30 | Com-ILtg-SI-dWatt | DEER | Scaled | BaseRatio |  |  | None |  | 0 |  | 1 | Com | Any | Lighting | InGen-ScrewIn | Ltg_Lamp | LED_lamp |  | ILtg-Com-LED-20000hr |  |  |  | LEDratio0297 | LEDratio0297 | LED-RefR(16w) | Available |  | 0 | 0 |  | NrNc |  |  |  | None | 2020-01-01 | 2020-03-18 | [5 empty] | Standard | DEER2020 update for: revised impacts, IEFs and peak demand | 1 | 1 | 0 | Deemed Ex Ante Team |  | DEER2020 update for: revised impacts, IEFs and peak demand |  | Updated to indicate claim/filing status
2020 | C-In-LED-RefR(17w)-dWP33 | Commercial Indoor General Lighting: LED Lamp replaces pre-existing standard lighting Wattage. Measure includes Code case. Impacts: CFL-based HOU (varies by BldgType) | DEER2020 | D20v1 | 2020-11-24 16:30 | Com-ILtg-SI-dWatt | DEER | Scaled | BaseRatio |  |  | None |  | 0 |  | 1 | Com | Any | Lighting | InGen-ScrewIn | Ltg_Lamp | LED_lamp |  | ILtg-Com-LED-20000hr |  |  |  | LEDratio0297 | LEDratio0297 | LED-RefR(17w) | Available |  | 0 | 0 |  | NrNc |  |  |  | None | 2020-01-01 | 2020-03-18 | [5 empty] | Standard | DEER2020 update for: revised impacts, IEFs and peak demand | 1 | 1 | 0 | Deemed Ex Ante Team |  | DEER2020 update for: revised impacts, IEFs and peak demand |  | Updated to indicate claim/filing status
2020 | C-In-LED-RefR(18w)-dWP35 | Commercial Indoor General Lighting: LED Lamp replaces pre-existing standard lighting Wattage. Measure includes Code case. Impacts: CFL-based HOU (varies by BldgType) | DEER2020 | D20v1 | 2020-11-24 16:30 | Com-ILtg-SI-dWatt | DEER | Scaled | BaseRatio |  |  | None |  | 0 |  | 1 | Com | Any | Lighting | InGen-ScrewIn | Ltg_Lamp | LED_lamp |  | ILtg-Com-LED-20000hr |  |  |  | LEDratio0297 | LEDratio0297 | LED-RefR(18w) | Available |  | 0 | 0 |  | NrNc |  |  |  | None | 2020-01-01 | 2020-03-18 | [5 empty] | Standard | DEER2020 update for: revised impacts, IEFs and peak demand | 1 | 1 | 0 | Deemed Ex Ante Team |  | DEER2020 update for: revised impacts, IEFs and peak demand |  | Updated to indicate claim/filing status
2020 | C-In-LED-RefR(19w)-dWP37 | Commercial Indoor General Lighting: LED Lamp replaces pre-existing standard lighting Wattage. Measure includes Code case. Impacts: CFL-based HOU (varies by BldgType) | DEER2020 | D20v1 | 2020-11-24 16:30 | Com-ILtg-SI-dWatt | DEER | Scaled | BaseRatio |  |  | None |  | 0 |  | 1 | Com | Any | Lighting | InGen-ScrewIn | Ltg_Lamp | LED_lamp |  | ILtg-Com-LED-20000hr |  |  |  | LEDratio0297 | LEDratio0297 | LED-RefR(19w) | Available |  | 0 | 0 |  | NrNc |  |  |  | None | 2020-01-01 | 2020-03-18 | [5 empty] | Standard | DEER2020 update for: revised impacts, IEFs and peak demand | 1 | 1 | 0 | Deemed Ex Ante Team |  | DEER2020 update for: revised impacts, IEFs and peak demand |  | Updated to indicate claim/filing status
2020 | C-In-LED-RefR(20w)-dWP39 | Commercial Indoor General Lighting: LED Lamp replaces pre-existing standard lighting Wattage. Measure includes Code case. Impacts: CFL-based HOU (varies by BldgType) | DEER2020 | D20v1 | 2020-11-24 16:30 | Com-ILtg-SI-dWatt | DEER | Scaled | BaseRatio |  |  | None |  | 0 |  | 1 | Com | Any | Lighting | InGen-ScrewIn | Ltg_Lamp | LED_lamp |  | ILtg-Com-LED-20000hr |  |  |  | LEDratio0297 | LEDratio0297 | LED-RefR(20w) | Available |  | 0 | 0 |  | NrNc |  |  |  | None | 2020-01-01 | 2020-03-18 | [5 empty] | Standard | DEER2020 update for: revised impacts, IEFs and peak demand | 1 | 1 | 0 | Deemed Ex Ante Team |  | DEER2020 update for: revised impacts, IEFs and peak demand |  | Updated to indicate claim/filing status
2020 | C-In-LED-RefR(22w)-dWP43 | Commercial Indoor General Lighting: LED Lamp replaces pre-existing standard lighting Wattage. Measure includes Code case. Impacts: CFL-based HOU (varies by BldgType) | DEER2020 | D20v1 | 2020-11-24 16:30 | Com-ILtg-SI-dWatt | DEER | Scaled | BaseRatio |  |  | None |  | 0 |  | 1 | Com | Any | Lighting | InGen-ScrewIn | Ltg_Lamp | LED_lamp |  | ILtg-Com-LED-20000hr |  |  |  | LEDratio0297 | LEDratio0297 | LED-RefR(22w) | Available |  | 0 | 0 |  | NrNc |  |  |  | None | 2020-01-01 | 2020-03-18 | [5 empty] | Standard | DEER2020 update for: revised impacts, IEFs and peak demand | 1 | 1 | 0 | Deemed Ex Ante Team |  | DEER2020 update for: revised impacts, IEFs and peak demand |  | Updated to indicate claim/filing status
2020 | C-In-LED-RefR(6w)-dWP19 | Commercial Indoor General Lighting: LED Lamp replaces pre-existing standard lighting Wattage. Measure includes Code case. Impacts: CFL-based HOU (varies by BldgType) | DEER2020 | D20v1 | 2020-11-24 16:30 | Com-ILtg-SI-dWatt | DEER | Scaled | BaseRatio |  |  | None |  | 0 |  | 1 | Com | Any | Lighting | InGen-ScrewIn | Ltg_Lamp | LED_lamp |  | ILtg-Com-LED-20000hr |  |  |  | LEDratio0417 | LEDratio0417 | LED-RefR(6w) | Available |  | 0 | 0 |  | NrNc |  |  |  | None | 2020-01-01 | 2020-03-18 | [5 empty] | Standard | DEER2020 update for: revised impacts, IEFs and peak demand | 1 | 1 | 0 | Deemed Ex Ante Team |  | DEER2020 update for: revised impacts, IEFs and peak demand |  | Updated to indicate claim/filing status
2020 | C-In-LED-RefR(7w)-dWP22 | Commercial Indoor General Lighting: LED Lamp replaces pre-existing standard lighting Wattage. Measure includes Code case. Impacts: CFL-based HOU (varies by BldgType) | DEER2020 | D20v1 | 2020-11-24 16:30 | Com-ILtg-SI-dWatt | DEER | Scaled | BaseRatio |  |  | None |  | 0 |  | 1 | Com | Any | Lighting | InGen-ScrewIn | Ltg_Lamp | LED_lamp |  | ILtg-Com-LED-20000hr |  |  |  | LEDratio0417 | LEDratio0417 | LED-RefR(7w) | Available |  | 0 | 0 |  | NrNc |  |  |  | None | 2020-01-01 | 2020-03-18 | [5 empty] | Standard | DEER2020 update for: revised impacts, IEFs and peak demand | 1 | 1 | 0 | Deemed Ex Ante Team |  | DEER2020 update for: revised impacts, IEFs and peak demand |  | Updated to indicate claim/filing status
2020 | C-In-LED-RefR(8w)-dWP25 | Commercial Indoor General Lighting: LED Lamp replaces pre-existing standard lighting Wattage. Measure includes Code case. Impacts: CFL-based HOU (varies by BldgType) | DEER2020 | D20v1 | 2020-11-24 16:30 | Com-ILtg-SI-dWatt | DEER | Scaled | BaseRatio |  |  | None |  | 0 |  | 1 | Com | Any | Lighting | InGen-ScrewIn | Ltg_Lamp | LED_lamp |  | ILtg-Com-LED-20000hr |  |  |  | LEDratio0417 | LEDratio0417 | LED-RefR(8w) | Available |  | 0 | 0 |  | NrNc |  |  |  | None | 2020-01-01 | 2020-03-18 | [5 empty] | Standard | DEER2020 update for: revised impacts, IEFs and peak demand | 1 | 1 | 0 | Deemed Ex Ante Team |  | DEER2020 update for: revised impacts, IEFs and peak demand |  | Updated to indicate claim/filing status
2020 | C-In-LED-RefR(9w)-dWP29 | Commercial Indoor General Lighting: LED Lamp replaces pre-existing standard lighting Wattage. Measure includes Code case. Impacts: CFL-based HOU (varies by BldgType) | DEER2020 | D20v1 | 2020-11-24 16:30 | Com-ILtg-SI-dWatt | DEER | Scaled | BaseRatio |  |  | None |  | 0 |  | 1 | Com | Any | Lighting | InGen-ScrewIn | Ltg_Lamp | LED_lamp |  | ILtg-Com-LED-20000hr |  |  |  | LEDratio0417 | LEDratio0417 | LED-RefR(9w) | Available |  | 0 | 0 |  | NrNc |  |  |  | None | 2020-01-01 | 2020-03-18 | [5 empty] | Standard | DEER2020 update for: revised impacts, IEFs and peak demand | 1 | 1 | 0 | Deemed Ex Ante Team |  | DEER2020 update for: revised impacts, IEFs and peak demand |  | Updated to indicate claim/filing status
2020 | Com-ECM-SupplyFanMotor | Supply fan motor upgraded from Permanent Split Capacitor (PSC) to Electronically Commutated Motor (ECM) | DEER2020 | D20v1 | 2020-11-24 16:30 | NE-Furnace-ECM-Upgrade | DEER | Standard | None |  |  | None |  | 0 |  | 0 | Com | Any | HVAC | SpaceHeat | SpaceHtg_eq | GasFurnace |  | HVAC-Frnc | Standard Efficiency Electronically Permanent Split Capacitor (PSC) supply fan motor | Standard Efficiency Electronically Permanent Split Capacitor (PSC) supply fan motor | Supply fan motor upgraded from Permanent Split Capacitor (PSC) to Electronically Commutated Motor (ECM) |  |  |  | Available |  | 0 | 0 |  | ErRobNc |  | HVAC-Frnc |  | None | 2020-01-01 | [6 empty] | Standard |  | 1 | 1 | 0 | Deemed Ex Ante Team |  |  |  | Updated to indicate claim/filing status
2020 | C-Out-Cnpy-LEDFixt-Ext-1(46w)-dW11 | Commercial Outdoor Canopy Lighting: LED Fixture. Normal Replacement (NR) and New Construction (NC) applications. Savings calculated above a standard practice baseline. | DEER2020 | D20v1 | 2020-11-24 16:30 | All-Oltg-dWatt-MS | NonDEER | Scaled | DeltaWatts | 11 |  | None |  | 0 |  | 0 | Com | Any | Lighting | OutGen | Ltg_Fixture | LED_fixt | Cnpy-LEDFixt-Ext-1(46w) | OLtg-Com-LED-50000hr |  | 100% LED at 25th percentile Lighting Facts | LED Fixture: Canopy, Exterior rated, 46 Watts |  |  |  | Available |  | 0 | 0 | [5 empty] | None | 2020-01-01 | 2020-03-18 | [5 empty] | Standard |  | 1 | 1 | 0 | Deemed Ex Ante Team |  |  |  | Updated to indicate claim/filing status
2020 | C-Out-Cnpy-LEDFixt-Ext-1(46w)-dW11 | Commercial Outdoor Canopy Lighting: LED Fixture. Normal Replacement (NR) and New Construction (NC) applications. Savings calculated above a standard practice baseline. | DEER2018 | Disposition | 2020-11-24 16:30 | Com-Oltg-Dimmed35-dWatt | NonDEER | Scaled | DeltaWatts | 10.96 |  | None |  | 0 |  | 0 | Com | Any | Lighting | OutGen | Ltg_Fixture | LED_fixt | Cnpy-LEDFixt-Ext-1(46w) | OLtg-Com-LED-50000hr |  | 100% LED at 25th percentile Lighting Facts | LED Fixture: Canopy, Exterior rated, 46 Watts |  |  |  | Available |  | 0 | 0 | DEER2020 Update: 2018OutdoorLightingPhase1DispositionUpdate |  |  |  |  | None | 2018-01-01 | 2019-12-31 | [5 empty] | Standard | Workpaper measure expires 2018-12-31 (extended through 2019-12-31), replace with DEER measures that adopt workpaper baselines and HOU values | 1 | 1 | 0 | Deemed Ex Ante Team |  | Workpaper measure expires 2018-12-31 (extended through 2019-12-31), replace with DEER measures that adopt workpaper baselines and HOU values |  | Updated to indicate claim/filing status
2020 | C-Out-Cnpy-LEDFixt-Ext-1(46w)-dW11 | Commercial Outdoor Canopy Lighting: LED Fixture. Normal Replacement (NR) and New Construction (NC) applications. Savings calculated above a standard practice baseline. | DEER2019 | D20v0 | 2020-11-24 16:30 | All-Oltg-dWatt-MS | NonDEER | Scaled | DeltaWatts | 11 |  | None |  | 0 |  | 0 | Com | Any | Lighting | OutGen | Ltg_Fixture | LED_fixt | Cnpy-LEDFixt-Ext-1(46w) | OLtg-Com-LED-50000hr |  | 100% LED at 25th percentile Lighting Facts | LED Fixture: Canopy, Exterior rated, 46 Watts |  |  |  | Available |  | 0 | 0 | DEER2019 Proposed Update |  |  |  |  | None | 2019-01-01 | 2019-12-31 | [5 empty] | Standard |  | 1 | 1 | 0 | Deemed Ex Ante Team |  |  |  | Updated to indicate claim/filing status
2020 | C-Out-Cnpy-LEDFixt-Ext(153w)-dW22 | Commercial Outdoor Canopy Lighting: LED Fixture. Normal Replacement (NR) and New Construction (NC) applications. Savings calculated above a standard practice baseline. | DEER2018 | Disposition | 2020-11-24 16:30 | Com-Oltg-Dimmed35-dWatt | NonDEER | Scaled | DeltaWatts | 21.8 |  | None |  | 0 |  | 0 | Com | Any | Lighting | OutGen | Ltg_Fixture | LED_fixt | Cnpy-LEDFixt-Ext(153w) | OLtg-Com-LED-50000hr |  | 100% LED at 25th percentile Lighting Facts | LED Fixture: Canopy, Exterior rated, 153 Watts |  |  |  | Available |  | 0 | 0 | DEER2020 Update: 2018OutdoorLightingPhase1DispositionUpdate |  |  |  |  | None | 2018-01-01 | 2019-12-31 | [5 empty] | Standard | Workpaper measure expires 2018-12-31 (extended through 2019-12-31), replace with DEER measures that adopt workpaper baselines and HOU values | 1 | 1 | 0 | Deemed Ex Ante Team |  | Workpaper measure expires 2018-12-31 (extended through 2019-12-31), replace with DEER measures that adopt workpaper baselines and HOU values |  | Updated to indicate claim/filing status
2020 | C-Out-Cnpy-LEDFixt-Ext(153w)-dW22 | Commercial Outdoor Canopy Lighting: LED Fixture. Normal Replacement (NR) and New Construction (NC) applications. Savings calculated above a standard practice baseline. | DEER2019 | D20v0 | 2020-11-24 16:30 | All-Oltg-dWatt-MS | NonDEER | Scaled | DeltaWatts | 21.8 |  | None |  | 0 |  | 0 | Com | Any | Lighting | OutGen | Ltg_Fixture | LED_fixt | Cnpy-LEDFixt-Ext(153w) | OLtg-Com-LED-50000hr |  | 100% LED at 25th percentile Lighting Facts | LED Fixture: Canopy, Exterior rated, 153 Watts |  |  |  | Available |  | 0 | 0 | DEER2019 Proposed Update |  |  |  |  | None | 2019-01-01 | 2019-12-31 | [5 empty] | Standard |  | 1 | 1 | 0 | Deemed Ex Ante Team |  |  |  | Updated to indicate claim/filing status
2020 | C-Out-Cnpy-LEDFixt-Ext(153w)-dW22 | Commercial Outdoor Canopy Lighting: LED Fixture. Normal Replacement (NR) and New Construction (NC) applications. Savings calculated above a standard practice baseline. | DEER2020 | D20v1 | 2020-11-24 16:30 | All-Oltg-dWatt-MS | NonDEER | Scaled | DeltaWatts | 21.8 |  | None |  | 0 |  | 0 | Com | Any | Lighting | OutGen | Ltg_Fixture | LED_fixt | Cnpy-LEDFixt-Ext(153w) | OLtg-Com-LED-50000hr |  | 100% LED at 25th percentile Lighting Facts | LED Fixture: Canopy, Exterior rated, 153 Watts |  |  |  | Available |  | 0 | 0 | [5 empty] | None | 2020-01-01 | 2020-03-18 | [5 empty] | Standard |  | 1 | 1 | 0 | Deemed Ex Ante Team |  |  |  | Updated to indicate claim/filing status
2020 | C-Out-Cnpy-LEDFixt-Ext(19w)-dW9 | Commercial Outdoor Canopy Lighting: LED Fixture. Normal Replacement (NR) and New Construction (NC) applications. Savings calculated above a standard practice baseline. | DEER2020 | D20v1 | 2020-11-24 16:30 | All-Oltg-dWatt | NonDEER | Scaled | DeltaWatts | 9.2 |  | None |  | 0 |  | 0 | Com | Any | Lighting | OutGen | Ltg_Fixture | LED_fixt | Cnpy-LEDFixt-Ext(19w) | OLtg-Com-LED-50000hr |  | 100% LED at 25th percentile Lighting Facts | LED Fixture: Canopy, Exterior rated, 19 Watts |  |  |  | Available |  | 0 | 0 | [5 empty] | None | 2020-01-01 | 2020-03-18 | [5 empty] | Standard |  | 1 | 1 | 0 | Deemed Ex Ante Team |  |  |  | Updated to indicate claim/filing status
2020 | C-Out-Cnpy-LEDFixt-Ext(19w)-dW9 | Commercial Outdoor Canopy Lighting: LED Fixture. Normal Replacement (NR) and New Construction (NC) applications. Savings calculated above a standard practice baseline. | DEER1314 | Disposition | 2020-11-24 16:30 | Com-Oltg-dWatt-fxt | NonDEER | Scaled | DeltaWatts | 9.17 |  | None |  | 0 |  | 0 | Com | Any | Lighting | OutGen | Ltg_Fixture | LED_fixt | Cnpy-LEDFixt-Ext(19w) | OLtg-Com-LED-50000hr |  | 100% LED at 25th percentile Lighting Facts | LED Fixture: Canopy, Exterior rated, 19 Watts |  |  |  | Available |  | 0 | 0 | DEER2020 Update: 2018OutdoorLightingPhase1DispositionUpdate |  |  |  |  | None | 2018-01-01 | 2019-12-31 | [5 empty] | Standard | Workpaper measure expires 2018-12-31 (extended through 2019-12-31), replace with DEER measures that adopt workpaper baselines and HOU values | 1 | 1 | 0 | Deemed Ex Ante Team |  | Workpaper measure expires 2018-12-31 (extended through 2019-12-31), replace with DEER measures that adopt workpaper baselines and HOU values |  | Updated to indicate claim/filing status
2020 | C-Out-Cnpy-LEDFixt-Ext(19w)-dW9 | Commercial Outdoor Canopy Lighting: LED Fixture. Normal Replacement (NR) and New Construction (NC) applications. Savings calculated above a standard practice baseline. | DEER2019 | D20v0 | 2020-11-24 16:30 | All-Oltg-dWatt | NonDEER | Scaled | DeltaWatts | 9.2 |  | None |  | 0 |  | 0 | Com | Any | Lighting | OutGen | Ltg_Fixture | LED_fixt | Cnpy-LEDFixt-Ext(19w) | OLtg-Com-LED-50000hr |  | 100% LED at 25th percentile Lighting Facts | LED Fixture: Canopy, Exterior rated, 19 Watts |  |  |  | Available |  | 0 | 0 | DEER2019 Proposed Update |  |  |  |  | None | 2019-01-01 | 2019-12-31 | [5 empty] | Standard | Measure expires 12/31/2019, replaced with DEER2020 measures with revised peak demand period definition. | 1 | 1 | 0 | Deemed Ex Ante Team |  | Measure expires 12/31/2019, replaced with DEER2020 measures with revised peak demand period definition. |  | Updated to indicate claim/filing status
2020 | C-Out-Cnpy-LEDFixt-Ext(29w)-dW7 | Commercial Outdoor Canopy Lighting: LED Fixture. Normal Replacement (NR) and New Construction (NC) applications. Savings calculated above a standard practice baseline. | DEER2020 | D20v1 | 2020-11-24 16:30 | All-Oltg-dWatt | NonDEER | Scaled | DeltaWatts | 7.2 |  | None |  | 0 |  | 0 | Com | Any | Lighting | OutGen | Ltg_Fixture | LED_fixt | Cnpy-LEDFixt-Ext(29w) | OLtg-Com-LED-50000hr |  | 100% LED at 25th percentile Lighting Facts | LED Fixture: Canopy, Exterior rated, 29 Watts |  |  |  | Available |  | 0 | 0 | [5 empty] | None | 2020-01-01 | 2020-03-18 | [5 empty] | Standard |  | 1 | 1 | 0 | Deemed Ex Ante Team |  |  |  | Updated to indicate claim/filing status
2020 | C-Out-Cnpy-LEDFixt-Ext(29w)-dW7 | Commercial Outdoor Canopy Lighting: LED Fixture. Normal Replacement (NR) and New Construction (NC) applications. Savings calculated above a standard practice baseline. | DEER2019 | D20v0 | 2020-11-24 16:30 | All-Oltg-dWatt | NonDEER | Scaled | DeltaWatts | 7.2 |  | None |  | 0 |  | 0 | Com | Any | Lighting | OutGen | Ltg_Fixture | LED_fixt | Cnpy-LEDFixt-Ext(29w) | OLtg-Com-LED-50000hr |  | 100% LED at 25th percentile Lighting Facts | LED Fixture: Canopy, Exterior rated, 29 Watts |  |  |  | Available |  | 0 | 0 | DEER2019 Proposed Update |  |  |  |  | None | 2019-01-01 | 2019-12-31 | [5 empty] | Standard | Measure expires 12/31/2019, replaced with DEER2020 measures with revised peak demand period definition. | 1 | 1 | 0 | Deemed Ex Ante Team |  | Measure expires 12/31/2019, replaced with DEER2020 measures with revised peak demand period definition. |  | Updated to indicate claim/filing status
2020 | C-Out-Cnpy-LEDFixt-Ext(29w)-dW7 | Commercial Outdoor Canopy Lighting: LED Fixture. Normal Replacement (NR) and New Construction (NC) applications. Savings calculated above a standard practice baseline. | DEER2018 | Disposition | 2020-11-24 16:30 | Com-Oltg-Dimmed35-dWatt | NonDEER | Scaled | DeltaWatts | 7.24 |  | None |  | 0 |  | 0 | Com | Any | Lighting | OutGen | Ltg_Fixture | LED_fixt | Cnpy-LEDFixt-Ext(29w) | OLtg-Com-LED-50000hr |  | 100% LED at 25th percentile Lighting Facts | LED Fixture: Canopy, Exterior rated, 29 Watts |  |  |  | Available |  | 0 | 0 | DEER2020 Update: 2018OutdoorLightingPhase1DispositionUpdate |  |  |  |  | None | 2018-01-01 | 2019-12-31 | [5 empty] | Standard | Workpaper measure expires 2018-12-31 (extended through 2019-12-31), replace with DEER measures that adopt workpaper baselines and HOU values | 1 | 1 | 0 | Deemed Ex Ante Team |  | Workpaper measure expires 2018-12-31 (extended through 2019-12-31), replace with DEER measures that adopt workpaper baselines and HOU values |  | Updated to indicate claim/filing status
2020 | C-Out-Cnpy-LEDFixt-Ext-3(73w)-dW15 | Commercial Outdoor Canopy Lighting: LED Fixture. Normal Replacement (NR) and New Construction (NC) applications. Savings calculated above a standard practice baseline. | DEER2019 | D20v0 | 2020-11-24 16:30 | All-Oltg-dWatt-MS | NonDEER | Scaled | DeltaWatts | 14.9 |  | None |  | 0 |  | 0 | Com | Any | Lighting | OutGen | Ltg_Fixture | LED_fixt | Cnpy-LEDFixt-Ext-3(73w) | OLtg-Com-LED-50000hr |  | 100% LED at 25th percentile Lighting Facts | LED Fixture: Canopy, Exterior rated, 73 Watts |  |  |  | Available |  | 0 | 0 | DEER2019 Proposed Update |  |  |  |  | None | 2019-01-01 | 2019-12-31 | [5 empty] | Standard |  | 1 | 1 | 0 | Deemed Ex Ante Team |  |  |  | Updated to indicate claim/filing status
2020 | C-Out-Cnpy-LEDFixt-Ext-3(73w)-dW15 | Commercial Outdoor Canopy Lighting: LED Fixture. Normal Replacement (NR) and New Construction (NC) applications. Savings calculated above a standard practice baseline. | DEER2018 | Disposition | 2020-11-24 16:30 | Com-Oltg-Dimmed35-dWatt | NonDEER | Scaled | DeltaWatts | 14.91 |  | None |  | 0 |  | 0 | Com | Any | Lighting | OutGen | Ltg_Fixture | LED_fixt | Cnpy-LEDFixt-Ext-3(73w) | OLtg-Com-LED-50000hr |  | 100% LED at 25th percentile Lighting Facts | LED Fixture: Canopy, Exterior rated, 73 Watts |  |  |  | Available |  | 0 | 0 | DEER2020 Update: 2018OutdoorLightingPhase1DispositionUpdate |  |  |  |  | None | 2018-01-01 | 2019-12-31 | [5 empty] | Standard | Workpaper measure expires 2018-12-31 (extended through 2019-12-31), replace with DEER measures that adopt workpaper baselines and HOU values | 1 | 1 | 0 | Deemed Ex Ante Team |  | Workpaper measure expires 2018-12-31 (extended through 2019-12-31), replace with DEER measures that adopt workpaper baselines and HOU values |  | Updated to indicate claim/filing status
2020 | C-Out-Cnpy-LEDFixt-Ext-3(73w)-dW15 | Commercial Outdoor Canopy Lighting: LED Fixture. Normal Replacement (NR) and New Construction (NC) applications. Savings calculated above a standard practice baseline. | DEER2020 | D20v1 | 2020-11-24 16:30 | All-Oltg-dWatt-MS | NonDEER | Scaled | DeltaWatts | 14.9 |  | None |  | 0 |  | 0 | Com | Any | Lighting | OutGen | Ltg_Fixture | LED_fixt | Cnpy-LEDFixt-Ext-3(73w) | OLtg-Com-LED-50000hr |  | 100% LED at 25th percentile Lighting Facts | LED Fixture: Canopy, Exterior rated, 73 Watts |  |  |  | Available |  | 0 | 0 | [5 empty] | None | 2020-01-01 | 2020-03-18 | [5 empty] | Standard |  | 1 | 1 | 0 | Deemed Ex Ante Team |  |  |  | Updated to indicate claim/filing status
2020 | C-Out-Cnpy-LEDFixt-Ext-3(99w)-dW16 | Commercial Outdoor Canopy Lighting: LED Fixture. Normal Replacement (NR) and New Construction (NC) applications. Savings calculated above a standard practice baseline. | DEER2018 | Disposition | 2020-11-24 16:30 | Com-Oltg-Dimmed35-dWatt | NonDEER | Scaled | DeltaWatts | 15.62 |  | None |  | 0 |  | 0 | Com | Any | Lighting | OutGen | Ltg_Fixture | LED_fixt | Cnpy-LEDFixt-Ext-3(99w) | OLtg-Com-LED-50000hr |  | 100% LED at 25th percentile Lighting Facts | LED Fixture: Canopy, Exterior rated, 99 Watts |  |  |  | Available |  | 0 | 0 | DEER2020 Update: 2018OutdoorLightingPhase1DispositionUpdate |  |  |  |  | None | 2018-01-01 | 2019-12-31 | [5 empty] | Standard | Workpaper measure expires 2018-12-31 (extended through 2019-12-31), replace with DEER measures that adopt workpaper baselines and HOU values | 1 | 1 | 0 | Deemed Ex Ante Team |  | Workpaper measure expires 2018-12-31 (extended through 2019-12-31), replace with DEER measures that adopt workpaper baselines and HOU values |  | Updated to indicate claim/filing status
2020 | C-Out-Cnpy-LEDFixt-Ext-3(99w)-dW16 | Commercial Outdoor Canopy Lighting: LED Fixture. Normal Replacement (NR) and New Construction (NC) applications. Savings calculated above a standard practice baseline. | DEER2020 | D20v1 | 2020-11-24 16:30 | All-Oltg-dWatt-MS | NonDEER | Scaled | DeltaWatts | 15.6 |  | None |  | 0 |  | 0 | Com | Any | Lighting | OutGen | Ltg_Fixture | LED_fixt | Cnpy-LEDFixt-Ext-3(99w) | OLtg-Com-LED-50000hr |  | 100% LED at 25th percentile Lighting Facts | LED Fixture: Canopy, Exterior rated, 99 Watts |  |  |  | Available |  | 0 | 0 | [5 empty] | None | 2020-01-01 | 2020-03-18 | [5 empty] | Standard |  | 1 | 1 | 0 | Deemed Ex Ante Team |  |  |  | Updated to indicate claim/filing status
2020 | C-Out-Cnpy-LEDFixt-Ext-3(99w)-dW16 | Commercial Outdoor Canopy Lighting: LED Fixture. Normal Replacement (NR) and New Construction (NC) applications. Savings calculated above a standard practice baseline. | DEER2019 | D20v0 | 2020-11-24 16:30 | All-Oltg-dWatt-MS | NonDEER | Scaled | DeltaWatts | 15.6 |  | None |  | 0 |  | 0 | Com | Any | Lighting | OutGen | Ltg_Fixture | LED_fixt | Cnpy-LEDFixt-Ext-3(99w) | OLtg-Com-LED-50000hr |  | 100% LED at 25th percentile Lighting Facts | LED Fixture: Canopy, Exterior rated, 99 Watts |  |  |  | Available |  | 0 | 0 | DEER2019 Proposed Update |  |  |  |  | None | 2019-01-01 | 2019-12-31 | [5 empty] | Standard |  | 1 | 1 | 0 | Deemed Ex Ante Team |  |  |  | Updated to indicate claim/filing status
2020 | C-Out-Cnpy-LEDFixt-Ext(59w)-dW12 | Commercial Outdoor Canopy Lighting: LED Fixture. Normal Replacement (NR) and New Construction (NC) applications. Savings calculated above a standard practice baseline. | DEER2019 | D20v0 | 2020-11-24 16:30 | All-Oltg-dWatt-MS | NonDEER | Scaled | DeltaWatts | 11.6 |  | None |  | 0 |  | 0 | Com | Any | Lighting | OutGen | Ltg_Fixture | LED_fixt | Cnpy-LEDFixt-Ext(59w) | OLtg-Com-LED-50000hr |  | 100% LED at 25th percentile Lighting Facts | LED Fixture: Canopy, Exterior rated, 59 Watts |  |  |  | Available |  | 0 | 0 | DEER2019 Proposed Update |  |  |  |  | None | 2019-01-01 | 2019-12-31 | [5 empty] | Standard |  | 1 | 1 | 0 | Deemed Ex Ante Team |  |  |  | Updated to indicate claim/filing status
2020 | C-Out-Cnpy-LEDFixt-Ext(59w)-dW12 | Commercial Outdoor Canopy Lighting: LED Fixture. Normal Replacement (NR) and New Construction (NC) applications. Savings calculated above a standard practice baseline. | DEER2018 | Disposition | 2020-11-24 16:30 | Com-Oltg-Dimmed35-dWatt | NonDEER | Scaled | DeltaWatts | 11.58 |  | None |  | 0 |  | 0 | Com | Any | Lighting | OutGen | Ltg_Fixture | LED_fixt | Cnpy-LEDFixt-Ext(59w) | OLtg-Com-LED-50000hr |  | 100% LED at 25th percentile Lighting Facts | LED Fixture: Canopy, Exterior rated, 59 Watts |  |  |  | Available |  | 0 | 0 | DEER2020 Update: 2018OutdoorLightingPhase1DispositionUpdate |  |  |  |  | None | 2018-01-01 | 2019-12-31 | [5 empty] | Standard | Workpaper measure expires 2018-12-31 (extended through 2019-12-31), replace with DEER measures that adopt workpaper baselines and HOU values | 1 | 1 | 0 | Deemed Ex Ante Team |  | Workpaper measure expires 2018-12-31 (extended through 2019-12-31), replace with DEER measures that adopt workpaper baselines and HOU values |  | Updated to indicate claim/filing status
2020 | C-Out-Cnpy-LEDFixt-Ext(59w)-dW12 | Commercial Outdoor Canopy Lighting: LED Fixture. Normal Replacement (NR) and New Construction (NC) applications. Savings calculated above a standard practice baseline. | DEER2020 | D20v1 | 2020-11-24 16:30 | All-Oltg-dWatt-MS | NonDEER | Scaled | DeltaWatts | 11.6 |  | None |  | 0 |  | 0 | Com | Any | Lighting | OutGen | Ltg_Fixture | LED_fixt | Cnpy-LEDFixt-Ext(59w) | OLtg-Com-LED-50000hr |  | 100% LED at 25th percentile Lighting Facts | LED Fixture: Canopy, Exterior rated, 59 Watts |  |  |  | Available |  | 0 | 0 | [5 empty] | None | 2020-01-01 | 2020-03-18 | [5 empty] | Standard |  | 1 | 1 | 0 | Deemed Ex Ante Team |  |  |  | Updated to indicate claim/filing status
2020 | C-Out-Gar-LEDFixt-CM-Ext(113w)-dW28 | Commercial Outdoor Parking Garage Lighting: LED Fixture. Normal Replacement (NR) and New Construction (NC) applications. Savings calculated above a standard practice baseline. | DEER2020 | D20v1 | 2020-11-24 16:30 | NRes-Oltg-Gar-dWatt | NonDEER | Scaled | DeltaWatts | 28.5 |  | None |  | 0 |  | 0 | Com | Any | Lighting | OutGen | Ltg_Fixture | LED_fixt | Gar-LEDFixt-CM-Ext(113w) | OLtg-Com-LED-50000hr |  | 100% LED at 25th percentile Lighting Facts | LED Fixture: Ceiling-Mounted, Exterior rated, 113 Watts |  |  |  | Available |  | 0 | 0 | [5 empty] | None | 2020-01-01 | 2020-03-18 | [5 empty] | Standard |  | 1 | 1 | 0 | Deemed Ex Ante Team |  |  |  | Updated to indicate claim/filing status
2020 | C-Out-Gar-LEDFixt-CM-Ext(113w)-dW47 | Commercial Outdoor Parking Garage Lighting: LED Fixture. Normal Replacement (NR) and New Construction (NC) applications. Savings calculated above a standard practice baseline. | DEER2018 | Disposition | 2020-11-24 16:30 | Com-Oltg-Dimmed27p5-dWatt | NonDEER | Scaled | DeltaWatts | 46.53 |  | None |  | 0 |  | 0 | Com | Any | Lighting | OutGen | Ltg_Fixture | LED_fixt | Gar-LEDFixt-CM-Ext(113w) | OLtg-Com-LED-50000hr |  | 60% LED, 20% Linear Fluorescent, and 20% MH | LED Fixture: Ceiling-Mounted, Exterior rated, 113 Watts |  |  |  | Available |  | 0 | 0 | DEER2020 Update: 2018OutdoorLightingPhase1DispositionUpdate |  |  |  |  | None | 2018-01-01 | 2019-12-31 | [5 empty] | Standard | Workpaper measure expires 2018-12-31 (extended through 2019-12-31), replace with DEER measures that adopt workpaper baselines and HOU values | 1 | 1 | 0 | Deemed Ex Ante Team |  | Workpaper measure expires 2018-12-31 (extended through 2019-12-31), replace with DEER measures that adopt workpaper baselines and HOU values |  | Updated to indicate claim/filing status
2020 | C-Out-Gar-LEDFixt-CM-Ext(113w)-dW47 | Commercial Outdoor Parking Garage Lighting: LED Fixture. Normal Replacement (NR) and New Construction (NC) applications. Savings calculated above a standard practice baseline. | DEER2019 | D20v0 | 2020-11-24 16:30 | NRes-Oltg-Gar-dWatt | NonDEER | Scaled | DeltaWatts | 46.5 |  | None |  | 0 |  | 0 | Com | Any | Lighting | OutGen | Ltg_Fixture | LED_fixt | Gar-LEDFixt-CM-Ext(113w) | OLtg-Com-LED-50000hr |  | 100% LED at 25th percentile Lighting Facts | LED Fixture: Ceiling-Mounted, Exterior rated, 113 Watts |  |  |  | Available |  | 0 | 0 | DEER2019 Proposed Update |  |  |  |  | None | 2019-01-01 | 2019-12-31 | [5 empty] | Standard | Measure expires 12/31/2019, replaced with DEER2020 measures that include 100% LED baseline and DEER2020 CDF that alligns with revised peak demand period definition | 1 | 1 | 0 | Deemed Ex Ante Team |  | Measure expires 12/31/2019, replaced with DEER2020 measures that include 100% LED baseline and DEER2020 CDF that alligns with revised peak demand period definition |  | Updated to indicate claim/filing status
2020 | C-Out-Gar-LEDFixt-CM-Ext(38w)-dW12 | Commercial Outdoor Parking Garage Lighting: LED Fixture. Normal Replacement (NR) and New Construction (NC) applications. Savings calculated above a standard practice baseline. | DEER2020 | D20v1 | 2020-11-24 16:30 | NRes-Oltg-Gar-dWatt | NonDEER | Scaled | DeltaWatts | 11.7 |  | None |  | 0 |  | 0 | Com | Any | Lighting | OutGen | Ltg_Fixture | LED_fixt | Gar-LEDFixt-CM-Ext(38w) | OLtg-Com-LED-50000hr |  | 100% LED at 25th percentile Lighting Facts | LED Fixture: Ceiling-Mounted, Exterior rated, 38 Watts |  |  |  | Available |  | 0 | 0 | [5 empty] | None | 2020-01-01 | 2020-03-18 | [5 empty] | Standard |  | 1 | 1 | 0 | Deemed Ex Ante Team |  |  |  | Updated to indicate claim/filing status
2020 | C-Out-Gar-LEDFixt-CM-Ext(38w)-dW26 | Commercial Outdoor Parking Garage Lighting: LED Fixture. Normal Replacement (NR) and New Construction (NC) applications. Savings calculated above a standard practice baseline. | DEER2018 | Disposition | 2020-11-24 16:30 | Com-Oltg-Dimmed27p5-dWatt | NonDEER | Scaled | DeltaWatts | 25.52 |  | None |  | 0 |  | 0 | Com | Any | Lighting | OutGen | Ltg_Fixture | LED_fixt | Gar-LEDFixt-CM-Ext(38w) | OLtg-Com-LED-50000hr |  | 60% LED, 20% Linear Fluorescent, and 20% MH | LED Fixture: Ceiling-Mounted, Exterior rated, 38 Watts |  |  |  | Available |  | 0 | 0 | DEER2020 Update: 2018OutdoorLightingPhase1DispositionUpdate |  |  |  |  | None | 2018-01-01 | 2019-12-31 | [5 empty] | Standard | Workpaper measure expires 2018-12-31 (extended through 2019-12-31), replace with DEER measures that adopt workpaper baselines and HOU values | 1 | 1 | 0 | Deemed Ex Ante Team |  | Workpaper measure expires 2018-12-31 (extended through 2019-12-31), replace with DEER measures that adopt workpaper baselines and HOU values |  | Updated to indicate claim/filing status
2020 | C-Out-Gar-LEDFixt-CM-Ext(38w)-dW26 | Commercial Outdoor Parking Garage Lighting: LED Fixture. Normal Replacement (NR) and New Construction (NC) applications. Savings calculated above a standard practice baseline. | DEER2019 | D20v0 | 2020-11-24 16:30 | NRes-Oltg-Gar-dWatt | NonDEER | Scaled | DeltaWatts | 25.5 |  | None |  | 0 |  | 0 | Com | Any | Lighting | OutGen | Ltg_Fixture | LED_fixt | Gar-LEDFixt-CM-Ext(38w) | OLtg-Com-LED-50000hr |  | 100% LED at 25th percentile Lighting Facts | LED Fixture: Ceiling-Mounted, Exterior rated, 38 Watts |  |  |  | Available |  | 0 | 0 | DEER2019 Proposed Update |  |  |  |  | None | 2019-01-01 | 2019-12-31 | [5 empty] | Standard | Measure expires 12/31/2019, replaced with DEER2020 measures that include 100% LED baseline and DEER2020 CDF that alligns with revised peak demand period definition | 1 | 1 | 0 | Deemed Ex Ante Team |  | Measure expires 12/31/2019, replaced with DEER2020 measures that include 100% LED baseline and DEER2020 CDF that alligns with revised peak demand period definition |  | Updated to indicate claim/filing status
2020 | C-Out-Gar-LEDFixt-CM-Ext(56w)-dW20 | Commercial Outdoor Parking Garage Lighting: LED Fixture. Normal Replacement (NR) and New Construction (NC) applications. Savings calculated above a standard practice baseline. | DEER2020 | D20v1 | 2020-11-24 16:30 | NRes-Oltg-Gar-dWatt | NonDEER | Scaled | DeltaWatts | 19.8 |  | None |  | 0 |  | 0 | Com | Any | Lighting | OutGen | Ltg_Fixture | LED_fixt | Gar-LEDFixt-CM-Ext(56w) | OLtg-Com-LED-50000hr |  | 100% LED at 25th percentile Lighting Facts | LED Fixture: Ceiling-Mounted, Exterior rated, 56 Watts |  |  |  | Available |  | 0 | 0 | [5 empty] | None | 2020-01-01 | 2020-03-18 | [5 empty] | Standard |  | 1 | 1 | 0 | Deemed Ex Ante Team |  |  |  | Updated to indicate claim/filing status
2020 | C-Out-Gar-LEDFixt-CM-Ext(56w)-dW33 | Commercial Outdoor Parking Garage Lighting: LED Fixture. Normal Replacement (NR) and New Construction (NC) applications. Savings calculated above a standard practice baseline. | DEER2019 | D20v0 | 2020-11-24 16:30 | NRes-Oltg-Gar-dWatt | NonDEER | Scaled | DeltaWatts | 33 |  | None |  | 0 |  | 0 | Com | Any | Lighting | OutGen | Ltg_Fixture | LED_fixt | Gar-LEDFixt-CM-Ext(56w) | OLtg-Com-LED-50000hr |  | 100% LED at 25th percentile Lighting Facts | LED Fixture: Ceiling-Mounted, Exterior rated, 56 Watts |  |  |  | Available |  | 0 | 0 | DEER2019 Proposed Update |  |  |  |  | None | 2019-01-01 | 2019-12-31 | [5 empty] | Standard | Measure expires 12/31/2019, replaced with DEER2020 measures that include 100% LED baseline and DEER2020 CDF that alligns with revised peak demand period definition | 1 | 1 | 0 | Deemed Ex Ante Team |  | Measure expires 12/31/2019, replaced with DEER2020 measures that include 100% LED baseline and DEER2020 CDF that alligns with revised peak demand period definition |  | Updated to indicate claim/filing status
2020 | C-Out-Gar-LEDFixt-CM-Ext(56w)-dW33 | Commercial Outdoor Parking Garage Lighting: LED Fixture. Normal Replacement (NR) and New Construction (NC) applications. Savings calculated above a standard practice baseline. | DEER2018 | Disposition | 2020-11-24 16:30 | Com-Oltg-Dimmed27p5-dWatt | NonDEER | Scaled | DeltaWatts | 32.99 |  | None |  | 0 |  | 0 | Com | Any | Lighting | OutGen | Ltg_Fixture | LED_fixt | Gar-LEDFixt-CM-Ext(56w) | OLtg-Com-LED-50000hr |  | 60% LED, 20% Linear Fluorescent, and 20% MH | LED Fixture: Ceiling-Mounted, Exterior rated, 56 Watts |  |  |  | Available |  | 0 | 0 | DEER2020 Update: 2018OutdoorLightingPhase1DispositionUpdate |  |  |  |  | None | 2018-01-01 | 2019-12-31 | [5 empty] | Standard | Workpaper measure expires 2018-12-31 (extended through 2019-12-31), replace with DEER measures that adopt workpaper baselines and HOU values | 1 | 1 | 0 | Deemed Ex Ante Team |  | Workpaper measure expires 2018-12-31 (extended through 2019-12-31), replace with DEER measures that adopt workpaper baselines and HOU values |  | Updated to indicate claim/filing status
2020 | C-Out-Gar-LEDFixt-CM-Ext(88w)-dW23 | Commercial Outdoor Parking Garage Lighting: LED Fixture. Normal Replacement (NR) and New Construction (NC) applications. Savings calculated above a standard practice baseline. | DEER2020 | D20v1 | 2020-11-24 16:30 | NRes-Oltg-Gar-dWatt | NonDEER | Scaled | DeltaWatts | 23 |  | None |  | 0 |  | 0 | Com | Any | Lighting | OutGen | Ltg_Fixture | LED_fixt | Gar-LEDFixt-CM-Ext(88w) | OLtg-Com-LED-50000hr |  | 100% LED at 25th percentile Lighting Facts | LED Fixture: Ceiling-Mounted, Exterior rated, 88 Watts |  |  |  | Available |  | 0 | 0 | [5 empty] | None | 2020-01-01 | 2020-03-18 | [5 empty] | Standard |  | 1 | 1 | 0 | Deemed Ex Ante Team |  |  |  | Updated to indicate claim/filing status
2020 | C-Out-Gar-LEDFixt-CM-Ext(88w)-dW37 | Commercial Outdoor Parking Garage Lighting: LED Fixture. Normal Replacement (NR) and New Construction (NC) applications. Savings calculated above a standard practice baseline. | DEER2019 | D20v0 | 2020-11-24 16:30 | NRes-Oltg-Gar-dWatt | NonDEER | Scaled | DeltaWatts | 37.4 |  | None |  | 0 |  | 0 | Com | Any | Lighting | OutGen | Ltg_Fixture | LED_fixt | Gar-LEDFixt-CM-Ext(88w) | OLtg-Com-LED-50000hr |  | 100% LED at 25th percentile Lighting Facts | LED Fixture: Ceiling-Mounted, Exterior rated, 88 Watts |  |  |  | Available |  | 0 | 0 | DEER2019 Proposed Update |  |  |  |  | None | 2019-01-01 | 2019-12-31 | [5 empty] | Standard | Measure expires 12/31/2019, replaced with DEER2020 measures that include 100% LED baseline and DEER2020 CDF that alligns with revised peak demand period definition | 1 | 1 | 0 | Deemed Ex Ante Team |  | Measure expires 12/31/2019, replaced with DEER2020 measures that include 100% LED baseline and DEER2020 CDF that alligns with revised peak demand period definition |  | Updated to indicate claim/filing status
2020 | C-Out-Gar-LEDFixt-CM-Ext(88w)-dW37 | Commercial Outdoor Parking Garage Lighting: LED Fixture. Normal Replacement (NR) and New Construction (NC) applications. Savings calculated above a standard practice baseline. | DEER2018 | Disposition | 2020-11-24 16:30 | Com-Oltg-Dimmed27p5-dWatt | NonDEER | Scaled | DeltaWatts | 37.39 |  | None |  | 0 |  | 0 | Com | Any | Lighting | OutGen | Ltg_Fixture | LED_fixt | Gar-LEDFixt-CM-Ext(88w) | OLtg-Com-LED-50000hr |  | 60% LED, 20% Linear Fluorescent, and 20% MH | LED Fixture: Ceiling-Mounted, Exterior rated, 88 Watts |  |  |  | Available |  | 0 | 0 | DEER2020 Update: 2018OutdoorLightingPhase1DispositionUpdate |  |  |  |  | None | 2018-01-01 | 2019-12-31 | [5 empty] | Standard | Workpaper measure expires 2018-12-31 (extended through 2019-12-31), replace with DEER measures that adopt workpaper baselines and HOU values | 1 | 1 | 0 | Deemed Ex Ante Team |  | Workpaper measure expires 2018-12-31 (extended through 2019-12-31), replace with DEER measures that adopt workpaper baselines and HOU values |  | Updated to indicate claim/filing status
2020 | C-Out-LEDFixt-WM-Ext-1(25w)-dW16 | Commercial Outdoor General Lighting: Wall-Mounted LED Fixture. Normal Replacement (NR) and New Construction (NC) applications. Savings calculated above a standard practice baseline. | DEER1314 | Disposition | 2020-11-24 16:30 | Com-Oltg-dWatt-fxt | NonDEER | Scaled | DeltaWatts | 16.13 |  | None |  | 0 |  | 0 | Com | Any | Lighting | OutGen | Ltg_Fixture | LED_fixt | LEDFixt-WM-Ext-1(25w) | OLtg-Com-LED-50000hr |  | 100% LED at 25th percentile Lighting Facts | LED Fixture: Wall-Mounted, Exterior rated, 25 Watts |  |  |  | Available |  | 0 | 0 | DEER2020 Update: 2018OutdoorLightingPhase1DispositionUpdate |  |  |  |  | None | 2018-01-01 | 2019-12-31 | [5 empty] | Standard | Workpaper measure expires 2018-12-31 (extended through 2019-12-31), replace with DEER measures that adopt workpaper baselines and HOU values | 1 | 1 | 0 | Deemed Ex Ante Team |  | Workpaper measure expires 2018-12-31 (extended through 2019-12-31), replace with DEER measures that adopt workpaper baselines and HOU values |  | Updated to indicate claim/filing status
2020 | C-Out-LEDFixt-WM-Ext-1(25w)-dW16 | Commercial Outdoor General Lighting: Wall-Mounted LED Fixture. Normal Replacement (NR) and New Construction (NC) applications. Savings calculated above a standard practice baseline. | DEER2019 | D20v0 | 2020-11-24 16:30 | All-Oltg-dWatt | NonDEER | Scaled | DeltaWatts | 16.1 |  | None |  | 0 |  | 0 | Com | Any | Lighting | OutGen | Ltg_Fixture | LED_fixt | LEDFixt-WM-Ext-1(25w) | OLtg-Com-LED-50000hr |  | 100% LED at 25th percentile Lighting Facts | LED Fixture: Wall-Mounted, Exterior rated, 25 Watts |  |  |  | Available |  | 0 | 0 | DEER2019 Proposed Update |  |  |  |  | None | 2019-01-01 | 2019-12-31 | [5 empty] | Standard | Measure expires 12/31/2019, replaced with DEER2020 measures with revised peak demand period definition. | 1 | 1 | 0 | Deemed Ex Ante Team |  | Measure expires 12/31/2019, replaced with DEER2020 measures with revised peak demand period definition. |  | Updated to indicate claim/filing status
2020 | C-Out-LEDFixt-WM-Ext-1(25w)-dW16 | Commercial Outdoor General Lighting: Wall-Mounted LED Fixture. Normal Replacement (NR) and New Construction (NC) applications. Savings calculated above a standard practice baseline. | DEER2020 | D20v1 | 2020-11-24 16:30 | All-Oltg-dWatt | NonDEER | Scaled | DeltaWatts | 16.1 |  | None |  | 0 |  | 0 | Com | Any | Lighting | OutGen | Ltg_Fixture | LED_fixt | LEDFixt-WM-Ext-1(25w) | OLtg-Com-LED-50000hr |  | 100% LED at 25th percentile Lighting Facts | LED Fixture: Wall-Mounted, Exterior rated, 25 Watts |  |  |  | Available |  | 0 | 0 | [5 empty] | None | 2020-01-01 | 2020-03-18 | [5 empty] | Standard |  | 1 | 1 | 0 | Deemed Ex Ante Team |  |  |  | Updated to indicate claim/filing status
2020 | C-Out-LEDFixt-WM-Ext(126w)-dW25 | Commercial Outdoor General Lighting: Wall-Mounted LED Fixture. Normal Replacement (NR) and New Construction (NC) applications. Savings calculated above a standard practice baseline. | DEER2019 | D20v0 | 2020-11-24 16:30 | All-Oltg-dWatt-MS | NonDEER | Scaled | DeltaWatts | 24.6 |  | None |  | 0 |  | 0 | Com | Any | Lighting | OutGen | Ltg_Fixture | LED_fixt | LEDFixt-WM-Ext(126w) | OLtg-Com-LED-50000hr |  | 100% LED at 25th percentile Lighting Facts | LED Fixture: Wall-Mounted, Exterior rated, 126 Watts |  |  |  | Available |  | 0 | 0 | DEER2019 Proposed Update |  |  |  |  | None | 2019-01-01 | 2019-12-31 | [5 empty] | Standard |  | 1 | 1 | 0 | Deemed Ex Ante Team |  |  |  | Updated to indicate claim/filing status
2020 | C-Out-LEDFixt-WM-Ext(126w)-dW25 | Commercial Outdoor General Lighting: Wall-Mounted LED Fixture. Normal Replacement (NR) and New Construction (NC) applications. Savings calculated above a standard practice baseline. | DEER2018 | Disposition | 2020-11-24 16:30 | Com-Oltg-Dimmed35-dWatt | NonDEER | Scaled | DeltaWatts | 24.63 |  | None |  | 0 |  | 0 | Com | Any | Lighting | OutGen | Ltg_Fixture | LED_fixt | LEDFixt-WM-Ext(126w) | OLtg-Com-LED-50000hr |  | 100% LED at 25th percentile Lighting Facts | LED Fixture: Wall-Mounted, Exterior rated, 126 Watts |  |  |  | Available |  | 0 | 0 | DEER2020 Update: 2018OutdoorLightingPhase1DispositionUpdate |  |  |  |  | None | 2018-01-01 | 2019-12-31 | [5 empty] | Standard | Workpaper measure expires 2018-12-31 (extended through 2019-12-31), replace with DEER measures that adopt workpaper baselines and HOU values | 1 | 1 | 0 | Deemed Ex Ante Team |  | Workpaper measure expires 2018-12-31 (extended through 2019-12-31), replace with DEER measures that adopt workpaper baselines and HOU values |  | Updated to indicate claim/filing status
2020 | C-Out-LEDFixt-WM-Ext(126w)-dW25 | Commercial Outdoor General Lighting: Wall-Mounted LED Fixture. Normal Replacement (NR) and New Construction (NC) applications. Savings calculated above a standard practice baseline. | DEER2020 | D20v1 | 2020-11-24 16:30 | All-Oltg-dWatt-MS | NonDEER | Scaled | DeltaWatts | 24.6 |  | None |  | 0 |  | 0 | Com | Any | Lighting | OutGen | Ltg_Fixture | LED_fixt | LEDFixt-WM-Ext(126w) | OLtg-Com-LED-50000hr |  | 100% LED at 25th percentile Lighting Facts | LED Fixture: Wall-Mounted, Exterior rated, 126 Watts |  |  |  | Available |  | 0 | 0 | [5 empty] | None | 2020-01-01 | 2020-03-18 | [5 empty] | Standard |  | 1 | 1 | 0 | Deemed Ex Ante Team |  |  |  | Updated to indicate claim/filing status
2020 | C-Out-LEDFixt-WM-Ext-1(39w)-dW13 | Commercial Outdoor General Lighting: Wall-Mounted LED Fixture. Normal Replacement (NR) and New Construction (NC) applications. Savings calculated above a standard practice baseline. | DEER1314 | Disposition | 2020-11-24 16:30 | Com-Oltg-dWatt-fxt | NonDEER | Scaled | DeltaWatts | 12.84 |  | None |  | 0 |  | 0 | Com | Any | Lighting | OutGen | Ltg_Fixture | LED_fixt | LEDFixt-WM-Ext-1(39w) | OLtg-Com-LED-50000hr |  | 100% LED at 25th percentile Lighting Facts | LED Fixture: Wall-Mounted, Exterior rated, 39 Watts |  |  |  | Available |  | 0 | 0 | DEER2020 Update: 2018OutdoorLightingPhase1DispositionUpdate |  |  |  |  | None | 2018-01-01 | 2019-12-31 | [5 empty] | Standard | Workpaper measure expires 2018-12-31 (extended through 2019-12-31), replace with DEER measures that adopt workpaper baselines and HOU values | 1 | 1 | 0 | Deemed Ex Ante Team |  | Workpaper measure expires 2018-12-31 (extended through 2019-12-31), replace with DEER measures that adopt workpaper baselines and HOU values |  | Updated to indicate claim/filing status
2020 | C-Out-LEDFixt-WM-Ext-1(39w)-dW13 | Commercial Outdoor General Lighting: Wall-Mounted LED Fixture. Normal Replacement (NR) and New Construction (NC) applications. Savings calculated above a standard practice baseline. | DEER2019 | D20v0 | 2020-11-24 16:30 | All-Oltg-dWatt-MS | NonDEER | Scaled | DeltaWatts | 12.8 |  | None |  | 0 |  | 0 | Com | Any | Lighting | OutGen | Ltg_Fixture | LED_fixt | LEDFixt-WM-Ext-1(39w) | OLtg-Com-LED-50000hr |  | 100% LED at 25th percentile Lighting Facts | LED Fixture: Wall-Mounted, Exterior rated, 39 Watts |  |  |  | Available |  | 0 | 0 | DEER2019 Proposed Update |  |  |  |  | None | 2019-01-01 | 2019-12-31 | [5 empty] | Standard |  | 1 | 1 | 0 | Deemed Ex Ante Team |  |  |  | Updated to indicate claim/filing status
2020 | C-Out-LEDFixt-WM-Ext-1(39w)-dW13 | Commercial Outdoor General Lighting: Wall-Mounted LED Fixture. Normal Replacement (NR) and New Construction (NC) applications. Savings calculated above a standard practice baseline. | DEER2020 | D20v1 | 2020-11-24 16:30 | All-Oltg-dWatt | NonDEER | Scaled | DeltaWatts | 12.8 |  | None |  | 0 |  | 0 | Com | Any | Lighting | OutGen | Ltg_Fixture | LED_fixt | LEDFixt-WM-Ext-1(39w) | OLtg-Com-LED-50000hr |  | 100% LED at 25th percentile Lighting Facts | LED Fixture: Wall-Mounted, Exterior rated, 39 Watts |  |  |  | Available |  | 0 | 0 | [5 empty] | None | 2020-01-01 | 2020-03-18 | [5 empty] | Standard |  | 1 | 1 | 0 | Deemed Ex Ante Team |  |  |  | Updated to indicate claim/filing status
2020 | C-Out-LEDFixt-WM-Ext(203w)-dW28 | Commercial Outdoor General Lighting: Wall-Mounted LED Fixture. Normal Replacement (NR) and New Construction (NC) applications. Savings calculated above a standard practice baseline. | DEER2020 | D20v1 | 2020-11-24 16:30 | All-Oltg-dWatt-MS | NonDEER | Scaled | DeltaWatts | 27.6 |  | None |  | 0 |  | 0 | Com | Any | Lighting | OutGen | Ltg_Fixture | LED_fixt | LEDFixt-WM-Ext(203w) | OLtg-Com-LED-50000hr |  | 100% LED at 25th percentile Lighting Facts | LED Fixture: Wall-Mounted, Exterior rated, 203 Watts |  |  |  | Available |  | 0 | 0 | [5 empty] | None | 2020-01-01 | 2020-03-18 | [5 empty] | Standard |  | 1 | 1 | 0 | Deemed Ex Ante Team |  |  |  | Updated to indicate claim/filing status
2020 | C-Out-LEDFixt-WM-Ext(203w)-dW28 | Commercial Outdoor General Lighting: Wall-Mounted LED Fixture. Normal Replacement (NR) and New Construction (NC) applications. Savings calculated above a standard practice baseline. | DEER2019 | D20v0 | 2020-11-24 16:30 | All-Oltg-dWatt-MS | NonDEER | Scaled | DeltaWatts | 27.6 |  | None |  | 0 |  | 0 | Com | Any | Lighting | OutGen | Ltg_Fixture | LED_fixt | LEDFixt-WM-Ext(203w) | OLtg-Com-LED-50000hr |  | 100% LED at 25th percentile Lighting Facts | LED Fixture: Wall-Mounted, Exterior rated, 203 Watts |  |  |  | Available |  | 0 | 0 | DEER2019 Proposed Update |  |  |  |  | None | 2019-01-01 | 2019-12-31 | [5 empty] | Standard |  | 1 | 1 | 0 | Deemed Ex Ante Team |  |  |  | Updated to indicate claim/filing status
2020 | C-Out-LEDFixt-WM-Ext(203w)-dW28 | Commercial Outdoor General Lighting: Wall-Mounted LED Fixture. Normal Replacement (NR) and New Construction (NC) applications. Savings calculated above a standard practice baseline. | DEER2018 | Disposition | 2020-11-24 16:30 | Com-Oltg-Dimmed35-dWatt | NonDEER | Scaled | DeltaWatts | 27.65 |  | None |  | 0 |  | 0 | Com | Any | Lighting | OutGen | Ltg_Fixture | LED_fixt | LEDFixt-WM-Ext(203w) | OLtg-Com-LED-50000hr |  | 100% LED at 25th percentile Lighting Facts | LED Fixture: Wall-Mounted, Exterior rated, 203 Watts |  |  |  | Available |  | 0 | 0 | DEER2020 Update: 2018OutdoorLightingPhase1DispositionUpdate |  |  |  |  | None | 2018-01-01 | 2019-12-31 | [5 empty] | Standard | Workpaper measure expires 2018-12-31 (extended through 2019-12-31), replace with DEER measures that adopt workpaper baselines and HOU values | 1 | 1 | 0 | Deemed Ex Ante Team |  | Workpaper measure expires 2018-12-31 (extended through 2019-12-31), replace with DEER measures that adopt workpaper baselines and HOU values |  | Updated to indicate claim/filing status
2020 | C-Out-LEDFixt-WM-Ext(337w)-dW55 | Commercial Outdoor General Lighting: Wall-Mounted LED Fixture. Normal Replacement (NR) and New Construction (NC) applications. Savings calculated above a standard practice baseline. | DEER2018 | Disposition | 2020-11-24 16:30 | Com-Oltg-Dimmed35-dWatt | NonDEER | Scaled | DeltaWatts | 55.05 |  | None |  | 0 |  | 0 | Com | Any | Lighting | OutGen | Ltg_Fixture | LED_fixt | LEDFixt-WM-Ext(337w) | OLtg-Com-LED-50000hr |  | 100% LED at 25th percentile Lighting Facts | LED Fixture: Wall-Mounted, Exterior rated, 337 Watts |  |  |  | Available |  | 0 | 0 | DEER2020 Update: 2018OutdoorLightingPhase1DispositionUpdate |  |  |  |  | None | 2018-01-01 | 2019-12-31 | [5 empty] | Standard | Workpaper measure expires 2018-12-31 (extended through 2019-12-31), replace with DEER measures that adopt workpaper baselines and HOU values | 1 | 1 | 0 | Deemed Ex Ante Team |  | Workpaper measure expires 2018-12-31 (extended through 2019-12-31), replace with DEER measures that adopt workpaper baselines and HOU values |  | Updated to indicate claim/filing status
2020 | C-Out-LEDFixt-WM-Ext(337w)-dW55 | Commercial Outdoor General Lighting: Wall-Mounted LED Fixture. Normal Replacement (NR) and New Construction (NC) applications. Savings calculated above a standard practice baseline. | DEER2019 | D20v0 | 2020-11-24 16:30 | All-Oltg-dWatt-MS | NonDEER | Scaled | DeltaWatts | 55 |  | None |  | 0 |  | 0 | Com | Any | Lighting | OutGen | Ltg_Fixture | LED_fixt | LEDFixt-WM-Ext(337w) | OLtg-Com-LED-50000hr |  | 100% LED at 25th percentile Lighting Facts | LED Fixture: Wall-Mounted, Exterior rated, 337 Watts |  |  |  | Available |  | 0 | 0 | DEER2019 Proposed Update |  |  |  |  | None | 2019-01-01 | 2019-12-31 | [5 empty] | Standard |  | 1 | 1 | 0 | Deemed Ex Ante Team |  |  |  | Updated to indicate claim/filing status
2020 | C-Out-LEDFixt-WM-Ext(337w)-dW55 | Commercial Outdoor General Lighting: Wall-Mounted LED Fixture. Normal Replacement (NR) and New Construction (NC) applications. Savings calculated above a standard practice baseline. | DEER2020 | D20v1 | 2020-11-24 16:30 | All-Oltg-dWatt-MS | NonDEER | Scaled | DeltaWatts | 55 |  | None |  | 0 |  | 0 | Com | Any | Lighting | OutGen | Ltg_Fixture | LED_fixt | LEDFixt-WM-Ext(337w) | OLtg-Com-LED-50000hr |  | 100% LED at 25th percentile Lighting Facts | LED Fixture: Wall-Mounted, Exterior rated, 337 Watts |  |  |  | Available |  | 0 | 0 | [5 empty] | None | 2020-01-01 | 2020-03-18 | [5 empty] | Standard |  | 1 | 1 | 0 | Deemed Ex Ante Team |  |  |  | Updated to indicate claim/filing status
2020 | C-Out-LEDFixt-WM-Ext(493w)-dW86 | Commercial Outdoor General Lighting: Wall-Mounted LED Fixture. Normal Replacement (NR) and New Construction (NC) applications. Savings calculated above a standard practice baseline. | DEER2020 | D20v1 | 2020-11-24 16:30 | All-Oltg-dWatt-MS | NonDEER | Scaled | DeltaWatts | 86 |  | None |  | 0 |  | 0 | Com | Any | Lighting | OutGen | Ltg_Fixture | LED_fixt | LEDFixt-WM-Ext(493w) | OLtg-Com-LED-50000hr |  | 100% LED at 25th percentile Lighting Facts | LED Fixture: Wall-Mounted, Exterior rated, 493 Watts |  |  |  | Available |  | 0 | 0 | [5 empty] | None | 2020-01-01 | 2020-03-18 | [5 empty] | Standard |  | 1 | 1 | 0 | Deemed Ex Ante Team |  |  |  | Updated to indicate claim/filing status
2020 | C-Out-LEDFixt-WM-Ext(493w)-dW86 | Commercial Outdoor General Lighting: Wall-Mounted LED Fixture. Normal Replacement (NR) and New Construction (NC) applications. Savings calculated above a standard practice baseline. | DEER2019 | D20v0 | 2020-11-24 16:30 | All-Oltg-dWatt-MS | NonDEER | Scaled | DeltaWatts | 86 |  | None |  | 0 |  | 0 | Com | Any | Lighting | OutGen | Ltg_Fixture | LED_fixt | LEDFixt-WM-Ext(493w) | OLtg-Com-LED-50000hr |  | 100% LED at 25th percentile Lighting Facts | LED Fixture: Wall-Mounted, Exterior rated, 493 Watts |  |  |  | Available |  | 0 | 0 | DEER2019 Proposed Update |  |  |  |  | None | 2019-01-01 | 2019-12-31 | [5 empty] | Standard |  | 1 | 1 | 0 | Deemed Ex Ante Team |  |  |  | Updated to indicate claim/filing status
2020 | C-Out-LEDFixt-WM-Ext(493w)-dW86 | Commercial Outdoor General Lighting: Wall-Mounted LED Fixture. Normal Replacement (NR) and New Construction (NC) applications. Savings calculated above a standard practice baseline. | DEER2018 | Disposition | 2020-11-24 16:30 | Com-Oltg-Dimmed35-dWatt | NonDEER | Scaled | DeltaWatts | 86 |  | None |  | 0 |  | 0 | Com | Any | Lighting | OutGen | Ltg_Fixture | LED_fixt | LEDFixt-WM-Ext(493w) | OLtg-Com-LED-50000hr |  | 100% LED at 25th percentile Lighting Facts | LED Fixture: Wall-Mounted, Exterior rated, 493 Watts |  |  |  | Available |  | 0 | 0 | DEER2020 Update: 2018OutdoorLightingPhase1DispositionUpdate |  |  |  |  | None | 2018-01-01 | 2019-12-31 | [5 empty] | Standard | Workpaper measure expires 2018-12-31 (extended through 2019-12-31), replace with DEER measures that adopt workpaper baselines and HOU values | 1 | 1 | 0 | Deemed Ex Ante Team |  | Workpaper measure expires 2018-12-31 (extended through 2019-12-31), replace with DEER measures that adopt workpaper baselines and HOU values |  | Updated to indicate claim/filing status
2020 | C-Out-LEDFixt-WM-Ext(58w)-dW21 | Commercial Outdoor General Lighting: Wall-Mounted LED Fixture. Normal Replacement (NR) and New Construction (NC) applications. Savings calculated above a standard practice baseline. | DEER2019 | D20v0 | 2020-11-24 16:30 | All-Oltg-dWatt-MS | NonDEER | Scaled | DeltaWatts | 21.1 |  | None |  | 0 |  | 0 | Com | Any | Lighting | OutGen | Ltg_Fixture | LED_fixt | LEDFixt-WM-Ext(58w) | OLtg-Com-LED-50000hr |  | 100% LED at 25th percentile Lighting Facts | LED Fixture: Wall-Mounted, Exterior rated, 58 Watts |  |  |  | Available |  | 0 | 0 | DEER2019 Proposed Update |  |  |  |  | None | 2019-01-01 | 2019-12-31 | [5 empty] | Standard |  | 1 | 1 | 0 | Deemed Ex Ante Team |  |  |  | Updated to indicate claim/filing status
2020 | C-Out-LEDFixt-WM-Ext(58w)-dW21 | Commercial Outdoor General Lighting: Wall-Mounted LED Fixture. Normal Replacement (NR) and New Construction (NC) applications. Savings calculated above a standard practice baseline. | DEER2018 | Disposition | 2020-11-24 16:30 | Com-Oltg-Dimmed35-dWatt | NonDEER | Scaled | DeltaWatts | 21.14 |  | None |  | 0 |  | 0 | Com | Any | Lighting | OutGen | Ltg_Fixture | LED_fixt | LEDFixt-WM-Ext(58w) | OLtg-Com-LED-50000hr |  | 100% LED at 25th percentile Lighting Facts | LED Fixture: Wall-Mounted, Exterior rated, 58 Watts |  |  |  | Available |  | 0 | 0 | DEER2020 Update: 2018OutdoorLightingPhase1DispositionUpdate |  |  |  |  | None | 2018-01-01 | 2019-12-31 | [5 empty] | Standard | Workpaper measure expires 2018-12-31 (extended through 2019-12-31), replace with DEER measures that adopt workpaper baselines and HOU values | 1 | 1 | 0 | Deemed Ex Ante Team |  | Workpaper measure expires 2018-12-31 (extended through 2019-12-31), replace with DEER measures that adopt workpaper baselines and HOU values |  | Updated to indicate claim/filing status
2020 | C-Out-LEDFixt-WM-Ext(58w)-dW21 | Commercial Outdoor General Lighting: Wall-Mounted LED Fixture. Normal Replacement (NR) and New Construction (NC) applications. Savings calculated above a standard practice baseline. | DEER2020 | D20v1 | 2020-11-24 16:30 | All-Oltg-dWatt-MS | NonDEER | Scaled | DeltaWatts | 21.1 |  | None |  | 0 |  | 0 | Com | Any | Lighting | OutGen | Ltg_Fixture | LED_fixt | LEDFixt-WM-Ext(58w) | OLtg-Com-LED-50000hr |  | 100% LED at 25th percentile Lighting Facts | LED Fixture: Wall-Mounted, Exterior rated, 58 Watts |  |  |  | Available |  | 0 | 0 | [5 empty] | None | 2020-01-01 | 2020-03-18 | [5 empty] | Standard |  | 1 | 1 | 0 | Deemed Ex Ante Team |  |  |  | Updated to indicate claim/filing status
2020 | C-Out-LEDFixt-WM-Ext(78w)-dW19 | Commercial Outdoor General Lighting: Wall-Mounted LED Fixture. Normal Replacement (NR) and New Construction (NC) applications. Savings calculated above a standard practice baseline. | DEER2019 | D20v0 | 2020-11-24 16:30 | All-Oltg-dWatt-MS | NonDEER | Scaled | DeltaWatts | 19 |  | None |  | 0 |  | 0 | Com | Any | Lighting | OutGen | Ltg_Fixture | LED_fixt | LEDFixt-WM-Ext(78w) | OLtg-Com-LED-50000hr |  | 100% LED at 25th percentile Lighting Facts | LED Fixture: Wall-Mounted, Exterior rated, 78 Watts |  |  |  | Available |  | 0 | 0 | DEER2019 Proposed Update |  |  |  |  | None | 2019-01-01 | 2019-12-31 | [5 empty] | Standard |  | 1 | 1 | 0 | Deemed Ex Ante Team |  |  |  | Updated to indicate claim/filing status
2020 | C-Out-LEDFixt-WM-Ext(78w)-dW19 | Commercial Outdoor General Lighting: Wall-Mounted LED Fixture. Normal Replacement (NR) and New Construction (NC) applications. Savings calculated above a standard practice baseline. | DEER2020 | D20v1 | 2020-11-24 16:30 | All-Oltg-dWatt-MS | NonDEER | Scaled | DeltaWatts | 19 |  | None |  | 0 |  | 0 | Com | Any | Lighting | OutGen | Ltg_Fixture | LED_fixt | LEDFixt-WM-Ext(78w) | OLtg-Com-LED-50000hr |  | 100% LED at 25th percentile Lighting Facts | LED Fixture: Wall-Mounted, Exterior rated, 78 Watts |  |  |  | Available |  | 0 | 0 | [5 empty] | None | 2020-01-01 | 2020-03-18 | [5 empty] | Standard |  | 1 | 1 | 0 | Deemed Ex Ante Team |  |  |  | Updated to indicate claim/filing status
2020 | C-Out-LEDFixt-WM-Ext(78w)-dW19 | Commercial Outdoor General Lighting: Wall-Mounted LED Fixture. Normal Replacement (NR) and New Construction (NC) applications. Savings calculated above a standard practice baseline. | DEER2018 | Disposition | 2020-11-24 16:30 | Com-Oltg-Dimmed35-dWatt | NonDEER | Scaled | DeltaWatts | 19.05 |  | None |  | 0 |  | 0 | Com | Any | Lighting | OutGen | Ltg_Fixture | LED_fixt | LEDFixt-WM-Ext(78w) | OLtg-Com-LED-50000hr |  | 100% LED at 25th percentile Lighting Facts | LED Fixture: Wall-Mounted, Exterior rated, 78 Watts |  |  |  | Available |  | 0 | 0 | DEER2020 Update: 2018OutdoorLightingPhase1DispositionUpdate |  |  |  |  | None | 2018-01-01 | 2019-12-31 | [5 empty] | Standard | Workpaper measure expires 2018-12-31 (extended through 2019-12-31), replace with DEER measures that adopt workpaper baselines and HOU values | 1 | 1 | 0 | Deemed Ex Ante Team |  | Workpaper measure expires 2018-12-31 (extended through 2019-12-31), replace with DEER measures that adopt workpaper baselines and HOU values |  | Updated to indicate claim/filing status
2020 | C-Out-LEDFixt-WM-Ext(97w)-dW20 | Commercial Outdoor General Lighting: Wall-Mounted LED Fixture. Normal Replacement (NR) and New Construction (NC) applications. Savings calculated above a standard practice baseline. | DEER2020 | D20v1 | 2020-11-24 16:30 | All-Oltg-dWatt-MS | NonDEER | Scaled | DeltaWatts | 19.7 |  | None |  | 0 |  | 0 | Com | Any | Lighting | OutGen | Ltg_Fixture | LED_fixt | LEDFixt-WM-Ext(97w) | OLtg-Com-LED-50000hr |  | 100% LED at 25th percentile Lighting Facts | LED Fixture: Wall-Mounted, Exterior rated, 97 Watts |  |  |  | Available |  | 0 | 0 | [5 empty] | None | 2020-01-01 | 2020-03-18 | [5 empty] | Standard |  | 1 | 1 | 0 | Deemed Ex Ante Team |  |  |  | Updated to indicate claim/filing status
2020 | C-Out-LEDFixt-WM-Ext(97w)-dW20 | Commercial Outdoor General Lighting: Wall-Mounted LED Fixture. Normal Replacement (NR) and New Construction (NC) applications. Savings calculated above a standard practice baseline. | DEER2019 | D20v0 | 2020-11-24 16:30 | All-Oltg-dWatt-MS | NonDEER | Scaled | DeltaWatts | 19.7 |  | None |  | 0 |  | 0 | Com | Any | Lighting | OutGen | Ltg_Fixture | LED_fixt | LEDFixt-WM-Ext(97w) | OLtg-Com-LED-50000hr |  | 100% LED at 25th percentile Lighting Facts | LED Fixture: Wall-Mounted, Exterior rated, 97 Watts |  |  |  | Available |  | 0 | 0 | DEER2019 Proposed Update |  |  |  |  | None | 2019-01-01 | 2019-12-31 | [5 empty] | Standard |  | 1 | 1 | 0 | Deemed Ex Ante Team |  |  |  | Updated to indicate claim/filing status
2020 | C-Out-LEDFixt-WM-Ext(97w)-dW20 | Commercial Outdoor General Lighting: Wall-Mounted LED Fixture. Normal Replacement (NR) and New Construction (NC) applications. Savings calculated above a standard practice baseline. | DEER2018 | Disposition | 2020-11-24 16:30 | Com-Oltg-Dimmed35-dWatt | NonDEER | Scaled | DeltaWatts | 19.69 |  | None |  | 0 |  | 0 | Com | Any | Lighting | OutGen | Ltg_Fixture | LED_fixt | LEDFixt-WM-Ext(97w) | OLtg-Com-LED-50000hr |  | 100% LED at 25th percentile Lighting Facts | LED Fixture: Wall-Mounted, Exterior rated, 97 Watts |  |  |  | Available |  | 0 | 0 | DEER2020 Update: 2018OutdoorLightingPhase1DispositionUpdate |  |  |  |  | None | 2018-01-01 | 2019-12-31 | [5 empty] | Standard | Workpaper measure expires 2018-12-31 (extended through 2019-12-31), replace with DEER measures that adopt workpaper baselines and HOU values | 1 | 1 | 0 | Deemed Ex Ante Team |  | Workpaper measure expires 2018-12-31 (extended through 2019-12-31), replace with DEER measures that adopt workpaper baselines and HOU values |  | Updated to indicate claim/filing status
2020 | C-Out-RdAr-LEDFixt-PM-Ext(107w)-dW29 | Commercial Outdoor Road & Area Lighting: LED Fixture. Normal Replacement (NR) and New Construction (NC) applications. Savings calculated above a standard practice baseline. | DEER1314 | Disposition | 2020-11-24 16:30 | Com-Oltg-dWatt-fxt | NonDEER | Scaled | DeltaWatts | 29.34 |  | None |  | 0 |  | 0 | Com | Any | Lighting | OutGen | Ltg_Fixture | LED_fixt | RdAr-LEDFixt-PM-Ext(107w) | OLtg-Com-LED-50000hr |  | 100% LED at 25th percentile Lighting Facts | LED Fixture: Pole-Mounted, Exterior rated, 107 Watts |  |  |  | Available |  | 0 | 0 | DEER2020 Update: 2018OutdoorLightingPhase1DispositionUpdate |  |  |  |  | None | 2018-01-01 | 2019-12-31 | [5 empty] | Standard | Workpaper measure expires 2018-12-31 (extended through 2019-12-31), replace with DEER measures that adopt workpaper baselines and HOU values | 1 | 1 | 0 | Deemed Ex Ante Team |  | Workpaper measure expires 2018-12-31 (extended through 2019-12-31), replace with DEER measures that adopt workpaper baselines and HOU values |  | Updated to indicate claim/filing status
2020 | C-Out-RdAr-LEDFixt-PM-Ext(107w)-dW29 | Commercial Outdoor Road & Area Lighting: LED Fixture. Normal Replacement (NR) and New Construction (NC) applications. Savings calculated above a standard practice baseline. | DEER2020 | D20v1 | 2020-11-24 16:30 | All-Oltg-dWatt | NonDEER | Scaled | DeltaWatts | 29.3 |  | None |  | 0 |  | 0 | Com | Any | Lighting | OutGen | Ltg_Fixture | LED_fixt | RdAr-LEDFixt-PM-Ext(107w) | OLtg-Com-LED-50000hr |  | 100% LED at 25th percentile Lighting Facts | LED Fixture: Pole-Mounted, Exterior rated, 107 Watts |  |  |  | Available |  | 0 | 0 | [5 empty] | None | 2020-01-01 | 2020-03-18 | [5 empty] | Standard | Workpaper required to support use of HOU without motions sensors. | 1 | 1 | 0 | Deemed Ex Ante Team |  | Workpaper required to support use of HOU without motions sensors. |  | Updated to indicate claim/filing status
2020 | C-Out-RdAr-LEDFixt-PM-Ext(107w)-dW29 | Commercial Outdoor Road & Area Lighting: LED Fixture. Normal Replacement (NR) and New Construction (NC) applications. Savings calculated above a standard practice baseline. | DEER2019 | D20v0 | 2020-11-24 16:30 | All-Oltg-dWatt | NonDEER | Scaled | DeltaWatts | 29.3 |  | None |  | 0 |  | 0 | Com | Any | Lighting | OutGen | Ltg_Fixture | LED_fixt | RdAr-LEDFixt-PM-Ext(107w) | OLtg-Com-LED-50000hr |  | 100% LED at 25th percentile Lighting Facts | LED Fixture: Pole-Mounted, Exterior rated, 107 Watts |  |  |  | Available |  | 0 | 0 | DEER2019 Proposed Update |  |  |  |  | None | 2019-01-01 | 2019-12-31 | [5 empty] | Standard | Measure expires 12/31/2019, replaced with DEER2020 measures with revised peak demand period definition. | 1 | 1 | 0 | Deemed Ex Ante Team |  | Measure expires 12/31/2019, replaced with DEER2020 measures with revised peak demand period definition. |  | Updated to indicate claim/filing status
2020 | C-Out-RdAr-LEDFixt-PM-Ext(107w)-dW29-MS | Commercial Outdoor Road & Area Lighting: LED Fixture. Normal Replacement (NR) and New Construction (NC) applications. Savings calculated above a standard practice baseline. | DEER2019 | D20v0 | 2020-11-24 16:30 | All-Oltg-dWatt-MS | NonDEER | Scaled | DeltaWatts | 29.3 |  | None |  | 0 |  | 0 | Com | Any | Lighting | OutGen | Ltg_Fixture | LED_fixt | RdAr-LEDFixt-PM-Ext(107w) | OLtg-Com-LED-50000hr |  | 100% LED at 25th percentile Lighting Facts | LED Fixture: Pole-Mounted, Exterior rated, 107 Watts with motion sensing required by Title 24 |  |  |  | Available |  | 0 | 0 | DEER2019 Proposed Update |  |  |  |  | None | 2019-01-01 | 2019-12-31 | [5 empty] | Standard |  | 1 | 1 | 0 | Deemed Ex Ante Team |  |  |  | Updated to indicate claim/filing status
2020 | C-Out-RdAr-LEDFixt-PM-Ext(107w)-dW29-MS | Commercial Outdoor Road & Area Lighting: LED Fixture. Normal Replacement (NR) and New Construction (NC) applications. Savings calculated above a standard practice baseline. | DEER2020 | D20v1 | 2020-11-24 16:30 | All-Oltg-dWatt-MS | NonDEER | Scaled | DeltaWatts | 29.3 |  | None |  | 0 |  | 0 | Com | Any | Lighting | OutGen | Ltg_Fixture | LED_fixt | RdAr-LEDFixt-PM-Ext(107w) | OLtg-Com-LED-50000hr |  | 100% LED at 25th percentile Lighting Facts | LED Fixture: Pole-Mounted, Exterior rated, 107 Watts with motion sensing required by Title 24 |  |  |  | Available |  | 0 | 0 | [5 empty] | None | 2020-01-01 | 2020-03-18 | [5 empty] | Standard |  | 1 | 1 | 0 | Deemed Ex Ante Team |  |  |  | Updated to indicate claim/filing status
2020 | C-Out-RdAr-LEDFixt-PM-Ext(146w)-dW29 | Commercial Outdoor Road & Area Lighting: LED Fixture. Normal Replacement (NR) and New Construction (NC) applications. Savings calculated above a standard practice baseline. | DEER2019 | D20v0 | 2020-11-24 16:30 | All-Oltg-dWatt | NonDEER | Scaled | DeltaWatts | 28.7 |  | None |  | 0 |  | 0 | Com | Any | Lighting | OutGen | Ltg_Fixture | LED_fixt | RdAr-LEDFixt-PM-Ext(146w) | OLtg-Com-LED-50000hr |  | 100% LED at 25th percentile Lighting Facts | LED Fixture: Pole-Mounted, Exterior rated, 146 Watts |  |  |  | Available |  | 0 | 0 | DEER2019 Proposed Update |  |  |  |  | None | 2019-01-01 | 2019-12-31 | [5 empty] | Standard | Measure expires 12/31/2019, replaced with DEER2020 measures with revised peak demand period definition. Workpaper required to support use of HOU without motions sensors. | 1 | 1 | 0 | Deemed Ex Ante Team |  | Measure expires 12/31/2019, replaced with DEER2020 measures with revised peak demand period definition. Workpaper required to support use of HOU without motions sensors. |  | Updated to indicate claim/filing status
2020 | C-Out-RdAr-LEDFixt-PM-Ext(146w)-dW29 | Commercial Outdoor Road & Area Lighting: LED Fixture. Normal Replacement (NR) and New Construction (NC) applications. Savings calculated above a standard practice baseline. | DEER2020 | D20v1 | 2020-11-24 16:30 | All-Oltg-dWatt | NonDEER | Scaled | DeltaWatts | 28.7 |  | None |  | 0 |  | 0 | Com | Any | Lighting | OutGen | Ltg_Fixture | LED_fixt | RdAr-LEDFixt-PM-Ext(146w) | OLtg-Com-LED-50000hr |  | 100% LED at 25th percentile Lighting Facts | LED Fixture: Pole-Mounted, Exterior rated, 146 Watts |  |  |  | Available |  | 0 | 0 | [5 empty] | None | 2020-01-01 | 2020-03-18 | [5 empty] | Standard | Workpaper required to support use of HOU without motions sensors. | 1 | 1 | 0 | Deemed Ex Ante Team |  | Workpaper required to support use of HOU without motions sensors. |  | Updated to indicate claim/filing status
2020 | C-Out-RdAr-LEDFixt-PM-Ext(146w)-dW29 | Commercial Outdoor Road & Area Lighting: LED Fixture. Normal Replacement (NR) and New Construction (NC) applications. Savings calculated above a standard practice baseline. | DEER1314 | Disposition | 2020-11-24 16:30 | Com-Oltg-dWatt-fxt | NonDEER | Scaled | DeltaWatts | 28.7 |  | None |  | 0 |  | 0 | Com | Any | Lighting | OutGen | Ltg_Fixture | LED_fixt | RdAr-LEDFixt-PM-Ext(146w) | OLtg-Com-LED-50000hr |  | 100% LED at 25th percentile Lighting Facts | LED Fixture: Pole-Mounted, Exterior rated, 146 Watts |  |  |  | Available |  | 0 | 0 | DEER2020 Update: 2018OutdoorLightingPhase1DispositionUpdate |  |  |  |  | None | 2018-01-01 | 2019-12-31 | [5 empty] | Standard | Workpaper measure expires 2018-12-31 (extended through 2019-12-31), replace with DEER measures that adopt workpaper baselines and HOU values | 1 | 1 | 0 | Deemed Ex Ante Team |  | Workpaper measure expires 2018-12-31 (extended through 2019-12-31), replace with DEER measures that adopt workpaper baselines and HOU values |  | Updated to indicate claim/filing status
2020 | C-Out-RdAr-LEDFixt-PM-Ext(146w)-dW29-MS | Commercial Outdoor Road & Area Lighting: LED Fixture. Normal Replacement (NR) and New Construction (NC) applications. Savings calculated above a standard practice baseline. | DEER2019 | D20v0 | 2020-11-24 16:30 | All-Oltg-dWatt-MS | NonDEER | Scaled | DeltaWatts | 28.7 |  | None |  | 0 |  | 0 | Com | Any | Lighting | OutGen | Ltg_Fixture | LED_fixt | RdAr-LEDFixt-PM-Ext(146w) | OLtg-Com-LED-50000hr |  | 100% LED at 25th percentile Lighting Facts | LED Fixture: Pole-Mounted, Exterior rated, 146 Watts with motion sensing required by Title 24 |  |  |  | Available |  | 0 | 0 | DEER2019 Proposed Update |  |  |  |  | None | 2019-01-01 | 2019-12-31 | [5 empty] | Standard |  | 1 | 1 | 0 | Deemed Ex Ante Team |  |  |  | Updated to indicate claim/filing status
2020 | C-Out-RdAr-LEDFixt-PM-Ext(146w)-dW29-MS | Commercial Outdoor Road & Area Lighting: LED Fixture. Normal Replacement (NR) and New Construction (NC) applications. Savings calculated above a standard practice baseline. | DEER2020 | D20v1 | 2020-11-24 16:30 | All-Oltg-dWatt-MS | NonDEER | Scaled | DeltaWatts | 28.7 |  | None |  | 0 |  | 0 | Com | Any | Lighting | OutGen | Ltg_Fixture | LED_fixt | RdAr-LEDFixt-PM-Ext(146w) | OLtg-Com-LED-50000hr |  | 100% LED at 25th percentile Lighting Facts | LED Fixture: Pole-Mounted, Exterior rated, 146 Watts with motion sensing required by Title 24 |  |  |  | Available |  | 0 | 0 | [5 empty] | None | 2020-01-01 | 2020-03-18 | [5 empty] | Standard |  | 1 | 1 | 0 | Deemed Ex Ante Team |  |  |  | Updated to indicate claim/filing status
2020 | C-Out-RdAr-LEDFixt-PM-Ext-1(68w)-dW22 | Commercial Outdoor Road & Area Lighting: LED Fixture. Normal Replacement (NR) and New Construction (NC) applications. Savings calculated above a standard practice baseline. | DEER2020 | D20v1 | 2020-11-24 16:30 | All-Oltg-dWatt | NonDEER | Scaled | DeltaWatts | 21.7 |  | None |  | 0 |  | 0 | Com | Any | Lighting | OutGen | Ltg_Fixture | LED_fixt | RdAr-LEDFixt-PM-Ext-1(68w) | OLtg-Com-LED-50000hr |  | 100% LED at 25th percentile Lighting Facts | LED Fixture: Pole-Mounted, Exterior rated, 68 Watts |  |  |  | Available |  | 0 | 0 | [5 empty] | None | 2020-01-01 | 2020-03-18 | [5 empty] | Standard | Workpaper required to support use of HOU without motions sensors. | 1 | 1 | 0 | Deemed Ex Ante Team |  | Workpaper required to support use of HOU without motions sensors. |  | Updated to indicate claim/filing status
2020 | C-Out-RdAr-LEDFixt-PM-Ext-1(68w)-dW22 | Commercial Outdoor Road & Area Lighting: LED Fixture. Normal Replacement (NR) and New Construction (NC) applications. Savings calculated above a standard practice baseline. | DEER2019 | D20v0 | 2020-11-24 16:30 | All-Oltg-dWatt | NonDEER | Scaled | DeltaWatts | 21.7 |  | None |  | 0 |  | 0 | Com | Any | Lighting | OutGen | Ltg_Fixture | LED_fixt | RdAr-LEDFixt-PM-Ext-1(68w) | OLtg-Com-LED-50000hr |  | 100% LED at 25th percentile Lighting Facts | LED Fixture: Pole-Mounted, Exterior rated, 68 Watts |  |  |  | Available |  | 0 | 0 | DEER2019 Proposed Update |  |  |  |  | None | 2019-01-01 | 2019-12-31 | [5 empty] | Standard | Measure expires 12/31/2019, replaced with DEER2020 measures with revised peak demand period definition. Workpaper required to support use of HOU without motions sensors. | 1 | 1 | 0 | Deemed Ex Ante Team |  | Measure expires 12/31/2019, replaced with DEER2020 measures with revised peak demand period definition. Workpaper required to support use of HOU without motions sensors. |  | Updated to indicate claim/filing status
2020 | C-Out-RdAr-LEDFixt-PM-Ext-1(68w)-dW22 | Commercial Outdoor Road & Area Lighting: LED Fixture. Normal Replacement (NR) and New Construction (NC) applications. Savings calculated above a standard practice baseline. | DEER1314 | Disposition | 2020-11-24 16:30 | Com-Oltg-dWatt-fxt | NonDEER | Scaled | DeltaWatts | 21.74 |  | None |  | 0 |  | 0 | Com | Any | Lighting | OutGen | Ltg_Fixture | LED_fixt | RdAr-LEDFixt-PM-Ext-1(68w) | OLtg-Com-LED-50000hr |  | 100% LED at 25th percentile Lighting Facts | LED Fixture: Pole-Mounted, Exterior rated, 68 Watts |  |  |  | Available |  | 0 | 0 | DEER2020 Update: 2018OutdoorLightingPhase1DispositionUpdate |  |  |  |  | None | 2018-01-01 | 2019-12-31 | [5 empty] | Standard | Workpaper measure expires 2018-12-31 (extended through 2019-12-31), replace with DEER measures that adopt workpaper baselines and HOU values | 1 | 1 | 0 | Deemed Ex Ante Team |  | Workpaper measure expires 2018-12-31 (extended through 2019-12-31), replace with DEER measures that adopt workpaper baselines and HOU values |  | Updated to indicate claim/filing status
2020 | C-Out-RdAr-LEDFixt-PM-Ext-1(68w)-dW22-MS | Commercial Outdoor Road & Area Lighting: LED Fixture. Normal Replacement (NR) and New Construction (NC) applications. Savings calculated above a standard practice baseline. | DEER2020 | D20v1 | 2020-11-24 16:30 | All-Oltg-dWatt-MS | NonDEER | Scaled | DeltaWatts | 21.7 |  | None |  | 0 |  | 0 | Com | Any | Lighting | OutGen | Ltg_Fixture | LED_fixt | RdAr-LEDFixt-PM-Ext-1(68w) | OLtg-Com-LED-50000hr |  | 100% LED at 25th percentile Lighting Facts | LED Fixture: Pole-Mounted, Exterior rated, 68 Watts with motion sensing required by Title 24 |  |  |  | Available |  | 0 | 0 | [5 empty] | None | 2020-01-01 | 2020-03-18 | [5 empty] | Standard |  | 1 | 1 | 0 | Deemed Ex Ante Team |  |  |  | Updated to indicate claim/filing status
2020 | C-Out-RdAr-LEDFixt-PM-Ext-1(90w)-dW27 | Commercial Outdoor Road & Area Lighting: LED Fixture. Normal Replacement (NR) and New Construction (NC) applications. Savings calculated above a standard practice baseline. | DEER2019 | D20v0 | 2020-11-24 16:30 | All-Oltg-dWatt | NonDEER | Scaled | DeltaWatts | 27 |  | None |  | 0 |  | 0 | Com | Any | Lighting | OutGen | Ltg_Fixture | LED_fixt | RdAr-LEDFixt-PM-Ext-1(90w) | OLtg-Com-LED-50000hr |  | 100% LED at 25th percentile Lighting Facts | LED Fixture: Pole-Mounted, Exterior rated, 90 Watts |  |  |  | Available |  | 0 | 0 | DEER2019 Proposed Update |  |  |  |  | None | 2019-01-01 | 2019-12-31 | [5 empty] | Standard | Measure expires 12/31/2019, replaced with DEER2020 measures with revised peak demand period definition. Workpaper required to support use of HOU without motions sensors. | 1 | 1 | 0 | Deemed Ex Ante Team |  | Measure expires 12/31/2019, replaced with DEER2020 measures with revised peak demand period definition. Workpaper required to support use of HOU without motions sensors. |  | Updated to indicate claim/filing status
2020 | C-Out-RdAr-LEDFixt-PM-Ext-1(90w)-dW27 | Commercial Outdoor Road & Area Lighting: LED Fixture. Normal Replacement (NR) and New Construction (NC) applications. Savings calculated above a standard practice baseline. | DEER1314 | Disposition | 2020-11-24 16:30 | Com-Oltg-dWatt-fxt | NonDEER | Scaled | DeltaWatts | 26.99 |  | None |  | 0 |  | 0 | Com | Any | Lighting | OutGen | Ltg_Fixture | LED_fixt | RdAr-LEDFixt-PM-Ext-1(90w) | OLtg-Com-LED-50000hr |  | 100% LED at 25th percentile Lighting Facts | LED Fixture: Pole-Mounted, Exterior rated, 90 Watts |  |  |  | Available |  | 0 | 0 | DEER2020 Update: 2018OutdoorLightingPhase1DispositionUpdate |  |  |  |  | None | 2018-01-01 | 2019-12-31 | [5 empty] | Standard | Workpaper measure expires 2018-12-31 (extended through 2019-12-31), replace with DEER measures that adopt workpaper baselines and HOU values | 1 | 1 | 0 | Deemed Ex Ante Team |  | Workpaper measure expires 2018-12-31 (extended through 2019-12-31), replace with DEER measures that adopt workpaper baselines and HOU values |  | Updated to indicate claim/filing status
2020 | C-Out-RdAr-LEDFixt-PM-Ext-1(90w)-dW27 | Commercial Outdoor Road & Area Lighting: LED Fixture. Normal Replacement (NR) and New Construction (NC) applications. Savings calculated above a standard practice baseline. | DEER2020 | D20v1 | 2020-11-24 16:30 | All-Oltg-dWatt | NonDEER | Scaled | DeltaWatts | 27 |  | None |  | 0 |  | 0 | Com | Any | Lighting | OutGen | Ltg_Fixture | LED_fixt | RdAr-LEDFixt-PM-Ext-1(90w) | OLtg-Com-LED-50000hr |  | 100% LED at 25th percentile Lighting Facts | LED Fixture: Pole-Mounted, Exterior rated, 90 Watts |  |  |  | Available |  | 0 | 0 | [5 empty] | None | 2020-01-01 | 2020-03-18 | [5 empty] | Standard | Workpaper required to support use of HOU without motions sensors. | 1 | 1 | 0 | Deemed Ex Ante Team |  | Workpaper required to support use of HOU without motions sensors. |  | Updated to indicate claim/filing status
2020 | C-Out-RdAr-LEDFixt-PM-Ext-1(90w)-dW27-MS | Commercial Outdoor Road & Area Lighting: LED Fixture. Normal Replacement (NR) and New Construction (NC) applications. Savings calculated above a standard practice baseline. | DEER2020 | D20v1 | 2020-11-24 16:30 | All-Oltg-dWatt-MS | NonDEER | Scaled | DeltaWatts | 27 |  | None |  | 0 |  | 0 | Com | Any | Lighting | OutGen | Ltg_Fixture | LED_fixt | RdAr-LEDFixt-PM-Ext-1(90w) | OLtg-Com-LED-50000hr |  | 100% LED at 25th percentile Lighting Facts | LED Fixture: Pole-Mounted, Exterior rated, 90 Watts with motion sensing required by Title 24 |  |  |  | Available |  | 0 | 0 | [5 empty] | None | 2020-01-01 | 2020-03-18 | [5 empty] | Standard |  | 1 | 1 | 0 | Deemed Ex Ante Team |  |  |  | Updated to indicate claim/filing status
2020 | C-Out-RdAr-LEDFixt-PM-Ext-1(90w)-dW27-MS | Commercial Outdoor Road & Area Lighting: LED Fixture. Normal Replacement (NR) and New Construction (NC) applications. Savings calculated above a standard practice baseline. | DEER2019 | D20v0 | 2020-11-24 16:30 | All-Oltg-dWatt-MS | NonDEER | Scaled | DeltaWatts | 27 |  | None |  | 0 |  | 0 | Com | Any | Lighting | OutGen | Ltg_Fixture | LED_fixt | RdAr-LEDFixt-PM-Ext-1(90w) | OLtg-Com-LED-50000hr |  | 100% LED at 25th percentile Lighting Facts | LED Fixture: Pole-Mounted, Exterior rated, 90 Watts with motion sensing required by Title 24 |  |  |  | Available |  | 0 | 0 | DEER2019 Proposed Update |  |  |  |  | None | 2019-01-01 | 2019-12-31 | [5 empty] | Standard |  | 1 | 1 | 0 | Deemed Ex Ante Team |  |  |  | Updated to indicate claim/filing status
2020 | C-Out-RdAr-LEDFixt-PM-Ext(235w)-dW43 | Commercial Outdoor Road & Area Lighting: LED Fixture. Normal Replacement (NR) and New Construction (NC) applications. Savings calculated above a standard practice baseline. | DEER2020 | D20v1 | 2020-11-24 16:30 | All-Oltg-dWatt | NonDEER | Scaled | DeltaWatts | 43.3 |  | None |  | 0 |  | 0 | Com | Any | Lighting | OutGen | Ltg_Fixture | LED_fixt | RdAr-LEDFixt-PM-Ext(235w) | OLtg-Com-LED-50000hr |  | 100% LED at 25th percentile Lighting Facts | LED Fixture: Pole-Mounted, Exterior rated, 235 Watts |  |  |  | Available |  | 0 | 0 | [5 empty] | None | 2020-01-01 | 2020-03-18 | [5 empty] | Standard | Workpaper required to support use of HOU without motions sensors. | 1 | 1 | 0 | Deemed Ex Ante Team |  | Workpaper required to support use of HOU without motions sensors. |  | Updated to indicate claim/filing status
2020 | C-Out-RdAr-LEDFixt-PM-Ext(235w)-dW43 | Commercial Outdoor Road & Area Lighting: LED Fixture. Normal Replacement (NR) and New Construction (NC) applications. Savings calculated above a standard practice baseline. | DEER1314 | Disposition | 2020-11-24 16:30 | Com-Oltg-dWatt-fxt | NonDEER | Scaled | DeltaWatts | 43.35 |  | None |  | 0 |  | 0 | Com | Any | Lighting | OutGen | Ltg_Fixture | LED_fixt | RdAr-LEDFixt-PM-Ext(235w) | OLtg-Com-LED-50000hr |  | 100% LED at 25th percentile Lighting Facts | LED Fixture: Pole-Mounted, Exterior rated, 235 Watts |  |  |  | Available |  | 0 | 0 | DEER2020 Update: 2018OutdoorLightingPhase1DispositionUpdate |  |  |  |  | None | 2018-01-01 | 2019-12-31 | [5 empty] | Standard | Workpaper measure expires 2018-12-31 (extended through 2019-12-31), replace with DEER measures that adopt workpaper baselines and HOU values | 1 | 1 | 0 | Deemed Ex Ante Team |  | Workpaper measure expires 2018-12-31 (extended through 2019-12-31), replace with DEER measures that adopt workpaper baselines and HOU values |  | Updated to indicate claim/filing status
2020 | C-Out-RdAr-LEDFixt-PM-Ext(235w)-dW43 | Commercial Outdoor Road & Area Lighting: LED Fixture. Normal Replacement (NR) and New Construction (NC) applications. Savings calculated above a standard practice baseline. | DEER2019 | D20v0 | 2020-11-24 16:30 | All-Oltg-dWatt | NonDEER | Scaled | DeltaWatts | 43.3 |  | None |  | 0 |  | 0 | Com | Any | Lighting | OutGen | Ltg_Fixture | LED_fixt | RdAr-LEDFixt-PM-Ext(235w) | OLtg-Com-LED-50000hr |  | 100% LED at 25th percentile Lighting Facts | LED Fixture: Pole-Mounted, Exterior rated, 235 Watts |  |  |  | Available |  | 0 | 0 | DEER2019 Proposed Update |  |  |  |  | None | 2019-01-01 | 2019-12-31 | [5 empty] | Standard | Measure expires 12/31/2019, replaced with DEER2020 measures with revised peak demand period definition. Workpaper required to support use of HOU without motions sensors. | 1 | 1 | 0 | Deemed Ex Ante Team |  | Measure expires 12/31/2019, replaced with DEER2020 measures with revised peak demand period definition. Workpaper required to support use of HOU without motions sensors. |  | Updated to indicate claim/filing status
2020 | C-Out-RdAr-LEDFixt-PM-Ext(235w)-dW43-MS | Commercial Outdoor Road & Area Lighting: LED Fixture. Normal Replacement (NR) and New Construction (NC) applications. Savings calculated above a standard practice baseline. | DEER2020 | D20v1 | 2020-11-24 16:30 | All-Oltg-dWatt-MS | NonDEER | Scaled | DeltaWatts | 43.3 |  | None |  | 0 |  | 0 | Com | Any | Lighting | OutGen | Ltg_Fixture | LED_fixt | RdAr-LEDFixt-PM-Ext(235w) | OLtg-Com-LED-50000hr |  | 100% LED at 25th percentile Lighting Facts | LED Fixture: Pole-Mounted, Exterior rated, 235 Watts with motion sensing required by Title 24 |  |  |  | Available |  | 0 | 0 | [5 empty] | None | 2020-01-01 | 2020-03-18 | [5 empty] | Standard |  | 1 | 1 | 0 | Deemed Ex Ante Team |  |  |  | Updated to indicate claim/filing status
2020 | C-Out-RdAr-LEDFixt-PM-Ext(235w)-dW43-MS | Commercial Outdoor Road & Area Lighting: LED Fixture. Normal Replacement (NR) and New Construction (NC) applications. Savings calculated above a standard practice baseline. | DEER2019 | D20v0 | 2020-11-24 16:30 | All-Oltg-dWatt-MS | NonDEER | Scaled | DeltaWatts | 43.3 |  | None |  | 0 |  | 0 | Com | Any | Lighting | OutGen | Ltg_Fixture | LED_fixt | RdAr-LEDFixt-PM-Ext(235w) | OLtg-Com-LED-50000hr |  | 100% LED at 25th percentile Lighting Facts | LED Fixture: Pole-Mounted, Exterior rated, 235 Watts with motion sensing required by Title 24 |  |  |  | Available |  | 0 | 0 | DEER2019 Proposed Update |  |  |  |  | None | 2019-01-01 | 2019-12-31 | [5 empty] | Standard |  | 1 | 1 | 0 | Deemed Ex Ante Team |  |  |  | Updated to indicate claim/filing status
2020 | C-Out-RdAr-LEDFixt-PM-Ext(29w)-dW14 | Commercial Outdoor Road & Area Lighting: LED Fixture. Normal Replacement (NR) and New Construction (NC) applications. Savings calculated above a standard practice baseline. | DEER1314 | Disposition | 2020-11-24 16:30 | Com-Oltg-dWatt-fxt | NonDEER | Scaled | DeltaWatts | 13.71 |  | None |  | 0 |  | 0 | Com | Any | Lighting | OutGen | Ltg_Fixture | LED_fixt | RdAr-LEDFixt-PM-Ext(29w) | OLtg-Com-LED-50000hr |  | 100% LED at 25th percentile Lighting Facts | LED Fixture: Pole-Mounted, Exterior rated, 29 Watts |  |  |  | Available |  | 0 | 0 | DEER2020 Update: 2018OutdoorLightingPhase1DispositionUpdate |  |  |  |  | None | 2018-01-01 | 2019-12-31 | [5 empty] | Standard | Workpaper measure expires 2018-12-31 (extended through 2019-12-31), replace with DEER measures that adopt workpaper baselines and HOU values | 1 | 1 | 0 | Deemed Ex Ante Team |  | Workpaper measure expires 2018-12-31 (extended through 2019-12-31), replace with DEER measures that adopt workpaper baselines and HOU values |  | Updated to indicate claim/filing status
2020 | C-Out-RdAr-LEDFixt-PM-Ext(29w)-dW14 | Commercial Outdoor Road & Area Lighting: LED Fixture. Normal Replacement (NR) and New Construction (NC) applications. Savings calculated above a standard practice baseline. | DEER2019 | D20v0 | 2020-11-24 16:30 | All-Oltg-dWatt | NonDEER | Scaled | DeltaWatts | 13.7 |  | None |  | 0 |  | 0 | Com | Any | Lighting | OutGen | Ltg_Fixture | LED_fixt | RdAr-LEDFixt-PM-Ext(29w) | OLtg-Com-LED-50000hr |  | 100% LED at 25th percentile Lighting Facts | LED Fixture: Pole-Mounted, Exterior rated, 29 Watts |  |  |  | Available |  | 0 | 0 | DEER2019 Proposed Update |  |  |  |  | None | 2019-01-01 | 2019-12-31 | [5 empty] | Standard | Measure expires 12/31/2019, replaced with DEER2020 measures with revised peak demand period definition. | 1 | 1 | 0 | Deemed Ex Ante Team |  | Measure expires 12/31/2019, replaced with DEER2020 measures with revised peak demand period definition. |  | Updated to indicate claim/filing status
2020 | C-Out-RdAr-LEDFixt-PM-Ext(29w)-dW14 | Commercial Outdoor Road & Area Lighting: LED Fixture. Normal Replacement (NR) and New Construction (NC) applications. Savings calculated above a standard practice baseline. | DEER2020 | D20v1 | 2020-11-24 16:30 | All-Oltg-dWatt | NonDEER | Scaled | DeltaWatts | 13.7 |  | None |  | 0 |  | 0 | Com | Any | Lighting | OutGen | Ltg_Fixture | LED_fixt | RdAr-LEDFixt-PM-Ext(29w) | OLtg-Com-LED-50000hr |  | 100% LED at 25th percentile Lighting Facts | LED Fixture: Pole-Mounted, Exterior rated, 29 Watts |  |  |  | Available |  | 0 | 0 | [5 empty] | None | 2020-01-01 | 2020-03-18 | [5 empty] | Standard |  | 1 | 1 | 0 | Deemed Ex Ante Team |  |  |  | Updated to indicate claim/filing status
2020 | C-Out-RdAr-LEDFixt-PM-Ext(390w)-dW54 | Commercial Outdoor Road & Area Lighting: LED Fixture. Normal Replacement (NR) and New Construction (NC) applications. Savings calculated above a standard practice baseline. | DEER2019 | D20v0 | 2020-11-24 16:30 | All-Oltg-dWatt | NonDEER | Scaled | DeltaWatts | 53.9 |  | None |  | 0 |  | 0 | Com | Any | Lighting | OutGen | Ltg_Fixture | LED_fixt | RdAr-LEDFixt-PM-Ext(390w) | OLtg-Com-LED-50000hr |  | 100% LED at 25th percentile Lighting Facts | LED Fixture: Pole-Mounted, Exterior rated, 390 Watts |  |  |  | Available |  | 0 | 0 | DEER2019 Proposed Update |  |  |  |  | None | 2019-01-01 | 2019-12-31 | [5 empty] | Standard | Measure expires 12/31/2019, replaced with DEER2020 measures with revised peak demand period definition. Workpaper required to support use of HOU without motions sensors. | 1 | 1 | 0 | Deemed Ex Ante Team |  | Measure expires 12/31/2019, replaced with DEER2020 measures with revised peak demand period definition. Workpaper required to support use of HOU without motions sensors. |  | Updated to indicate claim/filing status
2020 | C-Out-RdAr-LEDFixt-PM-Ext(390w)-dW54 | Commercial Outdoor Road & Area Lighting: LED Fixture. Normal Replacement (NR) and New Construction (NC) applications. Savings calculated above a standard practice baseline. | DEER2020 | D20v1 | 2020-11-24 16:30 | All-Oltg-dWatt | NonDEER | Scaled | DeltaWatts | 53.9 |  | None |  | 0 |  | 0 | Com | Any | Lighting | OutGen | Ltg_Fixture | LED_fixt | RdAr-LEDFixt-PM-Ext(390w) | OLtg-Com-LED-50000hr |  | 100% LED at 25th percentile Lighting Facts | LED Fixture: Pole-Mounted, Exterior rated, 390 Watts |  |  |  | Available |  | 0 | 0 | [5 empty] | None | 2020-01-01 | 2020-03-18 | [5 empty] | Standard | Workpaper required to support use of HOU without motions sensors. | 1 | 1 | 0 | Deemed Ex Ante Team |  | Workpaper required to support use of HOU without motions sensors. |  | Updated to indicate claim/filing status
2020 | C-Out-RdAr-LEDFixt-PM-Ext(390w)-dW54 | Commercial Outdoor Road & Area Lighting: LED Fixture. Normal Replacement (NR) and New Construction (NC) applications. Savings calculated above a standard practice baseline. | DEER1314 | Disposition | 2020-11-24 16:30 | Com-Oltg-dWatt-fxt | NonDEER | Scaled | DeltaWatts | 53.94 |  | None |  | 0 |  | 0 | Com | Any | Lighting | OutGen | Ltg_Fixture | LED_fixt | RdAr-LEDFixt-PM-Ext(390w) | OLtg-Com-LED-50000hr |  | 100% LED at 25th percentile Lighting Facts | LED Fixture: Pole-Mounted, Exterior rated, 390 Watts |  |  |  | Available |  | 0 | 0 | DEER2020 Update: 2018OutdoorLightingPhase1DispositionUpdate |  |  |  |  | None | 2018-01-01 | 2019-12-31 | [5 empty] | Standard | Workpaper measure expires 2018-12-31 (extended through 2019-12-31), replace with DEER measures that adopt workpaper baselines and HOU values | 1 | 1 | 0 | Deemed Ex Ante Team |  | Workpaper measure expires 2018-12-31 (extended through 2019-12-31), replace with DEER measures that adopt workpaper baselines and HOU values |  | Updated to indicate claim/filing status
2020 | C-Out-RdAr-LEDFixt-PM-Ext(390w)-dW54-MS | Commercial Outdoor Road & Area Lighting: LED Fixture. Normal Replacement (NR) and New Construction (NC) applications. Savings calculated above a standard practice baseline. | DEER2020 | D20v1 | 2020-11-24 16:30 | All-Oltg-dWatt-MS | NonDEER | Scaled | DeltaWatts | 53.9 |  | None |  | 0 |  | 0 | Com | Any | Lighting | OutGen | Ltg_Fixture | LED_fixt | RdAr-LEDFixt-PM-Ext(390w) | OLtg-Com-LED-50000hr |  | 100% LED at 25th percentile Lighting Facts | LED Fixture: Pole-Mounted, Exterior rated, 390 Watts with motion sensing required by Title 24 |  |  |  | Available |  | 0 | 0 | [5 empty] | None | 2020-01-01 | 2020-03-18 | [5 empty] | Standard |  | 1 | 1 | 0 | Deemed Ex Ante Team |  |  |  | Updated to indicate claim/filing status
2020 | C-Out-RdAr-LEDFixt-PM-Ext(390w)-dW54-MS | Commercial Outdoor Road & Area Lighting: LED Fixture. Normal Replacement (NR) and New Construction (NC) applications. Savings calculated above a standard practice baseline. | DEER2019 | D20v0 | 2020-11-24 16:30 | All-Oltg-dWatt-MS | NonDEER | Scaled | DeltaWatts | 53.9 |  | None |  | 0 |  | 0 | Com | Any | Lighting | OutGen | Ltg_Fixture | LED_fixt | RdAr-LEDFixt-PM-Ext(390w) | OLtg-Com-LED-50000hr |  | 100% LED at 25th percentile Lighting Facts | LED Fixture: Pole-Mounted, Exterior rated, 390 Watts with motion sensing required by Title 24 |  |  |  | Available |  | 0 | 0 | DEER2019 Proposed Update |  |  |  |  | None | 2019-01-01 | 2019-12-31 | [5 empty] | Standard |  | 1 | 1 | 0 | Deemed Ex Ante Team |  |  |  | Updated to indicate claim/filing status
2020 | C-Out-RdAr-LEDFixt-PM-Ext(45w)-dW14 | Commercial Outdoor Road & Area Lighting: LED Fixture. Normal Replacement (NR) and New Construction (NC) applications. Savings calculated above a standard practice baseline. | DEER1314 | Disposition | 2020-11-24 16:30 | Com-Oltg-dWatt-fxt | NonDEER | Scaled | DeltaWatts | 14.4 |  | None |  | 0 |  | 0 | Com | Any | Lighting | OutGen | Ltg_Fixture | LED_fixt | RdAr-LEDFixt-PM-Ext(45w) | OLtg-Com-LED-50000hr |  | 100% LED at 25th percentile Lighting Facts | LED Fixture: Pole-Mounted, Exterior rated, 45 Watts |  |  |  | Available |  | 0 | 0 | DEER2020 Update: 2018OutdoorLightingPhase1DispositionUpdate |  |  |  |  | None | 2018-01-01 | 2019-12-31 | [5 empty] | Standard | Workpaper measure expires 2018-12-31 (extended through 2019-12-31), replace with DEER measures that adopt workpaper baselines and HOU values | 1 | 1 | 0 | Deemed Ex Ante Team |  | Workpaper measure expires 2018-12-31 (extended through 2019-12-31), replace with DEER measures that adopt workpaper baselines and HOU values |  | Updated to indicate claim/filing status
2020 | C-Out-RdAr-LEDFixt-PM-Ext(45w)-dW14 | Commercial Outdoor Road & Area Lighting: LED Fixture. Normal Replacement (NR) and New Construction (NC) applications. Savings calculated above a standard practice baseline. | DEER2020 | D20v1 | 2020-11-24 16:30 | All-Oltg-dWatt | NonDEER | Scaled | DeltaWatts | 14.4 |  | None |  | 0 |  | 0 | Com | Any | Lighting | OutGen | Ltg_Fixture | LED_fixt | RdAr-LEDFixt-PM-Ext(45w) | OLtg-Com-LED-50000hr |  | 100% LED at 25th percentile Lighting Facts | LED Fixture: Pole-Mounted, Exterior rated, 45 Watts |  |  |  | Available |  | 0 | 0 | [5 empty] | None | 2020-01-01 | 2020-03-18 | [5 empty] | Standard | Workpaper required to support use of HOU without motions sensors. | 1 | 1 | 0 | Deemed Ex Ante Team |  | Workpaper required to support use of HOU without motions sensors. |  | Updated to indicate claim/filing status
2020 | C-Out-RdAr-LEDFixt-PM-Ext(45w)-dW14 | Commercial Outdoor Road & Area Lighting: LED Fixture. Normal Replacement (NR) and New Construction (NC) applications. Savings calculated above a standard practice baseline. | DEER2019 | D20v0 | 2020-11-24 16:30 | All-Oltg-dWatt | NonDEER | Scaled | DeltaWatts | 14.4 |  | None |  | 0 |  | 0 | Com | Any | Lighting | OutGen | Ltg_Fixture | LED_fixt | RdAr-LEDFixt-PM-Ext(45w) | OLtg-Com-LED-50000hr |  | 100% LED at 25th percentile Lighting Facts | LED Fixture: Pole-Mounted, Exterior rated, 45 Watts |  |  |  | Available |  | 0 | 0 | DEER2019 Proposed Update |  |  |  |  | None | 2019-01-01 | 2019-12-31 | [5 empty] | Standard | Measure expires 12/31/2019, replaced with DEER2020 measures with revised peak demand period definition. | 1 | 1 | 0 | Deemed Ex Ante Team |  | Measure expires 12/31/2019, replaced with DEER2020 measures with revised peak demand period definition. |  | Updated to indicate claim/filing status
2020 | C-Out-RdAr-LEDFixt-PM-Ext(45w)-dW14-MS | Commercial Outdoor Road & Area Lighting: LED Fixture. Normal Replacement (NR) and New Construction (NC) applications. Savings calculated above a standard practice baseline. | DEER2020 | D20v1 | 2020-11-24 16:30 | All-Oltg-dWatt-MS | NonDEER | Scaled | DeltaWatts | 14.4 |  | None |  | 0 |  | 0 | Com | Any | Lighting | OutGen | Ltg_Fixture | LED_fixt | RdAr-LEDFixt-PM-Ext(45w) | OLtg-Com-LED-50000hr |  | 100% LED at 25th percentile Lighting Facts | LED Fixture: Pole-Mounted, Exterior rated, 45 Watts with motion sensing required by Title 24 |  |  |  | Available |  | 0 | 0 | [5 empty] | None | 2020-01-01 | 2020-03-18 | [5 empty] | Standard |  | 1 | 1 | 0 | Deemed Ex Ante Team |  |  |  | Updated to indicate claim/filing status
2020 | C-Out-RdAr-LEDFixt-PM-Ext(571w)-dW94 | Commercial Outdoor Road & Area Lighting: LED Fixture. Normal Replacement (NR) and New Construction (NC) applications. Savings calculated above a standard practice baseline. | DEER2020 | D20v1 | 2020-11-24 16:30 | All-Oltg-dWatt | NonDEER | Scaled | DeltaWatts | 93.7 |  | None |  | 0 |  | 0 | Com | Any | Lighting | OutGen | Ltg_Fixture | LED_fixt | RdAr-LEDFixt-PM-Ext(571w) | OLtg-Com-LED-50000hr |  | 100% LED at 25th percentile Lighting Facts | LED Fixture: Pole-Mounted, Exterior rated, 571 Watts |  |  |  | Available |  | 0 | 0 | [5 empty] | None | 2020-01-01 | 2020-03-18 | [5 empty] | Standard | Workpaper required to support use of HOU without motions sensors. | 1 | 1 | 0 | Deemed Ex Ante Team |  | Workpaper required to support use of HOU without motions sensors. |  | Updated to indicate claim/filing status
2020 | C-Out-RdAr-LEDFixt-PM-Ext(571w)-dW94 | Commercial Outdoor Road & Area Lighting: LED Fixture. Normal Replacement (NR) and New Construction (NC) applications. Savings calculated above a standard practice baseline. | DEER1314 | Disposition | 2020-11-24 16:30 | Com-Oltg-dWatt-fxt | NonDEER | Scaled | DeltaWatts | 93.66 |  | None |  | 0 |  | 0 | Com | Any | Lighting | OutGen | Ltg_Fixture | LED_fixt | RdAr-LEDFixt-PM-Ext(571w) | OLtg-Com-LED-50000hr |  | 100% LED at 25th percentile Lighting Facts | LED Fixture: Pole-Mounted, Exterior rated, 571 Watts |  |  |  | Available |  | 0 | 0 | DEER2020 Update: 2018OutdoorLightingPhase1DispositionUpdate |  |  |  |  | None | 2018-01-01 | 2019-12-31 | [5 empty] | Standard | Workpaper measure expires 2018-12-31 (extended through 2019-12-31), replace with DEER measures that adopt workpaper baselines and HOU values | 1 | 1 | 0 | Deemed Ex Ante Team |  | Workpaper measure expires 2018-12-31 (extended through 2019-12-31), replace with DEER measures that adopt workpaper baselines and HOU values |  | Updated to indicate claim/filing status
2020 | C-Out-RdAr-LEDFixt-PM-Ext(571w)-dW94 | Commercial Outdoor Road & Area Lighting: LED Fixture. Normal Replacement (NR) and New Construction (NC) applications. Savings calculated above a standard practice baseline. | DEER2019 | D20v0 | 2020-11-24 16:30 | All-Oltg-dWatt | NonDEER | Scaled | DeltaWatts | 93.7 |  | None |  | 0 |  | 0 | Com | Any | Lighting | OutGen | Ltg_Fixture | LED_fixt | RdAr-LEDFixt-PM-Ext(571w) | OLtg-Com-LED-50000hr |  | 100% LED at 25th percentile Lighting Facts | LED Fixture: Pole-Mounted, Exterior rated, 571 Watts |  |  |  | Available |  | 0 | 0 | DEER2019 Proposed Update |  |  |  |  | None | 2019-01-01 | 2019-12-31 | [5 empty] | Standard | Measure expires 12/31/2019, replaced with DEER2020 measures with revised peak demand period definition. Workpaper required to support use of HOU without motions sensors. | 1 | 1 | 0 | Deemed Ex Ante Team |  | Measure expires 12/31/2019, replaced with DEER2020 measures with revised peak demand period definition. Workpaper required to support use of HOU without motions sensors. |  | Updated to indicate claim/filing status
2020 | C-Out-RdAr-LEDFixt-PM-Ext(571w)-dW94-MS | Commercial Outdoor Road & Area Lighting: LED Fixture. Normal Replacement (NR) and New Construction (NC) applications. Savings calculated above a standard practice baseline. | DEER2019 | D20v0 | 2020-11-24 16:30 | All-Oltg-dWatt-MS | NonDEER | Scaled | DeltaWatts | 93.7 |  | None |  | 0 |  | 0 | Com | Any | Lighting | OutGen | Ltg_Fixture | LED_fixt | RdAr-LEDFixt-PM-Ext(571w) | OLtg-Com-LED-50000hr |  | 100% LED at 25th percentile Lighting Facts | LED Fixture: Pole-Mounted, Exterior rated, 571 Watts with motion sensing required by Title 24 |  |  |  | Available |  | 0 | 0 | DEER2019 Proposed Update |  |  |  |  | None | 2019-01-01 | 2019-12-31 | [5 empty] | Standard |  | 1 | 1 | 0 | Deemed Ex Ante Team |  |  |  | Updated to indicate claim/filing status
2020 | C-Out-RdAr-LEDFixt-PM-Ext(571w)-dW94-MS | Commercial Outdoor Road & Area Lighting: LED Fixture. Normal Replacement (NR) and New Construction (NC) applications. Savings calculated above a standard practice baseline. | DEER2020 | D20v1 | 2020-11-24 16:30 | All-Oltg-dWatt-MS | NonDEER | Scaled | DeltaWatts | 93.7 |  | None |  | 0 |  | 0 | Com | Any | Lighting | OutGen | Ltg_Fixture | LED_fixt | RdAr-LEDFixt-PM-Ext(571w) | OLtg-Com-LED-50000hr |  | 100% LED at 25th percentile Lighting Facts | LED Fixture: Pole-Mounted, Exterior rated, 571 Watts with motion sensing required by Title 24 |  |  |  | Available |  | 0 | 0 | [5 empty] | None | 2020-01-01 | 2020-03-18 | [5 empty] | Standard |  | 1 | 1 | 0 | Deemed Ex Ante Team |  |  |  | Updated to indicate claim/filing status
2020 | C-Out-Strt-LEDFixt-PM-Ext(107w)-dW29 | Commercial Outdoor Street Lighting: LED Fixture. Normal Replacement (NR) and New Construction (NC) applications. Savings calculated above a standard practice baseline. | DEER2020 | D20v1 | 2020-11-24 16:30 | All-Oltg-dWatt | NonDEER | Scaled | DeltaWatts | 29.3 |  | None |  | 0 |  | 0 | Com | Any | Lighting | OutGen | Ltg_Fixture | LED_fixt | Strt-LEDFixt-PM-Ext(107w) | OLtg-Com-LED-50000hr |  | 100% LED at 25th percentile Lighting Facts | LED Fixture: Pole-Mounted, Exterior rated, 107 Watts |  |  |  | Available |  | 0 | 0 | [5 empty] | None | 2020-01-01 | 2020-03-18 | [5 empty] | Standard |  | 1 | 1 | 0 | Deemed Ex Ante Team |  |  |  | Updated to indicate claim/filing status
2020 | C-Out-Strt-LEDFixt-PM-Ext(107w)-dW29 | Commercial Outdoor Street Lighting: LED Fixture. Normal Replacement (NR) and New Construction (NC) applications. Savings calculated above a standard practice baseline. | DEER1314 | Disposition | 2020-11-24 16:30 | Com-Oltg-dWatt-fxt | NonDEER | Scaled | DeltaWatts | 29.34 |  | None |  | 0 |  | 0 | Com | Any | Lighting | OutGen | Ltg_Fixture | LED_fixt | Strt-LEDFixt-PM-Ext(107w) | OLtg-Com-LED-50000hr |  | 100% LED at 25th percentile Lighting Facts | LED Fixture: Pole-Mounted, Exterior rated, 107 Watts |  |  |  | Available |  | 0 | 0 | DEER2020 Update: 2018OutdoorLightingPhase1DispositionUpdate |  |  |  |  | None | 2018-01-01 | 2019-12-31 | [5 empty] | Standard | Workpaper measure expires 2018-12-31 (extended through 2019-12-31), replace with DEER measures that adopt workpaper baselines and HOU values | 1 | 1 | 0 | Deemed Ex Ante Team |  | Workpaper measure expires 2018-12-31 (extended through 2019-12-31), replace with DEER measures that adopt workpaper baselines and HOU values |  | Updated to indicate claim/filing status
2020 | C-Out-Strt-LEDFixt-PM-Ext(107w)-dW29 | Commercial Outdoor Street Lighting: LED Fixture. Normal Replacement (NR) and New Construction (NC) applications. Savings calculated above a standard practice baseline. | DEER2019 | D20v0 | 2020-11-24 16:30 | All-Oltg-dWatt | NonDEER | Scaled | DeltaWatts | 29.3 |  | None |  | 0 |  | 0 | Com | Any | Lighting | OutGen | Ltg_Fixture | LED_fixt | Strt-LEDFixt-PM-Ext(107w) | OLtg-Com-LED-50000hr |  | 100% LED at 25th percentile Lighting Facts | LED Fixture: Pole-Mounted, Exterior rated, 107 Watts |  |  |  | Available |  | 0 | 0 | DEER2019 Proposed Update |  |  |  |  | None | 2019-01-01 | 2019-12-31 | [5 empty] | Standard | Measure expires 12/31/2019, replaced with DEER2020 measures with revised peak demand period definition. | 1 | 1 | 0 | Deemed Ex Ante Team |  | Measure expires 12/31/2019, replaced with DEER2020 measures with revised peak demand period definition. |  | Updated to indicate claim/filing status
2020 | C-Out-Strt-LEDFixt-PM-Ext(146w)-dW29 | Commercial Outdoor Street Lighting: LED Fixture. Normal Replacement (NR) and New Construction (NC) applications. Savings calculated above a standard practice baseline. | DEER2019 | D20v0 | 2020-11-24 16:30 | All-Oltg-dWatt | NonDEER | Scaled | DeltaWatts | 28.7 |  | None |  | 0 |  | 0 | Com | Any | Lighting | OutGen | Ltg_Fixture | LED_fixt | Strt-LEDFixt-PM-Ext(146w) | OLtg-Com-LED-50000hr |  | 100% LED at 25th percentile Lighting Facts | LED Fixture: Pole-Mounted, Exterior rated, 146 Watts |  |  |  | Available |  | 0 | 0 | DEER2019 Proposed Update |  |  |  |  | None | 2019-01-01 | 2019-12-31 | [5 empty] | Standard | Measure expires 12/31/2019, replaced with DEER2020 measures with revised peak demand period definition. | 1 | 1 | 0 | Deemed Ex Ante Team |  | Measure expires 12/31/2019, replaced with DEER2020 measures with revised peak demand period definition. |  | Updated to indicate claim/filing status
2020 | C-Out-Strt-LEDFixt-PM-Ext(146w)-dW29 | Commercial Outdoor Street Lighting: LED Fixture. Normal Replacement (NR) and New Construction (NC) applications. Savings calculated above a standard practice baseline. | DEER2020 | D20v1 | 2020-11-24 16:30 | All-Oltg-dWatt | NonDEER | Scaled | DeltaWatts | 28.7 |  | None |  | 0 |  | 0 | Com | Any | Lighting | OutGen | Ltg_Fixture | LED_fixt | Strt-LEDFixt-PM-Ext(146w) | OLtg-Com-LED-50000hr |  | 100% LED at 25th percentile Lighting Facts | LED Fixture: Pole-Mounted, Exterior rated, 146 Watts |  |  |  | Available |  | 0 | 0 | [5 empty] | None | 2020-01-01 | 2020-03-18 | [5 empty] | Standard |  | 1 | 1 | 0 | Deemed Ex Ante Team |  |  |  | Updated to indicate claim/filing status
2020 | C-Out-Strt-LEDFixt-PM-Ext(146w)-dW29 | Commercial Outdoor Street Lighting: LED Fixture. Normal Replacement (NR) and New Construction (NC) applications. Savings calculated above a standard practice baseline. | DEER1314 | Disposition | 2020-11-24 16:30 | Com-Oltg-dWatt-fxt | NonDEER | Scaled | DeltaWatts | 28.7 |  | None |  | 0 |  | 0 | Com | Any | Lighting | OutGen | Ltg_Fixture | LED_fixt | Strt-LEDFixt-PM-Ext(146w) | OLtg-Com-LED-50000hr |  | 100% LED at 25th percentile Lighting Facts | LED Fixture: Pole-Mounted, Exterior rated, 146 Watts |  |  |  | Available |  | 0 | 0 | DEER2020 Update: 2018OutdoorLightingPhase1DispositionUpdate |  |  |  |  | None | 2018-01-01 | 2019-12-31 | [5 empty] | Standard | Workpaper measure expires 2018-12-31 (extended through 2019-12-31), replace with DEER measures that adopt workpaper baselines and HOU values | 1 | 1 | 0 | Deemed Ex Ante Team |  | Workpaper measure expires 2018-12-31 (extended through 2019-12-31), replace with DEER measures that adopt workpaper baselines and HOU values |  | Updated to indicate claim/filing status
2020 | C-Out-Strt-LEDFixt-PM-Ext-1(68w)-dW22 | Commercial Outdoor Street Lighting: LED Fixture. Normal Replacement (NR) and New Construction (NC) applications. Savings calculated above a standard practice baseline. | DEER2020 | D20v1 | 2020-11-24 16:30 | All-Oltg-dWatt | NonDEER | Scaled | DeltaWatts | 21.7 |  | None |  | 0 |  | 0 | Com | Any | Lighting | OutGen | Ltg_Fixture | LED_fixt | Strt-LEDFixt-PM-Ext-1(68w) | OLtg-Com-LED-50000hr |  | 100% LED at 25th percentile Lighting Facts | LED Fixture: Pole-Mounted, Exterior rated, 68 Watts |  |  |  | Available |  | 0 | 0 | [5 empty] | None | 2020-01-01 | 2020-03-18 | [5 empty] | Standard |  | 1 | 1 | 0 | Deemed Ex Ante Team |  |  |  | Updated to indicate claim/filing status
2020 | C-Out-Strt-LEDFixt-PM-Ext-1(68w)-dW22 | Commercial Outdoor Street Lighting: LED Fixture. Normal Replacement (NR) and New Construction (NC) applications. Savings calculated above a standard practice baseline. | DEER2019 | D20v0 | 2020-11-24 16:30 | All-Oltg-dWatt | NonDEER | Scaled | DeltaWatts | 21.7 |  | None |  | 0 |  | 0 | Com | Any | Lighting | OutGen | Ltg_Fixture | LED_fixt | Strt-LEDFixt-PM-Ext-1(68w) | OLtg-Com-LED-50000hr |  | 100% LED at 25th percentile Lighting Facts | LED Fixture: Pole-Mounted, Exterior rated, 68 Watts |  |  |  | Available |  | 0 | 0 | DEER2019 Proposed Update |  |  |  |  | None | 2019-01-01 | 2019-12-31 | [5 empty] | Standard | Measure expires 12/31/2019, replaced with DEER2020 measures with revised peak demand period definition. | 1 | 1 | 0 | Deemed Ex Ante Team |  | Measure expires 12/31/2019, replaced with DEER2020 measures with revised peak demand period definition. |  | Updated to indicate claim/filing status
2020 | C-Out-Strt-LEDFixt-PM-Ext-1(68w)-dW22 | Commercial Outdoor Street Lighting: LED Fixture. Normal Replacement (NR) and New Construction (NC) applications. Savings calculated above a standard practice baseline. | DEER1314 | Disposition | 2020-11-24 16:30 | Com-Oltg-dWatt-fxt | NonDEER | Scaled | DeltaWatts | 21.74 |  | None |  | 0 |  | 0 | Com | Any | Lighting | OutGen | Ltg_Fixture | LED_fixt | Strt-LEDFixt-PM-Ext-1(68w) | OLtg-Com-LED-50000hr |  | 100% LED at 25th percentile Lighting Facts | LED Fixture: Pole-Mounted, Exterior rated, 68 Watts |  |  |  | Available |  | 0 | 0 | DEER2020 Update: 2018OutdoorLightingPhase1DispositionUpdate |  |  |  |  | None | 2018-01-01 | 2019-12-31 | [5 empty] | Standard | Workpaper measure expires 2018-12-31 (extended through 2019-12-31), replace with DEER measures that adopt workpaper baselines and HOU values | 1 | 1 | 0 | Deemed Ex Ante Team |  | Workpaper measure expires 2018-12-31 (extended through 2019-12-31), replace with DEER measures that adopt workpaper baselines and HOU values |  | Updated to indicate claim/filing status
2020 | C-Out-Strt-LEDFixt-PM-Ext-1(90w)-dW27 | Commercial Outdoor Street Lighting: LED Fixture. Normal Replacement (NR) and New Construction (NC) applications. Savings calculated above a standard practice baseline. | DEER1314 | Disposition | 2020-11-24 16:30 | Com-Oltg-dWatt-fxt | NonDEER | Scaled | DeltaWatts | 26.99 |  | None |  | 0 |  | 0 | Com | Any | Lighting | OutGen | Ltg_Fixture | LED_fixt | Strt-LEDFixt-PM-Ext-1(90w) | OLtg-Com-LED-50000hr |  | 100% LED at 25th percentile Lighting Facts | LED Fixture: Pole-Mounted, Exterior rated, 90 Watts |  |  |  | Available |  | 0 | 0 | DEER2020 Update: 2018OutdoorLightingPhase1DispositionUpdate |  |  |  |  | None | 2018-01-01 | 2019-12-31 | [5 empty] | Standard | Workpaper measure expires 2018-12-31 (extended through 2019-12-31), replace with DEER measures that adopt workpaper baselines and HOU values | 1 | 1 | 0 | Deemed Ex Ante Team |  | Workpaper measure expires 2018-12-31 (extended through 2019-12-31), replace with DEER measures that adopt workpaper baselines and HOU values |  | Updated to indicate claim/filing status
2020 | C-Out-Strt-LEDFixt-PM-Ext-1(90w)-dW27 | Commercial Outdoor Street Lighting: LED Fixture. Normal Replacement (NR) and New Construction (NC) applications. Savings calculated above a standard practice baseline. | DEER2020 | D20v1 | 2020-11-24 16:30 | All-Oltg-dWatt | NonDEER | Scaled | DeltaWatts | 27 |  | None |  | 0 |  | 0 | Com | Any | Lighting | OutGen | Ltg_Fixture | LED_fixt | Strt-LEDFixt-PM-Ext-1(90w) | OLtg-Com-LED-50000hr |  | 100% LED at 25th percentile Lighting Facts | LED Fixture: Pole-Mounted, Exterior rated, 90 Watts |  |  |  | Available |  | 0 | 0 | [5 empty] | None | 2020-01-01 | 2020-03-18 | [5 empty] | Standard |  | 1 | 1 | 0 | Deemed Ex Ante Team |  |  |  | Updated to indicate claim/filing status
2020 | C-Out-Strt-LEDFixt-PM-Ext-1(90w)-dW27 | Commercial Outdoor Street Lighting: LED Fixture. Normal Replacement (NR) and New Construction (NC) applications. Savings calculated above a standard practice baseline. | DEER2019 | D20v0 | 2020-11-24 16:30 | All-Oltg-dWatt | NonDEER | Scaled | DeltaWatts | 27 |  | None |  | 0 |  | 0 | Com | Any | Lighting | OutGen | Ltg_Fixture | LED_fixt | Strt-LEDFixt-PM-Ext-1(90w) | OLtg-Com-LED-50000hr |  | 100% LED at 25th percentile Lighting Facts | LED Fixture: Pole-Mounted, Exterior rated, 90 Watts |  |  |  | Available |  | 0 | 0 | DEER2019 Proposed Update |  |  |  |  | None | 2019-01-01 | 2019-12-31 | [5 empty] | Standard | Measure expires 12/31/2019, replaced with DEER2020 measures with revised peak demand period definition. | 1 | 1 | 0 | Deemed Ex Ante Team |  | Measure expires 12/31/2019, replaced with DEER2020 measures with revised peak demand period definition. |  | Updated to indicate claim/filing status
2020 | C-Out-Strt-LEDFixt-PM-Ext(235w)-dW43 | Commercial Outdoor Street Lighting: LED Fixture. Normal Replacement (NR) and New Construction (NC) applications. Savings calculated above a standard practice baseline. | DEER2019 | D20v0 | 2020-11-24 16:30 | All-Oltg-dWatt | NonDEER | Scaled | DeltaWatts | 43.3 |  | None |  | 0 |  | 0 | Com | Any | Lighting | OutGen | Ltg_Fixture | LED_fixt | Strt-LEDFixt-PM-Ext(235w) | OLtg-Com-LED-50000hr |  | 100% LED at 25th percentile Lighting Facts | LED Fixture: Pole-Mounted Exterior rated,, 235 Watts |  |  |  | Available |  | 0 | 0 | DEER2019 Proposed Update |  |  |  |  | None | 2019-01-01 | 2019-12-31 | [5 empty] | Standard | Measure expires 12/31/2019, replaced with DEER2020 measures with revised peak demand period definition. | 1 | 1 | 0 | Deemed Ex Ante Team |  | Measure expires 12/31/2019, replaced with DEER2020 measures with revised peak demand period definition. |  | Updated to indicate claim/filing status
2020 | C-Out-Strt-LEDFixt-PM-Ext(235w)-dW43 | Commercial Outdoor Street Lighting: LED Fixture. Normal Replacement (NR) and New Construction (NC) applications. Savings calculated above a standard practice baseline. | DEER2020 | D20v1 | 2020-11-24 16:30 | All-Oltg-dWatt | NonDEER | Scaled | DeltaWatts | 43.3 |  | None |  | 0 |  | 0 | Com | Any | Lighting | OutGen | Ltg_Fixture | LED_fixt | Strt-LEDFixt-PM-Ext(235w) | OLtg-Com-LED-50000hr |  | 100% LED at 25th percentile Lighting Facts | LED Fixture: Pole-Mounted Exterior rated,, 235 Watts |  |  |  | Available |  | 0 | 0 | [5 empty] | None | 2020-01-01 | 2020-03-18 | [5 empty] | Standard |  | 1 | 1 | 0 | Deemed Ex Ante Team |  |  |  | Updated to indicate claim/filing status
2020 | C-Out-Strt-LEDFixt-PM-Ext(235w)-dW43 | Commercial Outdoor Street Lighting: LED Fixture. Normal Replacement (NR) and New Construction (NC) applications. Savings calculated above a standard practice baseline. | DEER1314 | Disposition | 2020-11-24 16:30 | Com-Oltg-dWatt-fxt | NonDEER | Scaled | DeltaWatts | 43.35 |  | None |  | 0 |  | 0 | Com | Any | Lighting | OutGen | Ltg_Fixture | LED_fixt | Strt-LEDFixt-PM-Ext(235w) | OLtg-Com-LED-50000hr |  | 100% LED at 25th percentile Lighting Facts | LED Fixture: Pole-Mounted Exterior rated,, 235 Watts |  |  |  | Available |  | 0 | 0 | DEER2020 Update: 2018OutdoorLightingPhase1DispositionUpdate |  |  |  |  | None | 2018-01-01 | 2019-12-31 | [5 empty] | Standard | Workpaper measure expires 2018-12-31 (extended through 2019-12-31), replace with DEER measures that adopt workpaper baselines and HOU values | 1 | 1 | 0 | Deemed Ex Ante Team |  | Workpaper measure expires 2018-12-31 (extended through 2019-12-31), replace with DEER measures that adopt workpaper baselines and HOU values |  | Updated to indicate claim/filing status
2020 | C-Out-Strt-LEDFixt-PM-Ext(29w)-dW14 | Commercial Outdoor Street Lighting: LED Fixture. Normal Replacement (NR) and New Construction (NC) applications. Savings calculated above a standard practice baseline. | DEER1314 | Disposition | 2020-11-24 16:30 | Com-Oltg-dWatt-fxt | NonDEER | Scaled | DeltaWatts | 13.71 |  | None |  | 0 |  | 0 | Com | Any | Lighting | OutGen | Ltg_Fixture | LED_fixt | Strt-LEDFixt-PM-Ext(29w) | OLtg-Com-LED-50000hr |  | 100% LED at 25th percentile Lighting Facts | LED Fixture: Pole-Mounted, Exterior rated, 29 Watts |  |  |  | Available |  | 0 | 0 | DEER2020 Update: 2018OutdoorLightingPhase1DispositionUpdate |  |  |  |  | None | 2018-01-01 | 2019-12-31 | [5 empty] | Standard | Workpaper measure expires 2018-12-31 (extended through 2019-12-31), replace with DEER measures that adopt workpaper baselines and HOU values | 1 | 1 | 0 | Deemed Ex Ante Team |  | Workpaper measure expires 2018-12-31 (extended through 2019-12-31), replace with DEER measures that adopt workpaper baselines and HOU values |  | Updated to indicate claim/filing status
2020 | C-Out-Strt-LEDFixt-PM-Ext(29w)-dW14 | Commercial Outdoor Street Lighting: LED Fixture. Normal Replacement (NR) and New Construction (NC) applications. Savings calculated above a standard practice baseline. | DEER2019 | D20v0 | 2020-11-24 16:30 | All-Oltg-dWatt | NonDEER | Scaled | DeltaWatts | 13.7 |  | None |  | 0 |  | 0 | Com | Any | Lighting | OutGen | Ltg_Fixture | LED_fixt | Strt-LEDFixt-PM-Ext(29w) | OLtg-Com-LED-50000hr |  | 100% LED at 25th percentile Lighting Facts | LED Fixture: Pole-Mounted, Exterior rated, 29 Watts |  |  |  | Available |  | 0 | 0 | DEER2019 Proposed Update |  |  |  |  | None | 2019-01-01 | 2019-12-31 | [5 empty] | Standard | Measure expires 12/31/2019, replaced with DEER2020 measures with revised peak demand period definition. | 1 | 1 | 0 | Deemed Ex Ante Team |  | Measure expires 12/31/2019, replaced with DEER2020 measures with revised peak demand period definition. |  | Updated to indicate claim/filing status
2020 | C-Out-Strt-LEDFixt-PM-Ext(29w)-dW14 | Commercial Outdoor Street Lighting: LED Fixture. Normal Replacement (NR) and New Construction (NC) applications. Savings calculated above a standard practice baseline. | DEER2020 | D20v1 | 2020-11-24 16:30 | All-Oltg-dWatt | NonDEER | Scaled | DeltaWatts | 13.7 |  | None |  | 0 |  | 0 | Com | Any | Lighting | OutGen | Ltg_Fixture | LED_fixt | Strt-LEDFixt-PM-Ext(29w) | OLtg-Com-LED-50000hr |  | 100% LED at 25th percentile Lighting Facts | LED Fixture: Pole-Mounted, Exterior rated, 29 Watts |  |  |  | Available |  | 0 | 0 | [5 empty] | None | 2020-01-01 | 2020-03-18 | [5 empty] | Standard |  | 1 | 1 | 0 | Deemed Ex Ante Team |  |  |  | Updated to indicate claim/filing status
2020 | C-Out-Strt-LEDFixt-PM-Ext(45w)-dW14 | Commercial Outdoor Street Lighting: LED Fixture. Normal Replacement (NR) and New Construction (NC) applications. Savings calculated above a standard practice baseline. | DEER2019 | D20v0 | 2020-11-24 16:30 | All-Oltg-dWatt | NonDEER | Scaled | DeltaWatts | 14.4 |  | None |  | 0 |  | 0 | Com | Any | Lighting | OutGen | Ltg_Fixture | LED_fixt | Strt-LEDFixt-PM-Ext(45w) | OLtg-Com-LED-50000hr |  | 100% LED at 25th percentile Lighting Facts | LED Fixture: Pole-Mounted, Exterior rated, 45 Watts |  |  |  | Available |  | 0 | 0 | DEER2019 Proposed Update |  |  |  |  | None | 2019-01-01 | 2019-12-31 | [5 empty] | Standard | Measure expires 12/31/2019, replaced with DEER2020 measures with revised peak demand period definition. | 1 | 1 | 0 | Deemed Ex Ante Team |  | Measure expires 12/31/2019, replaced with DEER2020 measures with revised peak demand period definition. |  | Updated to indicate claim/filing status
2020 | C-Out-Strt-LEDFixt-PM-Ext(45w)-dW14 | Commercial Outdoor Street Lighting: LED Fixture. Normal Replacement (NR) and New Construction (NC) applications. Savings calculated above a standard practice baseline. | DEER1314 | Disposition | 2020-11-24 16:30 | Com-Oltg-dWatt-fxt | NonDEER | Scaled | DeltaWatts | 14.4 |  | None |  | 0 |  | 0 | Com | Any | Lighting | OutGen | Ltg_Fixture | LED_fixt | Strt-LEDFixt-PM-Ext(45w) | OLtg-Com-LED-50000hr |  | 100% LED at 25th percentile Lighting Facts | LED Fixture: Pole-Mounted, Exterior rated, 45 Watts |  |  |  | Available |  | 0 | 0 | DEER2020 Update: 2018OutdoorLightingPhase1DispositionUpdate |  |  |  |  | None | 2018-01-01 | 2019-12-31 | [5 empty] | Standard | Workpaper measure expires 2018-12-31 (extended through 2019-12-31), replace with DEER measures that adopt workpaper baselines and HOU values | 1 | 1 | 0 | Deemed Ex Ante Team |  | Workpaper measure expires 2018-12-31 (extended through 2019-12-31), replace with DEER measures that adopt workpaper baselines and HOU values |  | Updated to indicate claim/filing status
2020 | C-Out-Strt-LEDFixt-PM-Ext(45w)-dW14 | Commercial Outdoor Street Lighting: LED Fixture. Normal Replacement (NR) and New Construction (NC) applications. Savings calculated above a standard practice baseline. | DEER2020 | D20v1 | 2020-11-24 16:30 | All-Oltg-dWatt | NonDEER | Scaled | DeltaWatts | 14.4 |  | None |  | 0 |  | 0 | Com | Any | Lighting | OutGen | Ltg_Fixture | LED_fixt | Strt-LEDFixt-PM-Ext(45w) | OLtg-Com-LED-50000hr |  | 100% LED at 25th percentile Lighting Facts | LED Fixture: Pole-Mounted, Exterior rated, 45 Watts |  |  |  | Available |  | 0 | 0 | [5 empty] | None | 2020-01-01 | 2020-03-18 | [5 empty] | Standard |  | 1 | 1 | 0 | Deemed Ex Ante Team |  |  |  | Updated to indicate claim/filing status
2020 | Furnace-Pkg-AFUE90 | Efficient Packaged Gas Furnace (Weatherized) - AFUE 90 | DEER2020 | D20v1 | 2020-11-24 16:30 | Furnace-Pkg-AFUE90 | DEER | Standard | None |  |  | None |  | 0 |  | 0 | Com | Any | HVAC | SpaceHeat | SpaceHtg_eq | GasFurnace |  | HVAC-Frnc | Packaged Furnace (Weatherized) 80 AFUE | Packaged Furnace (Weatherized) 81 AFUE | Packaged Furnace (Weatherized) 90 AFUE, with standard efficiency supply fan motor |  |  |  | Available |  | 0 | 0 |  | ErRobNc |  | HVAC-Frnc |  | None | 2020-01-01 | [6 empty] | Standard |  | 1 | 1 | 0 | Deemed Ex Ante Team |  |  |  | Updated to indicate claim/filing status
2020 | Furnace-Pkg-AFUE90-ECM-lt65kBtuh | Efficient Packaged Gas Furnace (Weatherized) - AFUE 90 with ECM supply fan motor | DEER2020 | D20v1 | 2020-11-24 16:30 | Furnace-Pkg-AFUE90-ECM-lt65kBtuh | DEER | Standard | None |  |  | None |  | 0 |  | 0 | Com | Any | HVAC | SpaceHeat | SpaceHtg_eq | GasFurnace |  | HVAC-Frnc | Packaged Furnace (Weatherized) 80 AFUE | Packaged Furnace (Weatherized) 81 AFUE | Packaged Furnace (Weatherized) 90 AFUE, with ECM supply fan motor |  |  |  | Available |  | 0 | 0 |  | ErRobNc |  | HVAC-Frnc |  | None | 2020-01-01 | [6 empty] | Standard |  | 1 | 1 | 0 | Deemed Ex Ante Team |  |  |  | Updated to indicate claim/filing status
2020 | Furnace-Pkg-AFUE91 | Efficient Packaged Gas Furnace (Weatherized) - AFUE 91 | DEER2020 | D20v1 | 2020-11-24 16:30 | Furnace-Pkg-AFUE91 | DEER | Standard | None |  |  | None |  | 0 |  | 0 | Com | Any | HVAC | SpaceHeat | SpaceHtg_eq | GasFurnace |  | HVAC-Frnc | Packaged Furnace (Weatherized) 80 AFUE | Packaged Furnace (Weatherized) 81 AFUE | Packaged Furnace (Weatherized) 91 AFUE, with standard efficiency supply fan motor |  |  |  | Available |  | 0 | 0 |  | ErRobNc |  | HVAC-Frnc |  | None | 2020-01-01 | [6 empty] | Standard |  | 1 | 1 | 0 | Deemed Ex Ante Team |  |  |  | Updated to indicate claim/filing status
2020 | Furnace-Pkg-AFUE91-ECM-lt65kBtuh | Efficient Packaged Gas Furnace (Weatherized) - AFUE 91 with ECM supply fan motor | DEER2020 | D20v1 | 2020-11-24 16:30 | Furnace-Pkg-AFUE91-ECM-lt65kBtuh | DEER | Standard | None |  |  | None |  | 0 |  | 0 | Com | Any | HVAC | SpaceHeat | SpaceHtg_eq | GasFurnace |  | HVAC-Frnc | Packaged Furnace (Weatherized) 80 AFUE | Packaged Furnace (Weatherized) 81 AFUE | Packaged Furnace (Weatherized) 91 AFUE, with ECM supply fan motor |  |  |  | Available |  | 0 | 0 |  | ErRobNc |  | HVAC-Frnc |  | None | 2020-01-01 | [6 empty] | Standard |  | 1 | 1 | 0 | Deemed Ex Ante Team |  |  |  | Updated to indicate claim/filing status
2020 | Furnace-Pkg-AFUE92 | Efficient Packaged Gas Furnace (Weatherized) - AFUE 92 | DEER2020 | D20v1 | 2020-11-24 16:30 | Furnace-Pkg-AFUE92 | DEER | Standard | None |  |  | None |  | 0 |  | 0 | Com | Any | HVAC | SpaceHeat | SpaceHtg_eq | GasFurnace |  | HVAC-Frnc | Packaged Furnace (Weatherized) 80 AFUE | Packaged Furnace (Weatherized) 81 AFUE | Packaged Furnace (Weatherized) 92 AFUE, with standard efficiency supply fan motor |  |  |  | Available |  | 0 | 0 |  | ErRobNc |  | HVAC-Frnc |  | None | 2020-01-01 | [6 empty] | Standard |  | 1 | 1 | 0 | Deemed Ex Ante Team |  |  |  | Updated to indicate claim/filing status
2020 | Furnace-Pkg-AFUE92-ECM-lt65kBtuh | Efficient Packaged Gas Furnace (Weatherized) - AFUE 92 with ECM supply fan motor | DEER2020 | D20v1 | 2020-11-24 16:30 | Furnace-Pkg-AFUE92-ECM-lt65kBtuh | DEER | Standard | None |  |  | None |  | 0 |  | 0 | Com | Any | HVAC | SpaceHeat | SpaceHtg_eq | GasFurnace |  | HVAC-Frnc | Packaged Furnace (Weatherized) 80 AFUE | Packaged Furnace (Weatherized) 81 AFUE | Packaged Furnace (Weatherized) 92 AFUE, with ECM supply fan motor |  |  |  | Available |  | 0 | 0 |  | ErRobNc |  | HVAC-Frnc |  | None | 2020-01-01 | [6 empty] | Standard |  | 1 | 1 | 0 | Deemed Ex Ante Team |  |  |  | Updated to indicate claim/filing status
2020 | Furnace-Pkg-AFUE93 | Efficient Packaged Gas Furnace (Weatherized) - AFUE 93 | DEER2020 | D20v1 | 2020-11-24 16:30 | Furnace-Pkg-AFUE93 | DEER | Standard | None |  |  | None |  | 0 |  | 0 | Com | Any | HVAC | SpaceHeat | SpaceHtg_eq | GasFurnace |  | HVAC-Frnc | Packaged Furnace (Weatherized) 80 AFUE | Packaged Furnace (Weatherized) 81 AFUE | Packaged Furnace (Weatherized) 93 AFUE, with standard efficiency supply fan motor |  |  |  | Available |  | 0 | 0 |  | ErRobNc |  | HVAC-Frnc |  | None | 2020-01-01 | [6 empty] | Standard |  | 1 | 1 | 0 | Deemed Ex Ante Team |  |  |  | Updated to indicate claim/filing status
2020 | Furnace-Pkg-AFUE93-ECM-lt65kBtuh | Efficient Packaged Gas Furnace (Weatherized) - AFUE 93 with ECM supply fan motor | DEER2020 | D20v1 | 2020-11-24 16:30 | Furnace-Pkg-AFUE93-ECM-lt65kBtuh | DEER | Standard | None |  |  | None |  | 0 |  | 0 | Com | Any | HVAC | SpaceHeat | SpaceHtg_eq | GasFurnace |  | HVAC-Frnc | Packaged Furnace (Weatherized) 80 AFUE | Packaged Furnace (Weatherized) 81 AFUE | Packaged Furnace (Weatherized) 93 AFUE, with ECM supply fan motor |  |  |  | Available |  | 0 | 0 |  | ErRobNc |  | HVAC-Frnc |  | None | 2020-01-01 | [6 empty] | Standard |  | 1 | 1 | 0 | Deemed Ex Ante Team |  |  |  | Updated to indicate claim/filing status
2020 | Furnace-Pkg-AFUE94 | Efficient Packaged Gas Furnace (Weatherized) - AFUE 94 | DEER2020 | D20v1 | 2020-11-24 16:30 | Furnace-Pkg-AFUE94 | DEER | Standard | None |  |  | None |  | 0 |  | 0 | Com | Any | HVAC | SpaceHeat | SpaceHtg_eq | GasFurnace |  | HVAC-Frnc | Packaged Furnace (Weatherized) 80 AFUE | Packaged Furnace (Weatherized) 81 AFUE | Packaged Furnace (Weatherized) 94 AFUE, with standard efficiency supply fan motor |  |  |  | Available |  | 0 | 0 |  | ErRobNc |  | HVAC-Frnc |  | None | 2020-01-01 | [6 empty] | Standard |  | 1 | 1 | 0 | Deemed Ex Ante Team |  |  |  | Updated to indicate claim/filing status
2020 | Furnace-Pkg-AFUE94-ECM-lt65kBtuh | Efficient Packaged Gas Furnace (Weatherized) - AFUE 94 with ECM supply fan motor | DEER2020 | D20v1 | 2020-11-24 16:30 | Furnace-Pkg-AFUE94-ECM-lt65kBtuh | DEER | Standard | None |  |  | None |  | 0 |  | 0 | Com | Any | HVAC | SpaceHeat | SpaceHtg_eq | GasFurnace |  | HVAC-Frnc | Packaged Furnace (Weatherized) 80 AFUE | Packaged Furnace (Weatherized) 81 AFUE | Packaged Furnace (Weatherized) 94 AFUE, with ECM supply fan motor |  |  |  | Available |  | 0 | 0 |  | ErRobNc |  | HVAC-Frnc |  | None | 2020-01-01 | [6 empty] | Standard |  | 1 | 1 | 0 | Deemed Ex Ante Team |  |  |  | Updated to indicate claim/filing status
2020 | Furnace-Pkg-AFUE95 | Efficient Packaged Gas Furnace (Weatherized) - AFUE 95 | DEER2020 | D20v1 | 2020-11-24 16:30 | Furnace-Pkg-AFUE95 | DEER | Standard | None |  |  | None |  | 0 |  | 0 | Com | Any | HVAC | SpaceHeat | SpaceHtg_eq | GasFurnace |  | HVAC-Frnc | Packaged Furnace (Weatherized) 80 AFUE | Packaged Furnace (Weatherized) 81 AFUE | Packaged Furnace (Weatherized) 95 AFUE, with standard efficiency supply fan motor |  |  |  | Available |  | 0 | 0 |  | ErRobNc |  | HVAC-Frnc |  | None | 2020-01-01 | [6 empty] | Standard |  | 1 | 1 | 0 | Deemed Ex Ante Team |  |  |  | Updated to indicate claim/filing status
2020 | Furnace-Pkg-AFUE95-ECM-lt65kBtuh | Efficient Packaged Gas Furnace (Weatherized) - AFUE 95 with ECM supply fan motor | DEER2020 | D20v1 | 2020-11-24 16:30 | Furnace-Pkg-AFUE95-ECM-lt65kBtuh | DEER | Standard | None |  |  | None |  | 0 |  | 0 | Com | Any | HVAC | SpaceHeat | SpaceHtg_eq | GasFurnace |  | HVAC-Frnc | Packaged Furnace (Weatherized) 80 AFUE | Packaged Furnace (Weatherized) 81 AFUE | Packaged Furnace (Weatherized) 95 AFUE, with ECM supply fan motor |  |  |  | Available |  | 0 | 0 |  | ErRobNc |  | HVAC-Frnc |  | None | 2020-01-01 | [6 empty] | Standard |  | 1 | 1 | 0 | Deemed Ex Ante Team |  |  |  | Updated to indicate claim/filing status
2020 | Furnace-Pkg-AFUE96 | Efficient Packaged Gas Furnace (Weatherized) - AFUE 96 | DEER2020 | D20v1 | 2020-11-24 16:30 | Furnace-Pkg-AFUE96 | DEER | Standard | None |  |  | None |  | 0 |  | 0 | Com | Any | HVAC | SpaceHeat | SpaceHtg_eq | GasFurnace |  | HVAC-Frnc | Packaged Furnace (Weatherized) 80 AFUE | Packaged Furnace (Weatherized) 81 AFUE | Packaged Furnace (Weatherized) 96 AFUE, with standard efficiency supply fan motor |  |  |  | Available |  | 0 | 0 |  | ErRobNc |  | HVAC-Frnc |  | None | 2020-01-01 | [6 empty] | Standard |  | 1 | 1 | 0 | Deemed Ex Ante Team |  |  |  | Updated to indicate claim/filing status
2020 | Furnace-Pkg-AFUE96-ECM-lt65kBtuh | Efficient Packaged Gas Furnace (Weatherized) - AFUE 96 with ECM supply fan motor | DEER2020 | D20v1 | 2020-11-24 16:30 | Furnace-Pkg-AFUE96-ECM-lt65kBtuh | DEER | Standard | None |  |  | None |  | 0 |  | 0 | Com | Any | HVAC | SpaceHeat | SpaceHtg_eq | GasFurnace |  | HVAC-Frnc | Packaged Furnace (Weatherized) 80 AFUE | Packaged Furnace (Weatherized) 81 AFUE | Packaged Furnace (Weatherized) 96 AFUE, with ECM supply fan motor |  |  |  | Available |  | 0 | 0 |  | ErRobNc |  | HVAC-Frnc |  | None | 2020-01-01 | [6 empty] | Standard |  | 1 | 1 | 0 | Deemed Ex Ante Team |  |  |  | Updated to indicate claim/filing status
2020 | Furnace-Pkg-AFUE97 | Efficient Packaged Gas Furnace (Weatherized) - AFUE 97 | DEER2020 | D20v1 | 2020-11-24 16:30 | Furnace-Pkg-AFUE97 | DEER | Standard | None |  |  | None |  | 0 |  | 0 | Com | Any | HVAC | SpaceHeat | SpaceHtg_eq | GasFurnace |  | HVAC-Frnc | Packaged Furnace (Weatherized) 80 AFUE | Packaged Furnace (Weatherized) 81 AFUE | Packaged Furnace (Weatherized) 97 AFUE, with standard efficiency supply fan motor |  |  |  | Available |  | 0 | 0 |  | ErRobNc |  | HVAC-Frnc |  | None | 2020-01-01 | [6 empty] | Standard |  | 1 | 1 | 0 | Deemed Ex Ante Team |  |  |  | Updated to indicate claim/filing status
2020 | Furnace-Pkg-AFUE97-ECM-lt65kBtuh | Efficient Packaged Gas Furnace (Weatherized) - AFUE 97 with ECM supply fan motor | DEER2020 | D20v1 | 2020-11-24 16:30 | Furnace-Pkg-AFUE97-ECM-lt65kBtuh | DEER | Standard | None |  |  | None |  | 0 |  | 0 | Com | Any | HVAC | SpaceHeat | SpaceHtg_eq | GasFurnace |  | HVAC-Frnc | Packaged Furnace (Weatherized) 80 AFUE | Packaged Furnace (Weatherized) 81 AFUE | Packaged Furnace (Weatherized) 97 AFUE, with ECM supply fan motor |  |  |  | Available |  | 0 | 0 |  | ErRobNc |  | HVAC-Frnc |  | None | 2020-01-01 | [6 empty] | Standard |  | 1 | 1 | 0 | Deemed Ex Ante Team |  |  |  | Updated to indicate claim/filing status
2020 | Furnace-Pkg-AFUE98 | Efficient Packaged Gas Furnace (Weatherized) - AFUE 98 | DEER2020 | D20v1 | 2020-11-24 16:30 | Furnace-Pkg-AFUE98 | DEER | Standard | None |  |  | None |  | 0 |  | 0 | Com | Any | HVAC | SpaceHeat | SpaceHtg_eq | GasFurnace |  | HVAC-Frnc | Packaged Furnace (Weatherized) 80 AFUE | Packaged Furnace (Weatherized) 81 AFUE | Packaged Furnace (Weatherized) 98 AFUE, with standard efficiency supply fan motor |  |  |  | Available |  | 0 | 0 |  | ErRobNc |  | HVAC-Frnc |  | None | 2020-01-01 | [6 empty] | Standard |  | 1 | 1 | 0 | Deemed Ex Ante Team |  |  |  | Updated to indicate claim/filing status
2020 | Furnace-Pkg-AFUE98-ECM-lt65kBtuh | Efficient Packaged Gas Furnace (Weatherized) - AFUE 98 with ECM supply fan motor | DEER2020 | D20v1 | 2020-11-24 16:30 | Furnace-Pkg-AFUE98-ECM-lt65kBtuh | DEER | Standard | None |  |  | None |  | 0 |  | 0 | Com | Any | HVAC | SpaceHeat | SpaceHtg_eq | GasFurnace |  | HVAC-Frnc | Packaged Furnace (Weatherized) 80 AFUE | Packaged Furnace (Weatherized) 81 AFUE | Packaged Furnace (Weatherized) 98 AFUE, with ECM supply fan motor |  |  |  | Available |  | 0 | 0 |  | ErRobNc |  | HVAC-Frnc |  | None | 2020-01-01 | [6 empty] | Standard |  | 1 | 1 | 0 | Deemed Ex Ante Team |  |  |  | Updated to indicate claim/filing status
2020 | NB-HVAC-DuctSeal-high | Duct Sealing (Total leakage reduced from 40% of AHU flow to 18%) | DEER2020 | D20v1 | 2020-11-24 16:30 | NB-HVAC-DuctSeal-high | DEER | Standard | None |  |  | None |  | 0 |  | 0 | Com | Any | HVAC | VentAirDist | HV_AirDist | DuctSysC |  | HVAC-DuctSeal | Duct Leakage: 20% supply; 20% return (40% total) |  | Duct Sealing (Total leakage reduced from 40% of AHU flow to 18%) |  |  |  | Available |  | 0 | 0 |  | Retro |  | HVAC-DuctSeal |  | None | 2020-01-01 | [6 empty] | Standard |  | 1 | 1 | 0 | Deemed Ex Ante Team |  |  |  | Updated to indicate claim/filing status
2020 | NB-HVAC-DuctSeal-low | Duct Sealing (Total leakage reduced from 28% of AHU flow to 18%) | DEER2020 | D20v1 | 2020-11-24 16:30 | NB-HVAC-DuctSeal-low | DEER | Standard | None |  |  | None |  | 0 |  | 0 | Com | Any | HVAC | VentAirDist | HV_AirDist | DuctSysC |  | HVAC-DuctSeal | Duct Leakage: 14% supply; 14% return (28% total) |  | Duct Sealing (Total leakage reduced from 28% of AHU flow to 18%) |  |  |  | Available |  | 0 | 0 |  | Retro |  | HVAC-DuctSeal |  | None | 2020-01-01 | [6 empty] | Standard |  | 1 | 1 | 0 | Deemed Ex Ante Team |  |  |  | Updated to indicate claim/filing status
2020 | NE-HVAC-airAC-Pkg-55to65kBtuh-15p0seer | Commercial SEER-rated Packaged Air Conditioners, Size Range: 55 - 65 kBTU/h, SEER = 15 (EER = 12.6), EIR = 0.236, Fan W/CFM = 0.25, two-speed fan, with Econo (Pre-existing vintages do not include Economizer) | DEER2020 | D20v1 | 2022-02-04 18:49 | NE-HVAC-airAC-Pkg-55to65kBtuh-15p0seer | DEER | Standard | None |  |  | None |  | 0 |  | 0 | Com | Any | HVAC | SpaceCool | dxAC_equip | pkgSEER | dxAC-Com-Pkg-55to65kBTUh-SEER-15.0 | HVAC-airAC | Com SEER-Rated Pkg AC, 18-65 kBTU/h; pre-2001: SEER = 11.6, one-speed fan, no Econo; post-2001: SEER = 13 (EER = 11.06), one-speed fan, no Econo; 2014: SEER = 14 (EER = 11.75), two-speed fan, w/Econo | Commercial SEER-rated Packaged Air Conditioners, Size Range: 55 - 65 kBTU/h, SEER = 14 (EER = 11.7), EIR = 0.249, Fan W/CFM = 0.29, two-speed fan, with Econo | Commercial SEER-rated Packaged Air Conditioners, Size Range: 55 - 65 kBTU/h, SEER = 15 (EER = 12.6), EIR = 0.236, Fan W/CFM = 0.25, two-speed fan, with Econo |  | dxAC-Com-Pkg-55to65kBTUh-SEER-14.0 | dxAC-Com-Pkg-55to65kBTUh-SEER-15.0 | Available |  | 0 | 0 |  | ErRobNc | dxAC-Com-Pkg-55to65kBTUh-SEER-14.0 | HVAC-airAC |  | None | 2020-05-28 | 2022-12-31 | [5 empty] | Standard |  | 1 | 1 | 0 | Deemed Ex Ante Team |  |  |  | Expired for DEER Update
2020 | NE-HVAC-airAC-Pkg-55to65kBtuh-15p0seer-wPreEcono | Commercial SEER-rated Packaged Air Conditioners, Size Range: 55 - 65 kBTU/h, SEER = 15 (EER = 12.6), EIR = 0.236, Fan W/CFM = 0.25, two-speed fan, with Econo (Pre-existing vintages include Economizer) | DEER2020 | D20v1 | 2022-02-04 18:49 | NE-HVAC-airAC-Pkg-55to65kBtuh-15p0seer-wPreEcono | DEER | Standard | None |  |  | None |  | 0 |  | 0 | Com | Any | HVAC | SpaceCool | dxAC_equip | pkgSEER | dxAC-Com-Pkg-55to65kBTUh-SEER-15.0 | HVAC-airAC | Com SEER-Rated Pkg AC, 18-65 kBTU/h; pre-2001: SEER = 11.6, one-speed fan, w/ Econo; post-2001: SEER = 13 (EER = 11.06), one-speed fan, w/Econo; 2014: SEER = 14 (EER = 11.75), two-speed fan, w/Econo | Commercial SEER-rated Packaged Air Conditioners, Size Range: 55 - 65 kBTU/h, SEER = 14 (EER = 11.7), EIR = 0.249, Fan W/CFM = 0.29, two-speed fan, with Econo | Commercial SEER-rated Packaged Air Conditioners, Size Range: 55 - 65 kBTU/h, SEER = 15 (EER = 12.6), EIR = 0.236, Fan W/CFM = 0.25, two-speed fan, with Econo |  | dxAC-Com-Pkg-55to65kBTUh-SEER-14.0 | dxAC-Com-Pkg-55to65kBTUh-SEER-15.0 | Available |  | 0 | 0 |  | ErRobNc | dxAC-Com-Pkg-55to65kBTUh-SEER-14.0 | HVAC-airAC |  | None | 2020-05-28 | 2022-12-31 | [5 empty] | Standard |  | 1 | 1 | 0 | Deemed Ex Ante Team |  |  |  | Expired for DEER Update
2020 | NE-HVAC-airAC-Pkg-55to65kBtuh-16p0seer | Commercial SEER-rated Packaged Air Conditioners, Size Range: 55 - 65 kBTU/h, SEER = 16 (EER = 12.5), EIR = 0.238, Fan W/CFM = 0.27, two-speed fan, with Econo (Pre-existing vintages do not include Economizer) | DEER2020 | D20v1 | 2022-02-04 18:49 | NE-HVAC-airAC-Pkg-55to65kBtuh-16p0seer | DEER | Standard | None |  |  | None |  | 0 |  | 0 | Com | Any | HVAC | SpaceCool | dxAC_equip | pkgSEER | dxAC-Com-Pkg-55to65kBTUh-SEER-16.0 | HVAC-airAC | Com SEER-Rated Pkg AC, 18-65 kBTU/h; pre-2001: SEER = 11.6, one-speed fan, no Econo; post-2001: SEER = 13 (EER = 11.06), one-speed fan, no Econo; 2014: SEER = 14 (EER = 11.75), two-speed fan, w/Econo | Commercial SEER-rated Packaged Air Conditioners, Size Range: 55 - 65 kBTU/h, SEER = 14 (EER = 11.7), EIR = 0.249, Fan W/CFM = 0.29, two-speed fan, with Econo | Commercial SEER-rated Packaged Air Conditioners, Size Range: 55 - 65 kBTU/h, SEER = 16 (EER = 12.5), EIR = 0.238, Fan W/CFM = 0.27, two-speed fan, with Econo |  | dxAC-Com-Pkg-55to65kBTUh-SEER-14.0 | dxAC-Com-Pkg-55to65kBTUh-SEER-16.0 | Available |  | 0 | 0 |  | ErRobNc | dxAC-Com-Pkg-55to65kBTUh-SEER-14.0 | HVAC-airAC |  | None | 2020-05-28 | 2022-12-31 | [5 empty] | Standard |  | 1 | 1 | 0 | Deemed Ex Ante Team |  |  |  | Expired for DEER Update
2020 | NE-HVAC-airAC-Pkg-55to65kBtuh-16p0seer-wPreEcono | Commercial SEER-rated Packaged Air Conditioners, Size Range: 55 - 65 kBTU/h, SEER = 16 (EER = 12.5), EIR = 0.238, Fan W/CFM = 0.27, two-speed fan, with Econo (Pre-existing vintages include Economizer) | DEER2020 | D20v1 | 2022-02-04 18:49 | NE-HVAC-airAC-Pkg-55to65kBtuh-16p0seer-wPreEcono | DEER | Standard | None |  |  | None |  | 0 |  | 0 | Com | Any | HVAC | SpaceCool | dxAC_equip | pkgSEER | dxAC-Com-Pkg-55to65kBTUh-SEER-16.0 | HVAC-airAC | Com SEER-Rated Pkg AC, 18-65 kBTU/h; pre-2001: SEER = 11.6, one-speed fan, w/ Econo; post-2001: SEER = 13 (EER = 11.06), one-speed fan, w/Econo; 2014: SEER = 14 (EER = 11.75), two-speed fan, w/Econo | Commercial SEER-rated Packaged Air Conditioners, Size Range: 55 - 65 kBTU/h, SEER = 14 (EER = 11.7), EIR = 0.249, Fan W/CFM = 0.29, two-speed fan, with Econo | Commercial SEER-rated Packaged Air Conditioners, Size Range: 55 - 65 kBTU/h, SEER = 16 (EER = 12.5), EIR = 0.238, Fan W/CFM = 0.27, two-speed fan, with Econo |  | dxAC-Com-Pkg-55to65kBTUh-SEER-14.0 | dxAC-Com-Pkg-55to65kBTUh-SEER-16.0 | Available |  | 0 | 0 |  | ErRobNc | dxAC-Com-Pkg-55to65kBTUh-SEER-14.0 | HVAC-airAC |  | None | 2020-05-28 | 2022-12-31 | [5 empty] | Standard |  | 1 | 1 | 0 | Deemed Ex Ante Team |  |  |  | Expired for DEER Update
2020 | NE-HVAC-airAC-Pkg-55to65kBtuh-17p0seer | Commercial SEER-rated Packaged Air Conditioners, Size Range: 55 - 65 kBTU/h, SEER = 17 (EER = 13.3), EIR = 0.223, Fan W/CFM = 0.27, two-speed fan, with Econo (Pre-existing vintages do not include Economizer) | DEER2020 | D20v1 | 2022-02-04 18:49 | NE-HVAC-airAC-Pkg-55to65kBtuh-17p0seer | DEER | Standard | None |  |  | None |  | 0 |  | 0 | Com | Any | HVAC | SpaceCool | dxAC_equip | pkgSEER | dxAC-Com-Pkg-55to65kBTUh-SEER-17.0 | HVAC-airAC | Com SEER-Rated Pkg AC, 18-65 kBTU/h; pre-2001: SEER = 11.6, one-speed fan, no Econo; post-2001: SEER = 13 (EER = 11.06), one-speed fan, no Econo; 2014: SEER = 14 (EER = 11.75), two-speed fan, w/Econo | Commercial SEER-rated Packaged Air Conditioners, Size Range: 55 - 65 kBTU/h, SEER = 14 (EER = 11.7), EIR = 0.249, Fan W/CFM = 0.29, two-speed fan, with Econo | Commercial SEER-rated Packaged Air Conditioners, Size Range: 55 - 65 kBTU/h, SEER = 17 (EER = 13.3), EIR = 0.223, Fan W/CFM = 0.27, two-speed fan, with Econo |  | dxAC-Com-Pkg-55to65kBTUh-SEER-14.0 | dxAC-Com-Pkg-55to65kBTUh-SEER-17.0 | Available |  | 0 | 0 |  | ErRobNc | dxAC-Com-Pkg-55to65kBTUh-SEER-14.0 | HVAC-airAC |  | None | 2020-05-28 | 2022-12-31 | [5 empty] | Standard |  | 1 | 1 | 0 | Deemed Ex Ante Team |  |  |  | Expired for DEER Update
2020 | NE-HVAC-airAC-Pkg-55to65kBtuh-17p0seer-wPreEcono | Commercial SEER-rated Packaged Air Conditioners, Size Range: 55 - 65 kBTU/h, SEER = 17 (EER = 13.3), EIR = 0.223, Fan W/CFM = 0.27, two-speed fan, with Econo (Pre-existing vintages include Economizer) | DEER2020 | D20v1 | 2022-02-04 18:49 | NE-HVAC-airAC-Pkg-55to65kBtuh-17p0seer-wPreEcono | DEER | Standard | None |  |  | None |  | 0 |  | 0 | Com | Any | HVAC | SpaceCool | dxAC_equip | pkgSEER | dxAC-Com-Pkg-55to65kBTUh-SEER-17.0 | HVAC-airAC | Com SEER-Rated Pkg AC, 18-65 kBTU/h; pre-2001: SEER = 11.6, one-speed fan, w/ Econo; post-2001: SEER = 13 (EER = 11.06), one-speed fan, w/Econo; 2014: SEER = 14 (EER = 11.75), two-speed fan, w/Econo | Commercial SEER-rated Packaged Air Conditioners, Size Range: 55 - 65 kBTU/h, SEER = 14 (EER = 11.7), EIR = 0.249, Fan W/CFM = 0.29, two-speed fan, with Econo | Commercial SEER-rated Packaged Air Conditioners, Size Range: 55 - 65 kBTU/h, SEER = 17 (EER = 13.3), EIR = 0.223, Fan W/CFM = 0.27, two-speed fan, with Econo |  | dxAC-Com-Pkg-55to65kBTUh-SEER-14.0 | dxAC-Com-Pkg-55to65kBTUh-SEER-17.0 | Available |  | 0 | 0 |  | ErRobNc | dxAC-Com-Pkg-55to65kBTUh-SEER-14.0 | HVAC-airAC |  | None | 2020-05-28 | 2022-12-31 | [5 empty] | Standard |  | 1 | 1 | 0 | Deemed Ex Ante Team |  |  |  | Expired for DEER Update
2020 | NE-HVAC-airAC-Pkg-55to65kBtuh-18p0seer | Commercial SEER-rated Packaged Air Conditioners, Size Range: 55 - 65 kBTU/h, SEER = 18 (EER = 14), EIR = 0.209, Fan W/CFM = 0.27, two-speed fan, with Econo (Pre-existing vintages do not include Economizer) | DEER2020 | D20v1 | 2022-02-04 18:49 | NE-HVAC-airAC-Pkg-55to65kBtuh-18p0seer | DEER | Standard | None |  |  | None |  | 0 |  | 0 | Com | Any | HVAC | SpaceCool | dxAC_equip | pkgSEER | dxAC-Com-Pkg-55to65kBTUh-SEER-18.0 | HVAC-airAC | Com SEER-Rated Pkg AC, 18-65 kBTU/h; pre-2001: SEER = 11.6, one-speed fan, no Econo; post-2001: SEER = 13 (EER = 11.06), one-speed fan, no Econo; 2014: SEER = 14 (EER = 11.75), two-speed fan, w/Econo | Commercial SEER-rated Packaged Air Conditioners, Size Range: 55 - 65 kBTU/h, SEER = 14 (EER = 11.7), EIR = 0.249, Fan W/CFM = 0.29, two-speed fan, with Econo | Commercial SEER-rated Packaged Air Conditioners, Size Range: 55 - 65 kBTU/h, SEER = 18 (EER = 14), EIR = 0.209, Fan W/CFM = 0.27, two-speed fan, with Econo |  | dxAC-Com-Pkg-55to65kBTUh-SEER-14.0 | dxAC-Com-Pkg-55to65kBTUh-SEER-18.0 | Available |  | 0 | 0 |  | ErRobNc | dxAC-Com-Pkg-55to65kBTUh-SEER-14.0 | HVAC-airAC |  | None | 2020-05-28 | 2022-12-31 | [5 empty] | Standard |  | 1 | 1 | 0 | Deemed Ex Ante Team |  |  |  | Expired for DEER Update
2020 | NE-HVAC-airAC-Pkg-55to65kBtuh-18p0seer-wPreEcono | Commercial SEER-rated Packaged Air Conditioners, Size Range: 55 - 65 kBTU/h, SEER = 18 (EER = 14), EIR = 0.209, Fan W/CFM = 0.27, two-speed fan, with Econo (Pre-existing vintages include Economizer) | DEER2020 | D20v1 | 2022-02-04 18:49 | NE-HVAC-airAC-Pkg-55to65kBtuh-18p0seer-wPreEcono | DEER | Standard | None |  |  | None |  | 0 |  | 0 | Com | Any | HVAC | SpaceCool | dxAC_equip | pkgSEER | dxAC-Com-Pkg-55to65kBTUh-SEER-18.0 | HVAC-airAC | Com SEER-Rated Pkg AC, 18-65 kBTU/h; pre-2001: SEER = 11.6, one-speed fan, w/ Econo; post-2001: SEER = 13 (EER = 11.06), one-speed fan, w/Econo; 2014: SEER = 14 (EER = 11.75), two-speed fan, w/Econo | Commercial SEER-rated Packaged Air Conditioners, Size Range: 55 - 65 kBTU/h, SEER = 14 (EER = 11.7), EIR = 0.249, Fan W/CFM = 0.29, two-speed fan, with Econo | Commercial SEER-rated Packaged Air Conditioners, Size Range: 55 - 65 kBTU/h, SEER = 18 (EER = 14), EIR = 0.209, Fan W/CFM = 0.27, two-speed fan, with Econo |  | dxAC-Com-Pkg-55to65kBTUh-SEER-14.0 | dxAC-Com-Pkg-55to65kBTUh-SEER-18.0 | Available |  | 0 | 0 |  | ErRobNc | dxAC-Com-Pkg-55to65kBTUh-SEER-14.0 | HVAC-airAC |  | None | 2020-05-28 | 2022-12-31 | [5 empty] | Standard |  | 1 | 1 | 0 | Deemed Ex Ante Team |  |  |  | Expired for DEER Update
2020 | NE-HVAC-airAC-Pkg-lt55kBtuh-15p0seer | Commercial SEER-rated Packaged Air Conditioners, Size Range: 18 - 55 kBTU/h, SEER = 15 (EER = 12.9), EIR = 0.234, Fan W/CFM = 0.25, one-speed fan, without Econo | DEER2020 | D20v1 | 2022-02-04 18:49 | NE-HVAC-airAC-Pkg-lt55kBtuh-15p0seer | DEER | Standard | None |  |  | None |  | 0 |  | 0 | Com | Any | HVAC | SpaceCool | dxAC_equip | pkgSEER | dxAC-Com-Pkg-lt55kBTUh-SEER-15.0 | HVAC-airAC | Com SEER-Rated Pkg AC, 18-65 kBTU/h; pre-2001: SEER = 11.6, one-speed fan, no Econo; post-2001: SEER = 13 (EER = 11.06), one-speed fan, no Econo; 2014: SEER = 14 (EER = 12.04), one-speed fan, no Econo | Commercial SEER-rated Packaged Air Conditioners, Size Range: 18 - 55 kBTU/h, SEER = 14 (EER = 12), EIR = 0.246, Fan W/CFM = 0.29, one-speed fan, without Econo | Commercial SEER-rated Packaged Air Conditioners, Size Range: 18 - 55 kBTU/h, SEER = 15 (EER = 12.9), EIR = 0.234, Fan W/CFM = 0.25, one-speed fan, without Econo |  | dxAC-Com-Pkg-lt55kBTUh-SEER-14.0 | dxAC-Com-Pkg-lt55kBTUh-SEER-15.0 | Available |  | 0 | 0 |  | ErRobNc | dxAC-Com-Pkg-lt55kBTUh-SEER-14.0 | HVAC-airAC |  | None | 2020-05-28 | 2022-12-31 | [5 empty] | Standard |  | 1 | 1 | 0 | Deemed Ex Ante Team |  |  |  | Expired for DEER Update
2020 | NE-HVAC-airAC-Pkg-lt55kBtuh-16p0seer | Commercial SEER-rated Packaged Air Conditioners, Size Range: 18 - 55 kBTU/h, SEER = 16 (EER = 12.5), EIR = 0.238, Fan W/CFM = 0.27, two-speed fan, without Econo | DEER2020 | D20v1 | 2022-02-04 18:49 | NE-HVAC-airAC-Pkg-lt55kBtuh-16p0seer | DEER | Standard | None |  |  | None |  | 0 |  | 0 | Com | Any | HVAC | SpaceCool | dxAC_equip | pkgSEER | dxAC-Com-Pkg-lt55kBTUh-SEER-16.0 | HVAC-airAC | Com SEER-Rated Pkg AC, 18-65 kBTU/h; pre-2001: SEER = 11.6, one-speed fan, no Econo; post-2001: SEER = 13 (EER = 11.06), one-speed fan, no Econo; 2014: SEER = 14 (EER = 12.04), one-speed fan, no Econo | Commercial SEER-rated Packaged Air Conditioners, Size Range: 18 - 55 kBTU/h, SEER = 14 (EER = 12), EIR = 0.246, Fan W/CFM = 0.29, one-speed fan, without Econo | Commercial SEER-rated Packaged Air Conditioners, Size Range: 18 - 55 kBTU/h, SEER = 16 (EER = 12.5), EIR = 0.238, Fan W/CFM = 0.27, two-speed fan, without Econo |  | dxAC-Com-Pkg-lt55kBTUh-SEER-14.0 | dxAC-Com-Pkg-lt55kBTUh-SEER-16.0 | Available |  | 0 | 0 |  | ErRobNc | dxAC-Com-Pkg-lt55kBTUh-SEER-14.0 | HVAC-airAC |  | None | 2020-05-28 | 2022-12-31 | [5 empty] | Standard |  | 1 | 1 | 0 | Deemed Ex Ante Team |  |  |  | Expired for DEER Update
2020 | NE-HVAC-airAC-Pkg-lt55kBtuh-17p0seer | Commercial SEER-rated Packaged Air Conditioners, Size Range: 18 - 55 kBTU/h, SEER = 17 (EER = 13.3), EIR = 0.223, Fan W/CFM = 0.27, two-speed fan, without Econo | DEER2020 | D20v1 | 2022-02-04 18:49 | NE-HVAC-airAC-Pkg-lt55kBtuh-17p0seer | DEER | Standard | None |  |  | None |  | 0 |  | 0 | Com | Any | HVAC | SpaceCool | dxAC_equip | pkgSEER | dxAC-Com-Pkg-lt55kBTUh-SEER-17.0 | HVAC-airAC | Com SEER-Rated Pkg AC, 18-65 kBTU/h; pre-2001: SEER = 11.6, one-speed fan, no Econo; post-2001: SEER = 13 (EER = 11.06), one-speed fan, no Econo; 2014: SEER = 14 (EER = 12.04), one-speed fan, no Econo | Commercial SEER-rated Packaged Air Conditioners, Size Range: 18 - 55 kBTU/h, SEER = 14 (EER = 12), EIR = 0.246, Fan W/CFM = 0.29, one-speed fan, without Econo | Commercial SEER-rated Packaged Air Conditioners, Size Range: 18 - 55 kBTU/h, SEER = 17 (EER = 13.3), EIR = 0.223, Fan W/CFM = 0.27, two-speed fan, without Econo |  | dxAC-Com-Pkg-lt55kBTUh-SEER-14.0 | dxAC-Com-Pkg-lt55kBTUh-SEER-17.0 | Available |  | 0 | 0 |  | ErRobNc | dxAC-Com-Pkg-lt55kBTUh-SEER-14.0 | HVAC-airAC |  | None | 2020-05-28 | 2022-12-31 | [5 empty] | Standard |  | 1 | 1 | 0 | Deemed Ex Ante Team |  |  |  | Expired for DEER Update
2020 | NE-HVAC-airAC-Pkg-lt55kBtuh-18p0seer | Commercial SEER-rated Packaged Air Conditioners, Size Range: 18 - 55 kBTU/h, SEER = 18 (EER = 14), EIR = 0.209, Fan W/CFM = 0.27, two-speed fan, without Econo | DEER2020 | D20v1 | 2022-02-04 18:49 | NE-HVAC-airAC-Pkg-lt55kBtuh-18p0seer | DEER | Standard | None |  |  | None |  | 0 |  | 0 | Com | Any | HVAC | SpaceCool | dxAC_equip | pkgSEER | dxAC-Com-Pkg-lt55kBTUh-SEER-18.0 | HVAC-airAC | Com SEER-Rated Pkg AC, 18-65 kBTU/h; pre-2001: SEER = 11.6, one-speed fan, no Econo; post-2001: SEER = 13 (EER = 11.06), one-speed fan, no Econo; 2014: SEER = 14 (EER = 12.04), one-speed fan, no Econo | Commercial SEER-rated Packaged Air Conditioners, Size Range: 18 - 55 kBTU/h, SEER = 14 (EER = 12), EIR = 0.246, Fan W/CFM = 0.29, one-speed fan, without Econo | Commercial SEER-rated Packaged Air Conditioners, Size Range: 18 - 55 kBTU/h, SEER = 18 (EER = 14), EIR = 0.209, Fan W/CFM = 0.27, two-speed fan, without Econo |  | dxAC-Com-Pkg-lt55kBTUh-SEER-14.0 | dxAC-Com-Pkg-lt55kBTUh-SEER-18.0 | Available |  | 0 | 0 |  | ErRobNc | dxAC-Com-Pkg-lt55kBTUh-SEER-14.0 | HVAC-airAC |  | None | 2020-05-28 | 2022-12-31 | [5 empty] | Standard |  | 1 | 1 | 0 | Deemed Ex Ante Team |  |  |  | Expired for DEER Update
2020 | NE-HVAC-airAC-Split-45to55kBtuh-15p0seer | Commercial SEER-rated split Air Conditioners, Size Range: 45 - 55 kBTU/h, SEER = 15 (EER = 12.8), EIR = 0.232, Fan W/CFM = 0.25, one-speed fan, without Econo | DEER2020 | D20v1 | 2022-02-02 16:51 | NE-HVAC-airAC-Split-45to55kBtuh-15p0seer | DEER | Standard | None |  |  | None |  | 0 |  | 0 | Com | Any | HVAC | SpaceCool | dxAC_equip | spltSEER | dxAC-Com-Split-45to55kBTUh-SEER-15.0 | HVAC-airAC | Commercial SEER-rated split Air Conditioners, 18-65 kBTU/h; pre-2001: SEER = 11.5, one-speed fan, no Econo; post-2001: SEER = 13 (EER = 11.08), one-speed fan, no Econo; 2014: SEER = 14 (EER = 11.82), one-speed fan, no Econo | Commercial SEER-rated split Air Conditioners, Size Range: 45 - 55 kBTU/h, SEER = 14 (EER = 11.8), EIR = 0.247, Fan W/CFM = 0.29, one-speed fan, without Econo | Commercial SEER-rated split Air Conditioners, Size Range: 45 - 55 kBTU/h, SEER = 15 (EER = 12.8), EIR = 0.232, Fan W/CFM = 0.25, one-speed fan, without Econo |  | dxAC-Com-Split-45to55kBTUh-SEER-14.0 | dxAC-Com-Split-45to55kBTUh-SEER-15.0 | Available |  | 0 | 0 |  | ErRobNc | dxAC-Com-Split-45to55kBTUh-SEER-14.0 | HVAC-airAC |  | None | 2020-05-28 | 2012-12-31 | [5 empty] | Standard |  | 1 | 1 | 0 | Deemed Ex Ante Team |  |  |  | Delayed per Golden Rod Memo 2019-12-23
2020 | NE-HVAC-airAC-Split-45to55kBtuh-16p0seer | Commercial SEER-rated split Air Conditioners, Size Range: 45 - 55 kBTU/h, SEER = 16 (EER = 12.5), EIR = 0.238, Fan W/CFM = 0.27, two-speed fan, without Econo | DEER2020 | D20v1 | 2022-02-02 16:51 | NE-HVAC-airAC-Split-45to55kBtuh-16p0seer | DEER | Standard | None |  |  | None |  | 0 |  | 0 | Com | Any | HVAC | SpaceCool | dxAC_equip | spltSEER | dxAC-Com-Split-45to55kBTUh-SEER-16.0 | HVAC-airAC | Commercial SEER-rated split Air Conditioners, 18-65 kBTU/h; pre-2001: SEER = 11.5, one-speed fan, no Econo; post-2001: SEER = 13 (EER = 11.08), one-speed fan, no Econo; 2014: SEER = 14 (EER = 11.82), one-speed fan, no Econo | Commercial SEER-rated split Air Conditioners, Size Range: 45 - 55 kBTU/h, SEER = 14 (EER = 11.8), EIR = 0.247, Fan W/CFM = 0.29, one-speed fan, without Econo | Commercial SEER-rated split Air Conditioners, Size Range: 45 - 55 kBTU/h, SEER = 16 (EER = 12.5), EIR = 0.238, Fan W/CFM = 0.27, two-speed fan, without Econo |  | dxAC-Com-Split-45to55kBTUh-SEER-14.0 | dxAC-Com-Split-45to55kBTUh-SEER-16.0 | Available |  | 0 | 0 |  | ErRobNc | dxAC-Com-Split-45to55kBTUh-SEER-14.0 | HVAC-airAC |  | None | 2020-05-28 | 2012-12-31 | [5 empty] | Standard |  | 1 | 1 | 0 | Deemed Ex Ante Team |  |  |  | Delayed per Golden Rod Memo 2019-12-23
2020 | NE-HVAC-airAC-Split-45to55kBtuh-17p0seer | Commercial SEER-rated split Air Conditioners, Size Range: 45 - 55 kBTU/h, SEER = 17 (EER = 13.3), EIR = 0.223, Fan W/CFM = 0.27, two-speed fan, without Econo | DEER2020 | D20v1 | 2022-02-02 16:51 | NE-HVAC-airAC-Split-45to55kBtuh-17p0seer | DEER | Standard | None |  |  | None |  | 0 |  | 0 | Com | Any | HVAC | SpaceCool | dxAC_equip | spltSEER | dxAC-Com-Split-45to55kBTUh-SEER-17.0 | HVAC-airAC | Commercial SEER-rated split Air Conditioners, 18-65 kBTU/h; pre-2001: SEER = 11.5, one-speed fan, no Econo; post-2001: SEER = 13 (EER = 11.08), one-speed fan, no Econo; 2014: SEER = 14 (EER = 11.82), one-speed fan, no Econo | Commercial SEER-rated split Air Conditioners, Size Range: 45 - 55 kBTU/h, SEER = 14 (EER = 11.8), EIR = 0.247, Fan W/CFM = 0.29, one-speed fan, without Econo | Commercial SEER-rated split Air Conditioners, Size Range: 45 - 55 kBTU/h, SEER = 17 (EER = 13.3), EIR = 0.223, Fan W/CFM = 0.27, two-speed fan, without Econo |  | dxAC-Com-Split-45to55kBTUh-SEER-14.0 | dxAC-Com-Split-45to55kBTUh-SEER-17.0 | Available |  | 0 | 0 |  | ErRobNc | dxAC-Com-Split-45to55kBTUh-SEER-14.0 | HVAC-airAC |  | None | 2020-05-28 | 2012-12-31 | [5 empty] | Standard |  | 1 | 1 | 0 | Deemed Ex Ante Team |  |  |  | Delayed per Golden Rod Memo 2019-12-23
2020 | NE-HVAC-airAC-Split-45to55kBtuh-18p0seer | Commercial SEER-rated split Air Conditioners, Size Range: 45 - 55 kBTU/h, SEER = 18 (EER = 14), EIR = 0.209, Fan W/CFM = 0.27, two-speed fan, without Econo | DEER2020 | D20v1 | 2022-02-02 16:51 | NE-HVAC-airAC-Split-45to55kBtuh-18p0seer | DEER | Standard | None |  |  | None |  | 0 |  | 0 | Com | Any | HVAC | SpaceCool | dxAC_equip | spltSEER | dxAC-Com-Split-45to55kBTUh-SEER-18.0 | HVAC-airAC | Commercial SEER-rated split Air Conditioners, 18-65 kBTU/h; pre-2001: SEER = 11.5, one-speed fan, no Econo; post-2001: SEER = 13 (EER = 11.08), one-speed fan, no Econo; 2014: SEER = 14 (EER = 11.82), one-speed fan, no Econo | Commercial SEER-rated split Air Conditioners, Size Range: 45 - 55 kBTU/h, SEER = 14 (EER = 11.8), EIR = 0.247, Fan W/CFM = 0.29, one-speed fan, without Econo | Commercial SEER-rated split Air Conditioners, Size Range: 45 - 55 kBTU/h, SEER = 18 (EER = 14), EIR = 0.209, Fan W/CFM = 0.27, two-speed fan, without Econo |  | dxAC-Com-Split-45to55kBTUh-SEER-14.0 | dxAC-Com-Split-45to55kBTUh-SEER-18.0 | Available |  | 0 | 0 |  | ErRobNc | dxAC-Com-Split-45to55kBTUh-SEER-14.0 | HVAC-airAC |  | None | 2020-05-28 | 2012-12-31 | [5 empty] | Standard |  | 1 | 1 | 0 | Deemed Ex Ante Team |  |  |  | Delayed per Golden Rod Memo 2019-12-23
2020 | NE-HVAC-airAC-Split-55to65kBtuh-15p0seer | Commercial SEER-rated split Air Conditioners, Size Range: 55 - 65 kBTU/h, SEER = 15 (EER = 12.6), EIR = 0.236, Fan W/CFM = 0.25, two-speed fan, with Econo (Pre-existing vintages do not include Economizer) | DEER2020 | D20v1 | 2021-10-08 12:07 | NE-HVAC-airAC-Split-55to65kBtuh-15p0seer | DEER | Standard | None |  |  | None |  | 0 |  | 0 | Com | Any | HVAC | SpaceCool | dxAC_equip | spltSEER | dxAC-Com-Split-55to65kBTUh-SEER-15.0 | HVAC-airAC | Commercial SEER-rated split Air Conditioners, 18-65 kBTU/h; pre-2001: SEER = 11.5, one-speed fan, no Econo; post-2001: SEER = 13 (EER = 11.08), one-speed fan, no Econo; 2014: SEER = 14 (EER = 11.75), two-speed fan, w/Econo | Commercial SEER-rated split Air Conditioners, Size Range: 55 - 65 kBTU/h, SEER = 14 (EER = 11.7), EIR = 0.249, Fan W/CFM = 0.29, two-speed fan, with Econo | Commercial SEER-rated split Air Conditioners, Size Range: 55 - 65 kBTU/h, SEER = 15 (EER = 12.6), EIR = 0.236, Fan W/CFM = 0.25, two-speed fan, with Econo |  | dxAC-Com-Split-55to65kBTUh-SEER-14.0 | dxAC-Com-Split-55to65kBTUh-SEER-15.0 | Available |  | 0 | 0 |  | ErRobNc | dxAC-Com-Split-55to65kBTUh-SEER-14.0 | HVAC-airAC |  | None | 2020-05-28 | 2022-12-31 | [5 empty] | Standard |  | 1 | 1 | 0 | Deemed Ex Ante Team |  |  |  | Delayed per Golden Rod Memo 2019-12-23
2020 | NE-HVAC-airAC-Split-55to65kBtuh-15p0seer-wPreEcono | Commercial SEER-rated split Air Conditioners, Size Range: 55 - 65 kBTU/h, SEER = 15 (EER = 12.6), EIR = 0.236, Fan W/CFM = 0.25, two-speed fan, with Econo (Pre-existing vintages include Economizer) | DEER2020 | D20v1 | 2022-02-02 16:51 | NE-HVAC-airAC-Split-55to65kBtuh-15p0seer-wPreEcono | DEER | Standard | None |  |  | None |  | 0 |  | 0 | Com | Any | HVAC | SpaceCool | dxAC_equip | spltSEER | dxAC-Com-Split-55to65kBTUh-SEER-15.0 | HVAC-airAC | Commercial SEER-rated split Air Conditioners, 18-65 kBTU/h; pre-2001: SEER = 11.5, one-speed fan, w/Econo; post-2001: SEER = 13 (EER = 11.08), one-speed fan, w/Econo; 2014: SEER = 14 (EER = 11.75), two-speed fan, w/Econo | Commercial SEER-rated split Air Conditioners, Size Range: 55 - 65 kBTU/h, SEER = 14 (EER = 11.7), EIR = 0.249, Fan W/CFM = 0.29, two-speed fan, with Econo | Commercial SEER-rated split Air Conditioners, Size Range: 55 - 65 kBTU/h, SEER = 15 (EER = 12.6), EIR = 0.236, Fan W/CFM = 0.25, two-speed fan, with Econo |  | dxAC-Com-Split-55to65kBTUh-SEER-14.0 | dxAC-Com-Split-55to65kBTUh-SEER-15.0 | Available |  | 0 | 0 |  | ErRobNc | dxAC-Com-Split-55to65kBTUh-SEER-14.0 | HVAC-airAC |  | None | 2020-05-28 | 2012-12-31 | [5 empty] | Standard |  | 1 | 1 | 0 | Deemed Ex Ante Team |  |  |  | Delayed per Golden Rod Memo 2019-12-23
2020 | NE-HVAC-airAC-Split-55to65kBtuh-16p0seer | Commercial SEER-rated split Air Conditioners, Size Range: 55 - 65 kBTU/h, SEER = 16 (EER = 12.5), EIR = 0.238, Fan W/CFM = 0.27, two-speed fan, with Econo (Pre-existing vintages do not include Economizer) | DEER2020 | D20v1 | 2021-02-25 15:50 | NE-HVAC-airAC-Split-55to65kBtuh-16p0seer | DEER | Standard | None |  |  | None |  | 0 |  | 0 | Com | Any | HVAC | SpaceCool | dxAC_equip | spltSEER | dxAC-Com-Split-55to65kBTUh-SEER-16.0 | HVAC-airAC | Commercial SEER-rated split Air Conditioners, 18-65 kBTU/h; pre-2001: SEER = 11.5, one-speed fan, no Econo; post-2001: SEER = 13 (EER = 11.08), one-speed fan, no Econo; 2014: SEER = 14 (EER = 11.75), two-speed fan, w/Econo | Commercial SEER-rated split Air Conditioners, Size Range: 55 - 65 kBTU/h, SEER = 14 (EER = 11.7), EIR = 0.249, Fan W/CFM = 0.29, two-speed fan, with Econo | Commercial SEER-rated split Air Conditioners, Size Range: 55 - 65 kBTU/h, SEER = 16 (EER = 12.5), EIR = 0.238, Fan W/CFM = 0.27, two-speed fan, with Econo |  | dxAC-Com-Split-55to65kBTUh-SEER-14.0 | dxAC-Com-Split-55to65kBTUh-SEER-16.0 | Available |  | 0 | 0 |  | ErRobNc | dxAC-Com-Split-55to65kBTUh-SEER-14.0 | HVAC-airAC |  | None | 2020-05-28 | [6 empty] | Standard |  | 1 | 1 | 0 | Deemed Ex Ante Team |  |  |  | Delayed per Golden Rod Memo 2019-12-23
2020 | NE-HVAC-airAC-Split-55to65kBtuh-16p0seer-wPreEcono | Commercial SEER-rated split Air Conditioners, Size Range: 55 - 65 kBTU/h, SEER = 16 (EER = 12.5), EIR = 0.238, Fan W/CFM = 0.27, two-speed fan, with Econo (Pre-existing vintages include Economizer) | DEER2020 | D20v1 | 2022-02-02 16:51 | NE-HVAC-airAC-Split-55to65kBtuh-16p0seer-wPreEcono | DEER | Standard | None |  |  | None |  | 0 |  | 0 | Com | Any | HVAC | SpaceCool | dxAC_equip | spltSEER | dxAC-Com-Split-55to65kBTUh-SEER-16.0 | HVAC-airAC | Commercial SEER-rated split Air Conditioners, 18-65 kBTU/h; pre-2001: SEER = 11.5, one-speed fan, w/Econo; post-2001: SEER = 13 (EER = 11.08), one-speed fan, w/Econo; 2014: SEER = 14 (EER = 11.75), two-speed fan, w/Econo | Commercial SEER-rated split Air Conditioners, Size Range: 55 - 65 kBTU/h, SEER = 14 (EER = 11.7), EIR = 0.249, Fan W/CFM = 0.29, two-speed fan, with Econo | Commercial SEER-rated split Air Conditioners, Size Range: 55 - 65 kBTU/h, SEER = 16 (EER = 12.5), EIR = 0.238, Fan W/CFM = 0.27, two-speed fan, with Econo |  | dxAC-Com-Split-55to65kBTUh-SEER-14.0 | dxAC-Com-Split-55to65kBTUh-SEER-16.0 | Available |  | 0 | 0 |  | ErRobNc | dxAC-Com-Split-55to65kBTUh-SEER-14.0 | HVAC-airAC |  | None | 2020-05-28 | 2012-12-31 | [5 empty] | Standard |  | 1 | 1 | 0 | Deemed Ex Ante Team |  |  |  | Delayed per Golden Rod Memo 2019-12-23
2020 | NE-HVAC-airAC-Split-55to65kBtuh-17p0seer | Commercial SEER-rated split Air Conditioners, Size Range: 55 - 65 kBTU/h, SEER = 17 (EER = 13.3), EIR = 0.223, Fan W/CFM = 0.27, two-speed fan, with Econo (Pre-existing vintages do not include Economizer) | DEER2020 | D20v1 | 2021-02-25 15:50 | NE-HVAC-airAC-Split-55to65kBtuh-17p0seer | DEER | Standard | None |  |  | None |  | 0 |  | 0 | Com | Any | HVAC | SpaceCool | dxAC_equip | spltSEER | dxAC-Com-Split-55to65kBTUh-SEER-17.0 | HVAC-airAC | Commercial SEER-rated split Air Conditioners, 18-65 kBTU/h; pre-2001: SEER = 11.5, one-speed fan, no Econo; post-2001: SEER = 13 (EER = 11.08), one-speed fan, no Econo; 2014: SEER = 14 (EER = 11.75), two-speed fan, w/Econo | Commercial SEER-rated split Air Conditioners, Size Range: 55 - 65 kBTU/h, SEER = 14 (EER = 11.7), EIR = 0.249, Fan W/CFM = 0.29, two-speed fan, with Econo | Commercial SEER-rated split Air Conditioners, Size Range: 55 - 65 kBTU/h, SEER = 17 (EER = 13.3), EIR = 0.223, Fan W/CFM = 0.27, two-speed fan, with Econo |  | dxAC-Com-Split-55to65kBTUh-SEER-14.0 | dxAC-Com-Split-55to65kBTUh-SEER-17.0 | Available |  | 0 | 0 |  | ErRobNc | dxAC-Com-Split-55to65kBTUh-SEER-14.0 | HVAC-airAC |  | None | 2020-05-28 | [6 empty] | Standard |  | 1 | 1 | 0 | Deemed Ex Ante Team |  |  |  | Delayed per Golden Rod Memo 2019-12-23
2020 | NE-HVAC-airAC-Split-55to65kBtuh-17p0seer-wPreEcono | Commercial SEER-rated split Air Conditioners, Size Range: 55 - 65 kBTU/h, SEER = 17 (EER = 13.3), EIR = 0.223, Fan W/CFM = 0.27, two-speed fan, with Econo (Pre-existing vintages include Economizer) | DEER2020 | D20v1 | 2022-02-02 16:51 | NE-HVAC-airAC-Split-55to65kBtuh-17p0seer-wPreEcono | DEER | Standard | None |  |  | None |  | 0 |  | 0 | Com | Any | HVAC | SpaceCool | dxAC_equip | spltSEER | dxAC-Com-Split-55to65kBTUh-SEER-17.0 | HVAC-airAC | Commercial SEER-rated split Air Conditioners, 18-65 kBTU/h; pre-2001: SEER = 11.5, one-speed fan, w/Econo; post-2001: SEER = 13 (EER = 11.08), one-speed fan, w/Econo; 2014: SEER = 14 (EER = 11.75), two-speed fan, w/Econo | Commercial SEER-rated split Air Conditioners, Size Range: 55 - 65 kBTU/h, SEER = 14 (EER = 11.7), EIR = 0.249, Fan W/CFM = 0.29, two-speed fan, with Econo | Commercial SEER-rated split Air Conditioners, Size Range: 55 - 65 kBTU/h, SEER = 17 (EER = 13.3), EIR = 0.223, Fan W/CFM = 0.27, two-speed fan, with Econo |  | dxAC-Com-Split-55to65kBTUh-SEER-14.0 | dxAC-Com-Split-55to65kBTUh-SEER-17.0 | Available |  | 0 | 0 |  | ErRobNc | dxAC-Com-Split-55to65kBTUh-SEER-14.0 | HVAC-airAC |  | None | 2020-05-28 | 2012-12-31 | [5 empty] | Standard |  | 1 | 1 | 0 | Deemed Ex Ante Team |  |  |  | Delayed per Golden Rod Memo 2019-12-23
2020 | NE-HVAC-airAC-Split-55to65kBtuh-18p0seer | Commercial SEER-rated split Air Conditioners, Size Range: 55 - 65 kBTU/h, SEER = 18 (EER = 14), EIR = 0.209, Fan W/CFM = 0.27, two-speed fan, with Econo (Pre-existing vintages do not include Economizer) | DEER2020 | D20v1 | 2021-02-25 15:50 | NE-HVAC-airAC-Split-55to65kBtuh-18p0seer | DEER | Standard | None |  |  | None |  | 0 |  | 0 | Com | Any | HVAC | SpaceCool | dxAC_equip | spltSEER | dxAC-Com-Split-55to65kBTUh-SEER-18.0 | HVAC-airAC | Commercial SEER-rated split Air Conditioners, 18-65 kBTU/h; pre-2001: SEER = 11.5, one-speed fan, no Econo; post-2001: SEER = 13 (EER = 11.08), one-speed fan, no Econo; 2014: SEER = 14 (EER = 11.75), two-speed fan, w/Econo | Commercial SEER-rated split Air Conditioners, Size Range: 55 - 65 kBTU/h, SEER = 14 (EER = 11.7), EIR = 0.249, Fan W/CFM = 0.29, two-speed fan, with Econo | Commercial SEER-rated split Air Conditioners, Size Range: 55 - 65 kBTU/h, SEER = 18 (EER = 14), EIR = 0.209, Fan W/CFM = 0.27, two-speed fan, with Econo |  | dxAC-Com-Split-55to65kBTUh-SEER-14.0 | dxAC-Com-Split-55to65kBTUh-SEER-18.0 | Available |  | 0 | 0 |  | ErRobNc | dxAC-Com-Split-55to65kBTUh-SEER-14.0 | HVAC-airAC |  | None | 2020-05-28 | [6 empty] | Standard |  | 1 | 1 | 0 | Deemed Ex Ante Team |  |  |  | Delayed per Golden Rod Memo 2019-12-23
2020 | NE-HVAC-airAC-Split-55to65kBtuh-18p0seer-wPreEcono | Commercial SEER-rated split Air Conditioners, Size Range: 55 - 65 kBTU/h, SEER = 18 (EER = 14), EIR = 0.209, Fan W/CFM = 0.27, two-speed fan, with Econo (Pre-existing vintages include Economizer) | DEER2020 | D20v1 | 2022-02-02 16:51 | NE-HVAC-airAC-Split-55to65kBtuh-18p0seer-wPreEcono | DEER | Standard | None |  |  | None |  | 0 |  | 0 | Com | Any | HVAC | SpaceCool | dxAC_equip | spltSEER | dxAC-Com-Split-55to65kBTUh-SEER-18.0 | HVAC-airAC | Commercial SEER-rated split Air Conditioners, 18-65 kBTU/h; pre-2001: SEER = 11.5, one-speed fan, w/Econo; post-2001: SEER = 13 (EER = 11.08), one-speed fan, w/Econo; 2014: SEER = 14 (EER = 11.75), two-speed fan, w/Econo | Commercial SEER-rated split Air Conditioners, Size Range: 55 - 65 kBTU/h, SEER = 14 (EER = 11.7), EIR = 0.249, Fan W/CFM = 0.29, two-speed fan, with Econo | Commercial SEER-rated split Air Conditioners, Size Range: 55 - 65 kBTU/h, SEER = 18 (EER = 14), EIR = 0.209, Fan W/CFM = 0.27, two-speed fan, with Econo |  | dxAC-Com-Split-55to65kBTUh-SEER-14.0 | dxAC-Com-Split-55to65kBTUh-SEER-18.0 | Available |  | 0 | 0 |  | ErRobNc | dxAC-Com-Split-55to65kBTUh-SEER-14.0 | HVAC-airAC |  | None | 2020-05-28 | 2012-12-31 | [5 empty] | Standard |  | 1 | 1 | 0 | Deemed Ex Ante Team |  |  |  | Delayed per Golden Rod Memo 2019-12-23
2020 | NE-HVAC-airAC-Split-lt45kBtuh-15p0seer | Commercial SEER-rated split Air Conditioners, Size Range: 18 - 45 kBTU/h, SEER = 15 (EER = 12.8), EIR = 0.232, Fan W/CFM = 0.25, one-speed fan, without Econo | DEER2020 | D20v1 | 2022-02-02 16:51 | NE-HVAC-airAC-Split-lt45kBtuh-15p0seer | DEER | Standard | None |  |  | None |  | 0 |  | 0 | Com | Any | HVAC | SpaceCool | dxAC_equip | spltSEER | dxAC-Com-Split-lt45kBTUh-SEER-15.0 | HVAC-airAC | Commercial SEER-rated split Air Conditioners, 18-65 kBTU/h; pre-2001: SEER = 11.5, one-speed fan, no Econo; post-2001: SEER = 13 (EER = 11.08), one-speed fan, no Econo; 2014: SEER = 14 (EER = 12.17), one-speed fan, no Econo | Commercial SEER-rated split Air Conditioners, Size Range: 18 - 45 kBTU/h, SEER = 14 (EER = 12.2), EIR = 0.239, Fan W/CFM = 0.29, one-speed fan, without Econo | Commercial SEER-rated split Air Conditioners, Size Range: 18 - 45 kBTU/h, SEER = 15 (EER = 12.8), EIR = 0.232, Fan W/CFM = 0.25, one-speed fan, without Econo |  | dxAC-Com-Split-lt45kBTUh-SEER-14.0 | dxAC-Com-Split-lt45kBTUh-SEER-15.0 | Available |  | 0 | 0 |  | ErRobNc | dxAC-Com-Split-lt45kBTUh-SEER-14.0 | HVAC-airAC |  | None | 2020-01-01 | 2012-12-31 | [5 empty] | Standard |  | 1 | 1 | 0 | Deemed Ex Ante Team |  |  |  | Updated to indicate claim/filing status
2020 | NE-HVAC-airAC-Split-lt45kBtuh-16p0seer | Commercial SEER-rated split Air Conditioners, Size Range: 18 - 45 kBTU/h, SEER = 16 (EER = 12.5), EIR = 0.238, Fan W/CFM = 0.27, two-speed fan, without Econo | DEER2020 | D20v1 | 2022-02-02 16:51 | NE-HVAC-airAC-Split-lt45kBtuh-16p0seer | DEER | Standard | None |  |  | None |  | 0 |  | 0 | Com | Any | HVAC | SpaceCool | dxAC_equip | spltSEER | dxAC-Com-Split-lt45kBTUh-SEER-16.0 | HVAC-airAC | Commercial SEER-rated split Air Conditioners, 18-65 kBTU/h; pre-2001: SEER = 11.5, one-speed fan, no Econo; post-2001: SEER = 13 (EER = 11.08), one-speed fan, no Econo; 2014: SEER = 14 (EER = 12.17), one-speed fan, no Econo | Commercial SEER-rated split Air Conditioners, Size Range: 18 - 45 kBTU/h, SEER = 14 (EER = 12.2), EIR = 0.239, Fan W/CFM = 0.29, one-speed fan, without Econo | Commercial SEER-rated split Air Conditioners, Size Range: 18 - 45 kBTU/h, SEER = 16 (EER = 12.5), EIR = 0.238, Fan W/CFM = 0.27, two-speed fan, without Econo |  | dxAC-Com-Split-lt45kBTUh-SEER-14.0 | dxAC-Com-Split-lt45kBTUh-SEER-16.0 | Available |  | 0 | 0 |  | ErRobNc | dxAC-Com-Split-lt45kBTUh-SEER-14.0 | HVAC-airAC |  | None | 2020-01-01 | 2012-12-31 | [5 empty] | Standard |  | 1 | 1 | 0 | Deemed Ex Ante Team |  |  |  | Updated to indicate claim/filing status
2020 | NE-HVAC-airAC-Split-lt45kBtuh-17p0seer | Commercial SEER-rated split Air Conditioners, Size Range: 18 - 45 kBTU/h, SEER = 17 (EER = 13.3), EIR = 0.223, Fan W/CFM = 0.27, two-speed fan, without Econo | DEER2020 | D20v1 | 2022-02-02 16:51 | NE-HVAC-airAC-Split-lt45kBtuh-17p0seer | DEER | Standard | None |  |  | None |  | 0 |  | 0 | Com | Any | HVAC | SpaceCool | dxAC_equip | spltSEER | dxAC-Com-Split-lt45kBTUh-SEER-17.0 | HVAC-airAC | Commercial SEER-rated split Air Conditioners, 18-65 kBTU/h; pre-2001: SEER = 11.5, one-speed fan, no Econo; post-2001: SEER = 13 (EER = 11.08), one-speed fan, no Econo; 2014: SEER = 14 (EER = 12.17), one-speed fan, no Econo | Commercial SEER-rated split Air Conditioners, Size Range: 18 - 45 kBTU/h, SEER = 14 (EER = 12.2), EIR = 0.239, Fan W/CFM = 0.29, one-speed fan, without Econo | Commercial SEER-rated split Air Conditioners, Size Range: 18 - 45 kBTU/h, SEER = 17 (EER = 13.3), EIR = 0.223, Fan W/CFM = 0.27, two-speed fan, without Econo |  | dxAC-Com-Split-lt45kBTUh-SEER-14.0 | dxAC-Com-Split-lt45kBTUh-SEER-17.0 | Available |  | 0 | 0 |  | ErRobNc | dxAC-Com-Split-lt45kBTUh-SEER-14.0 | HVAC-airAC |  | None | 2020-01-01 | 2012-12-31 | [5 empty] | Standard |  | 1 | 1 | 0 | Deemed Ex Ante Team |  |  |  | Updated to indicate claim/filing status
2020 | NE-HVAC-airAC-Split-lt45kBtuh-18p0seer | Commercial SEER-rated split Air Conditioners, Size Range: 18 - 45 kBTU/h, SEER = 18 (EER = 14), EIR = 0.209, Fan W/CFM = 0.27, two-speed fan, without Econo | DEER2020 | D20v1 | 2022-02-02 16:51 | NE-HVAC-airAC-Split-lt45kBtuh-18p0seer | DEER | Standard | None |  |  | None |  | 0 |  | 0 | Com | Any | HVAC | SpaceCool | dxAC_equip | spltSEER | dxAC-Com-Split-lt45kBTUh-SEER-18.0 | HVAC-airAC | Commercial SEER-rated split Air Conditioners, 18-65 kBTU/h; pre-2001: SEER = 11.5, one-speed fan, no Econo; post-2001: SEER = 13 (EER = 11.08), one-speed fan, no Econo; 2014: SEER = 14 (EER = 12.17), one-speed fan, no Econo | Commercial SEER-rated split Air Conditioners, Size Range: 18 - 45 kBTU/h, SEER = 14 (EER = 12.2), EIR = 0.239, Fan W/CFM = 0.29, one-speed fan, without Econo | Commercial SEER-rated split Air Conditioners, Size Range: 18 - 45 kBTU/h, SEER = 18 (EER = 14), EIR = 0.209, Fan W/CFM = 0.27, two-speed fan, without Econo |  | dxAC-Com-Split-lt45kBTUh-SEER-14.0 | dxAC-Com-Split-lt45kBTUh-SEER-18.0 | Available |  | 0 | 0 |  | ErRobNc | dxAC-Com-Split-lt45kBTUh-SEER-14.0 | HVAC-airAC |  | None | 2020-01-01 | 2012-12-31 | [5 empty] | Standard |  | 1 | 1 | 0 | Deemed Ex Ante Team |  |  |  | Updated to indicate claim/filing status
2020 | NE-HVAC-airAC-SpltPkg-135to239kBtuh-11p5eer | EER-rated packaged Air Conditioner, Size Range: 135 - 240 kBTU/h, EER = 11.5, min IEER = 13, EIR = 0.255, Fan W/CFM = 0.41, two-speed fan, with Econo | DEER2020 | D20v1 | 2020-11-24 16:30 | NE-HVAC-airAC-SpltPkg-135to239kBtuh-11p5eer | DEER | Standard | None |  |  | None |  | 0 |  | 0 | Com | Any | HVAC | SpaceCool | dxAC_equip | pkgEER | dxAC-Com-Pkg-135to240kBTUh-EER11.5-2Spd | HVAC-airAC | EER-Rated Pkg AC, 135-240 kBTU/h; Pre-2005: EER = 9.7, one-speed fan, w/Econo; 2006 - 2009: EER = 9.7, one-speed fan, w/Econo; 2010 - 2013: EER = 10.8, one-speed fan, w/Econo; 2014 - 2015: EER = 10.8, IEER = 12.2, two-speed fan, w/Econo | EER-rated packaged Air Conditioner, Size Range: 135 - 240 kBTU/h, EER = 10.8, IEER = 12.2, EIR = 0.274, Fan W/CFM = 0.41, two-speed fan, with Econo | EER-rated packaged Air Conditioner, Size Range: 135 - 240 kBTU/h, EER = 11.5, min IEER = 13, EIR = 0.255, Fan W/CFM = 0.41, two-speed fan, with Econo |  |  |  | Available |  | 0 | 0 |  | ErRobNc | dxAC-Com-Pkg-135to240kBTUh-EER10.8-2Spd | HVAC-airAC |  | None | 2020-01-01 | [6 empty] | Standard |  | 1 | 1 | 0 | Deemed Ex Ante Team |  |  |  | Updated to indicate claim/filing status
2020 | NE-HVAC-airAC-SpltPkg-135to239kBtuh-12p0eer | EER-rated packaged Air Conditioner, Size Range: 135 - 240 kBTU/h, EER = 12, min IEER = 13.5, EIR = 0.243, Fan W/CFM = 0.41, two-speed fan, with Econo | DEER2020 | D20v1 | 2020-11-24 16:30 | NE-HVAC-airAC-SpltPkg-135to239kBtuh-12p0eer | DEER | Standard | None |  |  | None |  | 0 |  | 0 | Com | Any | HVAC | SpaceCool | dxAC_equip | pkgEER | dxAC-Com-Pkg-135to240kBTUh-EER12.0-2Spd | HVAC-airAC | EER-Rated Pkg AC, 135-240 kBTU/h; Pre-2005: EER = 9.7, one-speed fan, w/Econo; 2006 - 2009: EER = 9.7, one-speed fan, w/Econo; 2010 - 2013: EER = 10.8, one-speed fan, w/Econo; 2014 - 2015: EER = 10.8, IEER = 12.2, two-speed fan, w/Econo | EER-rated packaged Air Conditioner, Size Range: 135 - 240 kBTU/h, EER = 10.8, IEER = 12.2, EIR = 0.274, Fan W/CFM = 0.41, two-speed fan, with Econo | EER-rated packaged Air Conditioner, Size Range: 135 - 240 kBTU/h, EER = 12, min IEER = 13.5, EIR = 0.243, Fan W/CFM = 0.41, two-speed fan, with Econo |  |  |  | Available |  | 0 | 0 |  | ErRobNc | dxAC-Com-Pkg-135to240kBTUh-EER10.8-2Spd | HVAC-airAC |  | None | 2020-01-01 | [6 empty] | Standard |  | 1 | 1 | 0 | Deemed Ex Ante Team |  |  |  | Updated to indicate claim/filing status
2020 | NE-HVAC-airAC-SpltPkg-135to239kBtuh-12p5eer | EER-rated packaged Air Conditioner, Size Range: 135 - 240 kBTU/h, EER = 12.5, min IEER = 14, EIR = 0.231, Fan W/CFM = 0.41, two-speed fan, with Econo | DEER2020 | D20v1 | 2020-11-24 16:30 | NE-HVAC-airAC-SpltPkg-135to239kBtuh-12p5eer | DEER | Standard | None |  |  | None |  | 0 |  | 0 | Com | Any | HVAC | SpaceCool | dxAC_equip | pkgEER | dxAC-Com-Pkg-135to240kBTUh-EER12.5-2Spd | HVAC-airAC | EER-Rated Pkg AC, 135-240 kBTU/h; Pre-2005: EER = 9.7, one-speed fan, w/Econo; 2006 - 2009: EER = 9.7, one-speed fan, w/Econo; 2010 - 2013: EER = 10.8, one-speed fan, w/Econo; 2014 - 2015: EER = 10.8, IEER = 12.2, two-speed fan, w/Econo | EER-rated packaged Air Conditioner, Size Range: 135 - 240 kBTU/h, EER = 10.8, IEER = 12.2, EIR = 0.274, Fan W/CFM = 0.41, two-speed fan, with Econo | EER-rated packaged Air Conditioner, Size Range: 135 - 240 kBTU/h, EER = 12.5, min IEER = 14, EIR = 0.231, Fan W/CFM = 0.41, two-speed fan, with Econo |  |  |  | Available |  | 0 | 0 |  | ErRobNc | dxAC-Com-Pkg-135to240kBTUh-EER10.8-2Spd | HVAC-airAC |  | None | 2020-01-01 | [6 empty] | Standard |  | 1 | 1 | 0 | Deemed Ex Ante Team |  |  |  | Updated to indicate claim/filing status
2020 | NE-HVAC-airAC-SpltPkg-240to759kBtuh-10p8eer | EER-rated packaged Air Conditioner, Size Range: 240 - 760 kBTU/h, EER = 10.8, min IEER = 12.2, EIR = 0.255, Fan W/CFM = 0.61, two-speed fan, with Econo | DEER2020 | D20v1 | 2020-11-24 16:30 | NE-HVAC-airAC-SpltPkg-240to759kBtuh-10p8eer | DEER | Standard | None |  |  | None |  | 0 |  | 0 | Com | Any | HVAC | SpaceCool | dxAC_equip | pkgEER | dxAC-Com-Pkg-240to760kBTUh-EER10.8-2Spd | HVAC-airAC | EER-Rated Pkg AC, 240-760 kBTU/h; Mix of Single-zone 9.8 EER (20%) and Multi-zone 10.0 EER (80%) system configurations where applicable | EER-rated packaged Air Conditioner, Size Range: 240 - 760 kBTU/h, Mix of Single-zone 9.8 EER (20%) and Multi-zone 10.0 EER (80%) system configurations where applicable | EER-rated packaged Air Conditioner, Size Range: 240 - 760 kBTU/h, EER = 10.8, Mix of Single-zone (20%) and Multi-zone (80%) system configurations where applicable |  |  |  | Available |  | 0 | 0 |  | ErRobNc | dxAC-Com-Pkg-240to760kBTUh-EER9.8-2Spd | HVAC-airAC |  | None | 2020-01-01 | [6 empty] | Standard |  | 1 | 1 | 0 | Deemed Ex Ante Team |  |  |  | Updated to indicate claim/filing status
2020 | NE-HVAC-airAC-SpltPkg-240to759kBtuh-10p8eer_MZ | Multi-Zone EER-rated packaged Air Conditioner, Size Range: 240 - 760 kBTU/h, EER = 10.8, min IEER = 12.2, EIR = 0.255, Fan W/CFM = 0.61, two-speed fan, with Econo | DEER2020 | D20v1 | 2022-02-02 16:50 | NE-HVAC-airAC-SpltPkg-240to759kBtuh-10p8eer_MZ | DEER | Standard | None |  |  | None |  | 0 |  | 0 | Com | Any | HVAC | SpaceCool | dxAC_equip | pkgEER | dxAC-Com-Pkg-135to240kBTUh-EER12.5-2Spd | HVAC-airAC | EER-Rated Pkg AC, 240-760 kBTU/h; Pre-2005: EER = 10.0 (IEER = 11.3), var-speed fan, w/Econo; 2006 - 2009: EER = 10.0, var-speed fan, w/Econo; 2010 - 2013: EER = 10.0, var-speed fan, w/Econo; 2014 - 2015: EER = 10.0, IEER 11.6, varspeed fan, w/Econo | EER-rated packaged Air Conditioner, Size Range: 240 - 760 kBTU/h, EER = 10.0 IEER = 11.4, EIR = 0.282, Fan W/CFM = 0.72, var-speed fan, with Econo | EER-rated packaged Air Conditioner, Size Range: 240 - 760 kBTU/h, EER = 10.8, min IEER 12.2, EIR = 0.255, Fan W/CFM = 0.61, var-speed fan, with Econo |  |  |  | Available |  | 0 | 0 |  | ErRobNc | dxAC-Com-Pkg-135to240kBTUh-EER10.8-2Spd | HVAC-airAC |  | None | 2020-01-01 | 2012-12-31 | [5 empty] | Component |  | 1 | 1 | 0 | Deemed Ex Ante Team |  |  |  | Updated to indicate claim/filing status
2020 | NE-HVAC-airAC-SpltPkg-240to759kBtuh-10p8eer_SZ | Single-Zone EER-rated packaged Air Conditioner, Size Range: 240 - 760 kBTU/h, EER = 10.8, min IEER = 12.2, EIR = 0.255, Fan W/CFM = 0.61, two-speed fan, with Econo | DEER2020 | D20v1 | 2022-02-02 16:50 | NE-HVAC-airAC-SpltPkg-240to759kBtuh-10p8eer_SZ | DEER | Standard | None |  |  | None |  | 0 |  | 0 | Com | Any | HVAC | SpaceCool | dxAC_equip | pkgEER | dxAC-Com-Pkg-135to240kBTUh-EER12.5-2Spd | HVAC-airAC | EER-Rated Pkg AC, 240-760 kBTU/h; Pre-2005: EER = 9.8 (1 spd IEER = 9.8, 2 spd IEER = 11.1), one-speed fan, w/Econo; 2006 - 2009: EER = 9.8, one-speed fan, w/Econo; 2010 - 2013: EER = 9.8, one-speed fan, w/Econo; 2014 - 2015: EER = 9.8, IEER 11.4, two-speed fan, w/Econo | EER-rated packaged Air Conditioner, Size Range: 240 - 760 kBTU/h, EER = 9.8, IEER = 11.4, EIR = 0.286, Fan W/CFM = 0.61, two-speed fan, with Econo | EER-rated packaged Air Conditioner, Size Range: 240 - 760 kBTU/h, EER = 10.8, min IEER 12.2, EIR = 0.255, Fan W/CFM = 0.61, two-speed fan, with Econo |  |  |  | Available |  | 0 | 0 |  | ErRobNc | dxAC-Com-Pkg-135to240kBTUh-EER10.8-2Spd | HVAC-airAC |  | None | 2020-01-01 | 2012-12-31 | [5 empty] | Component |  | 1 | 1 | 0 | Deemed Ex Ante Team |  |  |  | Updated to indicate claim/filing status
2020 | NE-HVAC-airAC-SpltPkg-240to759kBtuh-11p5eer | EER-rated packaged Air Conditioner, Size Range: 240 - 760 kBTU/h, EER = 11.5, min IEER = 12.7, EIR = 0.236, Fan W/CFM = 0.61, two-speed fan, with Econo | DEER2020 | D20v1 | 2020-11-24 16:30 | NE-HVAC-airAC-SpltPkg-240to759kBtuh-11p5eer | DEER | Standard | None |  |  | None |  | 0 |  | 0 | Com | Any | HVAC | SpaceCool | dxAC_equip | pkgEER | dxAC-Com-Pkg-240to760kBTUh-EER11.5-2Spd | HVAC-airAC | EER-Rated Pkg AC, 240-760 kBTU/h; Mix of Single-zone 9.8 EER (20%) and Multi-zone 10.0 EER (80%) system configurations where applicable | EER-rated packaged Air Conditioner, Size Range: 240 - 760 kBTU/h, Mix of Single-zone 9.8 EER (20%) and Multi-zone 10.0 EER (80%) system configurations where applicable | EER-rated packaged Air Conditioner, Size Range: 240 - 760 kBTU/h, EER = 11.5, Mix of Single-zone (20%) and Multi-zone (80%) system configurations where applicable |  |  |  | Available |  | 0 | 0 |  | ErRobNc | dxAC-Com-Pkg-240to760kBTUh-EER9.8-2Spd | HVAC-airAC |  | None | 2020-01-01 | [6 empty] | Standard |  | 1 | 1 | 0 | Deemed Ex Ante Team |  |  |  | Updated to indicate claim/filing status
2020 | NE-HVAC-airAC-SpltPkg-240to759kBtuh-11p5eer_MZ | Multi-Zone EER-rated packaged Air Conditioner, Size Range: 240 - 760 kBTU/h, EER = 11.5, min IEER = 12.7, EIR = 0.236, Fan W/CFM = 0.61, two-speed fan, with Econo | DEER2020 | D20v1 | 2022-02-02 16:50 | NE-HVAC-airAC-SpltPkg-240to759kBtuh-11p5eer_MZ | DEER | Standard | None |  |  | None |  | 0 |  | 0 | Com | Any | HVAC | SpaceCool | dxAC_equip | pkgEER | dxAC-Com-Pkg-135to240kBTUh-EER12.5-2Spd | HVAC-airAC | EER-Rated Pkg AC, 240-760 kBTU/h; Pre-2005: EER = 10.0 (IEER = 11.3), var-speed fan, w/Econo; 2006 - 2009: EER = 10.0, var-speed fan, w/Econo; 2010 - 2013: EER = 10.0, var-speed fan, w/Econo; 2014 - 2015: EER = 10.0, IEER 11.6, varspeed fan, w/Econo | EER-rated packaged Air Conditioner, Size Range: 240 - 760 kBTU/h, EER = 10.0 IEER = 11.4, EIR = 0.282, Fan W/CFM = 0.72, var-speed fan, with Econo | EER-rated packaged Air Conditioner, Size Range: 240 - 760 kBTU/h, EER = 11.5, min IEER = 12.7, EIR = 0.236, Fan W/CFM = 0.61, var-speed fan, with Econo |  |  |  | Available |  | 0 | 0 |  | ErRobNc | dxAC-Com-Pkg-135to240kBTUh-EER10.8-2Spd | HVAC-airAC |  | None | 2020-01-01 | 2012-12-31 | [5 empty] | Component |  | 1 | 1 | 0 | Deemed Ex Ante Team |  |  |  | Updated to indicate claim/filing status
2020 | NE-HVAC-airAC-SpltPkg-240to759kBtuh-11p5eer_SZ | Single-Zone EER-rated packaged Air Conditioner, Size Range: 240 - 760 kBTU/h, EER = 11.5, min IEER = 12.7, EIR = 0.236, Fan W/CFM = 0.61, two-speed fan, with Econo | DEER2020 | D20v1 | 2022-02-02 16:50 | NE-HVAC-airAC-SpltPkg-240to759kBtuh-11p5eer_SZ | DEER | Standard | None |  |  | None |  | 0 |  | 0 | Com | Any | HVAC | SpaceCool | dxAC_equip | pkgEER | dxAC-Com-Pkg-135to240kBTUh-EER12.5-2Spd | HVAC-airAC | EER-Rated Pkg AC, 240-760 kBTU/h; Pre-2005: EER = 9.8 (1 spd IEER = 9.8, 2 spd IEER = 11.1), one-speed fan, w/Econo; 2006 - 2009: EER = 9.8, one-speed fan, w/Econo; 2010 - 2013: EER = 9.8, one-speed fan, w/Econo; 2014 - 2015: EER = 9.8, IEER 11.4, two-speed fan, w/Econo | EER-rated packaged Air Conditioner, Size Range: 240 - 760 kBTU/h, EER = 9.8, IEER = 11.4, EIR = 0.286, Fan W/CFM = 0.61, two-speed fan, with Econo | EER-rated packaged Air Conditioner, Size Range: 240 - 760 kBTU/h, EER = 11.5, min IEER = 12.7, EIR = 0.236, Fan W/CFM = 0.61, two-speed fan, with Econo |  |  |  | Available |  | 0 | 0 |  | ErRobNc | dxAC-Com-Pkg-135to240kBTUh-EER10.8-2Spd | HVAC-airAC |  | None | 2020-01-01 | 2012-12-31 | [5 empty] | Component |  | 1 | 1 | 0 | Deemed Ex Ante Team |  |  |  | Updated to indicate claim/filing status
2020 | NE-HVAC-airAC-SpltPkg-240to759kBtuh-12p5eer | EER-rated packaged Air Conditioner, Size Range: 240 - 760 kBTU/h, EER = 12.5, min IEER = 15.5, EIR = 0.213, Fan W/CFM = 0.61, two-speed fan, with Econo | DEER2020 | D20v1 | 2020-11-24 16:30 | NE-HVAC-airAC-SpltPkg-240to759kBtuh-12p5eer | DEER | Standard | None |  |  | None |  | 0 |  | 0 | Com | Any | HVAC | SpaceCool | dxAC_equip | pkgEER | dxAC-Com-Pkg-240to760kBTUh-EER12.5-2Spd | HVAC-airAC | EER-Rated Pkg AC, 240-760 kBTU/h; Mix of Single-zone 9.8 EER (20%) and Multi-zone 10.0 EER (80%) system configurations where applicable | EER-rated packaged Air Conditioner, Size Range: 240 - 760 kBTU/h, Mix of Single-zone 9.8 EER (20%) and Multi-zone 10.0 EER (80%) system configurations where applicable | EER-rated packaged Air Conditioner, Size Range: 240 - 760 kBTU/h, EER = 12.5, Mix of Single-zone (20%) and Multi-zone (80%) system configurations where applicable |  |  |  | Available |  | 0 | 0 |  | ErRobNc | dxAC-Com-Pkg-240to760kBTUh-EER9.8-2Spd | HVAC-airAC |  | None | 2020-01-01 | [6 empty] | Standard |  | 1 | 1 | 0 | Deemed Ex Ante Team |  |  |  | Updated to indicate claim/filing status
2020 | NE-HVAC-airAC-SpltPkg-240to759kBtuh-12p5eer_MZ | Multi-Zone EER-rated packaged Air Conditioner, Size Range: 240 - 760 kBTU/h, EER = 12.5, min IEER = 15.5, EIR = 0.213, Fan W/CFM = 0.61, two-speed fan, with Econo | DEER2020 | D20v1 | 2022-02-02 16:50 | NE-HVAC-airAC-SpltPkg-240to759kBtuh-12p5eer_MZ | DEER | Standard | None |  |  | None |  | 0 |  | 0 | Com | Any | HVAC | SpaceCool | dxAC_equip | pkgEER | dxAC-Com-Pkg-135to240kBTUh-EER12.5-2Spd | HVAC-airAC | EER-Rated Pkg AC, 240-760 kBTU/h; Pre-2005: EER = 10.0 (IEER = 11.3), var-speed fan, w/Econo; 2006 - 2009: EER = 10.0, var-speed fan, w/Econo; 2010 - 2013: EER = 10.0, var-speed fan, w/Econo; 2014 - 2015: EER = 10.0, IEER 11.6, varspeed fan, w/Econo | EER-rated packaged Air Conditioner, Size Range: 240 - 760 kBTU/h, EER = 10.0 IEER = 11.4, EIR = 0.282, Fan W/CFM = 0.72, var-speed fan, with Econo | EER-rated packaged Air Conditioner, Size Range: 240 - 760 kBTU/h, EER = 12.5, min IEER = 15.5, EIR = 0.213, Fan W/CFM = 0.61, var-speed fan, with Econo |  |  |  | Available |  | 0 | 0 |  | ErRobNc | dxAC-Com-Pkg-135to240kBTUh-EER10.8-2Spd | HVAC-airAC |  | None | 2020-01-01 | 2012-12-31 | [5 empty] | Component |  | 1 | 1 | 0 | Deemed Ex Ante Team |  |  |  | Updated to indicate claim/filing status
2020 | NE-HVAC-airAC-SpltPkg-240to759kBtuh-12p5eer_SZ | Single-Zone EER-rated packaged Air Conditioner, Size Range: 240 - 760 kBTU/h, EER = 12.5, min IEER = 15.5, EIR = 0.213, Fan W/CFM = 0.61, two-speed fan, with Econo | DEER2020 | D20v1 | 2022-02-02 16:50 | NE-HVAC-airAC-SpltPkg-240to759kBtuh-12p5eer_SZ | DEER | Standard | None |  |  | None |  | 0 |  | 0 | Com | Any | HVAC | SpaceCool | dxAC_equip | pkgEER | dxAC-Com-Pkg-135to240kBTUh-EER12.5-2Spd | HVAC-airAC | EER-Rated Pkg AC, 240-760 kBTU/h; Pre-2005: EER = 9.8 (1 spd IEER = 9.8, 2 spd IEER = 11.1), one-speed fan, w/Econo; 2006 - 2009: EER = 9.8, one-speed fan, w/Econo; 2010 - 2013: EER = 9.8, one-speed fan, w/Econo; 2014 - 2015: EER = 9.8, IEER 11.4, two-speed fan, w/Econo | EER-rated packaged Air Conditioner, Size Range: 240 - 760 kBTU/h, EER = 9.8, IEER = 11.4, EIR = 0.286, Fan W/CFM = 0.61, two-speed fan, with Econo | EER-rated packaged Air Conditioner, Size Range: 240 - 760 kBTU/h, EER = 12.5, min IEER = 15.5, EIR = 0.213, Fan W/CFM = 0.61, two-speed fan, with Econo |  |  |  | Available |  | 0 | 0 |  | ErRobNc | dxAC-Com-Pkg-135to240kBTUh-EER10.8-2Spd | HVAC-airAC |  | None | 2020-01-01 | 2012-12-31 | [5 empty] | Component |  | 1 | 1 | 0 | Deemed Ex Ante Team |  |  |  | Updated to indicate claim/filing status
2020 | NE-HVAC-airAC-SpltPkg-65to134kBtuh-11p5eer-woutPreEcono | EER-rated packaged Air Conditioner, Size Range: 65 - 134 kBTU/h, EER = 11.5, min IEER = 13, EIR = 0.26, Fan W/CFM = 0.4, two-speed fan, with Econo (Pre-existing vintages do not include Economizer) | DEER2020 | D20v1 | 2020-11-24 16:30 | NE-HVAC-airAC-SpltPkg-65to134kBtuh-11p5eer-woutPreEcono | DEER | Standard | None |  |  | None |  | 0 |  | 0 | Com | Any | HVAC | SpaceCool | dxAC_equip | pkgEER | dxAC-Com-Pkg-65to134kBtuh-EER11.5-2Spd | HVAC-airAC | EER-Rated Pkg AC, 65-134 kBTU/h; Pre-2005: EER = 10.0, one-speed fan, no Econo; 2006 - 2009: EER = 10.0, one-speed fan, no Econo; 2010 - 2013: EER = 11, one-speed fan, no Econo; 2014 - 2015: EER = 11, IEER 12.7, two-speed fan, w/Econo | EER-rated packaged Air Conditioner, Size Range: 65 - 134 kBTU/h, EER = 11, IEER = 12.7, EIR = 0.273, Fan W/CFM = 0.4, two-speed fan, with Econo | EER-rated packaged Air Conditioner, Size Range: 65 - 134 kBTU/h, EER = 11.5, min IEER = 13, EIR = 0.26, Fan W/CFM = 0.4, two-speed fan, with Econo |  |  |  | Available |  | 0 | 0 |  | ErRobNc | dxAC-Com-Pkg-65to134kBtuh-EER11.0-2Spd | HVAC-airAC |  | None | 2020-01-01 | [6 empty] | Standard |  | 1 | 1 | 0 | Deemed Ex Ante Team |  |  |  | Updated to indicate claim/filing status
2020 | NE-HVAC-airAC-SpltPkg-65to134kBtuh-11p5eer-wPreEcono | EER-rated packaged Air Conditioner, Size Range: 65 - 134 kBTU/h, EER = 11.5, min IEER = 13, EIR = 0.26, Fan W/CFM = 0.4, two-speed fan, with Econo (Pre-existing vintages include Economizer) | DEER2020 | D20v1 | 2022-02-02 16:50 | NE-HVAC-airAC-SpltPkg-65to134kBtuh-11p5eer-wPreEcono | DEER | Standard | None |  |  | None |  | 0 |  | 0 | Com | Any | HVAC | SpaceCool | dxAC_equip | pkgEER | dxAC-Com-Pkg-65to134kBtuh-EER11.5-2Spd | HVAC-airAC | EER-Rated Pkg AC, 65-134 kBTU/h; Pre-2005: EER = 10.0, one-speed fan, w/Econo; 2006 - 2009: EER = 10.0, one-speed fan, w/Econo; 2010 - 2013: EER = 11, one-speed fan, w/Econo; 2014 - 2015: EER = 11, IEER 12.7, two-speed fan, w/Econo | EER-rated packaged Air Conditioner, Size Range: 65 - 134 kBTU/h, EER = 11, IEER = 12.7, EIR = 0.273, Fan W/CFM = 0.4, two-speed fan, with Econo | EER-rated packaged Air Conditioner, Size Range: 65 - 134 kBTU/h, EER = 11.5, min IEER = 13, EIR = 0.26, Fan W/CFM = 0.4, two-speed fan, with Econo |  |  |  | Available |  | 0 | 0 |  | ErRobNc | dxAC-Com-Pkg-65to134kBtuh-EER11.0-2Spd | HVAC-airAC |  | None | 2020-01-01 | 2012-12-31 | [5 empty] | Standard |  | 1 | 1 | 0 | Deemed Ex Ante Team |  |  |  | Updated to indicate claim/filing status
2020 | NE-HVAC-airAC-SpltPkg-65to134kBtuh-12p0eer-woutPreEcono | EER-rated packaged Air Conditioner, Size Range: 65 - 134 kBTU/h, EER = 12, min IEER = 13.5 EIR = 0.247, Fan W/CFM = 0.4, two-speed fan, with Econo (Pre-existing vintages do not include Economizer) | DEER2020 | D20v1 | 2020-11-24 16:30 | NE-HVAC-airAC-SpltPkg-65to134kBtuh-12p0eer-woutPreEcono | DEER | Standard | None |  |  | None |  | 0 |  | 0 | Com | Any | HVAC | SpaceCool | dxAC_equip | pkgEER | dxAC-Com-Pkg-65to134kBtuh-EER12.0-2Spd | HVAC-airAC | EER-Rated Pkg AC, 65-134 kBTU/h; Pre-2005: EER = 10.0, one-speed fan, no Econo; 2006 - 2009: EER = 10.0, one-speed fan, no Econo; 2010 - 2013: EER = 11, one-speed fan, no Econo; 2014 - 2015: EER = 11, IEER 12.7, two-speed fan, w/Econo | EER-rated packaged Air Conditioner, Size Range: 65 - 134 kBTU/h, EER = 11, IEER = 12.7, EIR = 0.273, Fan W/CFM = 0.4, two-speed fan, with Econo | EER-rated packaged Air Conditioner, Size Range: 65 - 134 kBTU/h, EER = 12, min IEER = 13.5 EIR = 0.247, Fan W/CFM = 0.4, two-speed fan, with Econo |  |  |  | Available |  | 0 | 0 |  | ErRobNc | dxAC-Com-Pkg-65to134kBtuh-EER11.0-2Spd | HVAC-airAC |  | None | 2020-01-01 | [6 empty] | Standard |  | 1 | 1 | 0 | Deemed Ex Ante Team |  |  |  | Updated to indicate claim/filing status
2020 | NE-HVAC-airAC-SpltPkg-65to134kBtuh-12p0eer-wPreEcono | EER-rated packaged Air Conditioner, Size Range: 65 - 134 kBTU/h, EER = 12, min IEER = 13.5 EIR = 0.247, Fan W/CFM = 0.4, two-speed fan, with Econo (Pre-existing vintages include Economizer) | DEER2020 | D20v1 | 2022-02-02 16:50 | NE-HVAC-airAC-SpltPkg-65to134kBtuh-12p0eer-wPreEcono | DEER | Standard | None |  |  | None |  | 0 |  | 0 | Com | Any | HVAC | SpaceCool | dxAC_equip | pkgEER | dxAC-Com-Pkg-65to134kBtuh-EER12.0-2Spd | HVAC-airAC | EER-Rated Pkg AC, 65-134 kBTU/h; Pre-2005: EER = 10.0, one-speed fan, w/Econo; 2006 - 2009: EER = 10.0, one-speed fan, w/Econo; 2010 - 2013: EER = 11, one-speed fan, w/Econo; 2014 - 2015: EER = 11, IEER 12.7, two-speed fan, w/Econo | EER-rated packaged Air Conditioner, Size Range: 65 - 134 kBTU/h, EER = 11, IEER = 12.7, EIR = 0.273, Fan W/CFM = 0.4, two-speed fan, with Econo | EER-rated packaged Air Conditioner, Size Range: 65 - 134 kBTU/h, EER = 12, min IEER = 13.5 EIR = 0.247, Fan W/CFM = 0.4, two-speed fan, with Econo |  |  |  | Available |  | 0 | 0 |  | ErRobNc | dxAC-Com-Pkg-65to134kBtuh-EER11.0-2Spd | HVAC-airAC |  | None | 2020-01-01 | 2012-12-31 | [5 empty] | Standard |  | 1 | 1 | 0 | Deemed Ex Ante Team |  |  |  | Updated to indicate claim/filing status
2020 | NE-HVAC-airAC-SpltPkg-65to134kBtuh-12p5eer-woutPreEcono | EER-rated packaged Air Conditioner, Size Range: 65 - 134 kBTU/h, EER = 12.5, min IEER = 14, EIR = 0.236, Fan W/CFM = 0.4, two-speed fan, with Econo (Pre-existing vintages do not include Economizer) | DEER2020 | D20v1 | 2020-11-24 16:30 | NE-HVAC-airAC-SpltPkg-65to134kBtuh-12p5eer-woutPreEcono | DEER | CrossMeasWtd | None |  |  | None | airAC-SpltPkg-65to134kBtuh-12p5eer-woutPreEcono | 0 |  | 0 | Com | Any | HVAC | SpaceCool | dxAC_equip | pkgEER | dxAC-Com-Pkg-65to134kBtuh-EER12.5-2Spd | HVAC-airAC | EER-Rated Pkg AC, 65-134 kBTU/h; Pre-2005: EER = 10.0, one-speed fan, no Econo; 2006 - 2009: EER = 10.0, one-speed fan, no Econo; 2010 - 2013: EER = 11, one-speed fan, no Econo; 2014 - 2015: EER = 11, IEER 12.7, two-speed fan, w/Econo | EER-rated packaged Air Conditioner, Size Range: 65 - 134 kBTU/h, EER = 11, IEER = 12.7, EIR = 0.273, Fan W/CFM = 0.4, two-speed fan, with Econo | EER-rated packaged Air Conditioner, Size Range: 65 - 134 kBTU/h, EER = 12.5, min IEER = 14, EIR = 0.236, Fan W/CFM = 0.4, two-speed fan, with Econo |  |  |  | Available |  | 0 | 0 |  | ErRobNc | dxAC-Com-Pkg-65to134kBtuh-EER11.0-2Spd | HVAC-airAC |  | None | 2020-01-01 | [6 empty] | Standard |  | 1 | 1 | 0 | Deemed Ex Ante Team |  |  |  | Updated to indicate claim/filing status
2020 | NE-HVAC-airAC-SpltPkg-65to134kBtuh-12p5eer-wPreEcono | EER-rated packaged Air Conditioner, Size Range: 65 - 134 kBTU/h, EER = 12.5, min IEER = 14, EIR = 0.236, Fan W/CFM = 0.4, two-speed fan, with Econo (Pre-existing vintages include Economizer) | DEER2020 | D20v1 | 2022-02-02 16:50 | NE-HVAC-airAC-SpltPkg-65to134kBtuh-12p5eer-wPreEcono | DEER | CrossMeasWtd | None |  |  | None | airAC-SpltPkg-65to134kBtuh-12p5eer-wPreEcono | 0 |  | 0 | Com | Any | HVAC | SpaceCool | dxAC_equip | pkgEER | dxAC-Com-Pkg-65to134kBtuh-EER12.5-2Spd | HVAC-airAC | EER-Rated Pkg AC, 65-134 kBTU/h; Pre-2005: EER = 10.0, one-speed fan, w/Econo; 2006 - 2009: EER = 10.0, one-speed fan, w/Econo; 2010 - 2013: EER = 11, one-speed fan, w/Econo; 2014 - 2015: EER = 11, IEER 12.7, two-speed fan, w/Econo | EER-rated packaged Air Conditioner, Size Range: 65 - 134 kBTU/h, EER = 11, IEER = 12.7, EIR = 0.273, Fan W/CFM = 0.4, two-speed fan, with Econo | EER-rated packaged Air Conditioner, Size Range: 65 - 134 kBTU/h, EER = 12.5, min IEER = 14, EIR = 0.236, Fan W/CFM = 0.4, two-speed fan, with Econo |  |  |  | Available |  | 0 | 0 |  | ErRobNc | dxAC-Com-Pkg-65to134kBtuh-EER11.0-2Spd | HVAC-airAC |  | None | 2020-01-01 | 2012-12-31 | [5 empty] | Standard |  | 1 | 1 | 0 | Deemed Ex Ante Team |  |  |  | Updated to indicate claim/filing status
2020 | NE-HVAC-airAC-SpltPkg-65to134kBtuh-13p0eer-woutPreEcono | EER-rated packaged Air Conditioner, Size Range: 65 - 134 kBTU/h, EER = 13, min IEER = 15, EIR = 0.226, Fan W/CFM = 0.4, two-speed fan, with Econo (Pre-existing vintages do not include Economizer) | DEER2020 | D20v1 | 2020-11-24 16:30 | NE-HVAC-airAC-SpltPkg-65to134kBtuh-13p0eer-woutPreEcono | DEER | Standard | None |  |  | None |  | 0 |  | 0 | Com | Any | HVAC | SpaceCool | dxAC_equip | pkgEER | dxAC-Com-Pkg-65to134kBtuh-EER13.0-2Spd | HVAC-airAC | EER-Rated Pkg AC, 65-134 kBTU/h; Pre-2005: EER = 10.0, one-speed fan, no Econo; 2006 - 2009: EER = 10.0, one-speed fan, no Econo; 2010 - 2013: EER = 11, one-speed fan, no Econo; 2014 - 2015: EER = 11, IEER 12.7, two-speed fan, w/Econo | EER-rated packaged Air Conditioner, Size Range: 65 - 134 kBTU/h, EER = 11, IEER = 12.7, EIR = 0.273, Fan W/CFM = 0.4, two-speed fan, with Econo | EER-rated packaged Air Conditioner, Size Range: 65 - 134 kBTU/h, EER = 13, min IEER = 15, EIR = 0.226, Fan W/CFM = 0.4, two-speed fan, with Econo |  |  |  | Available |  | 0 | 0 |  | ErRobNc | dxAC-Com-Pkg-65to134kBtuh-EER11.0-2Spd | HVAC-airAC |  | None | 2020-01-01 | [6 empty] | Standard |  | 1 | 1 | 0 | Deemed Ex Ante Team |  |  |  | Updated to indicate claim/filing status
2020 | NE-HVAC-airAC-SpltPkg-65to134kBtuh-13p0eer-wPreEcono | EER-rated packaged Air Conditioner, Size Range: 65 - 134 kBTU/h, EER = 13, min IEER = 15, EIR = 0.226, Fan W/CFM = 0.4, two-speed fan, with Econo (Pre-existing vintages include Economizer) | DEER2020 | D20v1 | 2022-02-02 16:50 | NE-HVAC-airAC-SpltPkg-65to134kBtuh-13p0eer-wPreEcono | DEER | Standard | None |  |  | None |  | 0 |  | 0 | Com | Any | HVAC | SpaceCool | dxAC_equip | pkgEER | dxAC-Com-Pkg-65to134kBtuh-EER13.0-2Spd | HVAC-airAC | EER-Rated Pkg AC, 65-134 kBTU/h; Pre-2005: EER = 10.0, one-speed fan, w/Econo; 2006 - 2009: EER = 10.0, one-speed fan, w/Econo; 2010 - 2013: EER = 11, one-speed fan, w/Econo; 2014 - 2015: EER = 11, IEER 12.7, two-speed fan, w/Econo | EER-rated packaged Air Conditioner, Size Range: 65 - 134 kBTU/h, EER = 11, IEER = 12.7, EIR = 0.273, Fan W/CFM = 0.4, two-speed fan, with Econo | EER-rated packaged Air Conditioner, Size Range: 65 - 134 kBTU/h, EER = 13, min IEER = 15, EIR = 0.226, Fan W/CFM = 0.4, two-speed fan, with Econo |  |  |  | Available |  | 0 | 0 |  | ErRobNc | dxAC-Com-Pkg-65to134kBtuh-EER11.0-2Spd | HVAC-airAC |  | None | 2020-01-01 | 2012-12-31 | [5 empty] | Standard |  | 1 | 1 | 0 | Deemed Ex Ante Team |  |  |  | Updated to indicate claim/filing status
2020 | NE-HVAC-airAC-SpltPkg-gte760kBtuh-10p2eer | EER-rated packaged Air Conditioner, Size Range: 760 - kBTU/h, EER = 10.2, min IEER = 11.6, EIR = 0.273, Fan W/CFM = 0.61, two-speed fan, with Econo | DEER2020 | D20v1 | 2022-02-02 16:50 | NE-HVAC-airAC-SpltPkg-gte760kBtuh-10p2eer | DEER | Standard | None |  |  | None |  | 0 |  | 0 | Com | Any | HVAC | SpaceCool | dxAC_equip | pkgEER | dxAC-Com-Pkg-gte760kBTUh-EER10.2-2Spd | HVAC-airAC | EER-Rated Pkg AC, 760+ kBTU/h; Pre-2005: EER = 9.2, one-speed fan, w/Econo; 2006 - 2009: EER = 9.2, one-speed fan, w/Econo; 2010 - 2013: EER = 9.5, one-speed fan, w/Econo; 2014 - 2015: EER = 9.5, IEER = 11, two-speed fan, w/Econo | EER-rated packaged Air Conditioner, Size Range: 760 - kBTU/h, EER = 9.5, IEEER = 11, EIR = 0.297, Fan W/CFM = 0.61, two-speed fan, with Econo | EER-rated packaged Air Conditioner, Size Range: 760 - kBTU/h, EER = 10.2, min IEER = 11.6, EIR = 0.273, Fan W/CFM = 0.61, two-speed fan, with Econo |  |  |  | Available | Std and Meas Technologies vary by system configuration | 0 | 0 |  | ErRobNc | dxAC-Com-Pkg-gte760kBTUh-EER9.5-2Spd | HVAC-airAC |  | None | 2020-01-01 | 2012-12-31 | [5 empty] | Standard |  | 1 | 1 | 0 | Deemed Ex Ante Team |  |  |  | Updated to indicate claim/filing status
2020 | NE-HVAC-airAC-SpltPkg-gte760kBtuh-11p0eer | EER-rated packaged Air Conditioner, Size Range: 760 - kBTU/h, EER = 11, min IEER = 12.3, EIR = 0.249, Fan W/CFM = 0.61, two-speed fan, with Econo | DEER2020 | D20v1 | 2022-02-02 16:50 | NE-HVAC-airAC-SpltPkg-gte760kBtuh-11p0eer | DEER | Standard | None |  |  | None |  | 0 |  | 0 | Com | Any | HVAC | SpaceCool | dxAC_equip | pkgEER | dxAC-Com-Pkg-gte760kBTUh-EER11.0-2Spd | HVAC-airAC | EER-Rated Pkg AC, 760+ kBTU/h; Pre-2005: EER = 9.2, one-speed fan, w/Econo; 2006 - 2009: EER = 9.2, one-speed fan, w/Econo; 2010 - 2013: EER = 9.5, one-speed fan, w/Econo; 2014 - 2015: EER = 9.5, IEER = 11, two-speed fan, w/Econo | EER-rated packaged Air Conditioner, Size Range: 760 - kBTU/h, EER = 9.5, IEEER = 11, EIR = 0.297, Fan W/CFM = 0.61, two-speed fan, with Econo | EER-rated packaged Air Conditioner, Size Range: 760 - kBTU/h, EER = 11, min IEER = 12.3, EIR = 0.249, Fan W/CFM = 0.61, two-speed fan, with Econo |  |  |  | Available | Std and Meas Technologies vary by system configuration | 0 | 0 |  | ErRobNc | dxAC-Com-Pkg-gte760kBTUh-EER9.5-2Spd | HVAC-airAC |  | None | 2020-01-01 | 2012-12-31 | [5 empty] | Standard |  | 1 | 1 | 0 | Deemed Ex Ante Team |  |  |  | Updated to indicate claim/filing status
2020 | NE-HVAC-airAC-SpltPkg-gte760kBtuh-12p0eer | EER-rated packaged Air Conditioner, Size Range: 760 - kBTU/h, EER = 12, min IEER = 13.8, EIR = 0.224, Fan W/CFM = 0.61, two-speed fan, with Econo | DEER2020 | D20v1 | 2022-02-02 16:50 | NE-HVAC-airAC-SpltPkg-gte760kBtuh-12p0eer | DEER | Standard | None |  |  | None |  | 0 |  | 0 | Com | Any | HVAC | SpaceCool | dxAC_equip | pkgEER | dxAC-Com-Pkg-gte760kBTUh-EER12.0-2Spd | HVAC-airAC | EER-Rated Pkg AC, 760+ kBTU/h; Pre-2005: EER = 9.2, one-speed fan, w/Econo; 2006 - 2009: EER = 9.2, one-speed fan, w/Econo; 2010 - 2013: EER = 9.5, one-speed fan, w/Econo; 2014 - 2015: EER = 9.5, IEER = 11, two-speed fan, w/Econo | EER-rated packaged Air Conditioner, Size Range: 760 - kBTU/h, EER = 9.5, IEEER = 11, EIR = 0.297, Fan W/CFM = 0.61, two-speed fan, with Econo | EER-rated packaged Air Conditioner, Size Range: 760 - kBTU/h, EER = 12, min IEER = 13.8, EIR = 0.224, Fan W/CFM = 0.61, two-speed fan, with Econo |  |  |  | Available | Std and Meas Technologies vary by system configuration | 0 | 0 |  | ErRobNc | dxAC-Com-Pkg-gte760kBTUh-EER9.5-2Spd | HVAC-airAC |  | None | 2020-01-01 | 2012-12-31 | [5 empty] | Standard |  | 1 | 1 | 0 | Deemed Ex Ante Team |  |  |  | Updated to indicate claim/filing status
2020 | NE-HVAC-airHP-Pkg-55to65kBtuh-15p0seer-8p2hspf | Commercial SEER-rated Packaged Heat Pumps, Size Range: 55 - 65 kBTU/h, SEER = 15 (HSPF = 8.2), EIR = 0.256, Fan W/CFM = 0.25, two-speed fan, with Econo | DEER2020 | D20v1 | 2022-02-08 17:30 | NE-HVAC-airHP-Pkg-55to65kBtuh-15p0seer-8p2hspf | DEER | Standard | None |  |  | None |  | 0 |  | 0 | Com | Any | HVAC | HeatCool | dxHP_equip | pkgSEER | dxHP-Com-Pkg-55to65kBTUh-SEER-15.0 | HVAC-airHP | Com SEER-Rated Pkg HP, 18-65 kBTU/h; old: SEER = 10 (HSPF = 7.1), one-speed fan, no Econo; ex: SEER = 13 (HSPF = 8.2), one-speed fan, no Econo; recent: SEER = 14 (HSPF = 8), two-speed fan, w/Econo | Commercial SEER-rated Packaged Heat Pumps, Size Range: 55 - 65 kBTU/h, SEER = 14 (HSPF = 8.0), EIR = 0.27, Fan W/CFM = 0.29, two-speed fan, with Econo | Commercial SEER-rated Packaged Heat Pumps, Size Range: 55 - 65 kBTU/h, SEER = 15 (HSPF = 8.2), EIR = 0.256, Fan W/CFM = 0.25, two-speed fan, with Econo |  | dxHP-Com-Pkg-55to65kBTUh-SEER-14.0 | dxHP-Com-Pkg-55to65kBTUh-SEER-15.0 | Available |  | 0 | 0 |  | ErRobNc | dxHP-Com-Pkg-55to65kBTUh-SEER-14.0 | HVAC-airHP |  | None | 2020-05-28 | 2022-12-31 | [5 empty] | Standard |  | 1 | 1 | 0 | Deemed Ex Ante Team |  |  |  | Delayed per Golden Rod Memo 2019-12-23
2020 | NE-HVAC-airHP-Pkg-55to65kBtuh-15p0seer-8p2hspf-wPreEcono | Commercial SEER-rated Packaged Heat Pumps, Size Range: 55 - 65 kBTU/h, SEER = 15 (HSPF = 8.2), EIR = 0.256, Fan W/CFM = 0.25, two-speed fan, with Econo | DEER2020 | D20v1 | 2022-02-08 17:30 | NE-HVAC-airHP-Pkg-55to65kBtuh-15p0seer-8p2hspf-wPreEcono | DEER | Standard | None |  |  | None |  | 0 |  | 0 | Com | Any | HVAC | HeatCool | dxHP_equip | pkgSEER | dxHP-Com-Pkg-55to65kBTUh-SEER-15.0 | HVAC-airHP | Com SEER-Rated Pkg HP, 18-65 kBTU/h; old: SEER = 10 (HSPF = 7.1), one-speed fan, w/Econo; ex: SEER = 13 (HSPF = 8.2), one-speed fan, w/Econo; recent: SEER = 14 (HSPF = 8), two-speed fan, w/Econo | Commercial SEER-rated Packaged Heat Pumps, Size Range: 55 - 65 kBTU/h, SEER = 14 (HSPF = 8.0), EIR = 0.27, Fan W/CFM = 0.29, two-speed fan, with Econo | Commercial SEER-rated Packaged Heat Pumps, Size Range: 55 - 65 kBTU/h, SEER = 15 (HSPF = 8.2), EIR = 0.256, Fan W/CFM = 0.25, two-speed fan, with Econo |  | dxHP-Com-Pkg-55to65kBTUh-SEER-14.0 | dxHP-Com-Pkg-55to65kBTUh-SEER-15.0 | Available |  | 0 | 0 |  | ErRobNc | dxHP-Com-Pkg-55to65kBTUh-SEER-14.0 | HVAC-airHP |  | None | 2020-05-28 | 2022-12-31 | [5 empty] | Standard |  | 1 | 1 | 0 | Deemed Ex Ante Team |  |  |  | Delayed per Golden Rod Memo 2019-12-23
2020 | NE-HVAC-airHP-Pkg-55to65kBtuh-16p0seer-8p5hspf | Commercial SEER-rated Packaged Heat Pumps, Size Range: 55 - 65 kBTU/h, SEER = 16 (HSPF = 8.5), EIR = 0.238, Fan W/CFM = 0.27, two-speed fan, with Econo | DEER2020 | D20v1 | 2022-02-08 17:30 | NE-HVAC-airHP-Pkg-55to65kBtuh-16p0seer-8p5hspf | DEER | Standard | None |  |  | None |  | 0 |  | 0 | Com | Any | HVAC | HeatCool | dxHP_equip | pkgSEER | dxHP-Com-Pkg-55to65kBTUh-SEER-16.0 | HVAC-airHP | Com SEER-Rated Pkg HP, 18-65 kBTU/h; old: SEER = 10 (HSPF = 7.1), one-speed fan, no Econo; ex: SEER = 13 (HSPF = 8.2), one-speed fan, no Econo; recent: SEER = 14 (HSPF = 8), two-speed fan, w/Econo | Commercial SEER-rated Packaged Heat Pumps, Size Range: 55 - 65 kBTU/h, SEER = 14 (HSPF = 8.0), EIR = 0.27, Fan W/CFM = 0.29, two-speed fan, with Econo | Commercial SEER-rated Packaged Heat Pumps, Size Range: 55 - 65 kBTU/h, SEER = 16 (HSPF = 8.5), EIR = 0.238, Fan W/CFM = 0.27, two-speed fan, with Econo |  | dxHP-Com-Pkg-55to65kBTUh-SEER-14.0 | dxHP-Com-Pkg-55to65kBTUh-SEER-16.0 | Available |  | 0 | 0 |  | ErRobNc | dxHP-Com-Pkg-55to65kBTUh-SEER-14.0 | HVAC-airHP |  | None | 2020-05-28 | 2022-12-31 | [5 empty] | Standard |  | 1 | 1 | 0 | Deemed Ex Ante Team |  |  |  | Delayed per Golden Rod Memo 2019-12-23
2020 | NE-HVAC-airHP-Pkg-55to65kBtuh-16p0seer-8p5hspf-wPreEcono | Commercial SEER-rated Packaged Heat Pumps, Size Range: 55 - 65 kBTU/h, SEER = 16 (HSPF = 8.5), EIR = 0.238, Fan W/CFM = 0.27, two-speed fan, with Econo | DEER2020 | D20v1 | 2022-02-08 17:30 | NE-HVAC-airHP-Pkg-55to65kBtuh-16p0seer-8p5hspf-wPreEcono | DEER | Standard | None |  |  | None |  | 0 |  | 0 | Com | Any | HVAC | HeatCool | dxHP_equip | pkgSEER | dxHP-Com-Pkg-55to65kBTUh-SEER-16.0 | HVAC-airHP | Com SEER-Rated Pkg HP, 18-65 kBTU/h; old: SEER = 10 (HSPF = 7.1), one-speed fan, w/Econo; ex: SEER = 13 (HSPF = 8.2), one-speed fan, w/Econo; recent: SEER = 14 (HSPF = 8), two-speed fan, w/Econo | Commercial SEER-rated Packaged Heat Pumps, Size Range: 55 - 65 kBTU/h, SEER = 14 (HSPF = 8.0), EIR = 0.27, Fan W/CFM = 0.29, two-speed fan, with Econo | Commercial SEER-rated Packaged Heat Pumps, Size Range: 55 - 65 kBTU/h, SEER = 16 (HSPF = 8.5), EIR = 0.238, Fan W/CFM = 0.27, two-speed fan, with Econo |  | dxHP-Com-Pkg-55to65kBTUh-SEER-14.0 | dxHP-Com-Pkg-55to65kBTUh-SEER-16.0 | Available |  | 0 | 0 |  | ErRobNc | dxHP-Com-Pkg-55to65kBTUh-SEER-14.0 | HVAC-airHP |  | None | 2020-05-28 | 2022-12-31 | [5 empty] | Standard |  | 1 | 1 | 0 | Deemed Ex Ante Team |  |  |  | Delayed per Golden Rod Memo 2019-12-23
2020 | NE-HVAC-airHP-Pkg-55to65kBtuh-17p0seer-9p0hspf | Commercial SEER-rated Packaged Heat Pumps, Size Range: 55 - 65 kBTU/h, SEER = 17 (HSPF = 9.0), EIR = 0.223, Fan W/CFM = 0.27, two-speed fan, with Econo | DEER2020 | D20v1 | 2022-02-08 17:30 | NE-HVAC-airHP-Pkg-55to65kBtuh-17p0seer-9p0hspf | DEER | Standard | None |  |  | None |  | 0 |  | 0 | Com | Any | HVAC | HeatCool | dxHP_equip | pkgSEER | dxHP-Com-Pkg-55to65kBTUh-SEER-17.0 | HVAC-airHP | Com SEER-Rated Pkg HP, 18-65 kBTU/h; old: SEER = 10 (HSPF = 7.1), one-speed fan, no Econo; ex: SEER = 13 (HSPF = 8.2), one-speed fan, no Econo; recent: SEER = 14 (HSPF = 8), two-speed fan, w/Econo | Commercial SEER-rated Packaged Heat Pumps, Size Range: 55 - 65 kBTU/h, SEER = 14 (HSPF = 8.0), EIR = 0.27, Fan W/CFM = 0.29, two-speed fan, with Econo | Commercial SEER-rated Packaged Heat Pumps, Size Range: 55 - 65 kBTU/h, SEER = 17 (HSPF = 9.0), EIR = 0.223, Fan W/CFM = 0.27, two-speed fan, with Econo |  | dxHP-Com-Pkg-55to65kBTUh-SEER-14.0 | dxHP-Com-Pkg-55to65kBTUh-SEER-17.0 | Available |  | 0 | 0 |  | ErRobNc | dxHP-Com-Pkg-55to65kBTUh-SEER-14.0 | HVAC-airHP |  | None | 2020-05-28 | 2022-12-31 | [5 empty] | Standard |  | 1 | 1 | 0 | Deemed Ex Ante Team |  |  |  | Delayed per Golden Rod Memo 2019-12-23
2020 | NE-HVAC-airHP-Pkg-55to65kBtuh-17p0seer-9p0hspf-wPreEcono | Commercial SEER-rated Packaged Heat Pumps, Size Range: 55 - 65 kBTU/h, SEER = 17 (HSPF = 9.0), EIR = 0.223, Fan W/CFM = 0.27, two-speed fan, with Econo | DEER2020 | D20v1 | 2022-02-08 17:30 | NE-HVAC-airHP-Pkg-55to65kBtuh-17p0seer-9p0hspf-wPreEcono | DEER | Standard | None |  |  | None |  | 0 |  | 0 | Com | Any | HVAC | HeatCool | dxHP_equip | pkgSEER | dxHP-Com-Pkg-55to65kBTUh-SEER-17.0 | HVAC-airHP | Com SEER-Rated Pkg HP, 18-65 kBTU/h; old: SEER = 10 (HSPF = 7.1), one-speed fan, w/Econo; ex: SEER = 13 (HSPF = 8.2), one-speed fan, w/Econo; recent: SEER = 14 (HSPF = 8), two-speed fan, w/Econo | Commercial SEER-rated Packaged Heat Pumps, Size Range: 55 - 65 kBTU/h, SEER = 14 (HSPF = 8.0), EIR = 0.27, Fan W/CFM = 0.29, two-speed fan, with Econo | Commercial SEER-rated Packaged Heat Pumps, Size Range: 55 - 65 kBTU/h, SEER = 17 (HSPF = 9.0), EIR = 0.223, Fan W/CFM = 0.27, two-speed fan, with Econo |  | dxHP-Com-Pkg-55to65kBTUh-SEER-14.0 | dxHP-Com-Pkg-55to65kBTUh-SEER-17.0 | Available |  | 0 | 0 |  | ErRobNc | dxHP-Com-Pkg-55to65kBTUh-SEER-14.0 | HVAC-airHP |  | None | 2020-05-28 | 2022-12-31 | [5 empty] | Standard |  | 1 | 1 | 0 | Deemed Ex Ante Team |  |  |  | Delayed per Golden Rod Memo 2019-12-23
2020 | NE-HVAC-airHP-Pkg-lt55kBtuh-15p0seer-8p2hspf | Commercial SEER-rated Packaged Heat Pumps, Size Range: 18 - 65 kBTU/h, SEER = 15 (HSPF = 8.2), EIR = 0.226, Fan W/CFM = 0.29, one-speed fan, without Econo | DEER2020 | D20v1 | 2022-02-08 17:30 | NE-HVAC-airHP-Pkg-lt55kBtuh-15p0seer-8p2hspf | DEER | Standard | None |  |  | None |  | 0 |  | 0 | Com | Any | HVAC | HeatCool | dxHP_equip | pkgSEER | dxHP-Com-Pkg-lt55kBTUh-SEER-15.0 | HVAC-airHP | Com SEER-Rated Pkg HP, 18-65 kBTU/h; old: SEER = 10 (HSPF = 7.1), one-speed fan, no Econo; ex: SEER = 13 (HSPF = 8.2), one-speed fan, no Econo; recent: SEER = 14 (HSPF = 8), two-speed fan, w/Econo | Commercial SEER-rated Packaged Heat Pumps, Size Range: 18 - 55 kBTU/h, SEER = 14 (HSPF = 8.0), EIR = 0.245, Fan W/CFM = 0.29, one-speed fan, without Econo | Commercial SEER-rated Packaged Heat Pumps, Size Range: 18 - 65 kBTU/h, SEER = 15 (HSPF = 8.2), EIR = 0.226, Fan W/CFM = 0.29, one-speed fan, without Econo |  | dxHP-Com-Pkg-lt55kBTUh-SEER-14.0 | dxHP-Com-Pkg-lt55kBTUh-SEER-15.0 | Available |  | 0 | 0 |  | ErRobNc | dxHP-Com-Pkg-lt55kBTUh-SEER-14.0 | HVAC-airHP |  | None | 2020-05-28 | 2022-12-31 | [5 empty] | Standard |  | 1 | 1 | 0 | Deemed Ex Ante Team |  |  |  | Delayed per Golden Rod Memo 2019-12-23
2020 | NE-HVAC-airHP-Pkg-lt55kBtuh-16p0seer-8p5hspf | Commercial SEER-rated Packaged Heat Pumps, Size Range: 18 - 65 kBTU/h, SEER = 16 (HSPF = 8.5), EIR = 0.238, Fan W/CFM = 0.27, two-speed fan, without Econo | DEER2020 | D20v1 | 2022-02-08 17:30 | NE-HVAC-airHP-Pkg-lt55kBtuh-16p0seer-8p5hspf | DEER | Standard | None |  |  | None |  | 0 |  | 0 | Com | Any | HVAC | HeatCool | dxHP_equip | pkgSEER | dxHP-Com-Pkg-lt55kBTUh-SEER-16.0 | HVAC-airHP | Com SEER-Rated Pkg HP, 18-65 kBTU/h; old: SEER = 10 (HSPF = 7.1), one-speed fan, no Econo; ex: SEER = 13 (HSPF = 8.2), one-speed fan, no Econo; recent: SEER = 14 (HSPF = 8), two-speed fan, w/Econo | Commercial SEER-rated Packaged Heat Pumps, Size Range: 18 - 55 kBTU/h, SEER = 14 (HSPF = 8.0), EIR = 0.245, Fan W/CFM = 0.29, one-speed fan, without Econo | Commercial SEER-rated Packaged Heat Pumps, Size Range: 18 - 65 kBTU/h, SEER = 16 (HSPF = 8.5), EIR = 0.238, Fan W/CFM = 0.27, two-speed fan, without Econo |  | dxHP-Com-Pkg-lt55kBTUh-SEER-14.0 | dxHP-Com-Pkg-lt55kBTUh-SEER-16.0 | Available |  | 0 | 0 |  | ErRobNc | dxHP-Com-Pkg-lt55kBTUh-SEER-14.0 | HVAC-airHP |  | None | 2020-05-28 | 2022-12-31 | [5 empty] | Standard |  | 1 | 1 | 0 | Deemed Ex Ante Team |  |  |  | Delayed per Golden Rod Memo 2019-12-23
2020 | NE-HVAC-airHP-Pkg-lt55kBtuh-17p0seer-9p0hspf | Commercial SEER-rated Packaged Heat Pumps, Size Range: 18 - 65 kBTU/h, SEER = 17 (HSPF = 9.0), EIR = 0.223, Fan W/CFM = 0.27, two-speed fan, without Econo | DEER2020 | D20v1 | 2022-02-08 17:30 | NE-HVAC-airHP-Pkg-lt55kBtuh-17p0seer-9p0hspf | DEER | Standard | None |  |  | None |  | 0 |  | 0 | Com | Any | HVAC | HeatCool | dxHP_equip | pkgSEER | dxHP-Com-Pkg-lt55kBTUh-SEER-17.0 | HVAC-airHP | Com SEER-Rated Pkg HP, 18-65 kBTU/h; old: SEER = 10 (HSPF = 7.1), one-speed fan, no Econo; ex: SEER = 13 (HSPF = 8.2), one-speed fan, no Econo; recent: SEER = 14 (HSPF = 8), two-speed fan, w/Econo | Commercial SEER-rated Packaged Heat Pumps, Size Range: 18 - 55 kBTU/h, SEER = 14 (HSPF = 8.0), EIR = 0.245, Fan W/CFM = 0.29, one-speed fan, without Econo | Commercial SEER-rated Packaged Heat Pumps, Size Range: 18 - 65 kBTU/h, SEER = 17 (HSPF = 9.0), EIR = 0.223, Fan W/CFM = 0.27, two-speed fan, without Econo |  | dxHP-Com-Pkg-lt55kBTUh-SEER-14.0 | dxHP-Com-Pkg-lt55kBTUh-SEER-17.0 | Available |  | 0 | 0 |  | ErRobNc | dxHP-Com-Pkg-lt55kBTUh-SEER-14.0 | HVAC-airHP |  | None | 2020-05-28 | 2022-12-31 | [5 empty] | Standard |  | 1 | 1 | 0 | Deemed Ex Ante Team |  |  |  | Delayed per Golden Rod Memo 2019-12-23
2020 | NE-HVAC-airHP-Split-55to65kBtuh-15p0seer-8p7hspf | Commercial SEER-rated Split Heat Pumps, Size Range: 55 - 65 kBTU/h, SEER = 15 (HSPF = 8.7), EIR = 0.256, Fan W/CFM = 0.25, two-speed fan, with Econo | DEER2020 | D20v1 | 2021-02-25 15:50 | NE-HVAC-airHP-Split-55to65kBtuh-15p0seer-8p7hspf | DEER | Standard | None |  |  | None |  | 0 |  | 0 | Com | Any | HVAC | HeatCool | dxHP_equip | spltSEER | dxHP-Com-Split-55to65kBTUh-SEER-15.0 | HVAC-airHP | Com SEER-Rated Split HP, 18-65 kBTU/h; old: SEER = 10 (HSPF = 7.1), one-speed fan, no Econo; ex: SEER = 13 (HSPF = 8.2), one-speed fan, no Econo; recent: SEER = 14 (HSPF = 8.2), two-speed fan, w/Econo | Commercial SEER-rated Split Heat Pumps, Size Range: 55 - 65 kBTU/h, SEER = 14 (HSPF = 8.2), EIR = 0.27, Fan W/CFM = 0.29, two-speed fan, with Econo | Commercial SEER-rated Split Heat Pumps, Size Range: 55 - 65 kBTU/h, SEER = 15 (HSPF = 8.7), EIR = 0.256, Fan W/CFM = 0.25, two-speed fan, with Econo |  | dxHP-Com-Split-55to65kBTUh-SEER-14.0 | dxHP-Com-Split-55to65kBTUh-SEER-15.0 | Available |  | 0 | 0 |  | ErRobNc | dxHP-Com-Split-55to65kBTUh-SEER-14.0 | HVAC-airHP |  | None | 2020-05-28 | [6 empty] | Standard |  | 1 | 1 | 0 | Deemed Ex Ante Team |  |  |  | Delayed per Golden Rod Memo 2019-12-23
2020 | NE-HVAC-airHP-Split-55to65kBtuh-15p0seer-8p7hspf-wPreEcono | Commercial SEER-rated Split Heat Pumps, Size Range: 55 - 65 kBTU/h, SEER = 15 (HSPF = 8.7), EIR = 0.256, Fan W/CFM = 0.25, two-speed fan, with Econo | DEER2020 | D20v1 | 2021-02-25 15:50 | NE-HVAC-airHP-Split-55to65kBtuh-15p0seer-8p7hspf-wPreEcono | DEER | Standard | None |  |  | None |  | 0 |  | 0 | Com | Any | HVAC | HeatCool | dxHP_equip | spltSEER | dxHP-Com-Split-55to65kBTUh-SEER-15.0 | HVAC-airHP | Com SEER-Rated Split HP, 18-65 kBTU/h; old: SEER = 10 (HSPF = 7.1), one-speed fan, w/ Econo; ex: SEER = 13 (HSPF = 8.2), one-speed fan, w/Econo; recent: SEER = 14 (HSPF = 8.2), two-speed fan, w/Econo | Commercial SEER-rated Split Heat Pumps, Size Range: 55 - 65 kBTU/h, SEER = 14 (HSPF = 8.2), EIR = 0.27, Fan W/CFM = 0.29, two-speed fan, with Econo | Commercial SEER-rated Split Heat Pumps, Size Range: 55 - 65 kBTU/h, SEER = 15 (HSPF = 8.7), EIR = 0.256, Fan W/CFM = 0.25, two-speed fan, with Econo |  | dxHP-Com-Split-55to65kBTUh-SEER-14.0 | dxHP-Com-Split-55to65kBTUh-SEER-15.0 | Available |  | 0 | 0 |  | ErRobNc | dxHP-Com-Split-55to65kBTUh-SEER-14.0 | HVAC-airHP |  | None | 2020-05-28 | [6 empty] | Standard |  | 1 | 1 | 0 | Deemed Ex Ante Team |  |  |  | Delayed per Golden Rod Memo 2019-12-23
2020 | NE-HVAC-airHP-Split-55to65kBtuh-16p0seer-9p0hspf | Commercial SEER-rated Split Heat Pumps, Size Range: 55 - 65 kBTU/h, SEER = 16 (HSPF = 9.0), EIR = 0.238, Fan W/CFM = 0.27, two-speed fan, with Econo | DEER2020 | D20v1 | 2021-02-25 15:50 | NE-HVAC-airHP-Split-55to65kBtuh-16p0seer-9p0hspf | DEER | Standard | None |  |  | None |  | 0 |  | 0 | Com | Any | HVAC | HeatCool | dxHP_equip | spltSEER | dxHP-Com-Split-55to65kBTUh-SEER-16.0 | HVAC-airHP | Com SEER-Rated Split HP, 18-65 kBTU/h; old: SEER = 10 (HSPF = 7.1), one-speed fan, no Econo; ex: SEER = 13 (HSPF = 8.2), one-speed fan, no Econo; recent: SEER = 14 (HSPF = 8.2), two-speed fan, w/Econo | Commercial SEER-rated Split Heat Pumps, Size Range: 55 - 65 kBTU/h, SEER = 14 (HSPF = 8.2), EIR = 0.27, Fan W/CFM = 0.29, two-speed fan, with Econo | Commercial SEER-rated Split Heat Pumps, Size Range: 55 - 65 kBTU/h, SEER = 16 (HSPF = 9.0), EIR = 0.238, Fan W/CFM = 0.27, two-speed fan, with Econo |  | dxHP-Com-Split-55to65kBTUh-SEER-14.0 | dxHP-Com-Split-55to65kBTUh-SEER-16.0 | Available |  | 0 | 0 |  | ErRobNc | dxHP-Com-Split-55to65kBTUh-SEER-14.0 | HVAC-airHP |  | None | 2020-05-28 | [6 empty] | Standard |  | 1 | 1 | 0 | Deemed Ex Ante Team |  |  |  | Delayed per Golden Rod Memo 2019-12-23
2020 | NE-HVAC-airHP-Split-55to65kBtuh-16p0seer-9p0hspf-wPreEcono | Commercial SEER-rated Split Heat Pumps, Size Range: 55 - 65 kBTU/h, SEER = 16 (HSPF = 9.0), EIR = 0.238, Fan W/CFM = 0.27, two-speed fan, with Econo | DEER2020 | D20v1 | 2021-02-25 15:50 | NE-HVAC-airHP-Split-55to65kBtuh-16p0seer-9p0hspf-wPreEcono | DEER | Standard | None |  |  | None |  | 0 |  | 0 | Com | Any | HVAC | HeatCool | dxHP_equip | spltSEER | dxHP-Com-Split-55to65kBTUh-SEER-16.0 | HVAC-airHP | Com SEER-Rated Split HP, 18-65 kBTU/h; old: SEER = 10 (HSPF = 7.1), one-speed fan, w/ Econo; ex: SEER = 13 (HSPF = 8.2), one-speed fan, w/Econo; recent: SEER = 14 (HSPF = 8.2), two-speed fan, w/Econo | Commercial SEER-rated Split Heat Pumps, Size Range: 55 - 65 kBTU/h, SEER = 14 (HSPF = 8.2), EIR = 0.27, Fan W/CFM = 0.29, two-speed fan, with Econo | Commercial SEER-rated Split Heat Pumps, Size Range: 55 - 65 kBTU/h, SEER = 16 (HSPF = 9.0), EIR = 0.238, Fan W/CFM = 0.27, two-speed fan, with Econo |  | dxHP-Com-Split-55to65kBTUh-SEER-14.0 | dxHP-Com-Split-55to65kBTUh-SEER-16.0 | Available |  | 0 | 0 |  | ErRobNc | dxHP-Com-Split-55to65kBTUh-SEER-14.0 | HVAC-airHP |  | None | 2020-05-28 | [6 empty] | Standard |  | 1 | 1 | 0 | Deemed Ex Ante Team |  |  |  | Delayed per Golden Rod Memo 2019-12-23
2020 | NE-HVAC-airHP-Split-55to65kBtuh-17p0seer-9p4hspf | Commercial SEER-rated Split Heat Pumps, Size Range: 55 - 65 kBTU/h, SEER = 17 (HSPF = 9.4), EIR = 0.223, Fan W/CFM = 0.27, two-speed fan, with Econo | DEER2020 | D20v1 | 2021-02-25 15:50 | NE-HVAC-airHP-Split-55to65kBtuh-17p0seer-9p4hspf | DEER | Standard | None |  |  | None |  | 0 |  | 0 | Com | Any | HVAC | HeatCool | dxHP_equip | spltSEER | dxHP-Com-Split-55to65kBTUh-SEER-17.0 | HVAC-airHP | Com SEER-Rated Split HP, 18-65 kBTU/h; old: SEER = 10 (HSPF = 7.1), one-speed fan, no Econo; ex: SEER = 13 (HSPF = 8.2), one-speed fan, no Econo; recent: SEER = 14 (HSPF = 8.2), two-speed fan, w/Econo | Commercial SEER-rated Split Heat Pumps, Size Range: 55 - 65 kBTU/h, SEER = 14 (HSPF = 8.2), EIR = 0.27, Fan W/CFM = 0.29, two-speed fan, with Econo | Commercial SEER-rated Split Heat Pumps, Size Range: 55 - 65 kBTU/h, SEER = 17 (HSPF = 9.4), EIR = 0.223, Fan W/CFM = 0.27, two-speed fan, with Econo |  | dxHP-Com-Split-55to65kBTUh-SEER-14.0 | dxHP-Com-Split-55to65kBTUh-SEER-17.0 | Available |  | 0 | 0 |  | ErRobNc | dxHP-Com-Split-55to65kBTUh-SEER-14.0 | HVAC-airHP |  | None | 2020-05-28 | [6 empty] | Standard |  | 1 | 1 | 0 | Deemed Ex Ante Team |  |  |  | Delayed per Golden Rod Memo 2019-12-23
2020 | NE-HVAC-airHP-Split-55to65kBtuh-17p0seer-9p4hspf-wPreEcono | Commercial SEER-rated Split Heat Pumps, Size Range: 55 - 65 kBTU/h, SEER = 17 (HSPF = 9.4), EIR = 0.223, Fan W/CFM = 0.27, two-speed fan, with Econo | DEER2020 | D20v1 | 2021-02-25 15:50 | NE-HVAC-airHP-Split-55to65kBtuh-17p0seer-9p4hspf-wPreEcono | DEER | Standard | None |  |  | None |  | 0 |  | 0 | Com | Any | HVAC | HeatCool | dxHP_equip | spltSEER | dxHP-Com-Split-55to65kBTUh-SEER-17.0 | HVAC-airHP | Com SEER-Rated Split HP, 18-65 kBTU/h; old: SEER = 10 (HSPF = 7.1), one-speed fan, w/ Econo; ex: SEER = 13 (HSPF = 8.2), one-speed fan, w/Econo; recent: SEER = 14 (HSPF = 8.2), two-speed fan, w/Econo | Commercial SEER-rated Split Heat Pumps, Size Range: 55 - 65 kBTU/h, SEER = 14 (HSPF = 8.2), EIR = 0.27, Fan W/CFM = 0.29, two-speed fan, with Econo | Commercial SEER-rated Split Heat Pumps, Size Range: 55 - 65 kBTU/h, SEER = 17 (HSPF = 9.4), EIR = 0.223, Fan W/CFM = 0.27, two-speed fan, with Econo |  | dxHP-Com-Split-55to65kBTUh-SEER-14.0 | dxHP-Com-Split-55to65kBTUh-SEER-17.0 | Available |  | 0 | 0 |  | ErRobNc | dxHP-Com-Split-55to65kBTUh-SEER-14.0 | HVAC-airHP |  | None | 2020-05-28 | [6 empty] | Standard |  | 1 | 1 | 0 | Deemed Ex Ante Team |  |  |  | Delayed per Golden Rod Memo 2019-12-23
2020 | NE-HVAC-airHP-Split-55to65kBtuh-18p0seer-9p7hspf | Commercial SEER-rated Split Heat Pumps, Size Range: 55 - 65 kBTU/h, SEER = 18 (HSPF = 9.7), EIR = 0.209, Fan W/CFM = 0.27, two-speed fan, with Econo | DEER2020 | D20v1 | 2021-02-25 15:50 | NE-HVAC-airHP-Split-55to65kBtuh-18p0seer-9p7hspf | DEER | Standard | None |  |  | None |  | 0 |  | 0 | Com | Any | HVAC | HeatCool | dxHP_equip | spltSEER | dxHP-Com-Split-55to65kBTUh-SEER-18.0 | HVAC-airHP | Com SEER-Rated Split HP, 18-65 kBTU/h; old: SEER = 10 (HSPF = 7.1), one-speed fan, no Econo; ex: SEER = 13 (HSPF = 8.2), one-speed fan, no Econo; recent: SEER = 14 (HSPF = 8.2), two-speed fan, w/Econo | Commercial SEER-rated Split Heat Pumps, Size Range: 55 - 65 kBTU/h, SEER = 14 (HSPF = 8.2), EIR = 0.27, Fan W/CFM = 0.29, two-speed fan, with Econo | Commercial SEER-rated Split Heat Pumps, Size Range: 55 - 65 kBTU/h, SEER = 18 (HSPF = 9.7), EIR = 0.209, Fan W/CFM = 0.27, two-speed fan, with Econo |  | dxHP-Com-Split-55to65kBTUh-SEER-14.0 | dxHP-Com-Split-55to65kBTUh-SEER-18.0 | Available |  | 0 | 0 |  | ErRobNc | dxHP-Com-Split-55to65kBTUh-SEER-14.0 | HVAC-airHP |  | None | 2020-05-28 | [6 empty] | Standard |  | 1 | 1 | 0 | Deemed Ex Ante Team |  |  |  | Delayed per Golden Rod Memo 2019-12-23
2020 | NE-HVAC-airHP-Split-55to65kBtuh-18p0seer-9p7hspf-wPreEcono | Commercial SEER-rated Split Heat Pumps, Size Range: 55 - 65 kBTU/h, SEER = 18 (HSPF = 9.7), EIR = 0.209, Fan W/CFM = 0.27, two-speed fan, with Econo | DEER2020 | D20v1 | 2021-02-25 15:50 | NE-HVAC-airHP-Split-55to65kBtuh-18p0seer-9p7hspf-wPreEcono | DEER | Standard | None |  |  | None |  | 0 |  | 0 | Com | Any | HVAC | HeatCool | dxHP_equip | spltSEER | dxHP-Com-Split-55to65kBTUh-SEER-18.0 | HVAC-airHP | Com SEER-Rated Split HP, 18-65 kBTU/h; old: SEER = 10 (HSPF = 7.1), one-speed fan, w/Econo; ex: SEER = 13 (HSPF = 8.2), one-speed fan, w/Econo; recent: SEER = 14 (HSPF = 8.2), two-speed fan, w/Econo | Commercial SEER-rated Split Heat Pumps, Size Range: 55 - 65 kBTU/h, SEER = 14 (HSPF = 8.2), EIR = 0.27, Fan W/CFM = 0.29, two-speed fan, with Econo | Commercial SEER-rated Split Heat Pumps, Size Range: 55 - 65 kBTU/h, SEER = 18 (HSPF = 9.7), EIR = 0.209, Fan W/CFM = 0.27, two-speed fan, with Econo |  | dxHP-Com-Split-55to65kBTUh-SEER-14.0 | dxHP-Com-Split-55to65kBTUh-SEER-18.0 | Available |  | 0 | 0 |  | ErRobNc | dxHP-Com-Split-55to65kBTUh-SEER-14.0 | HVAC-airHP |  | None | 2020-05-28 | [6 empty] | Standard |  | 1 | 1 | 0 | Deemed Ex Ante Team |  |  |  | Delayed per Golden Rod Memo 2019-12-23
2020 | NE-HVAC-airHP-Split-lt55kBtuh-15p0seer-8p7hspf | Commercial SEER-rated Split Heat Pumps, Size Range: 18 - 65 kBTU/h, SEER = 15 (HSPF = 8.7), EIR = 0.232, Fan W/CFM = 0.25, one-speed fan, without Econo | DEER2020 | D20v1 | 2021-02-25 15:50 | NE-HVAC-airHP-Split-lt55kBtuh-15p0seer-8p7hspf | DEER | Standard | None |  |  | None |  | 0 |  | 0 | Com | Any | HVAC | HeatCool | dxHP_equip | spltSEER | dxHP-Com-Split-lt55kBTUh-SEER-15.0 | HVAC-airHP | Com SEER-Rated Split HP, 18-65 kBTU/h; old: SEER = 10 (HSPF = 7.1), one-speed fan, no Econo; ex: SEER = 13 (HSPF = 8.2), one-speed fan, no Econo; recent: SEER = 14 (HSPF = 8.2), one-speed fan, no Econo | Commercial SEER-rated Split Heat Pumps, Size Range: 18 - 55 kBTU/h, SEER = 14 (HSPF = 8.2), EIR = 0.245, Fan W/CFM = 0.29, one-speed fan, without Econo | Commercial SEER-rated Split Heat Pumps, Size Range: 18 - 65 kBTU/h, SEER = 15 (HSPF = 8.7), EIR = 0.232, Fan W/CFM = 0.25, one-speed fan, without Econo |  | dxHP-Com-Split-lt55kBTUh-SEER-14.0 | dxHP-Com-Split-lt55kBTUh-SEER-15.0 | Available |  | 0 | 0 |  | ErRobNc | dxHP-Com-Split-lt55kBTUh-SEER-14.0 | HVAC-airHP |  | None | 2020-05-28 | [6 empty] | Standard |  | 1 | 1 | 0 | Deemed Ex Ante Team |  |  |  | Delayed per Golden Rod Memo 2019-12-23
2020 | NE-HVAC-airHP-Split-lt55kBtuh-16p0seer-9p0hspf | Commercial SEER-rated Split Heat Pumps, Size Range: 18 - 65 kBTU/h, SEER = 16 (HSPF = 9.0), EIR = 0.238, Fan W/CFM = 0.27, two-speed fan, without Econo | DEER2020 | D20v1 | 2021-02-25 15:50 | NE-HVAC-airHP-Split-lt55kBtuh-16p0seer-9p0hspf | DEER | Standard | None |  |  | None |  | 0 |  | 0 | Com | Any | HVAC | HeatCool | dxHP_equip | spltSEER | dxHP-Com-Split-lt55kBTUh-SEER-16.0 | HVAC-airHP | Com SEER-Rated Split HP, 18-65 kBTU/h; old: SEER = 10 (HSPF = 7.1), one-speed fan, no Econo; ex: SEER = 13 (HSPF = 8.2), one-speed fan, no Econo; recent: SEER = 14 (HSPF = 8.2), one-speed fan, no Econo | Commercial SEER-rated Split Heat Pumps, Size Range: 18 - 55 kBTU/h, SEER = 14 (HSPF = 8.2), EIR = 0.245, Fan W/CFM = 0.29, one-speed fan, without Econo | Commercial SEER-rated Split Heat Pumps, Size Range: 18 - 65 kBTU/h, SEER = 16 (HSPF = 9.0), EIR = 0.238, Fan W/CFM = 0.27, two-speed fan, without Econo |  | dxHP-Com-Split-lt55kBTUh-SEER-14.0 | dxHP-Com-Split-lt55kBTUh-SEER-16.0 | Available |  | 0 | 0 |  | ErRobNc | dxHP-Com-Split-lt55kBTUh-SEER-14.0 | HVAC-airHP |  | None | 2020-05-28 | [6 empty] | Standard |  | 1 | 1 | 0 | Deemed Ex Ante Team |  |  |  | Delayed per Golden Rod Memo 2019-12-23
2020 | NE-HVAC-airHP-Split-lt55kBtuh-17p0seer-9p4hspf | Commercial SEER-rated Split Heat Pumps, Size Range: 18 - 65 kBTU/h, SEER = 17 (HSPF = 9.4), EIR = 0.223, Fan W/CFM = 0.27, two-speed fan, without Econo | DEER2020 | D20v1 | 2021-02-25 15:50 | NE-HVAC-airHP-Split-lt55kBtuh-17p0seer-9p4hspf | DEER | Standard | None |  |  | None |  | 0 |  | 0 | Com | Any | HVAC | HeatCool | dxHP_equip | spltSEER | dxHP-Com-Split-lt55kBTUh-SEER-17.0 | HVAC-airHP | Com SEER-Rated Split HP, 18-65 kBTU/h; old: SEER = 10 (HSPF = 7.1), one-speed fan, no Econo; ex: SEER = 13 (HSPF = 8.2), one-speed fan, no Econo; recent: SEER = 14 (HSPF = 8.2), one-speed fan, no Econo | Commercial SEER-rated Split Heat Pumps, Size Range: 18 - 55 kBTU/h, SEER = 14 (HSPF = 8.2), EIR = 0.245, Fan W/CFM = 0.29, one-speed fan, without Econo | Commercial SEER-rated Split Heat Pumps, Size Range: 18 - 65 kBTU/h, SEER = 17 (HSPF = 9.4), EIR = 0.223, Fan W/CFM = 0.27, two-speed fan, without Econo |  | dxHP-Com-Split-lt55kBTUh-SEER-14.0 | dxHP-Com-Split-lt55kBTUh-SEER-17.0 | Available |  | 0 | 0 |  | ErRobNc | dxHP-Com-Split-lt55kBTUh-SEER-14.0 | HVAC-airHP |  | None | 2020-05-28 | [6 empty] | Standard |  | 1 | 1 | 0 | Deemed Ex Ante Team |  |  |  | Delayed per Golden Rod Memo 2019-12-23
2020 | NE-HVAC-airHP-Split-lt55kBtuh-18p0seer-9p7hspf | Commercial SEER-rated Split Heat Pumps, Size Range: 18 - 65 kBTU/h, SEER = 18 (HSPF = 9.7), EIR = 0.209, Fan W/CFM = 0.27, two-speed fan, without Econo | DEER2020 | D20v1 | 2021-02-25 15:50 | NE-HVAC-airHP-Split-lt55kBtuh-18p0seer-9p7hspf | DEER | Standard | None |  |  | None |  | 0 |  | 0 | Com | Any | HVAC | HeatCool | dxHP_equip | spltSEER | dxHP-Com-Split-lt55kBTUh-SEER-18.0 | HVAC-airHP | Com SEER-Rated Split HP, 18-65 kBTU/h; old: SEER = 10 (HSPF = 7.1), one-speed fan, no Econo; ex: SEER = 13 (HSPF = 8.2), one-speed fan, no Econo; recent: SEER = 14 (HSPF = 8.2), one-speed fan, no Econo | Commercial SEER-rated Split Heat Pumps, Size Range: 18 - 55 kBTU/h, SEER = 14 (HSPF = 8.2), EIR = 0.245, Fan W/CFM = 0.29, one-speed fan, without Econo | Commercial SEER-rated Split Heat Pumps, Size Range: 18 - 65 kBTU/h, SEER = 18 (HSPF = 9.7), EIR = 0.209, Fan W/CFM = 0.27, two-speed fan, without Econo |  | dxHP-Com-Split-lt55kBTUh-SEER-14.0 | dxHP-Com-Split-lt55kBTUh-SEER-18.0 | Available |  | 0 | 0 |  | ErRobNc | dxHP-Com-Split-lt55kBTUh-SEER-14.0 | HVAC-airHP |  | None | 2020-05-28 | [6 empty] | Standard |  | 1 | 1 | 0 | Deemed Ex Ante Team |  |  |  | Delayed per Golden Rod Memo 2019-12-23
2020 | NE-HVAC-airHP-SpltPkg-135to239kBtuh-11p5eer-3p2cop | Pkg HP EER = 11.5 (135-239 kBTUh), COP = 3.2; w/Econo; 2-spd Fan | DEER2020 | D20v1 | 2020-11-24 16:30 | NE-HVAC-airHP-SpltPkg-135to239kBtuh-11p5eer-3p2cop | DEER | Standard | None |  |  | None |  | 0 |  | 0 | Com | Any | HVAC | HeatCool | dxHP_equip | pkgEER |  | HVAC-airHP | Pkg HP (135-239 kBtuh) EER and COP based on vintage | Pkg HP EER = 10.4 (135-239 kBtuh), COP = 3.2; w/Econo; 2-spd Fan | Pkg HP EER = 11.5 (135-239 kBtuh), COP = 3.2; w/Econo; 2-spd Fan |  |  |  | Available |  | 0 | 0 |  | ErRobNc |  | HVAC-airHP |  | None | 2020-01-01 | [6 empty] | Standard |  | 1 | 1 | 0 | Deemed Ex Ante Team |  |  |  | Updated to indicate claim/filing status
2020 | NE-HVAC-airHP-SpltPkg-135to239kBtuh-12p0eer-3p2cop | Pkg HP EER = 12.0 (135-239 kBTUh), COP = 3.2; w/Econo; 2-spd Fan | DEER2020 | D20v1 | 2020-11-24 16:30 | NE-HVAC-airHP-SpltPkg-135to239kBtuh-12p0eer-3p2cop | DEER | Standard | None |  |  | None |  | 0 |  | 0 | Com | Any | HVAC | HeatCool | dxHP_equip | pkgEER |  | HVAC-airHP | Pkg HP (135-239 kBtuh) EER and COP based on vintage | Pkg HP EER = 10.4 (135-239 kBtuh), COP = 3.2; w/Econo; 2-spd Fan | Pkg HP EER = 12.0 (135-239 kBtuh), COP = 3.2; w/Econo; 2-spd Fan |  |  |  | Available |  | 0 | 0 |  | ErRobNc |  | HVAC-airHP |  | None | 2020-01-01 | [6 empty] | Standard |  | 1 | 1 | 0 | Deemed Ex Ante Team |  |  |  | Updated to indicate claim/filing status
2020 | NE-HVAC-airHP-SpltPkg-240to759kBtuh-10p5eer-3p2cop | Pkg HP EER = 10.5 (240-759 kBTUh), COP = 3.2; w/Econo; 2-spd Fan | DEER2020 | D20v1 | 2020-11-24 16:30 | NE-HVAC-airHP-SpltPkg-240to759kBtuh-10p5eer-3p2cop | DEER | Standard | None |  |  | None |  | 0 |  | 0 | Com | Any | HVAC | HeatCool | dxHP_equip | pkgEER |  | HVAC-airHP | Pkg HP (240-759 kBtuh) EER and COP based on vintage | Pkg HP EER = 9.3 (240-759 kBtuh), COP = 3.2; w/Econo; 2-spd Fan | Pkg HP EER = 10.5 (240-759 kBtuh), COP = 3.2; w/Econo; 2-spd Fan |  |  |  | Available |  | 0 | 0 |  | ErRobNc |  | HVAC-airHP |  | None | 2020-01-01 | [6 empty] | Standard |  | 1 | 1 | 0 | Deemed Ex Ante Team |  |  |  | Updated to indicate claim/filing status
2020 | NE-HVAC-airHP-SpltPkg-240to759kBtuh-10p8eer-3p2cop | Pkg HP EER = 10.8 (240-759 kBTUh), COP = 3.2; w/Econo; 2-spd Fan | DEER2020 | D20v1 | 2020-11-24 16:30 | NE-HVAC-airHP-SpltPkg-240to759kBtuh-10p8eer-3p2cop | DEER | Standard | None |  |  | None |  | 0 |  | 0 | Com | Any | HVAC | HeatCool | dxHP_equip | pkgEER |  | HVAC-airHP | Pkg HP (240-759 kBtuh) EER and COP based on vintage | Pkg HP EER = 9.3 (240-759 kBtuh), COP = 3.2; w/Econo; 2-spd Fan | Pkg HP EER = 10.8 (240-759 kBtuh), COP = 3.2; w/Econo; 2-spd Fan |  |  |  | Available |  | 0 | 0 |  | ErRobNc |  | HVAC-airHP |  | None | 2020-01-01 | [6 empty] | Standard |  | 1 | 1 | 0 | Deemed Ex Ante Team |  |  |  | Updated to indicate claim/filing status
2020 | NE-HVAC-airHP-SpltPkg-65to134kBtuh-11p5eer-3p4cop | Commercial EER-rated Heat Pumps, Size Range: 65 - 135 kBTU/h, EER = 11.5, COP = 3.4; w/Econo; 2-spd Fan | DEER2020 | D20v1 | 2020-11-24 16:30 | NE-HVAC-airHP-SpltPkg-65to134kBtuh-11p5eer-3p4cop | DEER | Standard | None |  |  | None |  | 0 |  | 0 | Com | Any | HVAC | HeatCool | dxHP_equip | pkgEER |  | HVAC-airHP | Pkg HP (65-135 kBtuh) EER and COP based on vintage | Pkg HP EER = 10.8 (65-135 kBtuh), COP = 3.3; w/Econo; 2-spd Fan | Pkg HP EER = 11.5 (65-109 kBtuh), COP = 3.4; w/Econo; 2-spd Fan |  |  |  | Available |  | 0 | 0 |  | ErRobNc |  | HVAC-airHP |  | None | 2020-01-01 | [6 empty] | Standard |  | 1 | 1 | 0 | Deemed Ex Ante Team |  |  |  | Updated to indicate claim/filing status
2020 | NE-HVAC-airHP-SpltPkg-65to134kBtuh-11p5eer-3p4cop-wPreEcono | Commercial EER-rated Heat Pumps, Size Range: 65 - 135 kBTU/h, EER = 11.5, COP = 3.4; w/Econo; 2-spd Fan | DEER2020 | D20v1 | 2020-11-24 16:30 | NE-HVAC-airHP-SpltPkg-65to134kBtuh-11p5eer-3p4cop-wPreEcono | DEER | Standard | None |  |  | None |  | 0 |  | 0 | Com | Any | HVAC | HeatCool | dxHP_equip | pkgEER |  | HVAC-airHP | Pkg HP (65-135 kBtuh) EER and COP based on vintage | Pkg HP EER = 10.8 (65-135 kBtuh), COP = 3.3; w/Econo; 2-spd Fan |  |  |  |  | Available |  | 0 | 0 |  | ErRobNc |  | HVAC-airHP |  | None | 2020-01-01 | [6 empty] | Standard |  | 1 | 1 | 0 | Deemed Ex Ante Team |  |  |  | Updated to indicate claim/filing status
2020 | NE-HVAC-airHP-SpltPkg-65to134kBtuh-12p0eer-3p4cop | Commercial EER-rated Heat Pumps, Size Range: 65 - 135 kBTU/h, EER = 12.0, COP = 3.4; w/Econo; 2-spd Fan | DEER2020 | D20v1 | 2020-11-24 16:30 | NE-HVAC-airHP-SpltPkg-65to134kBtuh-12p0eer-3p4cop | DEER | Standard | None |  |  | None |  | 0 |  | 0 | Com | Any | HVAC | HeatCool | dxHP_equip | pkgEER |  | HVAC-airHP | Pkg HP (65-135 kBtuh) EER and COP based on vintage | Pkg HP EER = 10.8 (65-135 kBtuh), COP = 3.3; w/Econo; 2-spd Fan | Pkg HP EER = 12.0 (65-109 kBtuh), COP = 3.4; w/Econo; 2-spd Fan |  |  |  | Available |  | 0 | 0 |  | ErRobNc |  | HVAC-airHP |  | None | 2020-01-01 | [6 empty] | Standard |  | 1 | 1 | 0 | Deemed Ex Ante Team |  |  |  | Updated to indicate claim/filing status
2020 | NE-HVAC-airHP-SpltPkg-65to134kBtuh-12p0eer-3p4cop-wPreEcono | Commercial EER-rated Heat Pumps, Size Range: 65 - 135 kBTU/h, EER = 11.5, COP = 3.4; w/Econo; 2-spd Fan | DEER2020 | D20v1 | 2020-11-24 16:30 | NE-HVAC-airHP-SpltPkg-65to134kBtuh-12p0eer-3p4cop-wPreEcono | DEER | Standard | None |  |  | None |  | 0 |  | 0 | Com | Any | HVAC | HeatCool | dxHP_equip | pkgEER |  | HVAC-airHP | Pkg HP (65-135 kBtuh) EER and COP based on vintage | Pkg HP EER = 10.8 (65-135 kBtuh), COP = 3.3; w/Econo; 2-spd Fan |  |  |  |  | Available |  | 0 | 0 |  | ErRobNc |  | HVAC-airHP |  | None | 2020-01-01 | [6 empty] | Standard |  | 1 | 1 | 0 | Deemed Ex Ante Team |  |  |  | Updated to indicate claim/filing status
2020 | NE-HVAC-Chlr-AirCldScrewChlr-gte150tons-11.1EER-15.4IPLV | Air Cooled Constant Speed Screw Chiller (>= 150 tons, 11.1 Min EER, 15.4 Min IPLV) | DEER2020 | D20 v1 | 2022-05-16 17:12 | NE-HVAC-Chlr-AirCldScrewChlr-gte150tons-11.1EER-15.4IPLV | DEER | Standard | None | 0 | 0 | None |  | 0 |  | 0 | Com | Any | HVAC | SpaceCool | Chiller | AirCldScrewChlr |  | HVAC-Chlr | Air cooled constant speed screw chillers, efficiency based on vintage | Air Cooled Constant Speed Screw Chiller (>= 150 tons, 10.1 EER, 14 IPLV) | Air Cooled Constant Speed Screw Chiller (>= 150 tons, 11.1 EER, 15.4 IPLV) |  | AirCldScrewChlr-gte150tons-10.1EER-14IPLV | AirCldScrewChlr-gte150tons-11.1EER-15.4IPLV | Available |  | 0 | 0 |  | ErRobNc |  | HVAC-Chlr |  | None | 2020-01-01 | 2022-12-31 | [5 empty] | Standard |  | 1 | 1 | 0 | Deemed Ex Ante Team |  |  |  | Expired
2020 | NE-HVAC-Chlr-AirCldScrewChlr-gte150tons-12.1EER-16.9IPLV | Air Cooled Constant Speed Screw Chiller (>= 150 tons, 12.1 Min EER, 16.9 Min IPLV) | DEER2020 | D20 v1 | 2022-05-16 17:12 | NE-HVAC-Chlr-AirCldScrewChlr-gte150tons-12.1EER-16.9IPLV | DEER | Standard | None | 0 | 0 | None |  | 0 |  | 0 | Com | Any | HVAC | SpaceCool | Chiller | AirCldScrewChlr |  | HVAC-Chlr | Air cooled constant speed screw chillers, efficiency based on vintage | Air Cooled Constant Speed Screw Chiller (>= 150 tons, 10.1 EER, 14 IPLV) | Air Cooled Constant Speed Screw Chiller (>= 150 tons, 12.1 EER, 16.9 IPLV) |  | AirCldScrewChlr-gte150tons-10.1EER-14IPLV | AirCldScrewChlr-gte150tons-12.1EER-16.9IPLV | Available |  | 0 | 0 |  | ErRobNc |  | HVAC-Chlr |  | None | 2020-01-01 | 2022-12-31 | [5 empty] | Standard |  | 1 | 1 | 0 | Deemed Ex Ante Team |  |  |  | Expired
2020 | NE-HVAC-Chlr-AirCldScrewChlr-lt150tons-11.1EER-15.1IPLV | Air Cooled Constant Speed Screw Chiller (< 150 tons, 11.1 Min EER, 15.1 Min IPLV) | DEER2020 | D20 v1 | 2022-05-16 17:12 | NE-HVAC-Chlr-AirCldScrewChlr-lt150tons-11.1EER-15.1IPLV | DEER | Standard | None | 0 | 0 | None |  | 0 |  | 0 | Com | Any | HVAC | SpaceCool | Chiller | AirCldScrewChlr |  | HVAC-Chlr | Air cooled constant speed screw chillers, efficiency based on vintage | Air Cooled Constant Speed Screw Chiller (< 150 tons, 10.1 EER, 13.7 IPLV) | Air Cooled Constant Speed Screw Chiller (< 150 tons, 11.1 EER, 15.1 IPLV) |  | AirCldScrewChlr-lt150tons-10.1EER-13.7IPLV | AirCldScrewChlr-lt150tons-11.1EER-15.1IPLV | Available |  | 0 | 0 |  | ErRobNc |  | HVAC-Chlr |  | None | 2020-01-01 | 2022-12-31 | [5 empty] | Standard |  | 1 | 1 | 0 | Deemed Ex Ante Team |  |  |  | Expired
2020 | NE-HVAC-Chlr-AirCldScrewChlr-lt150tons-12.1EER-16.6IPLV | Air Cooled Constant Speed Screw Chiller (< 150 tons, 12.1 Min EER, 16.6 Min IPLV) | DEER2020 | D20 v1 | 2022-05-16 17:12 | NE-HVAC-Chlr-AirCldScrewChlr-lt150tons-12.1EER-16.6IPLV | DEER | Standard | None | 0 | 0 | None |  | 0 |  | 0 | Com | Any | HVAC | SpaceCool | Chiller | AirCldScrewChlr |  | HVAC-Chlr | Air cooled constant speed screw chillers, efficiency based on vintage | Air Cooled Constant Speed Screw Chiller (< 150 tons, 10.1 EER, 13.7 IPLV) | Air Cooled Constant Speed Screw Chiller (< 150 tons, 12.1 EER, 16.6 IPLV) |  | AirCldScrewChlr-lt150tons-10.1EER-13.7IPLV | AirCldScrewChlr-lt150tons-12.1EER-16.6IPLV | Available |  | 0 | 0 |  | ErRobNc |  | HVAC-Chlr |  | None | 2020-01-01 | 2022-12-31 | [5 empty] | Standard |  | 1 | 1 | 0 | Deemed Ex Ante Team |  |  |  | Expired
2020 | NE-HVAC-Chlr-WtrCldCentChlr-Conv-150to299tons-0.519kwpton-0.468IPLV | Water Cooled Constant Speed Centrifugal Chiller (150 to 299 tons, 0.519 Max kW/ton, 0.468 Max IPLV) | DEER2020 | D20 v1 | 2022-05-20 17:21 | NE-HVAC-Chlr-WtrCldCentChlr-Conv-150to299tons-0.519kwpton-0.468IPLV | DEER | Standard | None | 0 | 0 | None |  | 0 |  | 0 | Com | Any | HVAC | SpaceCool | Chiller | WtrCldCentChlr |  | HVAC-Chlr | Water cooled constant speed centrifugal chiller, efficiency based on vintage | Water Cooled Constant Speed Centrifugal Chiller (150 to 299 tons, 0.61 kW/ton, 0.55 IPLV) | Water Cooled Constant Speed Centrifugal Chiller (150 to 299 tons, 0.519 kW/ton, 0.468 IPLV) |  | WtrCldCentChlr-Conv-150to299tons-0.61kwpton-0.55IPLV | WtrCldCentChlr-Conv-150to299tons-0.519kwpton-0.468IPLV | Available |  | 0 | 0 |  | ErRobNc |  | HVAC-Chlr |  | None | 2020-01-01 | 2022-12-31 | [5 empty] | Standard |  | 1 | 1 | 0 | Deemed Ex Ante Team |  |  |  | Scheduled measure expiration
2020 | NE-HVAC-Chlr-WtrCldCentChlr-Conv-150to299tons-0.549kwpton-0.495IPLV | Water Cooled Constant Speed Centrifugal Chiller (150 to 299 tons, 0.549 Max kW/ton, 0.495 Max IPLV) | DEER2020 | D20 v1 | 2022-05-20 17:21 | NE-HVAC-Chlr-WtrCldCentChlr-Conv-150to299tons-0.549kwpton-0.495IPLV | DEER | Standard | None | 0 | 0 | None |  | 0 |  | 0 | Com | Any | HVAC | SpaceCool | Chiller | WtrCldCentChlr |  | HVAC-Chlr | Water cooled constant speed centrifugal chiller, efficiency based on vintage | Water Cooled Constant Speed Centrifugal Chiller (150 to 299 tons, 0.61 kW/ton, 0.55 IPLV) | Water Cooled Constant Speed Centrifugal Chiller (150 to 299 tons, 0.549 kW/ton, 0.495 IPLV) |  | WtrCldCentChlr-Conv-150to299tons-0.61kwpton-0.55IPLV | WtrCldCentChlr-Conv-150to299tons-0.549kwpton-0.495IPLV | Available |  | 0 | 0 |  | ErRobNc |  | HVAC-Chlr |  | None | 2020-01-01 | 2022-12-31 | [5 empty] | Standard |  | 1 | 1 | 0 | Deemed Ex Ante Team |  |  |  | Scheduled measure expiration
2020 | NE-HVAC-Chlr-WtrCldCentChlr-Conv-1Cmp-150to299tons-0.54kwpton-0.34IPLV-VarSpd-CndRlf | Water Cooled Centrifugal Chiller w/1 conventional VSD compressor and condenser relief (150 to 299 tons, 0.54 Max kW/ton, 0.34 Max IPLV) | DEER2020 | D20 v1 | 2022-05-20 17:21 | NE-HVAC-Chlr-WtrCldCentChlr-Conv-1Cmp-150to299tons-0.54kwpton-0.34IPLV-VarSpd-CndRlf | DEER | Standard | None | 0 | 0 | None |  | 0 |  | 0 | Com | Any | HVAC | SpaceCool | Chiller | WtrCldCentChlr |  | HVAC-Chlr | Water Cooled Centrifugal Chiller w/1 conventional VSD compressor and condenser relief (150 to 299 tons, 0.635 kW/ton, 0.4 IPLV) | Water Cooled Centrifugal Chiller w/1 conventional VSD compressor and condenser relief (150 to 299 tons, 0.635 kW/ton, 0.4 IPLV) | Water Cooled Centrifugal Chiller w/1 conventional VSD compressor and condenser relief (150 to 299 tons, 0.54 kW/ton, 0.34 IPLV) | WtrCldCentChlr-Conv-1Cmp-150to299tons-0.635kwpton-0.4IPLV-VarSpd-CndRlf | WtrCldCentChlr-Conv-1Cmp-150to299tons-0.635kwpton-0.4IPLV-VarSpd-CndRlf | WtrCldCentChlr-Conv-1Cmp-150to299tons-0.54kwpton-0.34IPLV-VarSpd-CndRlf | Available |  | 0 | 0 |  | ErRobNc |  | HVAC-Chlr |  | None | 2020-01-01 | 2022-12-31 | [5 empty] | Standard |  | 1 | 1 | 0 | Deemed Ex Ante Team |  |  |  | Scheduled measure expiration
2020 | NE-HVAC-Chlr-WtrCldCentChlr-Conv-1Cmp-150to299tons-0.572kwpton-0.36IPLV-VarSpd-CndRlf | Water Cooled Centrifugal Chiller w/1 conventional VSD compressor and condenser relief (150 to 299 tons, 0.572 Max kW/ton, 0.36 Max IPLV) | DEER2020 | D20 v1 | 2022-05-20 17:21 | NE-HVAC-Chlr-WtrCldCentChlr-Conv-1Cmp-150to299tons-0.572kwpton-0.36IPLV-VarSpd-CndRlf | DEER | Standard | None | 0 | 0 | None |  | 0 |  | 0 | Com | Any | HVAC | SpaceCool | Chiller | WtrCldCentChlr |  | HVAC-Chlr | Water Cooled Centrifugal Chiller w/1 conventional VSD compressor and condenser relief (150 to 299 tons, 0.635 kW/ton, 0.4 IPLV) | Water Cooled Centrifugal Chiller w/1 conventional VSD compressor and condenser relief (150 to 299 tons, 0.635 kW/ton, 0.4 IPLV) | Water Cooled Centrifugal Chiller w/1 conventional VSD compressor and condenser relief (150 to 299 tons, 0.572 kW/ton, 0.36 IPLV) | WtrCldCentChlr-Conv-1Cmp-150to299tons-0.635kwpton-0.4IPLV-VarSpd-CndRlf | WtrCldCentChlr-Conv-1Cmp-150to299tons-0.635kwpton-0.4IPLV-VarSpd-CndRlf | WtrCldCentChlr-Conv-1Cmp-150to299tons-0.572kwpton-0.36IPLV-VarSpd-CndRlf | Available |  | 0 | 0 |  | ErRobNc |  | HVAC-Chlr |  | None | 2020-01-01 | 2022-12-31 | [5 empty] | Standard |  | 1 | 1 | 0 | Deemed Ex Ante Team |  |  |  | Scheduled measure expiration
2020 | NE-HVAC-Chlr-WtrCldCentChlr-Conv-1Cmp-300to399tons-0.506kwpton-0.332IPLV-VarSpd-CndRlf | Water Cooled Centrifugal Chiller w/1 conventional VSD compressor and condenser relief (300 to 399 tons, 0.506 Max kW/ton, 0.332 Max IPLV) | DEER2020 | D20 v1 | 2022-05-20 17:21 | NE-HVAC-Chlr-WtrCldCentChlr-Conv-1Cmp-300to399tons-0.506kwpton-0.332IPLV-VarSpd-CndRlf | DEER | Standard | None | 0 | 0 | None |  | 0 |  | 0 | Com | Any | HVAC | SpaceCool | Chiller | WtrCldCentChlr |  | HVAC-Chlr | Water Cooled Centrifugal Chiller w/1 conventional VSD compressor and condenser relief (300 to 399 tons, 0.595 kW/ton, 0.39 IPLV) | Water Cooled Centrifugal Chiller w/1 conventional VSD compressor and condenser relief (300 to 399 tons, 0.595 kW/ton, 0.39 IPLV) | Water Cooled Centrifugal Chiller w/1 conventional VSD compressor and condenser relief (300 to 399 tons, 0.506 kW/ton, 0.332 IPLV) | WtrCldCentChlr-Conv-1Cmp-300to399tons-0.595kwpton-0.39IPLV-VarSpd-CndRlf | WtrCldCentChlr-Conv-1Cmp-300to399tons-0.595kwpton-0.39IPLV-VarSpd-CndRlf | WtrCldCentChlr-Conv-1Cmp-300to399tons-0.506kwpton-0.332IPLV-VarSpd-CndRlf | Available |  | 0 | 0 |  | ErRobNc |  | HVAC-Chlr |  | None | 2020-01-01 | 2022-12-31 | [5 empty] | Standard |  | 1 | 1 | 0 | Deemed Ex Ante Team |  |  |  | Scheduled measure expiration
2020 | NE-HVAC-Chlr-WtrCldCentChlr-Conv-1Cmp-300to399tons-0.536kwpton-0.351IPLV-VarSpd-CndRlf | Water Cooled Centrifugal Chiller w/1 conventional VSD compressor and condenser relief (300 to 399 tons, 0.536 Max kW/ton, 0.351 Max IPLV) | DEER2020 | D20 v1 | 2022-05-20 17:21 | NE-HVAC-Chlr-WtrCldCentChlr-Conv-1Cmp-300to399tons-0.536kwpton-0.351IPLV-VarSpd-CndRlf | DEER | Standard | None | 0 | 0 | None |  | 0 |  | 0 | Com | Any | HVAC | SpaceCool | Chiller | WtrCldCentChlr |  | HVAC-Chlr | Water Cooled Centrifugal Chiller w/1 conventional VSD compressor and condenser relief (300 to 399 tons, 0.595 kW/ton, 0.39 IPLV) | Water Cooled Centrifugal Chiller w/1 conventional VSD compressor and condenser relief (300 to 399 tons, 0.595 kW/ton, 0.39 IPLV) | Water Cooled Centrifugal Chiller w/1 conventional VSD compressor and condenser relief (300 to 399 tons, 0.536 kW/ton, 0.351 IPLV) | WtrCldCentChlr-Conv-1Cmp-300to399tons-0.595kwpton-0.39IPLV-VarSpd-CndRlf | WtrCldCentChlr-Conv-1Cmp-300to399tons-0.595kwpton-0.39IPLV-VarSpd-CndRlf | WtrCldCentChlr-Conv-1Cmp-300to399tons-0.536kwpton-0.351IPLV-VarSpd-CndRlf | Available |  | 0 | 0 |  | ErRobNc |  | HVAC-Chlr |  | None | 2020-01-01 | 2022-12-31 | [5 empty] | Standard |  | 1 | 1 | 0 | Deemed Ex Ante Team |  |  |  | Scheduled measure expiration
2020 | NE-HVAC-Chlr-WtrCldCentChlr-Conv-1Cmp-400to599tons-0.497kwpton-0.323IPLV-VarSpd-CndRlf | Water Cooled Centrifugal Chiller w/1 conventional VSD compressor and condenser relief (400 to 599 tons, 0.497 Max kW/ton, 0.323 Max IPLV) | DEER2020 | D20 v1 | 2022-05-20 17:21 | NE-HVAC-Chlr-WtrCldCentChlr-Conv-1Cmp-400to599tons-0.497kwpton-0.323IPLV-VarSpd-CndRlf | DEER | Standard | None | 0 | 0 | None |  | 0 |  | 0 | Com | Any | HVAC | SpaceCool | Chiller | WtrCldCentChlr |  | HVAC-Chlr | Water Cooled Centrifugal Chiller w/1 conventional VSD compressor and condenser relief (400 to 599 tons, 0.585 kW/ton, 0.38 IPLV) | Water Cooled Centrifugal Chiller w/1 conventional VSD compressor and condenser relief (400 to 599 tons, 0.585 kW/ton, 0.38 IPLV) | Water Cooled Centrifugal Chiller w/1 conventional VSD compressor and condenser relief (400 to 599 tons, 0.497 kW/ton, 0.323 IPLV) | WtrCldCentChlr-Conv-1Cmp-400to599tons-0.585kwpton-0.38IPLV-VarSpd-CndRlf | WtrCldCentChlr-Conv-1Cmp-400to599tons-0.585kwpton-0.38IPLV-VarSpd-CndRlf | WtrCldCentChlr-Conv-1Cmp-400to599tons-0.497kwpton-0.323IPLV-VarSpd-CndRlf | Available |  | 0 | 0 |  | ErRobNc |  | HVAC-Chlr |  | None | 2020-01-01 | 2022-12-31 | [5 empty] | Standard |  | 1 | 1 | 0 | Deemed Ex Ante Team |  |  |  | Scheduled measure expiration
2020 | NE-HVAC-Chlr-WtrCldCentChlr-Conv-1Cmp-400to599tons-0.527kwpton-0.342IPLV-VarSpd-CndRlf | Water Cooled Centrifugal Chiller w/1 conventional VSD compressor and condenser relief (400 to 599 tons, 0.527 Max kW/ton, 0.342 Max IPLV) | DEER2020 | D20 v1 | 2022-05-20 17:21 | NE-HVAC-Chlr-WtrCldCentChlr-Conv-1Cmp-400to599tons-0.527kwpton-0.342IPLV-VarSpd-CndRlf | DEER | Standard | None | 0 | 0 | None |  | 0 |  | 0 | Com | Any | HVAC | SpaceCool | Chiller | WtrCldCentChlr |  | HVAC-Chlr | Water Cooled Centrifugal Chiller w/1 conventional VSD compressor and condenser relief (400 to 599 tons, 0.585 kW/ton, 0.38 IPLV) | Water Cooled Centrifugal Chiller w/1 conventional VSD compressor and condenser relief (400 to 599 tons, 0.585 kW/ton, 0.38 IPLV) | Water Cooled Centrifugal Chiller w/1 conventional VSD compressor and condenser relief (400 to 599 tons, 0.527 kW/ton, 0.342 IPLV) | WtrCldCentChlr-Conv-1Cmp-400to599tons-0.585kwpton-0.38IPLV-VarSpd-CndRlf | WtrCldCentChlr-Conv-1Cmp-400to599tons-0.585kwpton-0.38IPLV-VarSpd-CndRlf | WtrCldCentChlr-Conv-1Cmp-400to599tons-0.527kwpton-0.342IPLV-VarSpd-CndRlf | Available |  | 0 | 0 |  | ErRobNc |  | HVAC-Chlr |  | None | 2020-01-01 | 2022-12-31 | [5 empty] | Standard |  | 1 | 1 | 0 | Deemed Ex Ante Team |  |  |  | Scheduled measure expiration
2020 | NE-HVAC-Chlr-WtrCldCentChlr-Conv-1Cmp-gte600tons-0.497kwpton-0.323IPLV-VarSpd-CndRlf | Water Cooled Centrifugal Chiller w/1 conventional VSD compressor and condenser relief (>= 600 tons, 0.497 Max kW/ton, 0.323 Max IPLV) | DEER2020 | D20 v1 | 2022-05-20 17:21 | NE-HVAC-Chlr-WtrCldCentChlr-Conv-1Cmp-gte600tons-0.497kwpton-0.323IPLV-VarSpd-CndRlf | DEER | Standard | None | 0 | 0 | None |  | 0 |  | 0 | Com | Any | HVAC | SpaceCool | Chiller | WtrCldCentChlr |  | HVAC-Chlr | Water Cooled Centrifugal Chiller w/1 conventional VSD compressor and condenser relief (>= 600 tons, 0.585 kW/ton, 0.38 IPLV) | Water Cooled Centrifugal Chiller w/1 conventional VSD compressor and condenser relief (>= 600 tons, 0.585 kW/ton, 0.38 IPLV) | Water Cooled Centrifugal Chiller w/1 conventional VSD compressor and condenser relief (>= 600 tons, 0.497 kW/ton, 0.323 IPLV) | WtrCldCentChlr-Conv-1Cmp-gte600tons-0.585kwpton-0.38IPLV-VarSpd-CndRlf | WtrCldCentChlr-Conv-1Cmp-gte600tons-0.585kwpton-0.38IPLV-VarSpd-CndRlf | WtrCldCentChlr-Conv-1Cmp-gte600tons-0.497kwpton-0.323IPLV-VarSpd-CndRlf | Available |  | 0 | 0 |  | ErRobNc |  | HVAC-Chlr |  | None | 2020-01-01 | 2022-12-31 | [5 empty] | Standard |  | 1 | 1 | 0 | Deemed Ex Ante Team |  |  |  | Scheduled measure expiration
2020 | NE-HVAC-Chlr-WtrCldCentChlr-Conv-1Cmp-gte600tons-0.527kwpton-0.342IPLV-VarSpd-CndRlf | Water Cooled Centrifugal Chiller w/1 conventional VSD compressor and condenser relief (>= 600 tons, 0.527 Max kW/ton, 0.342 Max IPLV) | DEER2020 | D20 v1 | 2022-05-20 17:21 | NE-HVAC-Chlr-WtrCldCentChlr-Conv-1Cmp-gte600tons-0.527kwpton-0.342IPLV-VarSpd-CndRlf | DEER | Standard | None | 0 | 0 | None |  | 0 |  | 0 | Com | Any | HVAC | SpaceCool | Chiller | WtrCldCentChlr |  | HVAC-Chlr | Water Cooled Centrifugal Chiller w/1 conventional VSD compressor and condenser relief (>= 600 tons, 0.585 kW/ton, 0.38 IPLV) | Water Cooled Centrifugal Chiller w/1 conventional VSD compressor and condenser relief (>= 600 tons, 0.585 kW/ton, 0.38 IPLV) | Water Cooled Centrifugal Chiller w/1 conventional VSD compressor and condenser relief (>= 600 tons, 0.527 kW/ton, 0.342 IPLV) | WtrCldCentChlr-Conv-1Cmp-gte600tons-0.585kwpton-0.38IPLV-VarSpd-CndRlf | WtrCldCentChlr-Conv-1Cmp-gte600tons-0.585kwpton-0.38IPLV-VarSpd-CndRlf | WtrCldCentChlr-Conv-1Cmp-gte600tons-0.527kwpton-0.342IPLV-VarSpd-CndRlf | Available |  | 0 | 0 |  | ErRobNc |  | HVAC-Chlr |  | None | 2020-01-01 | 2022-12-31 | [5 empty] | Standard |  | 1 | 1 | 0 | Deemed Ex Ante Team |  |  |  | Scheduled measure expiration
2020 | NE-HVAC-Chlr-WtrCldCentChlr-Conv-1Cmp-lt150tons-0.591kwpton-0.374IPLV-VarSpd-CndRlf | Water Cooled Centrifugal Chiller w/1 conventional VSD compressor and condenser relief (< 150 tons, 0.591 Max kW/ton, 0.374 Max IPLV) | DEER2020 | D20 v1 | 2022-05-20 17:21 | NE-HVAC-Chlr-WtrCldCentChlr-Conv-1Cmp-lt150tons-0.591kwpton-0.374IPLV-VarSpd-CndRlf | DEER | Standard | None | 0 | 0 | None |  | 0 |  | 0 | Com | Any | HVAC | SpaceCool | Chiller | WtrCldCentChlr |  | HVAC-Chlr | Water Cooled Centrifugal Chiller w/1 conventional VSD compressor and condenser relief (< 150 tons, 0.695 kW/ton, 0.44 IPLV) | Water Cooled Centrifugal Chiller w/1 conventional VSD compressor and condenser relief (< 150 tons, 0.695 kW/ton, 0.44 IPLV) | Water Cooled Centrifugal Chiller w/1 conventional VSD compressor and condenser relief (< 150 tons, 0.591 kW/ton, 0.374 IPLV) | WtrCldCentChlr-Conv-1Cmp-lt150tons-0.695kwpton-0.44IPLV-VarSpd-CndRlf | WtrCldCentChlr-Conv-1Cmp-lt150tons-0.695kwpton-0.44IPLV-VarSpd-CndRlf | WtrCldCentChlr-Conv-1Cmp-lt150tons-0.591kwpton-0.374IPLV-VarSpd-CndRlf | Available |  | 0 | 0 |  | ErRobNc |  | HVAC-Chlr |  | None | 2020-01-01 | 2022-12-31 | [5 empty] | Standard |  | 1 | 1 | 0 | Deemed Ex Ante Team |  |  |  | Scheduled measure expiration
2020 | NE-HVAC-Chlr-WtrCldCentChlr-Conv-1Cmp-lt150tons-0.626kwpton-0.396IPLV-VarSpd-CndRlf | Water Cooled Centrifugal Chiller w/1 conventional VSD compressor and condenser relief (< 150 tons, 0.626 Max kW/ton, 0.396 Max IPLV) | DEER2020 | D20 v1 | 2022-05-20 17:21 | NE-HVAC-Chlr-WtrCldCentChlr-Conv-1Cmp-lt150tons-0.626kwpton-0.396IPLV-VarSpd-CndRlf | DEER | Standard | None | 0 | 0 | None |  | 0 |  | 0 | Com | Any | HVAC | SpaceCool | Chiller | WtrCldCentChlr |  | HVAC-Chlr | Water Cooled Centrifugal Chiller w/1 conventional VSD compressor and condenser relief (< 150 tons, 0.695 kW/ton, 0.44 IPLV) | Water Cooled Centrifugal Chiller w/1 conventional VSD compressor and condenser relief (< 150 tons, 0.695 kW/ton, 0.44 IPLV) | Water Cooled Centrifugal Chiller w/1 conventional VSD compressor and condenser relief (< 150 tons, 0.626 kW/ton, 0.396 IPLV) | WtrCldCentChlr-Conv-1Cmp-lt150tons-0.695kwpton-0.44IPLV-VarSpd-CndRlf | WtrCldCentChlr-Conv-1Cmp-lt150tons-0.695kwpton-0.44IPLV-VarSpd-CndRlf | WtrCldCentChlr-Conv-1Cmp-lt150tons-0.626kwpton-0.396IPLV-VarSpd-CndRlf | Available |  | 0 | 0 |  | ErRobNc |  | HVAC-Chlr |  | None | 2020-01-01 | 2022-12-31 | [5 empty] | Standard |  | 1 | 1 | 0 | Deemed Ex Ante Team |  |  |  | Scheduled measure expiration
2020 | NE-HVAC-Chlr-WtrCldCentChlr-Conv-300to399tons-0.476kwpton-0.442IPLV | Water Cooled Constant Speed Centrifugal Chiller (300 to 399 tons, 0.476 Max kW/ton, 0.442 Max IPLV) | DEER2020 | D20 v1 | 2022-05-20 17:21 | NE-HVAC-Chlr-WtrCldCentChlr-Conv-300to399tons-0.476kwpton-0.442IPLV | DEER | Standard | None | 0 | 0 | None |  | 0 |  | 0 | Com | Any | HVAC | SpaceCool | Chiller | WtrCldCentChlr |  | HVAC-Chlr | Water cooled constant speed centrifugal chiller, efficiency based on vintage | Water Cooled Constant Speed Centrifugal Chiller (300 to 399 tons, 0.56 kW/ton, 0.52 IPLV) | Water Cooled Constant Speed Centrifugal Chiller (300 to 399 tons, 0.476 kW/ton, 0.442 IPLV) |  | WtrCldCentChlr-Conv-300to399tons-0.56kwpton-0.52IPLV | WtrCldCentChlr-Conv-300to399tons-0.476kwpton-0.442IPLV | Available |  | 0 | 0 |  | ErRobNc |  | HVAC-Chlr |  | None | 2020-01-01 | 2022-12-31 | [5 empty] | Standard |  | 1 | 1 | 0 | Deemed Ex Ante Team |  |  |  | Scheduled measure expiration
2020 | NE-HVAC-Chlr-WtrCldCentChlr-Conv-300to399tons-0.504kwpton-0.468IPLV | Water Cooled Constant Speed Centrifugal Chiller (300 to 399 tons, 0.504 Max kW/ton, 0.468 Max IPLV) | DEER2020 | D20 v1 | 2022-05-20 17:21 | NE-HVAC-Chlr-WtrCldCentChlr-Conv-300to399tons-0.504kwpton-0.468IPLV | DEER | Standard | None | 0 | 0 | None |  | 0 |  | 0 | Com | Any | HVAC | SpaceCool | Chiller | WtrCldCentChlr |  | HVAC-Chlr | Water cooled constant speed centrifugal chiller, efficiency based on vintage | Water Cooled Constant Speed Centrifugal Chiller (300 to 399 tons, 0.56 kW/ton, 0.52 IPLV) | Water Cooled Constant Speed Centrifugal Chiller (300 to 399 tons, 0.504 kW/ton, 0.468 IPLV) |  | WtrCldCentChlr-Conv-300to399tons-0.56kwpton-0.52IPLV | WtrCldCentChlr-Conv-300to399tons-0.504kwpton-0.468IPLV | Available |  | 0 | 0 |  | ErRobNc |  | HVAC-Chlr |  | None | 2020-01-01 | 2022-12-31 | [5 empty] | Standard |  | 1 | 1 | 0 | Deemed Ex Ante Team |  |  |  | Scheduled measure expiration
2020 | NE-HVAC-Chlr-WtrCldCentChlr-Conv-400to599tons-0.476kwpton-0.425IPLV | Water Cooled Constant Speed Centrifugal Chiller (400 to 599 tons, 0.476 Max kW/ton, 0.425 Max IPLV) | DEER2020 | D20 v1 | 2022-05-20 17:21 | NE-HVAC-Chlr-WtrCldCentChlr-Conv-400to599tons-0.476kwpton-0.425IPLV | DEER | Standard | None | 0 | 0 | None |  | 0 |  | 0 | Com | Any | HVAC | SpaceCool | Chiller | WtrCldCentChlr |  | HVAC-Chlr | Water cooled constant speed centrifugal chiller, efficiency based on vintage | Water Cooled Constant Speed Centrifugal Chiller (400 to 599 tons, 0.56 kW/ton, 0.5 IPLV) | Water Cooled Constant Speed Centrifugal Chiller (400 to 599 tons, 0.476 kW/ton, 0.425 IPLV) |  | WtrCldCentChlr-Conv-400to599tons-0.56kwpton-0.5IPLV | WtrCldCentChlr-Conv-400to599tons-0.476kwpton-0.425IPLV | Available |  | 0 | 0 |  | ErRobNc |  | HVAC-Chlr |  | None | 2020-01-01 | 2022-12-31 | [5 empty] | Standard |  | 1 | 1 | 0 | Deemed Ex Ante Team |  |  |  | Scheduled measure expiration
2020 | NE-HVAC-Chlr-WtrCldCentChlr-Conv-400to599tons-0.504kwpton-0.5IPLV | Water Cooled Constant Speed Centrifugal Chiller (400 to 599 tons, 0.504 Max kW/ton, 0.5 Max IPLV) | DEER2020 | D20 v1 | 2022-05-20 17:21 | NE-HVAC-Chlr-WtrCldCentChlr-Conv-400to599tons-0.504kwpton-0.5IPLV | DEER | Standard | None | 0 | 0 | None |  | 0 |  | 0 | Com | Any | HVAC | SpaceCool | Chiller | WtrCldCentChlr |  | HVAC-Chlr | Water cooled constant speed centrifugal chiller, efficiency based on vintage | Water Cooled Constant Speed Centrifugal Chiller (400 to 599 tons, 0.56 kW/ton, 0.5 IPLV) | Water Cooled Constant Speed Centrifugal Chiller (400 to 599 tons, 0.504 kW/ton, 0.5 IPLV) |  | WtrCldCentChlr-Conv-400to599tons-0.56kwpton-0.5IPLV | WtrCldCentChlr-Conv-400to599tons-0.504kwpton-0.5IPLV | Available |  | 0 | 0 |  | ErRobNc |  | HVAC-Chlr |  | None | 2020-01-01 | 2022-12-31 | [5 empty] | Standard |  | 1 | 1 | 0 | Deemed Ex Ante Team |  |  |  | Scheduled measure expiration
2020 | NE-HVAC-Chlr-WtrCldCentChlr-Conv-gte600tons-0.476kwpton-0.425IPLV | Water Cooled Constant Speed Centrifugal Chiller (>= 600 tons, 0.476 Max kW/ton, 0.425 Max IPLV) | DEER2020 | D20 v1 | 2022-05-20 17:21 | NE-HVAC-Chlr-WtrCldCentChlr-Conv-gte600tons-0.476kwpton-0.425IPLV | DEER | Standard | None | 0 | 0 | None |  | 0 |  | 0 | Com | Any | HVAC | SpaceCool | Chiller | WtrCldCentChlr |  | HVAC-Chlr | Water cooled constant speed centrifugal chiller, efficiency based on vintage | Water Cooled Constant Speed Centrifugal Chiller (>= 600 tons, 0.56 kW/ton, 0.5 IPLV) | Water Cooled Constant Speed Centrifugal Chiller (>= 600 tons, 0.476 kW/ton, 0.425 IPLV) |  | WtrCldCentChlr-Conv-gte600tons-0.56kwpton-0.5IPLV | WtrCldCentChlr-Conv-gte600tons-0.476kwpton-0.425IPLV | Available |  | 0 | 0 |  | ErRobNc |  | HVAC-Chlr |  | None | 2020-01-01 | 2022-12-31 | [5 empty] | Standard |  | 1 | 1 | 0 | Deemed Ex Ante Team |  |  |  | Scheduled measure expiration
2020 | NE-HVAC-Chlr-WtrCldCentChlr-Conv-gte600tons-0.504kwpton-0.45IPLV | Water Cooled Constant Speed Centrifugal Chiller (>= 600 tons, 0.504 Max kW/ton, 0.45 Max IPLV) | DEER2020 | D20 v1 | 2022-05-20 17:21 | NE-HVAC-Chlr-WtrCldCentChlr-Conv-gte600tons-0.504kwpton-0.45IPLV | DEER | Standard | None | 0 | 0 | None |  | 0 |  | 0 | Com | Any | HVAC | SpaceCool | Chiller | WtrCldCentChlr |  | HVAC-Chlr | Water cooled constant speed centrifugal chiller, efficiency based on vintage | Water Cooled Constant Speed Centrifugal Chiller (>= 600 tons, 0.56 kW/ton, 0.5 IPLV) | Water Cooled Constant Speed Centrifugal Chiller (>= 600 tons, 0.504 kW/ton, 0.45 IPLV) |  | WtrCldCentChlr-Conv-gte600tons-0.56kwpton-0.5IPLV | WtrCldCentChlr-Conv-gte600tons-0.504kwpton-0.45IPLV | Available |  | 0 | 0 |  | ErRobNc |  | HVAC-Chlr |  | None | 2020-01-01 | 2022-12-31 | [5 empty] | Standard |  | 1 | 1 | 0 | Deemed Ex Ante Team |  |  |  | Scheduled measure expiration
2020 | NE-HVAC-Chlr-WtrCldCentChlr-Conv-lt150tons-0.519kwpton-0.468IPLV | Water Cooled Constant Speed Centrifugal Chiller (< 150 tons, 0.519 Max kW/ton, 0.468 Max IPLV) | DEER2020 | D20 v1 | 2022-05-20 17:21 | NE-HVAC-Chlr-WtrCldCentChlr-Conv-lt150tons-0.519kwpton-0.468IPLV | DEER | Standard | None | 0 | 0 | None |  | 0 |  | 0 | Com | Any | HVAC | SpaceCool | Chiller | WtrCldCentChlr |  | HVAC-Chlr | Water cooled constant speed centrifugal chiller, efficiency based on vintage | Water Cooled Constant Speed Centrifugal Chiller (< 150 tons, 0.61 kW/ton, 0.55 IPLV) | Water Cooled Constant Speed Centrifugal Chiller (< 150 tons, 0.519 kW/ton, 0.468 IPLV) |  | WtrCldCentChlr-Conv-lt150tons-0.61kwpton-0.55IPLV | WtrCldCentChlr-Conv-lt150tons-0.519kwpton-0.468IPLV | Available |  | 0 | 0 |  | ErRobNc |  | HVAC-Chlr |  | None | 2020-01-01 | 2022-12-31 | [5 empty] | Standard |  | 1 | 1 | 0 | Deemed Ex Ante Team |  |  |  | Scheduled measure expiration
2020 | NE-HVAC-Chlr-WtrCldCentChlr-Conv-lt150tons-0.549kwpton-0.495IPLV | Water Cooled Constant Speed Centrifugal Chiller (< 150 tons, 0.549 Max kW/ton, 0.495 Max IPLV) | DEER2020 | D20 v1 | 2022-05-20 17:21 | NE-HVAC-Chlr-WtrCldCentChlr-Conv-lt150tons-0.549kwpton-0.495IPLV | DEER | Standard | None | 0 | 0 | None |  | 0 |  | 0 | Com | Any | HVAC | SpaceCool | Chiller | WtrCldCentChlr |  | HVAC-Chlr | Water cooled constant speed centrifugal chiller, efficiency based on vintage | Water Cooled Constant Speed Centrifugal Chiller (< 150 tons, 0.61 kW/ton, 0.55 IPLV) | Water Cooled Constant Speed Centrifugal Chiller (< 150 tons, 0.549 kW/ton, 0.495 IPLV) |  | WtrCldCentChlr-Conv-lt150tons-0.61kwpton-0.55IPLV | WtrCldCentChlr-Conv-lt150tons-0.549kwpton-0.495IPLV | Available |  | 0 | 0 |  | ErRobNc |  | HVAC-Chlr |  | None | 2020-01-01 | 2022-12-31 | [5 empty] | Standard |  | 1 | 1 | 0 | Deemed Ex Ante Team |  |  |  | Scheduled measure expiration
2020 | NE-HVAC-Chlr-WtrCldCentChlr-NoFric-1Cmp-150to299tons-0.54kwpton-0.34IPLV-VarSpd-CndRlf | Water Cooled Centrifugal Chiller w/1 frictionless VSD compressor and condenser relief (150 to 299 tons, 0.54 Max kW/ton, 0.34 Max IPLV) | DEER2020 | D20 v1 | 2022-05-20 18:17 | NE-HVAC-Chlr-WtrCldCentChlr-NoFric-1Cmp-150to299tons-0.54kwpton-0.34IPLV-VarSpd-CndRlf | DEER | Standard | None | 0 | 0 | None |  | 0 |  | 0 | Com | Any | HVAC | SpaceCool | Chiller | WtrCldCentChlr |  | HVAC-Chlr | Water Cooled Centrifugal Chiller w/1 frictionless VSD compressor and condenser relief (150 to 299 tons, 0.635 kW/ton, 0.4 IPLV) | Water Cooled Centrifugal Chiller w/1 frictionless VSD compressor and condenser relief (150 to 299 tons, 0.635 kW/ton, 0.4 IPLV) | Water Cooled Centrifugal Chiller w/1 frictionless VSD compressor and condenser relief (150 to 299 tons, 0.54 kW/ton, 0.34 IPLV) | WtrCldCentChlr-NoFric-1Cmp-150to299tons-0.635kwpton-0.4IPLV-VarSpd-CndRlf | WtrCldCentChlr-NoFric-1Cmp-150to299tons-0.635kwpton-0.4IPLV-VarSpd-CndRlf | WtrCldCentChlr-NoFric-1Cmp-150to299tons-0.54kwpton-0.34IPLV-VarSpd-CndRlf | Available |  | 0 | 0 |  | ErRobNc |  | HVAC-Chlr |  | None | 2020-01-01 | 2022-12-31 | [5 empty] | Standard |  | 1 | 1 | 0 | Deemed Ex Ante Team |  |  |  | Scheduled measure expiration
2020 | NE-HVAC-Chlr-WtrCldCentChlr-NoFric-1Cmp-150to299tons-0.572kwpton-0.36IPLV-VarSpd-CndRlf | Water Cooled Centrifugal Chiller w/1 frictionless VSD compressor and condenser relief (150 to 299 tons, 0.572 Max kW/ton, 0.36 Max IPLV) | DEER2020 | D20 v1 | 2022-05-20 18:17 | NE-HVAC-Chlr-WtrCldCentChlr-NoFric-1Cmp-150to299tons-0.572kwpton-0.36IPLV-VarSpd-CndRlf | DEER | Standard | None | 0 | 0 | None |  | 0 |  | 0 | Com | Any | HVAC | SpaceCool | Chiller | WtrCldCentChlr |  | HVAC-Chlr | Water Cooled Centrifugal Chiller w/1 frictionless VSD compressor and condenser relief (150 to 299 tons, 0.635 kW/ton, 0.4 IPLV) | Water Cooled Centrifugal Chiller w/1 frictionless VSD compressor and condenser relief (150 to 299 tons, 0.635 kW/ton, 0.4 IPLV) | Water Cooled Centrifugal Chiller w/1 frictionless VSD compressor and condenser relief (150 to 299 tons, 0.572 kW/ton, 0.36 IPLV) | WtrCldCentChlr-NoFric-1Cmp-150to299tons-0.635kwpton-0.4IPLV-VarSpd-CndRlf | WtrCldCentChlr-NoFric-1Cmp-150to299tons-0.635kwpton-0.4IPLV-VarSpd-CndRlf | WtrCldCentChlr-NoFric-1Cmp-150to299tons-0.572kwpton-0.36IPLV-VarSpd-CndRlf | Available |  | 0 | 0 |  | ErRobNc |  | HVAC-Chlr |  | None | 2020-01-01 | 2022-12-31 | [5 empty] | Standard |  | 1 | 1 | 0 | Deemed Ex Ante Team |  |  |  | Scheduled measure expiration
2020 | NE-HVAC-Chlr-WtrCldCentChlr-NoFric-1Cmp-300to399tons-0.506kwpton-0.332IPLV-VarSpd-CndRlf | Water Cooled Centrifugal Chiller w/1 frictionless VSD compressor and condenser relief (300 to 399 tons, 0.506 Max kW/ton, 0.332 Max IPLV) | DEER2020 | D20 v1 | 2022-05-20 18:17 | NE-HVAC-Chlr-WtrCldCentChlr-NoFric-1Cmp-300to399tons-0.506kwpton-0.332IPLV-VarSpd-CndRlf | DEER | Standard | None | 0 | 0 | None |  | 0 |  | 0 | Com | Any | HVAC | SpaceCool | Chiller | WtrCldCentChlr |  | HVAC-Chlr | Water Cooled Centrifugal Chiller w/1 frictionless VSD compressor and condenser relief (300 to 399 tons, 0.595 kW/ton, 0.39 IPLV) | Water Cooled Centrifugal Chiller w/1 frictionless VSD compressor and condenser relief (300 to 399 tons, 0.595 kW/ton, 0.39 IPLV) | Water Cooled Centrifugal Chiller w/1 frictionless VSD compressor and condenser relief (300 to 399 tons, 0.506 kW/ton, 0.332 IPLV) | WtrCldCentChlr-NoFric-1Cmp-300to399tons-0.595kwpton-0.39IPLV-VarSpd-CndRlf | WtrCldCentChlr-NoFric-1Cmp-300to399tons-0.595kwpton-0.39IPLV-VarSpd-CndRlf | WtrCldCentChlr-NoFric-1Cmp-300to399tons-0.506kwpton-0.332IPLV-VarSpd-CndRlf | Available |  | 0 | 0 |  | ErRobNc |  | HVAC-Chlr |  | None | 2020-01-01 | 2022-12-31 | [5 empty] | Standard |  | 1 | 1 | 0 | Deemed Ex Ante Team |  |  |  | Scheduled measure expiration
2020 | NE-HVAC-Chlr-WtrCldCentChlr-NoFric-1Cmp-300to399tons-0.536kwpton-0.351IPLV-VarSpd-CndRlf | Water Cooled Centrifugal Chiller w/1 frictionless VSD compressor and condenser relief (300 to 399 tons, 0.536 Max kW/ton, 0.351 Max IPLV) | DEER2020 | D20 v1 | 2022-05-20 18:17 | NE-HVAC-Chlr-WtrCldCentChlr-NoFric-1Cmp-300to399tons-0.536kwpton-0.351IPLV-VarSpd-CndRlf | DEER | Standard | None | 0 | 0 | None |  | 0 |  | 0 | Com | Any | HVAC | SpaceCool | Chiller | WtrCldCentChlr |  | HVAC-Chlr | Water Cooled Centrifugal Chiller w/1 frictionless VSD compressor and condenser relief (300 to 399 tons, 0.595 kW/ton, 0.39 IPLV) | Water Cooled Centrifugal Chiller w/1 frictionless VSD compressor and condenser relief (300 to 399 tons, 0.595 kW/ton, 0.39 IPLV) | Water Cooled Centrifugal Chiller w/1 frictionless VSD compressor and condenser relief (300 to 399 tons, 0.536 kW/ton, 0.351 IPLV) | WtrCldCentChlr-NoFric-1Cmp-300to399tons-0.595kwpton-0.39IPLV-VarSpd-CndRlf | WtrCldCentChlr-NoFric-1Cmp-300to399tons-0.595kwpton-0.39IPLV-VarSpd-CndRlf | WtrCldCentChlr-NoFric-1Cmp-300to399tons-0.536kwpton-0.351IPLV-VarSpd-CndRlf | Available |  | 0 | 0 |  | ErRobNc |  | HVAC-Chlr |  | None | 2020-01-01 | 2022-12-31 | [5 empty] | Standard |  | 1 | 1 | 0 | Deemed Ex Ante Team |  |  |  | Scheduled measure expiration
2020 | NE-HVAC-Chlr-WtrCldCentChlr-NoFric-1Cmp-400to599tons-0.497kwpton-0.323IPLV-VarSpd-CndRlf | Water Cooled Centrifugal Chiller w/1 frictionless VSD compressor and condenser relief (400 to 599 tons, 0.497 Max kW/ton, 0.323 Max IPLV) | DEER2020 | D20 v1 | 2022-05-20 18:17 | NE-HVAC-Chlr-WtrCldCentChlr-NoFric-1Cmp-400to599tons-0.497kwpton-0.323IPLV-VarSpd-CndRlf | DEER | Standard | None | 0 | 0 | None |  | 0 |  | 0 | Com | Any | HVAC | SpaceCool | Chiller | WtrCldCentChlr |  | HVAC-Chlr | Water Cooled Centrifugal Chiller w/1 frictionless VSD compressor and condenser relief (400 to 599 tons, 0.585 kW/ton, 0.38 IPLV) | Water Cooled Centrifugal Chiller w/1 frictionless VSD compressor and condenser relief (400 to 599 tons, 0.585 kW/ton, 0.38 IPLV) | Water Cooled Centrifugal Chiller w/1 frictionless VSD compressor and condenser relief (400 to 599 tons, 0.497 kW/ton, 0.323 IPLV) | WtrCldCentChlr-NoFric-1Cmp-400to599tons-0.585kwpton-0.38IPLV-VarSpd-CndRlf | WtrCldCentChlr-NoFric-1Cmp-400to599tons-0.585kwpton-0.38IPLV-VarSpd-CndRlf | WtrCldCentChlr-NoFric-1Cmp-400to599tons-0.497kwpton-0.323IPLV-VarSpd-CndRlf | Available |  | 0 | 0 |  | ErRobNc |  | HVAC-Chlr |  | None | 2020-01-01 | 2022-12-31 | [5 empty] | Standard |  | 1 | 1 | 0 | Deemed Ex Ante Team |  |  |  | Scheduled measure expiration
2020 | NE-HVAC-Chlr-WtrCldCentChlr-NoFric-1Cmp-400to599tons-0.527kwpton-0.342IPLV-VarSpd-CndRlf | Water Cooled Centrifugal Chiller w/1 frictionless VSD compressor and condenser relief (400 to 599 tons, 0.527 Max kW/ton, 0.342 Max IPLV) | DEER2020 | D20 v1 | 2022-05-20 18:17 | NE-HVAC-Chlr-WtrCldCentChlr-NoFric-1Cmp-400to599tons-0.527kwpton-0.342IPLV-VarSpd-CndRlf | DEER | Standard | None | 0 | 0 | None |  | 0 |  | 0 | Com | Any | HVAC | SpaceCool | Chiller | WtrCldCentChlr |  | HVAC-Chlr | Water Cooled Centrifugal Chiller w/1 frictionless VSD compressor and condenser relief (400 to 599 tons, 0.585 kW/ton, 0.38 IPLV) | Water Cooled Centrifugal Chiller w/1 frictionless VSD compressor and condenser relief (400 to 599 tons, 0.585 kW/ton, 0.38 IPLV) | Water Cooled Centrifugal Chiller w/1 frictionless VSD compressor and condenser relief (400 to 599 tons, 0.527 kW/ton, 0.342 IPLV) | WtrCldCentChlr-NoFric-1Cmp-400to599tons-0.585kwpton-0.38IPLV-VarSpd-CndRlf | WtrCldCentChlr-NoFric-1Cmp-400to599tons-0.585kwpton-0.38IPLV-VarSpd-CndRlf | WtrCldCentChlr-NoFric-1Cmp-400to599tons-0.527kwpton-0.342IPLV-VarSpd-CndRlf | Available |  | 0 | 0 |  | ErRobNc |  | HVAC-Chlr |  | None | 2020-01-01 | 2022-12-31 | [5 empty] | Standard |  | 1 | 1 | 0 | Deemed Ex Ante Team |  |  |  | Scheduled measure expiration
2020 | NE-HVAC-Chlr-WtrCldCentChlr-NoFric-1Cmp-gte600tons-0.497kwpton-0.323IPLV-VarSpd-CndRlf | Water Cooled Centrifugal Chiller w/1 frictionless VSD compressor and condenser relief (>= 600 tons, 0.497 Max kW/ton, 0.323 Max IPLV) | DEER2020 | D20 v1 | 2022-05-20 18:17 | NE-HVAC-Chlr-WtrCldCentChlr-NoFric-1Cmp-gte600tons-0.497kwpton-0.323IPLV-VarSpd-CndRlf | DEER | Standard | None | 0 | 0 | None |  | 0 |  | 0 | Com | Any | HVAC | SpaceCool | Chiller | WtrCldCentChlr |  | HVAC-Chlr | Water Cooled Centrifugal Chiller w/1 frictionless VSD compressor and condenser relief (>= 600 tons, 0.585 kW/ton, 0.38 IPLV) | Water Cooled Centrifugal Chiller w/1 frictionless VSD compressor and condenser relief (>= 600 tons, 0.585 kW/ton, 0.38 IPLV) | Water Cooled Centrifugal Chiller w/1 frictionless VSD compressor and condenser relief (>= 600 tons, 0.497 kW/ton, 0.323 IPLV) | WtrCldCentChlr-NoFric-1Cmp-gte600tons-0.585kwpton-0.38IPLV-VarSpd-CndRlf | WtrCldCentChlr-NoFric-1Cmp-gte600tons-0.585kwpton-0.38IPLV-VarSpd-CndRlf | WtrCldCentChlr-NoFric-1Cmp-gte600tons-0.497kwpton-0.323IPLV-VarSpd-CndRlf | Available |  | 0 | 0 |  | ErRobNc |  | HVAC-Chlr |  | None | 2020-01-01 | 2022-12-31 | [5 empty] | Standard |  | 1 | 1 | 0 | Deemed Ex Ante Team |  |  |  | Scheduled measure expiration
2020 | NE-HVAC-Chlr-WtrCldCentChlr-NoFric-1Cmp-gte600tons-0.527kwpton-0.342IPLV-VarSpd-CndRlf | Water Cooled Centrifugal Chiller w/1 frictionless VSD compressor and condenser relief (>= 600 tons, 0.527 Max kW/ton, 0.342 Max IPLV) | DEER2020 | D20 v1 | 2022-05-20 18:17 | NE-HVAC-Chlr-WtrCldCentChlr-NoFric-1Cmp-gte600tons-0.527kwpton-0.342IPLV-VarSpd-CndRlf | DEER | Standard | None | 0 | 0 | None |  | 0 |  | 0 | Com | Any | HVAC | SpaceCool | Chiller | WtrCldCentChlr |  | HVAC-Chlr | Water Cooled Centrifugal Chiller w/1 frictionless VSD compressor and condenser relief (>= 600 tons, 0.585 kW/ton, 0.38 IPLV) | Water Cooled Centrifugal Chiller w/1 frictionless VSD compressor and condenser relief (>= 600 tons, 0.585 kW/ton, 0.38 IPLV) | Water Cooled Centrifugal Chiller w/1 frictionless VSD compressor and condenser relief (>= 600 tons, 0.527 kW/ton, 0.342 IPLV) | WtrCldCentChlr-NoFric-1Cmp-gte600tons-0.585kwpton-0.38IPLV-VarSpd-CndRlf | WtrCldCentChlr-NoFric-1Cmp-gte600tons-0.585kwpton-0.38IPLV-VarSpd-CndRlf | WtrCldCentChlr-NoFric-1Cmp-gte600tons-0.527kwpton-0.342IPLV-VarSpd-CndRlf | Available |  | 0 | 0 |  | ErRobNc |  | HVAC-Chlr |  | None | 2020-01-01 | 2022-12-31 | [5 empty] | Standard |  | 1 | 1 | 0 | Deemed Ex Ante Team |  |  |  | Scheduled measure expiration
2020 | NE-HVAC-Chlr-WtrCldCentChlr-NoFric-1Cmp-lt150tons-0.591kwpton-0.374IPLV-VarSpd-CndRlf | Water Cooled Centrifugal Chiller w/1 frictionless VSD compressor and condenser relief (< 150 tons, 0.591 Max kW/ton, 0.374 Max IPLV) | DEER2020 | D20 v1 | 2022-05-20 18:17 | NE-HVAC-Chlr-WtrCldCentChlr-NoFric-1Cmp-lt150tons-0.591kwpton-0.374IPLV-VarSpd-CndRlf | DEER | Standard | None | 0 | 0 | None |  | 0 |  | 0 | Com | Any | HVAC | SpaceCool | Chiller | WtrCldCentChlr |  | HVAC-Chlr | Water Cooled Centrifugal Chiller w/1 frictionless VSD compressor and condenser relief (< 150 tons, 0.695 kW/ton, 0.44 IPLV) | Water Cooled Centrifugal Chiller w/1 frictionless VSD compressor and condenser relief (< 150 tons, 0.695 kW/ton, 0.44 IPLV) | Water Cooled Centrifugal Chiller w/1 frictionless VSD compressor and condenser relief (< 150 tons, 0.591 kW/ton, 0.374 IPLV) | WtrCldCentChlr-NoFric-1Cmp-lt150tons-0.695kwpton-0.44IPLV-VarSpd-CndRlf | WtrCldCentChlr-NoFric-1Cmp-lt150tons-0.695kwpton-0.44IPLV-VarSpd-CndRlf | WtrCldCentChlr-NoFric-1Cmp-lt150tons-0.591kwpton-0.374IPLV-VarSpd-CndRlf | Available |  | 0 | 0 |  | ErRobNc |  | HVAC-Chlr |  | None | 2020-01-01 | 2022-12-31 | [5 empty] | Standard |  | 1 | 1 | 0 | Deemed Ex Ante Team |  |  |  | Scheduled measure expiration
2020 | NE-HVAC-Chlr-WtrCldCentChlr-NoFric-1Cmp-lt150tons-0.626kwpton-0.396IPLV-VarSpd-CndRlf | Water Cooled Centrifugal Chiller w/1 frictionless VSD compressor and condenser relief (< 150 tons, 0.626 Max kW/ton, 0.396 Max IPLV) | DEER2020 | D20 v1 | 2022-05-20 18:17 | NE-HVAC-Chlr-WtrCldCentChlr-NoFric-1Cmp-lt150tons-0.626kwpton-0.396IPLV-VarSpd-CndRlf | DEER | Standard | None | 0 | 0 | None |  | 0 |  | 0 | Com | Any | HVAC | SpaceCool | Chiller | WtrCldCentChlr |  | HVAC-Chlr | Water Cooled Centrifugal Chiller w/1 frictionless VSD compressor and condenser relief (< 150 tons, 0.695 kW/ton, 0.44 IPLV) | Water Cooled Centrifugal Chiller w/1 frictionless VSD compressor and condenser relief (< 150 tons, 0.695 kW/ton, 0.44 IPLV) | Water Cooled Centrifugal Chiller w/1 frictionless VSD compressor and condenser relief (< 150 tons, 0.626 kW/ton, 0.396 IPLV) | WtrCldCentChlr-NoFric-1Cmp-lt150tons-0.695kwpton-0.44IPLV-VarSpd-CndRlf | WtrCldCentChlr-NoFric-1Cmp-lt150tons-0.695kwpton-0.44IPLV-VarSpd-CndRlf | WtrCldCentChlr-NoFric-1Cmp-lt150tons-0.626kwpton-0.396IPLV-VarSpd-CndRlf | Available |  | 0 | 0 |  | ErRobNc |  | HVAC-Chlr |  | None | 2020-01-01 | 2022-12-31 | [5 empty] | Standard |  | 1 | 1 | 0 | Deemed Ex Ante Team |  |  |  | Scheduled measure expiration
2020 | NE-HVAC-Chlr-WtrCldCentChlr-NoFric-2Cmp-150to299tons-0.54kwpton-0.34IPLV-VarSpd-CndRlf | Water Cooled Centrifugal Chiller w/2 frictionless VSD compressors and condenser relief (150 to 299 tons, 0.54 Max kW/ton, 0.34 Max IPLV) | DEER2020 | D20 v1 | 2022-05-20 18:17 | NE-HVAC-Chlr-WtrCldCentChlr-NoFric-2Cmp-150to299tons-0.54kwpton-0.34IPLV-VarSpd-CndRlf | DEER | Standard | None | 0 | 0 | None |  | 0 |  | 0 | Com | Any | HVAC | SpaceCool | Chiller | WtrCldCentChlr |  | HVAC-Chlr | Water Cooled Centrifugal Chiller w/2 frictionless VSD compressors and condenser relief (150 to 299 tons, 0.635 kW/ton, 0.4 IPLV) | Water Cooled Centrifugal Chiller w/2 frictionless VSD compressors and condenser relief (150 to 299 tons, 0.635 kW/ton, 0.4 IPLV) | Water Cooled Centrifugal Chiller w/2 frictionless VSD compressors and condenser relief (150 to 299 tons, 0.54 kW/ton, 0.34 IPLV) | WtrCldCentChlr-NoFric-2Cmp-150to299tons-0.635kwpton-0.4IPLV-VarSpd-CndRlf | WtrCldCentChlr-NoFric-2Cmp-150to299tons-0.635kwpton-0.4IPLV-VarSpd-CndRlf | WtrCldCentChlr-NoFric-2Cmp-150to299tons-0.54kwpton-0.34IPLV-VarSpd-CndRlf | Available |  | 0 | 0 |  | ErRobNc |  | HVAC-Chlr |  | None | 2020-01-01 | 2022-12-31 | [5 empty] | Standard |  | 1 | 1 | 0 | Deemed Ex Ante Team |  |  |  | Scheduled measure expiration
2020 | NE-HVAC-Chlr-WtrCldCentChlr-NoFric-2Cmp-150to299tons-0.572kwpton-0.36IPLV-VarSpd-CndRlf | Water Cooled Centrifugal Chiller w/2 frictionless VSD compressors and condenser relief (150 to 299 tons, 0.572 Max kW/ton, 0.36 Max IPLV) | DEER2020 | D20 v1 | 2022-05-20 18:17 | NE-HVAC-Chlr-WtrCldCentChlr-NoFric-2Cmp-150to299tons-0.572kwpton-0.36IPLV-VarSpd-CndRlf | DEER | Standard | None | 0 | 0 | None |  | 0 |  | 0 | Com | Any | HVAC | SpaceCool | Chiller | WtrCldCentChlr |  | HVAC-Chlr | Water Cooled Centrifugal Chiller w/2 frictionless VSD compressors and condenser relief (150 to 299 tons, 0.635 kW/ton, 0.4 IPLV) | Water Cooled Centrifugal Chiller w/2 frictionless VSD compressors and condenser relief (150 to 299 tons, 0.635 kW/ton, 0.4 IPLV) | Water Cooled Centrifugal Chiller w/2 frictionless VSD compressors and condenser relief (150 to 299 tons, 0.572 kW/ton, 0.36 IPLV) | WtrCldCentChlr-NoFric-2Cmp-150to299tons-0.635kwpton-0.4IPLV-VarSpd-CndRlf | WtrCldCentChlr-NoFric-2Cmp-150to299tons-0.635kwpton-0.4IPLV-VarSpd-CndRlf | WtrCldCentChlr-NoFric-2Cmp-150to299tons-0.572kwpton-0.36IPLV-VarSpd-CndRlf | Available |  | 0 | 0 |  | ErRobNc |  | HVAC-Chlr |  | None | 2020-01-01 | 2022-12-31 | [5 empty] | Standard |  | 1 | 1 | 0 | Deemed Ex Ante Team |  |  |  | Scheduled measure expiration
2020 | NE-HVAC-Chlr-WtrCldCentChlr-NoFric-2Cmp-300to399tons-0.506kwpton-0.332IPLV-VarSpd-CndRlf | Water Cooled Centrifugal Chiller w/2 frictionless VSD compressors and condenser relief (300 to 399 tons, 0.506 Max kW/ton, 0.332 Max IPLV) | DEER2020 | D20 v1 | 2022-05-20 18:17 | NE-HVAC-Chlr-WtrCldCentChlr-NoFric-2Cmp-300to399tons-0.506kwpton-0.332IPLV-VarSpd-CndRlf | DEER | Standard | None | 0 | 0 | None |  | 0 |  | 0 | Com | Any | HVAC | SpaceCool | Chiller | WtrCldCentChlr |  | HVAC-Chlr | Water Cooled Centrifugal Chiller w/2 frictionless VSD compressors and condenser relief (300 to 399 tons, 0.595 kW/ton, 0.39 IPLV) | Water Cooled Centrifugal Chiller w/2 frictionless VSD compressors and condenser relief (300 to 399 tons, 0.595 kW/ton, 0.39 IPLV) | Water Cooled Centrifugal Chiller w/2 frictionless VSD compressors and condenser relief (300 to 399 tons, 0.506 kW/ton, 0.332 IPLV) | WtrCldCentChlr-NoFric-2Cmp-300to399tons-0.595kwpton-0.39IPLV-VarSpd-CndRlf | WtrCldCentChlr-NoFric-2Cmp-300to399tons-0.595kwpton-0.39IPLV-VarSpd-CndRlf | WtrCldCentChlr-NoFric-2Cmp-300to399tons-0.506kwpton-0.332IPLV-VarSpd-CndRlf | Available |  | 0 | 0 |  | ErRobNc |  | HVAC-Chlr |  | None | 2020-01-01 | 2022-12-31 | [5 empty] | Standard |  | 1 | 1 | 0 | Deemed Ex Ante Team |  |  |  | Scheduled measure expiration
2020 | NE-HVAC-Chlr-WtrCldCentChlr-NoFric-2Cmp-300to399tons-0.536kwpton-0.351IPLV-VarSpd-CndRlf | Water Cooled Centrifugal Chiller w/2 frictionless VSD compressors and condenser relief (300 to 399 tons, 0.536 Max kW/ton, 0.351 Max IPLV) | DEER2020 | D20 v1 | 2022-05-20 18:17 | NE-HVAC-Chlr-WtrCldCentChlr-NoFric-2Cmp-300to399tons-0.536kwpton-0.351IPLV-VarSpd-CndRlf | DEER | Standard | None | 0 | 0 | None |  | 0 |  | 0 | Com | Any | HVAC | SpaceCool | Chiller | WtrCldCentChlr |  | HVAC-Chlr | Water Cooled Centrifugal Chiller w/2 frictionless VSD compressors and condenser relief (300 to 399 tons, 0.595 kW/ton, 0.39 IPLV) | Water Cooled Centrifugal Chiller w/2 frictionless VSD compressors and condenser relief (300 to 399 tons, 0.595 kW/ton, 0.39 IPLV) | Water Cooled Centrifugal Chiller w/2 frictionless VSD compressors and condenser relief (300 to 399 tons, 0.536 kW/ton, 0.351 IPLV) | WtrCldCentChlr-NoFric-2Cmp-300to399tons-0.595kwpton-0.39IPLV-VarSpd-CndRlf | WtrCldCentChlr-NoFric-2Cmp-300to399tons-0.595kwpton-0.39IPLV-VarSpd-CndRlf | WtrCldCentChlr-NoFric-2Cmp-300to399tons-0.536kwpton-0.351IPLV-VarSpd-CndRlf | Available |  | 0 | 0 |  | ErRobNc |  | HVAC-Chlr |  | None | 2020-01-01 | 2022-12-31 | [5 empty] | Standard |  | 1 | 1 | 0 | Deemed Ex Ante Team |  |  |  | Scheduled measure expiration
2020 | NE-HVAC-Chlr-WtrCldCentChlr-NoFric-2Cmp-400to599tons-0.497kwpton-0.323IPLV-VarSpd-CndRlf | Water Cooled Centrifugal Chiller w/2 frictionless VSD compressors and condenser relief (400 to 599 tons, 0.497 Max kW/ton, 0.323 Max IPLV) | DEER2020 | D20 v1 | 2022-05-20 18:17 | NE-HVAC-Chlr-WtrCldCentChlr-NoFric-2Cmp-400to599tons-0.497kwpton-0.323IPLV-VarSpd-CndRlf | DEER | Standard | None | 0 | 0 | None |  | 0 |  | 0 | Com | Any | HVAC | SpaceCool | Chiller | WtrCldCentChlr |  | HVAC-Chlr | Water Cooled Centrifugal Chiller w/2 frictionless VSD compressors and condenser relief (400 to 599 tons, 0.585 kW/ton, 0.38 IPLV) | Water Cooled Centrifugal Chiller w/2 frictionless VSD compressors and condenser relief (400 to 599 tons, 0.585 kW/ton, 0.38 IPLV) | Water Cooled Centrifugal Chiller w/2 frictionless VSD compressors and condenser relief (400 to 599 tons, 0.497 kW/ton, 0.323 IPLV) | WtrCldCentChlr-NoFric-2Cmp-400to599tons-0.585kwpton-0.38IPLV-VarSpd-CndRlf | WtrCldCentChlr-NoFric-2Cmp-400to599tons-0.585kwpton-0.38IPLV-VarSpd-CndRlf | WtrCldCentChlr-NoFric-2Cmp-400to599tons-0.497kwpton-0.323IPLV-VarSpd-CndRlf | Available |  | 0 | 0 |  | ErRobNc |  | HVAC-Chlr |  | None | 2020-01-01 | 2022-12-31 | [5 empty] | Standard |  | 1 | 1 | 0 | Deemed Ex Ante Team |  |  |  | Scheduled measure expiration
2020 | NE-HVAC-Chlr-WtrCldCentChlr-NoFric-2Cmp-400to599tons-0.527kwpton-0.342IPLV-VarSpd-CndRlf | Water Cooled Centrifugal Chiller w/2 frictionless VSD compressors and condenser relief (400 to 599 tons, 0.527 Max kW/ton, 0.342 Max IPLV) | DEER2020 | D20 v1 | 2022-05-20 18:17 | NE-HVAC-Chlr-WtrCldCentChlr-NoFric-2Cmp-400to599tons-0.527kwpton-0.342IPLV-VarSpd-CndRlf | DEER | Standard | None | 0 | 0 | None |  | 0 |  | 0 | Com | Any | HVAC | SpaceCool | Chiller | WtrCldCentChlr |  | HVAC-Chlr | Water Cooled Centrifugal Chiller w/2 frictionless VSD compressors and condenser relief (400 to 599 tons, 0.585 kW/ton, 0.38 IPLV) | Water Cooled Centrifugal Chiller w/2 frictionless VSD compressors and condenser relief (400 to 599 tons, 0.585 kW/ton, 0.38 IPLV) | Water Cooled Centrifugal Chiller w/2 frictionless VSD compressors and condenser relief (400 to 599 tons, 0.527 kW/ton, 0.342 IPLV) | WtrCldCentChlr-NoFric-2Cmp-400to599tons-0.585kwpton-0.38IPLV-VarSpd-CndRlf | WtrCldCentChlr-NoFric-2Cmp-400to599tons-0.585kwpton-0.38IPLV-VarSpd-CndRlf | WtrCldCentChlr-NoFric-2Cmp-400to599tons-0.527kwpton-0.342IPLV-VarSpd-CndRlf | Available |  | 0 | 0 |  | ErRobNc |  | HVAC-Chlr |  | None | 2020-01-01 | 2022-12-31 | [5 empty] | Standard |  | 1 | 1 | 0 | Deemed Ex Ante Team |  |  |  | Scheduled measure expiration
2020 | NE-HVAC-Chlr-WtrCldCentChlr-NoFric-2Cmp-gte600tons-0.497kwpton-0.323IPLV-VarSpd-CndRlf | Water Cooled Centrifugal Chiller w/2 frictionless VSD compressors and condenser relief (>= 600 tons, 0.497 Max kW/ton, 0.323 Max IPLV) | DEER2020 | D20 v1 | 2022-05-20 18:17 | NE-HVAC-Chlr-WtrCldCentChlr-NoFric-2Cmp-gte600tons-0.497kwpton-0.323IPLV-VarSpd-CndRlf | DEER | Standard | None | 0 | 0 | None |  | 0 |  | 0 | Com | Any | HVAC | SpaceCool | Chiller | WtrCldCentChlr |  | HVAC-Chlr | Water Cooled Centrifugal Chiller w/2 frictionless VSD compressors and condenser relief (>= 600 tons, 0.585 kW/ton, 0.38 IPLV) | Water Cooled Centrifugal Chiller w/2 frictionless VSD compressors and condenser relief (>= 600 tons, 0.585 kW/ton, 0.38 IPLV) | Water Cooled Centrifugal Chiller w/2 frictionless VSD compressors and condenser relief (>= 600 tons, 0.497 kW/ton, 0.323 IPLV) | WtrCldCentChlr-NoFric-2Cmp-gte600tons-0.585kwpton-0.38IPLV-VarSpd-CndRlf | WtrCldCentChlr-NoFric-2Cmp-gte600tons-0.585kwpton-0.38IPLV-VarSpd-CndRlf | WtrCldCentChlr-NoFric-2Cmp-gte600tons-0.497kwpton-0.323IPLV-VarSpd-CndRlf | Available |  | 0 | 0 |  | ErRobNc |  | HVAC-Chlr |  | None | 2020-01-01 | 2022-12-31 | [5 empty] | Standard |  | 1 | 1 | 0 | Deemed Ex Ante Team |  |  |  | Scheduled measure expiration
2020 | NE-HVAC-Chlr-WtrCldCentChlr-NoFric-2Cmp-gte600tons-0.527kwpton-0.342IPLV-VarSpd-CndRlf | Water Cooled Centrifugal Chiller w/2 frictionless VSD compressors and condenser relief (>= 600 tons, 0.527 Max kW/ton, 0.342 Max IPLV) | DEER2020 | D20 v1 | 2022-05-20 18:17 | NE-HVAC-Chlr-WtrCldCentChlr-NoFric-2Cmp-gte600tons-0.527kwpton-0.342IPLV-VarSpd-CndRlf | DEER | Standard | None | 0 | 0 | None |  | 0 |  | 0 | Com | Any | HVAC | SpaceCool | Chiller | WtrCldCentChlr |  | HVAC-Chlr | Water Cooled Centrifugal Chiller w/2 frictionless VSD compressors and condenser relief (>= 600 tons, 0.585 kW/ton, 0.38 IPLV) | Water Cooled Centrifugal Chiller w/2 frictionless VSD compressors and condenser relief (>= 600 tons, 0.585 kW/ton, 0.38 IPLV) | Water Cooled Centrifugal Chiller w/2 frictionless VSD compressors and condenser relief (>= 600 tons, 0.527 kW/ton, 0.342 IPLV) | WtrCldCentChlr-NoFric-2Cmp-gte600tons-0.585kwpton-0.38IPLV-VarSpd-CndRlf | WtrCldCentChlr-NoFric-2Cmp-gte600tons-0.585kwpton-0.38IPLV-VarSpd-CndRlf | WtrCldCentChlr-NoFric-2Cmp-gte600tons-0.527kwpton-0.342IPLV-VarSpd-CndRlf | Available |  | 0 | 0 |  | ErRobNc |  | HVAC-Chlr |  | None | 2020-01-01 | 2022-12-31 | [5 empty] | Standard |  | 1 | 1 | 0 | Deemed Ex Ante Team |  |  |  | Scheduled measure expiration
2020 | NE-HVAC-Chlr-WtrCldCentChlr-NoFric-2Cmp-lt150tons-0.591kwpton-0.374IPLV-VarSpd-CndRlf | Water Cooled Centrifugal Chiller w/2 frictionless VSD compressors and condenser relief (< 150 tons, 0.591 Max kW/ton, 0.374 Max IPLV) | DEER2020 | D20 v1 | 2022-05-20 18:17 | NE-HVAC-Chlr-WtrCldCentChlr-NoFric-2Cmp-lt150tons-0.591kwpton-0.374IPLV-VarSpd-CndRlf | DEER | Standard | None | 0 | 0 | None |  | 0 |  | 0 | Com | Any | HVAC | SpaceCool | Chiller | WtrCldCentChlr |  | HVAC-Chlr | Water Cooled Centrifugal Chiller w/2 frictionless VSD compressors and condenser relief (< 150 tons, 0.695 kW/ton, 0.44 IPLV) | Water Cooled Centrifugal Chiller w/2 frictionless VSD compressors and condenser relief (< 150 tons, 0.695 kW/ton, 0.44 IPLV) | Water Cooled Centrifugal Chiller w/2 frictionless VSD compressors and condenser relief (< 150 tons, 0.591 kW/ton, 0.374 IPLV) | WtrCldCentChlr-NoFric-2Cmp-lt150tons-0.695kwpton-0.44IPLV-VarSpd-CndRlf | WtrCldCentChlr-NoFric-2Cmp-lt150tons-0.695kwpton-0.44IPLV-VarSpd-CndRlf | WtrCldCentChlr-NoFric-2Cmp-lt150tons-0.591kwpton-0.374IPLV-VarSpd-CndRlf | Available |  | 0 | 0 |  | ErRobNc |  | HVAC-Chlr |  | None | 2020-01-01 | 2022-12-31 | [5 empty] | Standard |  | 1 | 1 | 0 | Deemed Ex Ante Team |  |  |  | Scheduled measure expiration
2020 | NE-HVAC-Chlr-WtrCldCentChlr-NoFric-2Cmp-lt150tons-0.626kwpton-0.396IPLV-VarSpd-CndRlf | Water Cooled Centrifugal Chiller w/2 frictionless VSD compressors and condenser relief (< 150 tons, 0.626 Max kW/ton, 0.396 Max IPLV) | DEER2020 | D20 v1 | 2022-05-20 18:17 | NE-HVAC-Chlr-WtrCldCentChlr-NoFric-2Cmp-lt150tons-0.626kwpton-0.396IPLV-VarSpd-CndRlf | DEER | Standard | None | 0 | 0 | None |  | 0 |  | 0 | Com | Any | HVAC | SpaceCool | Chiller | WtrCldCentChlr |  | HVAC-Chlr | Water Cooled Centrifugal Chiller w/2 frictionless VSD compressors and condenser relief (< 150 tons, 0.695 kW/ton, 0.44 IPLV) | Water Cooled Centrifugal Chiller w/2 frictionless VSD compressors and condenser relief (< 150 tons, 0.695 kW/ton, 0.44 IPLV) | Water Cooled Centrifugal Chiller w/2 frictionless VSD compressors and condenser relief (< 150 tons, 0.626 kW/ton, 0.396 IPLV) | WtrCldCentChlr-NoFric-2Cmp-lt150tons-0.695kwpton-0.44IPLV-VarSpd-CndRlf | WtrCldCentChlr-NoFric-2Cmp-lt150tons-0.695kwpton-0.44IPLV-VarSpd-CndRlf | WtrCldCentChlr-NoFric-2Cmp-lt150tons-0.626kwpton-0.396IPLV-VarSpd-CndRlf | Available |  | 0 | 0 |  | ErRobNc |  | HVAC-Chlr |  | None | 2020-01-01 | 2022-12-31 | [5 empty] | Standard |  | 1 | 1 | 0 | Deemed Ex Ante Team |  |  |  | Scheduled measure expiration
2020 | NE-HVAC-Chlr-WtrCldScrewChlr-150to299tons-0.561kwpton-0.459IPLV | Water Cooled Constant Speed Screw Chiller (150 to 299 tons, 0.561 Max kW/ton, 0.459 Max IPLV) | DEER2020 | D20 v1 | 2022-05-20 15:49 | NE-HVAC-Chlr-WtrCldScrewChlr-150to299tons-0.561kwpton-0.459IPLV | DEER | Standard | None | 0 | 0 | None |  | 0 |  | 0 | Com | Any | HVAC | SpaceCool | Chiller | WtrCldScrewChlr |  | HVAC-Chlr | Water cooled constant speed screw chillers, efficiency based on vintage | Water Cooled Constant Speed Screw Chiller (150 to 299 tons, 0.66 kW/ton, 0.54 IPLV) | Water Cooled Constant Speed Screw Chiller (150 to 299 tons, 0.561 kW/ton, 0.459 IPLV) |  | WtrCldScrewChlr-150to299tons-0.66kwpton-0.54IPLV | WtrCldScrewChlr-150to299tons-0.561kwpton-0.459IPLV | Available |  | 0 | 0 |  | ErRobNc |  | HVAC-Chlr |  | None | 2020-01-01 | 2022-12-31 | [5 empty] | Standard |  | 1 | 1 | 0 | Deemed Ex Ante Team |  |  |  | Updated to indicate claim/filing status
2020 | NE-HVAC-Chlr-WtrCldScrewChlr-150to299tons-0.578kwpton-0.374IPLV-VarSpd | Water Cooled Variable Speed Screw Chiller (150 to 299 tons, 0.578 Max kW/ton, 0.374 Max IPLV) | DEER2020 | D20 v1 | 2022-05-20 15:49 | NE-HVAC-Chlr-WtrCldScrewChlr-150to299tons-0.578kwpton-0.374IPLV-VarSpd | DEER | Standard | None | 0 | 0 | None |  | 0 |  | 0 | Com | Any | HVAC | SpaceCool | Chiller | WtrCldScrewChlr |  | HVAC-Chlr | Water Cooled Variable Speed Screw Chiller (150 to 299 tons, 0.68 kW/ton, 0.44 IPLV) | Water Cooled Variable Speed Screw Chiller (150 to 299 tons, 0.68 kW/ton, 0.44 IPLV) | Water Cooled Variable Speed Screw Chiller (150 to 299 tons, 0.578 kW/ton, 0.374 IPLV) | WtrCldScrewChlr-150to299tons-0.68kwpton-0.44IPLV-VarSpd | WtrCldScrewChlr-150to299tons-0.68kwpton-0.44IPLV-VarSpd | WtrCldScrewChlr-150to299tons-0.578kwpton-0.374IPLV-VarSpd | Available |  | 0 | 0 |  | ErRobNc |  | HVAC-Chlr |  | None | 2020-01-01 | 2022-12-31 | [5 empty] | Standard |  | 1 | 1 | 0 | Deemed Ex Ante Team |  |  |  | Updated to indicate claim/filing status
2020 | NE-HVAC-Chlr-WtrCldScrewChlr-150to299tons-0.594kwpton-0.486IPLV | Water Cooled Constant Speed Screw Chiller (150 to 299 tons, 0.594 Max kW/ton, 0.486 Max IPLV) | DEER2020 | D20 v1 | 2022-05-20 15:49 | NE-HVAC-Chlr-WtrCldScrewChlr-150to299tons-0.594kwpton-0.486IPLV | DEER | Standard | None | 0 | 0 | None |  | 0 |  | 0 | Com | Any | HVAC | SpaceCool | Chiller | WtrCldScrewChlr |  | HVAC-Chlr | Water cooled constant speed screw chillers, efficiency based on vintage | Water Cooled Constant Speed Screw Chiller (150 to 299 tons, 0.66 kW/ton, 0.54 IPLV) | Water Cooled Constant Speed Screw Chiller (150 to 299 tons, 0.594 kW/ton, 0.486 IPLV) |  | WtrCldScrewChlr-150to299tons-0.66kwpton-0.54IPLV | WtrCldScrewChlr-150to299tons-0.594kwpton-0.486IPLV | Available |  | 0 | 0 |  | ErRobNc |  | HVAC-Chlr |  | None | 2020-01-01 | 2022-12-31 | [5 empty] | Standard |  | 1 | 1 | 0 | Deemed Ex Ante Team |  |  |  | Updated to indicate claim/filing status
2020 | NE-HVAC-Chlr-WtrCldScrewChlr-150to299tons-0.612kwpton-0.396IPLV-VarSpd | Water Cooled Variable Speed Screw Chiller (150 to 299 tons, 0.612 Max kW/ton, 0.396 Max IPLV) | DEER2020 | D20 v1 | 2022-05-20 15:49 | NE-HVAC-Chlr-WtrCldScrewChlr-150to299tons-0.612kwpton-0.396IPLV-VarSpd | DEER | Standard | None | 0 | 0 | None |  | 0 |  | 0 | Com | Any | HVAC | SpaceCool | Chiller | WtrCldScrewChlr |  | HVAC-Chlr | Water Cooled Variable Speed Screw Chiller (150 to 299 tons, 0.68 kW/ton, 0.44 IPLV) | Water Cooled Variable Speed Screw Chiller (150 to 299 tons, 0.68 kW/ton, 0.44 IPLV) | Water Cooled Variable Speed Screw Chiller (150 to 299 tons, 0.612 kW/ton, 0.396 IPLV) | WtrCldScrewChlr-150to299tons-0.68kwpton-0.44IPLV-VarSpd | WtrCldScrewChlr-150to299tons-0.68kwpton-0.44IPLV-VarSpd | WtrCldScrewChlr-150to299tons-0.612kwpton-0.396IPLV-VarSpd | Available |  | 0 | 0 |  | ErRobNc |  | HVAC-Chlr |  | None | 2020-01-01 | 2022-12-31 | [5 empty] | Standard |  | 1 | 1 | 0 | Deemed Ex Ante Team |  |  |  | Updated to indicate claim/filing status
2020 | NE-HVAC-Chlr-WtrCldScrewChlr-300to599tons-0.519kwpton-0.442IPLV | Water Cooled Constant Speed Screw Chiller (300 to 599 tons, 0.519 Max kW/ton, 0.442 Max IPLV) | DEER2020 | D20 v1 | 2022-05-20 15:49 | NE-HVAC-Chlr-WtrCldScrewChlr-300to599tons-0.519kwpton-0.442IPLV | DEER | Standard | None | 0 | 0 | None |  | 0 |  | 0 | Com | Any | HVAC | SpaceCool | Chiller | WtrCldScrewChlr |  | HVAC-Chlr | Water cooled constant speed screw chillers, efficiency based on vintage | Water Cooled Constant Speed Screw Chiller (300 to 599 tons, 0.61 kW/ton, 0.52 IPLV) | Water Cooled Constant Speed Screw Chiller (300 to 599 tons, 0.519 kW/ton, 0.442 IPLV) |  | WtrCldScrewChlr-300to599tons-0.61kwpton-0.52IPLV | WtrCldScrewChlr-300to599tons-0.519kwpton-0.442IPLV | Available |  | 0 | 0 |  | ErRobNc |  | HVAC-Chlr |  | None | 2020-01-01 | 2022-12-31 | [5 empty] | Standard |  | 1 | 1 | 0 | Deemed Ex Ante Team |  |  |  | Updated to indicate claim/filing status
2020 | NE-HVAC-Chlr-WtrCldScrewChlr-300to599tons-0.531kwpton-0.349IPLV-VarSpd | Water Cooled Variable Speed Screw Chiller (300 to 599 tons, 0.531 Max kW/ton, 0.349 Max IPLV) | DEER2020 | D20 v1 | 2022-05-20 15:49 | NE-HVAC-Chlr-WtrCldScrewChlr-300to599tons-0.531kwpton-0.349IPLV-VarSpd | DEER | Standard | None | 0 | 0 | None |  | 0 |  | 0 | Com | Any | HVAC | SpaceCool | Chiller | WtrCldScrewChlr |  | HVAC-Chlr | Water Cooled Variable Speed Screw Chiller (300 to 599 tons, 0.625 kW/ton, 0.41 IPLV) | Water Cooled Variable Speed Screw Chiller (300 to 599 tons, 0.625 kW/ton, 0.41 IPLV) | Water Cooled Variable Speed Screw Chiller (300 to 599 tons, 0.531 kW/ton, 0.349 IPLV) | WtrCldScrewChlr-300to599tons-0.625kwpton-0.41IPLV-VarSpd | WtrCldScrewChlr-300to599tons-0.625kwpton-0.41IPLV-VarSpd | WtrCldScrewChlr-300to599tons-0.531kwpton-0.349IPLV-VarSpd | Available |  | 0 | 0 |  | ErRobNc |  | HVAC-Chlr |  | None | 2020-01-01 | 2022-12-31 | [5 empty] | Standard |  | 1 | 1 | 0 | Deemed Ex Ante Team |  |  |  | Updated to indicate claim/filing status
2020 | NE-HVAC-Chlr-WtrCldScrewChlr-300to599tons-0.549kwpton-0.468IPLV | Water Cooled Constant Speed Screw Chiller (300 to 599 tons, 0.549 Max kW/ton, 0.468 Max IPLV) | DEER2020 | D20 v1 | 2022-05-20 15:49 | NE-HVAC-Chlr-WtrCldScrewChlr-300to599tons-0.549kwpton-0.468IPLV | DEER | Standard | None | 0 | 0 | None |  | 0 |  | 0 | Com | Any | HVAC | SpaceCool | Chiller | WtrCldScrewChlr |  | HVAC-Chlr | Water cooled constant speed screw chillers, efficiency based on vintage | Water Cooled Constant Speed Screw Chiller (300 to 599 tons, 0.61 kW/ton, 0.52 IPLV) | Water Cooled Constant Speed Screw Chiller (300 to 599 tons, 0.549 kW/ton, 0.468 IPLV) |  | WtrCldScrewChlr-300to599tons-0.61kwpton-0.52IPLV | WtrCldScrewChlr-300to599tons-0.549kwpton-0.468IPLV | Available |  | 0 | 0 |  | ErRobNc |  | HVAC-Chlr |  | None | 2020-01-01 | 2022-12-31 | [5 empty] | Standard |  | 1 | 1 | 0 | Deemed Ex Ante Team |  |  |  | Updated to indicate claim/filing status
2020 | NE-HVAC-Chlr-WtrCldScrewChlr-300to599tons-0.563kwpton-0.369IPLV-VarSpd | Water Cooled Variable Speed Screw Chiller (300 to 599 tons, 0.563 Max kW/ton, 0.369 Max IPLV) | DEER2020 | D20 v1 | 2022-05-20 15:49 | NE-HVAC-Chlr-WtrCldScrewChlr-300to599tons-0.563kwpton-0.369IPLV-VarSpd | DEER | Standard | None | 0 | 0 | None |  | 0 |  | 0 | Com | Any | HVAC | SpaceCool | Chiller | WtrCldScrewChlr |  | HVAC-Chlr | Water Cooled Variable Speed Screw Chiller (300 to 599 tons, 0.625 kW/ton, 0.41 IPLV) | Water Cooled Variable Speed Screw Chiller (300 to 599 tons, 0.625 kW/ton, 0.41 IPLV) | Water Cooled Variable Speed Screw Chiller (300 to 599 tons, 0.563 kW/ton, 0.369 IPLV) | WtrCldScrewChlr-300to599tons-0.625kwpton-0.41IPLV-VarSpd | WtrCldScrewChlr-300to599tons-0.625kwpton-0.41IPLV-VarSpd | WtrCldScrewChlr-300to599tons-0.563kwpton-0.369IPLV-VarSpd | Available |  | 0 | 0 |  | ErRobNc |  | HVAC-Chlr |  | None | 2020-01-01 | 2022-12-31 | [5 empty] | Standard |  | 1 | 1 | 0 | Deemed Ex Ante Team |  |  |  | Updated to indicate claim/filing status
2020 | NE-HVAC-Chlr-WtrCldScrewChlr-75to149tons-0.612kwpton-0.476IPLV | Water Cooled Constant Speed Screw Chiller (75 to 149 tons, 0.612 Max kW/ton, 0.476 Max IPLV) | DEER2020 | D20 v1 | 2022-05-20 15:49 | NE-HVAC-Chlr-WtrCldScrewChlr-75to149tons-0.612kwpton-0.476IPLV | DEER | Standard | None | 0 | 0 | None |  | 0 |  | 0 | Com | Any | HVAC | SpaceCool | Chiller | WtrCldScrewChlr |  | HVAC-Chlr | Water cooled constant speed screw chillers, efficiency based on vintage | Water Cooled Constant Speed Screw Chiller (75 to 149 tons, 0.72 kW/ton, 0.56 IPLV) | Water Cooled Constant Speed Screw Chiller (75 to 149 tons, 0.612 kW/ton, 0.476 IPLV) |  | WtrCldScrewChlr-75to149tons-0.72kwpton-0.56IPLV | WtrCldScrewChlr-75to149tons-0.612kwpton-0.476IPLV | Available |  | 0 | 0 |  | ErRobNc |  | HVAC-Chlr |  | None | 2020-01-01 | 2022-12-31 | [5 empty] | Standard |  | 1 | 1 | 0 | Deemed Ex Ante Team |  |  |  | Updated to indicate claim/filing status
2020 | NE-HVAC-Chlr-WtrCldScrewChlr-75to149tons-0.638kwpton-0.417IPLV-VarSpd | Water Cooled Variable Speed Screw Chiller (75 to 149 tons, 0.638 Max kW/ton, 0.417 Max IPLV) | DEER2020 | D20 v1 | 2022-05-20 15:49 | NE-HVAC-Chlr-WtrCldScrewChlr-75to149tons-0.638kwpton-0.417IPLV-VarSpd | DEER | Standard | None | 0 | 0 | None |  | 0 |  | 0 | Com | Any | HVAC | SpaceCool | Chiller | WtrCldScrewChlr |  | HVAC-Chlr | Water Cooled Variable Speed Screw Chiller (75 to 149 tons, 0.75 kW/ton, 0.49 IPLV) | Water Cooled Variable Speed Screw Chiller (75 to 149 tons, 0.75 kW/ton, 0.49 IPLV) | Water Cooled Variable Speed Screw Chiller (75 to 149 tons, 0.638 kW/ton, 0.417 IPLV) | WtrCldScrewChlr-75to149tons-0.75kwpton-0.49IPLV-VarSpd | WtrCldScrewChlr-75to149tons-0.75kwpton-0.49IPLV-VarSpd | WtrCldScrewChlr-75to149tons-0.638kwpton-0.417IPLV-VarSpd | Available |  | 0 | 0 |  | ErRobNc |  | HVAC-Chlr |  | None | 2020-01-01 | 2022-12-31 | [5 empty] | Standard |  | 1 | 1 | 0 | Deemed Ex Ante Team |  |  |  | Updated to indicate claim/filing status
2020 | NE-HVAC-Chlr-WtrCldScrewChlr-75to149tons-0.648kwpton-0.504IPLV | Water Cooled Constant Speed Screw Chiller (75 to 149 tons, 0.648 Max kW/ton, 0.504 Max IPLV) | DEER2020 | D20 v1 | 2022-05-20 15:49 | NE-HVAC-Chlr-WtrCldScrewChlr-75to149tons-0.648kwpton-0.504IPLV | DEER | Standard | None | 0 | 0 | None |  | 0 |  | 0 | Com | Any | HVAC | SpaceCool | Chiller | WtrCldScrewChlr |  | HVAC-Chlr | Water cooled constant speed screw chillers, efficiency based on vintage | Water Cooled Constant Speed Screw Chiller (75 to 149 tons, 0.72 kW/ton, 0.56 IPLV) | Water Cooled Constant Speed Screw Chiller (75 to 149 tons, 0.648 kW/ton, 0.504 IPLV) |  | WtrCldScrewChlr-75to149tons-0.72kwpton-0.56IPLV | WtrCldScrewChlr-75to149tons-0.648kwpton-0.504IPLV | Available |  | 0 | 0 |  | ErRobNc |  | HVAC-Chlr |  | None | 2020-01-01 | 2022-12-31 | [5 empty] | Standard |  | 1 | 1 | 0 | Deemed Ex Ante Team |  |  |  | Updated to indicate claim/filing status
2020 | NE-HVAC-Chlr-WtrCldScrewChlr-75to149tons-0.675kwpton-0.441IPLV-VarSpd | Water Cooled Variable Speed Screw Chiller (75 to 149 tons, 0.675 Max kW/ton, 0.441 Max IPLV) | DEER2020 | D20 v1 | 2022-05-20 15:49 | NE-HVAC-Chlr-WtrCldScrewChlr-75to149tons-0.675kwpton-0.441IPLV-VarSpd | DEER | Standard | None | 0 | 0 | None |  | 0 |  | 0 | Com | Any | HVAC | SpaceCool | Chiller | WtrCldScrewChlr |  | HVAC-Chlr | Water Cooled Variable Speed Screw Chiller (75 to 149 tons, 0.75 kW/ton, 0.49 IPLV) | Water Cooled Variable Speed Screw Chiller (75 to 149 tons, 0.75 kW/ton, 0.49 IPLV) | Water Cooled Variable Speed Screw Chiller (75 to 149 tons, 0.675 kW/ton, 0.441 IPLV) | WtrCldScrewChlr-75to149tons-0.75kwpton-0.49IPLV-VarSpd | WtrCldScrewChlr-75to149tons-0.75kwpton-0.49IPLV-VarSpd | WtrCldScrewChlr-75to149tons-0.675kwpton-0.441IPLV-VarSpd | Available |  | 0 | 0 |  | ErRobNc |  | HVAC-Chlr |  | None | 2020-01-01 | 2022-12-31 | [5 empty] | Standard |  | 1 | 1 | 0 | Deemed Ex Ante Team |  |  |  | Updated to indicate claim/filing status
2020 | NE-HVAC-Chlr-WtrCldScrewChlr-gte600tons-0.476kwpton-0.425IPLV | Water Cooled Constant Speed Screw Chiller (>= 600 tons, 0.476 Max kW/ton, 0.425 Max IPLV) | DEER2020 | D20 v1 | 2022-05-20 15:49 | NE-HVAC-Chlr-WtrCldScrewChlr-gte600tons-0.476kwpton-0.425IPLV | DEER | Standard | None | 0 | 0 | None |  | 0 |  | 0 | Com | Any | HVAC | SpaceCool | Chiller | WtrCldScrewChlr |  | HVAC-Chlr | Water cooled constant speed screw chillers, efficiency based on vintage | Water Cooled Constant Speed Screw Chiller (>= 600 tons, 0.56 kW/ton, 0.5 IPLV) | Water Cooled Constant Speed Screw Chiller (>= 600 tons, 0.476 kW/ton, 0.425 IPLV) |  | WtrCldScrewChlr-gte600tons-0.56kwpton-0.5IPLV | WtrCldScrewChlr-gte600tons-0.476kwpton-0.425IPLV | Available |  | 0 | 0 |  | ErRobNc |  | HVAC-Chlr |  | None | 2020-01-01 | 2022-12-31 | [5 empty] | Standard |  | 1 | 1 | 0 | Deemed Ex Ante Team |  |  |  | Updated to indicate claim/filing status
2020 | NE-HVAC-Chlr-WtrCldScrewChlr-gte600tons-0.497kwpton-0.323IPLV-VarSpd | Water Cooled Variable Speed Screw Chiller (>= 600 tons, 0.497 Max kW/ton, 0.323 Max IPLV) | DEER2020 | D20 v1 | 2022-05-20 15:49 | NE-HVAC-Chlr-WtrCldScrewChlr-gte600tons-0.497kwpton-0.323IPLV-VarSpd | DEER | Standard | None | 0 | 0 | None |  | 0 |  | 0 | Com | Any | HVAC | SpaceCool | Chiller | WtrCldScrewChlr |  | HVAC-Chlr | Water Cooled Variable Speed Screw Chiller (>= 600 tons, 0.585 kW/ton, 0.38 IPLV) | Water Cooled Variable Speed Screw Chiller (>= 600 tons, 0.585 kW/ton, 0.38 IPLV) | Water Cooled Variable Speed Screw Chiller (>= 600 tons, 0.497 kW/ton, 0.323 IPLV) | WtrCldScrewChlr-gte600tons-0.585kwpton-0.38IPLV-VarSpd | WtrCldScrewChlr-gte600tons-0.585kwpton-0.38IPLV-VarSpd | WtrCldScrewChlr-gte600tons-0.497kwpton-0.323IPLV-VarSpd | Available |  | 0 | 0 |  | ErRobNc |  | HVAC-Chlr |  | None | 2020-01-01 | 2022-12-31 | [5 empty] | Standard |  | 1 | 1 | 0 | Deemed Ex Ante Team |  |  |  | Updated to indicate claim/filing status
2020 | NE-HVAC-Chlr-WtrCldScrewChlr-gte600tons-0.504kwpton-0.45IPLV | Water Cooled Constant Speed Screw Chiller (>= 600 tons, 0.504 Max kW/ton, 0.45 Max IPLV) | DEER2020 | D20 v1 | 2022-05-20 15:49 | NE-HVAC-Chlr-WtrCldScrewChlr-gte600tons-0.504kwpton-0.45IPLV | DEER | Standard | None | 0 | 0 | None |  | 0 |  | 0 | Com | Any | HVAC | SpaceCool | Chiller | WtrCldScrewChlr |  | HVAC-Chlr | Water cooled constant speed screw chillers, efficiency based on vintage | Water Cooled Constant Speed Screw Chiller (>= 600 tons, 0.56 kW/ton, 0.5 IPLV) | Water Cooled Constant Speed Screw Chiller (>= 600 tons, 0.504 kW/ton, 0.45 IPLV) |  | WtrCldScrewChlr-gte600tons-0.56kwpton-0.5IPLV | WtrCldScrewChlr-gte600tons-0.504kwpton-0.45IPLV | Available |  | 0 | 0 |  | ErRobNc |  | HVAC-Chlr |  | None | 2020-01-01 | 2022-12-31 | [5 empty] | Standard |  | 1 | 1 | 0 | Deemed Ex Ante Team |  |  |  | Updated to indicate claim/filing status
2020 | NE-HVAC-Chlr-WtrCldScrewChlr-gte600tons-0.527kwpton-0.342IPLV-VarSpd | Water Cooled Variable Speed Screw Chiller (>= 600 tons, 0.527 Max kW/ton, 0.342 Max IPLV) | DEER2020 | D20 v1 | 2022-05-20 15:49 | NE-HVAC-Chlr-WtrCldScrewChlr-gte600tons-0.527kwpton-0.342IPLV-VarSpd | DEER | Standard | None | 0 | 0 | None |  | 0 |  | 0 | Com | Any | HVAC | SpaceCool | Chiller | WtrCldScrewChlr |  | HVAC-Chlr | Water Cooled Variable Speed Screw Chiller (>= 600 tons, 0.585 kW/ton, 0.38 IPLV) | Water Cooled Variable Speed Screw Chiller (>= 600 tons, 0.585 kW/ton, 0.38 IPLV) | Water Cooled Variable Speed Screw Chiller (>= 600 tons, 0.527 kW/ton, 0.342 IPLV) | WtrCldScrewChlr-gte600tons-0.585kwpton-0.38IPLV-VarSpd | WtrCldScrewChlr-gte600tons-0.585kwpton-0.38IPLV-VarSpd | WtrCldScrewChlr-gte600tons-0.527kwpton-0.342IPLV-VarSpd | Available |  | 0 | 0 |  | ErRobNc |  | HVAC-Chlr |  | None | 2020-01-01 | 2022-12-31 | [5 empty] | Standard |  | 1 | 1 | 0 | Deemed Ex Ante Team |  |  |  | Updated to indicate claim/filing status
2020 | NE-HVAC-Chlr-WtrCldScrewChlr-lt75tons-0.638kwpton-0.51IPLV | Water Cooled Constant Speed Screw Chiller (< 75 tons, 0.638 Max kW/ton, 0.51 Max IPLV) | DEER2020 | D20 v1 | 2022-05-20 15:49 | NE-HVAC-Chlr-WtrCldScrewChlr-lt75tons-0.638kwpton-0.51IPLV | DEER | Standard | None | 0 | 0 | None |  | 0 |  | 0 | Com | Any | HVAC | SpaceCool | Chiller | WtrCldScrewChlr |  | HVAC-Chlr | Water cooled constant speed screw chillers, efficiency based on vintage | Water Cooled Constant Speed Screw Chiller (< 75 tons, 0.75 kW/ton, 0.6 IPLV) | Water Cooled Constant Speed Screw Chiller (< 75 tons, 0.638 kW/ton, 0.51 IPLV) |  | WtrCldScrewChlr-lt75tons-0.75kwpton-0.6IPLV | WtrCldScrewChlr-lt75tons-0.638kwpton-0.51IPLV | Available |  | 0 | 0 |  | ErRobNc |  | HVAC-Chlr |  | None | 2020-01-01 | 2022-12-31 | [5 empty] | Standard |  | 1 | 1 | 0 | Deemed Ex Ante Team |  |  |  | Updated to indicate claim/filing status
2020 | NE-HVAC-Chlr-WtrCldScrewChlr-lt75tons-0.663kwpton-0.425IPLV-VarSpd | Water Cooled Variable Speed Screw Chiller (< 75 tons, 0.663 Max kW/ton, 0.425 Max IPLV) | DEER2020 | D20 v1 | 2022-05-20 15:49 | NE-HVAC-Chlr-WtrCldScrewChlr-lt75tons-0.663kwpton-0.425IPLV-VarSpd | DEER | Standard | None | 0 | 0 | None |  | 0 |  | 0 | Com | Any | HVAC | SpaceCool | Chiller | WtrCldScrewChlr |  | HVAC-Chlr | Water Cooled Variable Speed Screw Chiller (< 75 tons, 0.78 kW/ton, 0.5 IPLV) | Water Cooled Variable Speed Screw Chiller (< 75 tons, 0.78 kW/ton, 0.5 IPLV) | Water Cooled Variable Speed Screw Chiller (< 75 tons, 0.663 kW/ton, 0.425 IPLV) | WtrCldScrewChlr-lt75tons-0.78kwpton-0.5IPLV-VarSpd | WtrCldScrewChlr-lt75tons-0.78kwpton-0.5IPLV-VarSpd | WtrCldScrewChlr-lt75tons-0.663kwpton-0.425IPLV-VarSpd | Available |  | 0 | 0 |  | ErRobNc |  | HVAC-Chlr |  | None | 2020-01-01 | 2022-12-31 | [5 empty] | Standard |  | 1 | 1 | 0 | Deemed Ex Ante Team |  |  |  | Updated to indicate claim/filing status
2020 | NE-HVAC-Chlr-WtrCldScrewChlr-lt75tons-0.675kwpton-0.54IPLV | Water Cooled Constant Speed Screw Chiller (< 75 tons, 0.675 Max kW/ton, 0.54 Max IPLV) | DEER2020 | D20 v1 | 2022-05-20 15:49 | NE-HVAC-Chlr-WtrCldScrewChlr-lt75tons-0.675kwpton-0.54IPLV | DEER | Standard | None | 0 | 0 | None |  | 0 |  | 0 | Com | Any | HVAC | SpaceCool | Chiller | WtrCldScrewChlr |  | HVAC-Chlr | Water cooled constant speed screw chillers, efficiency based on vintage | Water Cooled Constant Speed Screw Chiller (< 75 tons, 0.75 kW/ton, 0.6 IPLV) | Water Cooled Constant Speed Screw Chiller (< 75 tons, 0.675 kW/ton, 0.54 IPLV) |  | WtrCldScrewChlr-lt75tons-0.75kwpton-0.6IPLV | WtrCldScrewChlr-lt75tons-0.675kwpton-0.54IPLV | Available |  | 0 | 0 |  | ErRobNc |  | HVAC-Chlr |  | None | 2020-01-01 | 2022-12-31 | [5 empty] | Standard |  | 1 | 1 | 0 | Deemed Ex Ante Team |  |  |  | Updated to indicate claim/filing status
2020 | NE-HVAC-Chlr-WtrCldScrewChlr-lt75tons-0.702kwpton-0.45IPLV-VarSpd | Water Cooled Variable Speed Screw Chiller (< 75 tons, 0.702 Max kW/ton, 0.45 Max IPLV) | DEER2020 | D20 v1 | 2022-05-20 15:49 | NE-HVAC-Chlr-WtrCldScrewChlr-lt75tons-0.702kwpton-0.45IPLV-VarSpd | DEER | Standard | None | 0 | 0 | None |  | 0 |  | 0 | Com | Any | HVAC | SpaceCool | Chiller | WtrCldScrewChlr |  | HVAC-Chlr | Water Cooled Variable Speed Screw Chiller (< 75 tons, 0.78 kW/ton, 0.5 IPLV) | Water Cooled Variable Speed Screw Chiller (< 75 tons, 0.78 kW/ton, 0.5 IPLV) | Water Cooled Variable Speed Screw Chiller (< 75 tons, 0.702 kW/ton, 0.45 IPLV) | WtrCldScrewChlr-lt75tons-0.78kwpton-0.5IPLV-VarSpd | WtrCldScrewChlr-lt75tons-0.78kwpton-0.5IPLV-VarSpd | WtrCldScrewChlr-lt75tons-0.702kwpton-0.45IPLV-VarSpd | Available |  | 0 | 0 |  | ErRobNc |  | HVAC-Chlr |  | None | 2020-01-01 | 2022-12-31 | [5 empty] | Standard |  | 1 | 1 | 0 | Deemed Ex Ante Team |  |  |  | Updated to indicate claim/filing status
2020 | NE-HVAC-RefChg-Inc-High-ntxv | Small Pkg AC system with No TXV, increase refrigerant charge from High under-charge (10 - 50%) to factory specified level | DEER2020 | D20v2 | 2022-03-16 13:02 | NE-HVAC-RefChg-Inc-High-ntxv | DEER | Standard | None | 0 | 0 | None |  | 0 |  | 0 | Com | Any | HVAC | SpaceCool | dxAC_equip | pkgSEER |  | HVAC-RefChg | Small Pkg AC with No thermal expansion valve (TXV), refrigerant under-charged from 10 - 50% of factory specified level |  | Small Pkg AC with No thermal expansion valve (TXV), refrigerant charge at factory specified level |  |  |  | Available |  | 0 | 0 |  | Retro |  | HVAC-RefChg |  | None | 2020-01-01 | 2022-12-31 | [5 empty] | Component | Measure type set to Component so as to not appear in standard measure list | 1 | 1 | 0 | Deemed Ex Ante Team |  | Measure type set to Component so as to not appear in standard measure list |  | Updated to indicate claim/filing status
2020 | NE-HVAC-RefChg-Inc-High-txv | Small Pkg AC system with TXV, increase refrigerant charge from High under-charge (10 - 50%) to factory specified level | DEER2020 | D20v2 | 2022-03-16 13:02 | NE-HVAC-RefChg-Inc-High-txv | DEER | Standard | None | 0 | 0 | None |  | 0 |  | 0 | Com | Any | HVAC | SpaceCool | dxAC_equip | pkgSEER |  | HVAC-RefChg | Small Pkg AC with thermal expansion valve (TXV), refrigerant under-charged from 10 - 50% of factory specified level |  | Small Pkg AC with thermal expansion valve (TXV), refrigerant charge at factory specified level |  |  |  | Available |  | 0 | 0 |  | Retro |  | HVAC-RefChg |  | None | 2020-01-01 | 2022-12-31 | [5 empty] | Component | Measure type set to Component so as to not appear in standard measure list | 1 | 1 | 0 | Deemed Ex Ante Team |  | Measure type set to Component so as to not appear in standard measure list |  | Updated to indicate claim/filing status
2020 | NE-HVAC-RefChg-Inc-Low-ntxv | Small Pkg AC system with No TXV, increase refrigerant charge from Low under-charge (4 - 5%) to factory specified level | DEER2020 | D20v2 | 2022-03-16 13:02 | NE-HVAC-RefChg-Inc-Low-ntxv | DEER | Standard | None | 0 | 0 | None |  | 0 |  | 0 | Com | Any | HVAC | SpaceCool | dxAC_equip | pkgSEER |  | HVAC-RefChg | Small Pkg AC with No thermal expansion valve (TXV), refrigerant under-charged from 4 - 5% of factory specified level |  | Small Pkg AC with No thermal expansion valve (TXV), refrigerant charge at factory specified level |  |  |  | Available |  | 0 | 0 |  | Retro |  | HVAC-RefChg |  | None | 2020-01-01 | 2022-12-31 | [5 empty] | Component | Measure type set to Component so as to not appear in standard measure list | 1 | 1 | 0 | Deemed Ex Ante Team |  | Measure type set to Component so as to not appear in standard measure list |  | Updated to indicate claim/filing status
2020 | NE-HVAC-RefChg-Inc-Low-txv | Small Pkg AC system with TXV, increase refrigerant charge from Low under-charge (4 - 5%) to factory specified level | DEER2020 | D20v2 | 2022-03-16 13:02 | NE-HVAC-RefChg-Inc-Low-txv | DEER | Standard | None | 0 | 0 | None |  | 0 |  | 0 | Com | Any | HVAC | SpaceCool | dxAC_equip | pkgSEER |  | HVAC-RefChg | Small Pkg AC with thermal expansion valve (TXV), refrigerant under-charged from 4 - 5% of factory specified level |  | Small Pkg AC with thermal expansion valve (TXV), refrigerant charge at factory specified level |  |  |  | Available |  | 0 | 0 |  | Retro |  | HVAC-RefChg |  | None | 2020-01-01 | 2022-12-31 | [5 empty] | Component | Measure type set to Component so as to not appear in standard measure list | 1 | 1 | 0 | Deemed Ex Ante Team |  | Measure type set to Component so as to not appear in standard measure list |  | Updated to indicate claim/filing status
2020 | NE-HVAC-RefChg-Inc-Typ-ntxv | Small Pkg AC system with No TXV, increase refrigerant charge from Typical under-charge (4 - 50%) to factory specified level | DEER2020 | D20v1 | 2022-03-16 13:02 | NE-HVAC-RefChg-Inc-Typ-ntxv | DEER | Standard | None |  |  | None |  | 0 |  | 0 | Com | Any | HVAC | SpaceCool | dxAC_equip | pkgSEER |  | HVAC-RefChg | Small Pkg AC with No thermal expansion valve (TXV), refrigerant under-charged from 4 - 50% of factory specified level |  | Small Pkg AC with No thermal expansion valve (TXV), refrigerant charge at factory specified level |  |  |  | Available |  | 0 | 0 |  | Retro |  | HVAC-RefChg |  | None | 2020-01-01 | 2022-12-31 | [5 empty] | Standard |  | 1 | 1 | 0 | Deemed Ex Ante Team |  |  |  | Updated to indicate claim/filing status
2020 | NE-HVAC-RefChg-Inc-Typ-txv | Small Pkg AC system with TXV, increase refrigerant charge from Typical under-charge (4 - 50%) to factory specified level | DEER2020 | D20v2 | 2022-03-16 13:02 | NE-HVAC-RefChg-Inc-Typ-txv | DEER | Standard | None | 0 | 0 | None |  | 0 |  | 0 | Com | Any | HVAC | SpaceCool | dxAC_equip | pkgSEER |  | HVAC-RefChg | Small Pkg AC with thermal expansion valve (TXV), refrigerant under-charged from 4 - 50% of factory specified level |  | Small Pkg AC with thermal expansion valve (TXV), refrigerant charge at factory specified level |  |  |  | Available |  | 0 | 0 |  | Retro |  | HVAC-RefChg |  | None | 2020-01-01 | 2022-12-31 | [5 empty] | Standard |  | 1 | 1 | 0 | Deemed Ex Ante Team |  |  |  | Updated to indicate claim/filing status
2020 | NE-HVAC-VarRefgHP-11.25to14ton-13.2EER | Heat pump VRF system, 11.25to14ton Tier 1, 13.2 EER | DEER2020 | D20v1 | 2020-11-24 16:30 | VarRefgHP-11.25to14ton-13.2EER | ExAnte | Standard | None |  |  | None |  | 0 |  | 0 | Com | Any | HVAC | HeatCool | dxHP_equip | VarRefgHP |  | HVAC-airHP |  | Heat pump VRF system, 11.25to14ton Tier 0, 10.6 EER | Heat pump VRF system, 11.25to14ton Tier 1, 13.2 EER |  | VarRefgHP-11.25to14ton-10.6EER | VarRefgHP-11.25to14ton-13.2EER | Available |  | 0 | 0 |  | Rob |  |  |  | None | 2020-01-01 | [6 empty] | Standard |  | 1 | 1 | 0 | Deemed Ex Ante Team |  |  |  | Updated to indicate claim/filing status
2020 | NE-HVAC-VarRefgHP-11.25to14ton-15.7EER | Heat pump VRF system, 11.25to14ton Tier 2, 15.7 EER | DEER2020 | D20v1 | 2020-11-24 16:30 | VarRefgHP-11.25to14ton-15.7EER | ExAnte | Standard | None |  |  | None |  | 0 |  | 0 | Com | Any | HVAC | HeatCool | dxHP_equip | VarRefgHP |  | HVAC-airHP |  | Heat pump VRF system, 11.25to14ton Tier 0, 10.6 EER | Heat pump VRF system, 11.25to14ton Tier 2, 15.7 EER |  | VarRefgHP-11.25to14ton-10.6EER | VarRefgHP-11.25to14ton-15.7EER | Available |  | 0 | 0 |  | Rob |  |  |  | None | 2020-01-01 | [6 empty] | Standard |  | 1 | 1 | 0 | Deemed Ex Ante Team |  |  |  | Updated to indicate claim/filing status
2020 | NE-HVAC-VarRefgHP-14to20ton-12.7EER | Heat pump VRF system, 14to20ton Tier 1, 12.7 EER | DEER2020 | D20v1 | 2020-11-24 16:30 | VarRefgHP-14to20ton-12.7EER | ExAnte | Standard | None |  |  | None |  | 0 |  | 0 | Com | Any | HVAC | HeatCool | dxHP_equip | VarRefgHP |  | HVAC-airHP |  | Heat pump VRF system, 14to20ton Tier 0, 10.6 EER | Heat pump VRF system, 14to20ton Tier 1, 12.7 EER |  | VarRefgHP-14to20ton-10.6EER | VarRefgHP-14to20ton-12.7EER | Available |  | 0 | 0 |  | Rob |  |  |  | None | 2020-01-01 | [6 empty] | Standard |  | 1 | 1 | 0 | Deemed Ex Ante Team |  |  |  | Updated to indicate claim/filing status
2020 | NE-HVAC-VarRefgHP-14to20ton-14.2EER | Heat pump VRF system, 14to20ton Tier 2, 14.2 EER | DEER2020 | D20v1 | 2020-11-24 16:30 | VarRefgHP-14to20ton-14.2EER | ExAnte | Standard | None |  |  | None |  | 0 |  | 0 | Com | Any | HVAC | HeatCool | dxHP_equip | VarRefgHP |  | HVAC-airHP |  | Heat pump VRF system, 14to20ton Tier 0, 10.6 EER | Heat pump VRF system, 14to20ton Tier 2, 14.2 EER |  | VarRefgHP-14to20ton-10.6EER | VarRefgHP-14to20ton-14.2EER | Available |  | 0 | 0 |  | Rob |  |  |  | None | 2020-01-01 | [6 empty] | Standard |  | 1 | 1 | 0 | Deemed Ex Ante Team |  |  |  | Updated to indicate claim/filing status
2020 | NE-HVAC-VarRefgHP-20to24ton-11.7EER | Heat pump VRF system, 20to24ton Tier 1, 11.7 EER | DEER2020 | D20v1 | 2020-11-24 16:30 | VarRefgHP-20to24ton-11.7EER | ExAnte | Standard | None |  |  | None |  | 0 |  | 0 | Com | Any | HVAC | HeatCool | dxHP_equip | VarRefgHP |  | HVAC-airHP |  | Heat pump VRF system, 20to24ton Tier 0, 9.5 EER | Heat pump VRF system, 20to24ton Tier 1, 11.7 EER |  | VarRefgHP-20to24ton-9.5EER | VarRefgHP-20to24ton-11.7EER | Available |  | 0 | 0 |  | Rob |  |  |  | None | 2020-01-01 | [6 empty] | Standard |  | 1 | 1 | 0 | Deemed Ex Ante Team |  |  |  | Updated to indicate claim/filing status
2020 | NE-HVAC-VarRefgHP-20to24ton-13.7EER | Heat pump VRF system, 20to24ton Tier 2, 13.7 EER | DEER2020 | D20v1 | 2020-11-24 16:30 | VarRefgHP-20to24ton-13.7EER | ExAnte | Standard | None |  |  | None |  | 0 |  | 0 | Com | Any | HVAC | HeatCool | dxHP_equip | VarRefgHP |  | HVAC-airHP |  | Heat pump VRF system, 20to24ton Tier 0, 9.5 EER | Heat pump VRF system, 20to24ton Tier 2, 13.7 EER |  | VarRefgHP-20to24ton-9.5EER | VarRefgHP-20to24ton-13.7EER | Available |  | 0 | 0 |  | Rob |  |  |  | None | 2020-01-01 | [6 empty] | Standard |  | 1 | 1 | 0 | Deemed Ex Ante Team |  |  |  | Updated to indicate claim/filing status
2020 | NE-HVAC-VarRefgHP-24to35ton-10.9EER | Heat pump VRF system, 24to35ton Tier 1, 10.9 EER | DEER2020 | D20v1 | 2020-11-24 16:30 | VarRefgHP-24to35ton-10.9EER | ExAnte | Standard | None |  |  | None |  | 0 |  | 0 | Com | Any | HVAC | HeatCool | dxHP_equip | VarRefgHP |  | HVAC-airHP |  | Heat pump VRF system, 24to35ton Tier 0, 9.5 EER | Heat pump VRF system, 24to35ton Tier 1, 10.9 EER |  | VarRefgHP-24to35ton-9.5EER | VarRefgHP-24to35ton-10.9EER | Available |  | 0 | 0 |  | Rob |  |  |  | None | 2020-01-01 | [6 empty] | Standard |  | 1 | 1 | 0 | Deemed Ex Ante Team |  |  |  | Updated to indicate claim/filing status
2020 | NE-HVAC-VarRefgHP-24to35ton-11.4EER | Heat pump VRF system, 24to35ton Tier 2, 11.4 EER | DEER2020 | D20v1 | 2020-11-24 16:30 | VarRefgHP-24to35ton-11.4EER | ExAnte | Standard | None |  |  | None |  | 0 |  | 0 | Com | Any | HVAC | HeatCool | dxHP_equip | VarRefgHP |  | HVAC-airHP |  | Heat pump VRF system, 24to35ton Tier 0, 9.5 EER | Heat pump VRF system, 24to35ton Tier 2, 11.4 EER |  | VarRefgHP-24to35ton-9.5EER | VarRefgHP-24to35ton-11.4EER | Available |  | 0 | 0 |  | Rob |  |  |  | None | 2020-01-01 | [6 empty] | Standard |  | 1 | 1 | 0 | Deemed Ex Ante Team |  |  |  | Updated to indicate claim/filing status
2020 | NE-HVAC-VarRefgHP-6to11.25ton-13.2EER | Heat pump VRF system, 6to11.25ton Tier 1, 13.2 EER | DEER2020 | D20v1 | 2020-11-24 16:30 | VarRefgHP-6to11.25ton-13.2EER | ExAnte | Standard | None |  |  | None |  | 0 |  | 0 | Com | Any | HVAC | HeatCool | dxHP_equip | VarRefgHP |  | HVAC-airHP |  | Heat pump VRF system, 6to11.25ton Tier 0, 11 EER | Heat pump VRF system, 6to11.25ton Tier 1, 13.2 EER |  | VarRefgHP-6to11.25ton-11EER | VarRefgHP-6to11.25ton-13.2EER | Available |  | 0 | 0 |  | Rob |  |  |  | None | 2020-01-01 | [6 empty] | Standard |  | 1 | 1 | 0 | Deemed Ex Ante Team |  |  |  | Updated to indicate claim/filing status
2020 | NE-HVAC-VarRefgHP-6to11.25ton-15.7EER | Heat pump VRF system, 6to11.25ton Tier 2, 15.7 EER | DEER2020 | D20v1 | 2020-11-24 16:30 | VarRefgHP-6to11.25ton-15.7EER | ExAnte | Standard | None |  |  | None |  | 0 |  | 0 | Com | Any | HVAC | HeatCool | dxHP_equip | VarRefgHP |  | HVAC-airHP |  | Heat pump VRF system, 6to11.25ton Tier 0, 11 EER | Heat pump VRF system, 6to11.25ton Tier 2, 15.7 EER |  | VarRefgHP-6to11.25ton-11EER | VarRefgHP-6to11.25ton-15.7EER | Available |  | 0 | 0 |  | Rob |  |  |  | None | 2020-01-01 | [6 empty] | Standard |  | 1 | 1 | 0 | Deemed Ex Ante Team |  |  |  | Updated to indicate claim/filing status
2020 | NE-HVAC-VarRefgHP-gt35ton-10.9EER | Heat pump VRF system, gt35ton Tier 1, 10.9 EER | DEER2020 | D20v1 | 2020-11-24 16:30 | VarRefgHP-gt35ton-10.9EER | ExAnte | Standard | None |  |  | None |  | 0 |  | 0 | Com | Any | HVAC | HeatCool | dxHP_equip | VarRefgHP |  | HVAC-airHP |  | Heat pump VRF system, gt35ton Tier 0, 9.5 EER | Heat pump VRF system, gt35ton Tier 1, 10.9 EER |  | VarRefgHP-gt35ton-9.5EER | VarRefgHP-gt35ton-10.9EER | Available |  | 0 | 0 |  | Rob |  |  |  | None | 2020-01-01 | [6 empty] | Standard |  | 1 | 1 | 0 | Deemed Ex Ante Team |  |  |  | Updated to indicate claim/filing status
2020 | NE-HVAC-VarRefgHP-gt35ton-11.4EER | Heat pump VRF system, gt35ton Tier 2, 11.4 EER | DEER2020 | D20v1 | 2020-11-24 16:30 | VarRefgHP-gt35ton-11.4EER | ExAnte | Standard | None |  |  | None |  | 0 |  | 0 | Com | Any | HVAC | HeatCool | dxHP_equip | VarRefgHP |  | HVAC-airHP |  | Heat pump VRF system, gt35ton Tier 0, 9.5 EER | Heat pump VRF system, gt35ton Tier 2, 11.4 EER |  | VarRefgHP-gt35ton-9.5EER | VarRefgHP-gt35ton-11.4EER | Available |  | 0 | 0 |  | Rob |  |  |  | None | 2020-01-01 | [6 empty] | Standard |  | 1 | 1 | 0 | Deemed Ex Ante Team |  |  |  | Updated to indicate claim/filing status
2020 | NE-HVAC-VarRefgHR-11.25to14ton-13EER | Heat recovery VRF system, 11.25to14ton Tier 1, 13 EER | DEER2020 | D20v1 | 2020-11-24 16:30 | VarRefgHR-11.25to14ton-13EER | ExAnte | Standard | None |  |  | None |  | 0 |  | 0 | Com | Any | HVAC | HeatCool | dxHP_equip | VarRefgHR |  | HVAC-airHP |  | Heat recovery VRF system, 11.25to14ton Tier 0, 10.4 EER | Heat recovery VRF system, 11.25to14ton Tier 1, 13 EER |  | VarRefgHR-11.25to14ton-10.4EER | VarRefgHR-11.25to14ton-13EER | Available |  | 0 | 0 |  | Rob |  |  |  | None | 2020-01-01 | [6 empty] | Standard |  | 1 | 1 | 0 | Deemed Ex Ante Team |  |  |  | Updated to indicate claim/filing status
2020 | NE-HVAC-VarRefgHR-11.25to14ton-15.5EER | Heat recovery VRF system, 11.25to14ton Tier 2, 15.5 EER | DEER2020 | D20v1 | 2020-11-24 16:30 | VarRefgHR-11.25to14ton-15.5EER | ExAnte | Standard | None |  |  | None |  | 0 |  | 0 | Com | Any | HVAC | HeatCool | dxHP_equip | VarRefgHR |  | HVAC-airHP |  | Heat recovery VRF system, 11.25to14ton Tier 0, 10.4 EER | Heat recovery VRF system, 11.25to14ton Tier 2, 15.5 EER |  | VarRefgHR-11.25to14ton-10.4EER | VarRefgHR-11.25to14ton-15.5EER | Available |  | 0 | 0 |  | Rob |  |  |  | None | 2020-01-01 | [6 empty] | Standard |  | 1 | 1 | 0 | Deemed Ex Ante Team |  |  |  | Updated to indicate claim/filing status
2020 | NE-HVAC-VarRefgHR-14to20ton-12.5EER | Heat recovery VRF system, 14to20ton Tier 1, 12.5 EER | DEER2020 | D20v1 | 2020-11-24 16:30 | VarRefgHR-14to20ton-12.5EER | ExAnte | Standard | None |  |  | None |  | 0 |  | 0 | Com | Any | HVAC | HeatCool | dxHP_equip | VarRefgHR |  | HVAC-airHP |  | Heat recovery VRF system, 14to20ton Tier 0, 10.4 EER | Heat recovery VRF system, 14to20ton Tier 1, 12.5 EER |  | VarRefgHR-14to20ton-10.4EER | VarRefgHR-14to20ton-12.5EER | Available |  | 0 | 0 |  | Rob |  |  |  | None | 2020-01-01 | [6 empty] | Standard |  | 1 | 1 | 0 | Deemed Ex Ante Team |  |  |  | Updated to indicate claim/filing status
2020 | NE-HVAC-VarRefgHR-14to20ton-14EER | Heat recovery VRF system, 14to20ton Tier 2, 14 EER | DEER2020 | D20v1 | 2020-11-24 16:30 | VarRefgHR-14to20ton-14EER | ExAnte | Standard | None |  |  | None |  | 0 |  | 0 | Com | Any | HVAC | HeatCool | dxHP_equip | VarRefgHR |  | HVAC-airHP |  | Heat recovery VRF system, 14to20ton Tier 0, 10.4 EER | Heat recovery VRF system, 14to20ton Tier 2, 14 EER |  | VarRefgHR-14to20ton-10.4EER | VarRefgHR-14to20ton-14EER | Available |  | 0 | 0 |  | Rob |  |  |  | None | 2020-01-01 | [6 empty] | Standard |  | 1 | 1 | 0 | Deemed Ex Ante Team |  |  |  | Updated to indicate claim/filing status
2020 | NE-HVAC-VarRefgHR-20to24ton-11.5EER | Heat recovery VRF system, 20to24ton Tier 1, 11.5 EER | DEER2020 | D20v1 | 2020-11-24 16:30 | VarRefgHR-20to24ton-11.5EER | ExAnte | Standard | None |  |  | None |  | 0 |  | 0 | Com | Any | HVAC | HeatCool | dxHP_equip | VarRefgHR |  | HVAC-airHP |  | Heat recovery VRF system, 20to24ton Tier 0, 9.3 EER | Heat recovery VRF system, 20to24ton Tier 1, 11.5 EER |  | VarRefgHR-20to24ton-9.3EER | VarRefgHR-20to24ton-11.5EER | Available |  | 0 | 0 |  | Rob |  |  |  | None | 2020-01-01 | [6 empty] | Standard |  | 1 | 1 | 0 | Deemed Ex Ante Team |  |  |  | Updated to indicate claim/filing status
2020 | NE-HVAC-VarRefgHR-20to24ton-13.5EER | Heat recovery VRF system, 20to24ton Tier 2, 13.5 EER | DEER2020 | D20v1 | 2020-11-24 16:30 | VarRefgHR-20to24ton-13.5EER | ExAnte | Standard | None |  |  | None |  | 0 |  | 0 | Com | Any | HVAC | HeatCool | dxHP_equip | VarRefgHR |  | HVAC-airHP |  | Heat recovery VRF system, 20to24ton Tier 0, 9.3 EER | Heat recovery VRF system, 20to24ton Tier 2, 13.5 EER |  | VarRefgHR-20to24ton-9.3EER | VarRefgHR-20to24ton-13.5EER | Available |  | 0 | 0 |  | Rob |  |  |  | None | 2020-01-01 | [6 empty] | Standard |  | 1 | 1 | 0 | Deemed Ex Ante Team |  |  |  | Updated to indicate claim/filing status
2020 | NE-HVAC-VarRefgHR-24to35ton-10.7EER | Heat recovery VRF system, 24to35ton Tier 1, 10.7 EER | DEER2020 | D20v1 | 2020-11-24 16:30 | VarRefgHR-24to35ton-10.7EER | ExAnte | Standard | None |  |  | None |  | 0 |  | 0 | Com | Any | HVAC | HeatCool | dxHP_equip | VarRefgHR |  | HVAC-airHP |  | Heat recovery VRF system, 24to35ton Tier 0, 9.3 EER | Heat recovery VRF system, 24to35ton Tier 1, 10.7 EER |  | VarRefgHR-24to35ton-9.3EER | VarRefgHR-24to35ton-10.7EER | Available |  | 0 | 0 |  | Rob |  |  |  | None | 2020-01-01 | [6 empty] | Standard |  | 1 | 1 | 0 | Deemed Ex Ante Team |  |  |  | Updated to indicate claim/filing status
2020 | NE-HVAC-VarRefgHR-24to35ton-11.2EER | Heat recovery VRF system, 24to35ton Tier 2, 11.2 EER | DEER2020 | D20v1 | 2020-11-24 16:30 | VarRefgHR-24to35ton-11.2EER | ExAnte | Standard | None |  |  | None |  | 0 |  | 0 | Com | Any | HVAC | HeatCool | dxHP_equip | VarRefgHR |  | HVAC-airHP |  | Heat recovery VRF system, 24to35ton Tier 0, 9.3 EER | Heat recovery VRF system, 24to35ton Tier 2, 11.2 EER |  | VarRefgHR-24to35ton-9.3EER | VarRefgHR-24to35ton-11.2EER | Available |  | 0 | 0 |  | Rob |  |  |  | None | 2020-01-01 | [6 empty] | Standard |  | 1 | 1 | 0 | Deemed Ex Ante Team |  |  |  | Updated to indicate claim/filing status
2020 | NE-HVAC-VarRefgHR-5.4to11.25ton-13EER | Heat recovery VRF system, 5.4to11.25ton Tier 1, 13 EER | DEER2020 | D20v1 | 2020-11-24 16:30 | VarRefgHR-5.4to11.25ton-13EER | ExAnte | Standard | None |  |  | None |  | 0 |  | 0 | Com | Any | HVAC | HeatCool | dxHP_equip | VarRefgHR |  | HVAC-airHP |  | Heat recovery VRF system, 5.4to11.25ton Tier 0, 10.8 EER | Heat recovery VRF system, 5.4to11.25ton Tier 1, 13 EER |  | VarRefgHR-5.4to11.25ton-10.8EER | VarRefgHR-5.4to11.25ton-13EER | Available |  | 0 | 0 |  | Rob |  |  |  | None | 2020-01-01 | [6 empty] | Standard |  | 1 | 1 | 0 | Deemed Ex Ante Team |  |  |  | Updated to indicate claim/filing status
2020 | NE-HVAC-VarRefgHR-5.4to11.25ton-15.5EER | Heat recovery VRF system, 5.4to11.25ton Tier 2, 15.5 EER | DEER2020 | D20v1 | 2020-11-24 16:30 | VarRefgHR-5.4to11.25ton-15.5EER | ExAnte | Standard | None |  |  | None |  | 0 |  | 0 | Com | Any | HVAC | HeatCool | dxHP_equip | VarRefgHR |  | HVAC-airHP |  | Heat recovery VRF system, 5.4to11.25ton Tier 0, 10.8 EER | Heat recovery VRF system, 5.4to11.25ton Tier 2, 15.5 EER |  | VarRefgHR-5.4to11.25ton-10.8EER | VarRefgHR-5.4to11.25ton-15.5EER | Available |  | 0 | 0 |  | Rob |  |  |  | None | 2020-01-01 | [6 empty] | Standard |  | 1 | 1 | 0 | Deemed Ex Ante Team |  |  |  | Updated to indicate claim/filing status
2020 | NE-HVAC-VarRefgHR-gt35ton-10.7EER | Heat recovery VRF system, gt35ton Tier 1, 10.7 EER | DEER2020 | D20v1 | 2020-11-24 16:30 | VarRefgHR-gt35ton-10.7EER | ExAnte | Standard | None |  |  | None |  | 0 |  | 0 | Com | Any | HVAC | HeatCool | dxHP_equip | VarRefgHR |  | HVAC-airHP |  | Heat recovery VRF system, gt35ton Tier 0, 9.3 EER | Heat recovery VRF system, gt35ton Tier 1, 10.7 EER |  | VarRefgHR-gt35ton-9.3EER | VarRefgHR-gt35ton-10.7EER | Available |  | 0 | 0 |  | Rob |  |  |  | None | 2020-01-01 | [6 empty] | Standard |  | 1 | 1 | 0 | Deemed Ex Ante Team |  |  |  | Updated to indicate claim/filing status
2020 | NE-HVAC-VarRefgHR-gt35ton-11.2EER | Heat recovery VRF system, gt35ton Tier 2, 11.2 EER | DEER2020 | D20v1 | 2020-11-24 16:30 | VarRefgHR-gt35ton-11.2EER | ExAnte | Standard | None |  |  | None |  | 0 |  | 0 | Com | Any | HVAC | HeatCool | dxHP_equip | VarRefgHR |  | HVAC-airHP |  | Heat recovery VRF system, gt35ton Tier 0, 9.3 EER | Heat recovery VRF system, gt35ton Tier 2, 11.2 EER |  | VarRefgHR-gt35ton-9.3EER | VarRefgHR-gt35ton-11.2EER | Available |  | 0 | 0 |  | Rob |  |  |  | None | 2020-01-01 | [6 empty] | Standard |  | 1 | 1 | 0 | Deemed Ex Ante Team |  |  |  | Updated to indicate claim/filing status
2020 | NG-HVAC-Blr-HW-300to2500kBtuh-83p0Et-Drft | Hot water boiler (300 - 2500 kBtuh, 83.0 Et, OA Reset from 140 to 165 F) | DEER2020 | D20v1 | 2020-11-24 16:30 | NG-HVAC-Blr-HW-300to2500kBtuh-83p0Et-Drft | DEER | Standard | None | 0 | 0 | None |  | 0 |  | 0 | Com | Any | HVAC | SpaceHeat | WaterHtg_eq | Boiler_Et |  | HVAC-Blr | Hot water boiler,300 - 2500 kBtuh; Pre-2005: 75.0 Et, No reset 2006 - 2009: 75.0 Et, OA Reset from 140 to 165 F 2010 - 2013: 75.0 Et, OA Reset from 140 to 165 F 2014 - 2015: 80.0 Et, OA Reset from 140 to 165 F | Hot water boiler (300 - 2500 kBtuh, 80.0 Et, OA Reset from 140 to 165 F) | Hot water boiler (300 - 2500 kBtuh, 83.0 Et, OA Reset from 140 to 165 F) |  |  |  | Available |  | 0 | 0 |  | ErRobNc |  | HVAC-Blr |  | None | 2020-01-01 | [6 empty] | Standard |  | 1 | 1 | 0 | Deemed Ex Ante Team |  |  |  | Updated to indicate claim/filing status
2020 | NG-HVAC-Blr-HW-300to2500kBtuh-85p0Et-Drft | Hot water boiler (300 - 2500 kBtuh, 85.0 Et, OA Reset from 140 to 165 F) | DEER2020 | D20v1 | 2020-11-24 16:30 | NG-HVAC-Blr-HW-300to2500kBtuh-85p0Et-Drft | DEER | Standard | None | 0 | 0 | None |  | 0 |  | 0 | Com | Any | HVAC | SpaceHeat | WaterHtg_eq | Boiler_Et |  | HVAC-Blr | Hot water boiler,300 - 2500 kBtuh; Pre-2005: 75.0 Et, No reset 2006 - 2009: 75.0 Et, OA Reset from 140 to 165 F 2010 - 2013: 75.0 Et, OA Reset from 140 to 165 F 2014 - 2015: 80.0 Et, OA Reset from 140 to 165 F | Hot water boiler (300 - 2500 kBtuh, 80.0 Et, OA Reset from 140 to 165 F) | Hot water boiler (300 - 2500 kBtuh, 85.0 Et, OA Reset from 140 to 165 F) |  |  |  | Available |  | 0 | 0 |  | ErRobNc |  | HVAC-Blr |  | None | 2020-01-01 | [6 empty] | Standard |  | 1 | 1 | 0 | Deemed Ex Ante Team |  |  |  | Updated to indicate claim/filing status
2020 | NG-HVAC-Blr-HW-300to2500kBtuh-90p0Et-CndLow | Hot water boiler (300 - 2500 kBtuh, 90.0 Et, condensing, OA reset from 115 to 140 F) | DEER2020 | D20v1 | 2020-11-24 16:30 | NG-HVAC-Blr-HW-300to2500kBtuh-90p0Et-CndLow | DEER | Standard | None | 0 | 0 | None |  | 0 |  | 0 | Com | Any | HVAC | SpaceHeat | WaterHtg_eq | Boiler_Et |  | HVAC-Blr | Hot water boiler,300 - 2500 kBtuh; Pre-2005: 75.0 Et, No reset 2006 - 2009: 75.0 Et, OA Reset from 140 to 165 F 2010 - 2013: 75.0 Et, OA Reset from 140 to 165 F 2014 - 2015: 80.0 Et, OA Reset from 140 to 165 F | Hot water boiler (300 - 2500 kBtuh, 80.0 Et, OA Reset from 140 to 165 F) | Hot water boiler (300 - 2500 kBtuh, 90.0 Et, condensing, OA reset from 115 to 140 F) |  |  |  | Available |  | 0 | 0 |  | ErRobNc |  | HVAC-Blr |  | None | 2020-01-01 | [6 empty] | Standard |  | 1 | 1 | 0 | Deemed Ex Ante Team |  |  |  | Updated to indicate claim/filing status
2020 | NG-HVAC-Blr-HW-300to2500kBtuh-90p0Et-CndReset | Hot water boiler (300 - 2500 kBtuh, 90.0 Et, condensing, load reset from 115 to 140 F) | DEER2020 | D20v1 | 2020-11-24 16:30 | NG-HVAC-Blr-HW-300to2500kBtuh-90p0Et-CndReset | DEER | Standard | None | 0 | 0 | None |  | 0 |  | 0 | Com | Any | HVAC | SpaceHeat | WaterHtg_eq | Boiler_Et |  | HVAC-Blr | Hot water boiler,300 - 2500 kBtuh; Pre-2005: 75.0 Et, No reset 2006 - 2009: 75.0 Et, OA Reset from 140 to 165 F 2010 - 2013: 75.0 Et, OA Reset from 140 to 165 F 2014 - 2015: 80.0 Et, OA Reset from 140 to 165 F | Hot water boiler (300 - 2500 kBtuh, 80.0 Et, OA Reset from 140 to 165 F) | Hot water boiler (300 - 2500 kBtuh, 90.0 Et, condensing, load reset from 115 to 140 F) |  |  |  | Available | measure results not correct from DOE2 | 0 | 0 |  | ErRobNc |  | HVAC-Blr |  | None | 2020-01-01 | [6 empty] | Standard |  | 1 | 1 | 0 | Deemed Ex Ante Team |  |  |  | Updated to indicate claim/filing status
2020 | NG-HVAC-Blr-HW-300to2500kBtuh-90p0Et-CndStd | Hot water boiler (300 - 2500 kBtuh, 90.0 Et, condensing, OA reset from 140 to 165 F) | DEER2020 | D20v1 | 2020-11-24 16:30 | NG-HVAC-Blr-HW-300to2500kBtuh-90p0Et-CndStd | DEER | Standard | None | 0 | 0 | None |  | 0 |  | 0 | Com | Any | HVAC | SpaceHeat | WaterHtg_eq | Boiler_Et |  | HVAC-Blr | Hot water boiler,300 - 2500 kBtuh; Pre-2005: 75.0 Et, No reset 2006 - 2009: 75.0 Et, OA Reset from 140 to 165 F 2010 - 2013: 75.0 Et, OA Reset from 140 to 165 F 2014 - 2015: 80.0 Et, OA Reset from 140 to 165 F | Hot water boiler (300 - 2500 kBtuh, 80.0 Et, OA Reset from 140 to 165 F) | Hot water boiler (300 - 2500 kBtuh, 90.0 Et, condensing, OA reset from 140 to 165 F) |  |  |  | Available |  | 0 | 0 |  | ErRobNc |  | HVAC-Blr |  | None | 2020-01-01 | [6 empty] | Standard |  | 1 | 1 | 0 | Deemed Ex Ante Team |  |  |  | Updated to indicate claim/filing status
2020 | NG-HVAC-Blr-HW-300to2500kBtuh-94p0Et-CndLow | Hot water boiler (300 - 2500 kBtuh, 94.0 Et, condensing, OA reset from 115 to 140 F) | DEER2020 | D20v1 | 2020-11-24 16:30 | NG-HVAC-Blr-HW-300to2500kBtuh-94p0Et-CndLow | DEER | Standard | None | 0 | 0 | None |  | 0 |  | 0 | Com | Any | HVAC | SpaceHeat | WaterHtg_eq | Boiler_Et |  | HVAC-Blr | Hot water boiler,300 - 2500 kBtuh; Pre-2005: 75.0 Et, No reset 2006 - 2009: 75.0 Et, OA Reset from 140 to 165 F 2010 - 2013: 75.0 Et, OA Reset from 140 to 165 F 2014 - 2015: 80.0 Et, OA Reset from 140 to 165 F | Hot water boiler (300 - 2500 kBtuh, 80.0 Et, OA Reset from 140 to 165 F) | Hot water boiler (300 - 2500 kBtuh, 94.0 Et, condensing, OA reset from 115 to 140 F) |  |  |  | Available |  | 0 | 0 |  | ErRobNc |  | HVAC-Blr |  | None | 2020-01-01 | [6 empty] | Standard |  | 1 | 1 | 0 | Deemed Ex Ante Team |  |  |  | Updated to indicate claim/filing status
2020 | NG-HVAC-Blr-HW-300to2500kBtuh-94p0Et-CndReset | Hot water boiler (300 - 2500 kBtuh, 94.0 Et, condensing, load reset from 115 to 140 F) | DEER2020 | D20v1 | 2020-11-24 16:30 | NG-HVAC-Blr-HW-300to2500kBtuh-94p0Et-CndReset | DEER | Standard | None | 0 | 0 | None |  | 0 |  | 0 | Com | Any | HVAC | SpaceHeat | WaterHtg_eq | Boiler_Et |  | HVAC-Blr | Hot water boiler,300 - 2500 kBtuh; Pre-2005: 75.0 Et, No reset 2006 - 2009: 75.0 Et, OA Reset from 140 to 165 F 2010 - 2013: 75.0 Et, OA Reset from 140 to 165 F 2014 - 2015: 80.0 Et, OA Reset from 140 to 165 F | Hot water boiler (300 - 2500 kBtuh, 80.0 Et, OA Reset from 140 to 165 F) | Hot water boiler (300 - 2500 kBtuh, 94.0 Et, condensing, load reset from 115 to 140 F) |  |  |  | Available | measure results not correct from DOE2 | 0 | 0 |  | ErRobNc |  | HVAC-Blr |  | None | 2020-01-01 | [6 empty] | Standard |  | 1 | 1 | 0 | Deemed Ex Ante Team |  |  |  | Updated to indicate claim/filing status
2020 | NG-HVAC-Blr-HW-300to2500kBtuh-94p0Et-CndStd | Hot water boiler (300 - 2500 kBtuh, 94.0 Et, condensing, OA reset from 140 to 165 F) | DEER2020 | D20v1 | 2020-11-24 16:30 | NG-HVAC-Blr-HW-300to2500kBtuh-94p0Et-CndStd | DEER | Standard | None | 0 | 0 | None |  | 0 |  | 0 | Com | Any | HVAC | SpaceHeat | WaterHtg_eq | Boiler_Et |  | HVAC-Blr | Hot water boiler,300 - 2500 kBtuh; Pre-2005: 75.0 Et, No reset 2006 - 2009: 75.0 Et, OA Reset from 140 to 165 F 2010 - 2013: 75.0 Et, OA Reset from 140 to 165 F 2014 - 2015: 80.0 Et, OA Reset from 140 to 165 F | Hot water boiler (300 - 2500 kBtuh, 80.0 Et, OA Reset from 140 to 165 F) | Hot water boiler (300 - 2500 kBtuh, 94.0 Et, condensing, OA reset from 140 to 165 F) |  |  |  | Available |  | 0 | 0 |  | ErRobNc |  | HVAC-Blr |  | None | 2020-01-01 | [6 empty] | Standard |  | 1 | 1 | 0 | Deemed Ex Ante Team |  |  |  | Updated to indicate claim/filing status
2020 | NG-HVAC-Blr-HW-gt2500kBtuh-83p0Et-Drft | Hot water boiler (> 2500 kBtuh, 83.0 Et, 85.0Ec, OA Reset from 140 to 165 F) | DEER2020 | D20v1 | 2020-11-24 16:30 | NG-HVAC-Blr-HW-gt2500kBtuh-83p0Et-Drft | DEER | Standard | None | 0 | 0 | None |  | 0 |  | 0 | Com | Any | HVAC | SpaceHeat | WaterHtg_eq | Boiler_Et |  | HVAC-Blr | Hot water boiler,> 2500 kBtuh; Pre-2005: 75.0 Et, No reset 2006 - 2009: 75.0 Et, OA Reset from 140 to 165 F 2010 - 2013: 75.0 Et, OA Reset from 140 to 165 F 2014 - 2015: 80.0 Et, OA Reset from 140 to 165 F | Hot water boiler (> 2500 kBtuh, 80.0 Et, 82.0Ec, OA Reset from 140 to 165 F) | Hot water boiler (> 2500 kBtuh, 83.0 Et, 85.0Ec, OA Reset from 140 to 165 F) |  |  |  | Available |  | 0 | 0 |  | ErRobNc |  | HVAC-Blr |  | None | 2020-01-01 | [6 empty] | Standard |  | 1 | 1 | 0 | Deemed Ex Ante Team |  |  |  | Updated to indicate claim/filing status
2020 | NG-HVAC-Blr-HW-gt2500kBtuh-85p0Et-Drft | Hot water boiler (> 2500 kBtuh, 85.0 Et, 87.0Ec, OA Reset from 140 to 165 F) | DEER2020 | D20v1 | 2020-11-24 16:30 | NG-HVAC-Blr-HW-gt2500kBtuh-85p0Et-Drft | DEER | Standard | None | 0 | 0 | None |  | 0 |  | 0 | Com | Any | HVAC | SpaceHeat | WaterHtg_eq | Boiler_Et |  | HVAC-Blr | Hot water boiler,> 2500 kBtuh; Pre-2005: 75.0 Et, No reset 2006 - 2009: 75.0 Et, OA Reset from 140 to 165 F 2010 - 2013: 75.0 Et, OA Reset from 140 to 165 F 2014 - 2015: 80.0 Et, OA Reset from 140 to 165 F | Hot water boiler (> 2500 kBtuh, 80.0 Et, 82.0Ec, OA Reset from 140 to 165 F) | Hot water boiler (> 2500 kBtuh, 85.0 Et, 87.0Ec, OA Reset from 140 to 165 F) |  |  |  | Available |  | 0 | 0 |  | ErRobNc |  | HVAC-Blr |  | None | 2020-01-01 | [6 empty] | Standard |  | 1 | 1 | 0 | Deemed Ex Ante Team |  |  |  | Updated to indicate claim/filing status
2020 | NG-HVAC-Blr-HW-gt2500kBtuh-90p0Et-CndLow | Hot water boiler (> 2500 kBtuh, 90.0 Et, condensing, OA reset from 115 to 140 F) | DEER2020 | D20v1 | 2020-11-24 16:30 | NG-HVAC-Blr-HW-gt2500kBtuh-90p0Et-CndLow | DEER | Standard | None | 0 | 0 | None |  | 0 |  | 0 | Com | Any | HVAC | SpaceHeat | WaterHtg_eq | Boiler_Et |  | HVAC-Blr | Hot water boiler,> 2500 kBtuh; Pre-2005: 75.0 Et, No reset 2006 - 2009: 75.0 Et, OA Reset from 140 to 165 F 2010 - 2013: 75.0 Et, OA Reset from 140 to 165 F 2014 - 2015: 80.0 Et, OA Reset from 140 to 165 F | Hot water boiler (> 2500 kBtuh, 80.0 Et, 82.0Ec, OA Reset from 140 to 165 F) | Hot water boiler (> 2500 kBtuh, 90.0 Et, condensing, OA reset from 115 to 140 F) |  |  |  | Available |  | 0 | 0 |  | ErRobNc |  | HVAC-Blr |  | None | 2020-01-01 | [6 empty] | Standard |  | 1 | 1 | 0 | Deemed Ex Ante Team |  |  |  | Updated to indicate claim/filing status
2020 | NG-HVAC-Blr-HW-gt2500kBtuh-90p0Et-CndReset | Hot water boiler (> 2500 kBtuh, 90.0 Et, condensing, load reset from 115 to 140 F) | DEER2020 | D20v1 | 2020-11-24 16:30 | NG-HVAC-Blr-HW-gt2500kBtuh-90p0Et-CndReset | DEER | Standard | None | 0 | 0 | None |  | 0 |  | 0 | Com | Any | HVAC | SpaceHeat | WaterHtg_eq | Boiler_Et |  | HVAC-Blr | Hot water boiler,> 2500 kBtuh; Pre-2005: 75.0 Et, No reset 2006 - 2009: 75.0 Et, OA Reset from 140 to 165 F 2010 - 2013: 75.0 Et, OA Reset from 140 to 165 F 2014 - 2015: 80.0 Et, OA Reset from 140 to 165 F | Hot water boiler (> 2500 kBtuh, 80.0 Et, 82.0Ec, OA Reset from 140 to 165 F) | Hot water boiler (> 2500 kBtuh, 90.0 Et, condensing, load reset from 115 to 140 F) |  |  |  | Available | measure results not correct from DOE2 | 0 | 0 |  | ErRobNc |  | HVAC-Blr |  | None | 2020-01-01 | [6 empty] | Standard |  | 1 | 1 | 0 | Deemed Ex Ante Team |  |  |  | Updated to indicate claim/filing status
2020 | NG-HVAC-Blr-HW-gt2500kBtuh-90p0Et-CndStd | Hot water boiler (> 2500 kBtuh, 90.0 Et, condensing, OA reset from 140 to 165 F) | DEER2020 | D20v1 | 2020-11-24 16:30 | NG-HVAC-Blr-HW-gt2500kBtuh-90p0Et-CndStd | DEER | Standard | None | 0 | 0 | None |  | 0 |  | 0 | Com | Any | HVAC | SpaceHeat | WaterHtg_eq | Boiler_Et |  | HVAC-Blr | Hot water boiler,> 2500 kBtuh; Pre-2005: 75.0 Et, No reset 2006 - 2009: 75.0 Et, OA Reset from 140 to 165 F 2010 - 2013: 75.0 Et, OA Reset from 140 to 165 F 2014 - 2015: 80.0 Et, OA Reset from 140 to 165 F | Hot water boiler (> 2500 kBtuh, 80.0 Et, 82.0Ec, OA Reset from 140 to 165 F) | Hot water boiler (> 2500 kBtuh, 90.0 Et, condensing, OA reset from 140 to 165 F) |  |  |  | Available |  | 0 | 0 |  | ErRobNc |  | HVAC-Blr |  | None | 2020-01-01 | [6 empty] | Standard |  | 1 | 1 | 0 | Deemed Ex Ante Team |  |  |  | Updated to indicate claim/filing status
2020 | NG-HVAC-Blr-HW-gt2500kBtuh-94p0Et-CndLow | Hot water boiler (> 2500 kBtuh, 94.0 Et, condensing, OA reset from 115 to 140 F) | DEER2020 | D20v1 | 2020-11-24 16:30 | NG-HVAC-Blr-HW-gt2500kBtuh-94p0Et-CndLow | DEER | Standard | None | 0 | 0 | None |  | 0 |  | 0 | Com | Any | HVAC | SpaceHeat | WaterHtg_eq | Boiler_Et |  | HVAC-Blr | Hot water boiler,> 2500 kBtuh; Pre-2005: 75.0 Et, No reset 2006 - 2009: 75.0 Et, OA Reset from 140 to 165 F 2010 - 2013: 75.0 Et, OA Reset from 140 to 165 F 2014 - 2015: 80.0 Et, OA Reset from 140 to 165 F | Hot water boiler (> 2500 kBtuh, 80.0 Et, 82.0Ec, OA Reset from 140 to 165 F) | Hot water boiler (> 2500 kBtuh, 94.0 Et, condensing, OA reset from 115 to 140 F) |  |  |  | Available |  | 0 | 0 |  | ErRobNc |  | HVAC-Blr |  | None | 2020-01-01 | [6 empty] | Standard |  | 1 | 1 | 0 | Deemed Ex Ante Team |  |  |  | Updated to indicate claim/filing status
2020 | NG-HVAC-Blr-HW-gt2500kBtuh-94p0Et-CndReset | Hot water boiler (> 2500 kBtuh, 94.0 Et, condensing, load reset from 115 to 140 F) | DEER2020 | D20v1 | 2020-11-24 16:30 | NG-HVAC-Blr-HW-gt2500kBtuh-94p0Et-CndReset | DEER | Standard | None | 0 | 0 | None |  | 0 |  | 0 | Com | Any | HVAC | SpaceHeat | WaterHtg_eq | Boiler_Et |  | HVAC-Blr | Hot water boiler,> 2500 kBtuh; Pre-2005: 75.0 Et, No reset 2006 - 2009: 75.0 Et, OA Reset from 140 to 165 F 2010 - 2013: 75.0 Et, OA Reset from 140 to 165 F 2014 - 2015: 80.0 Et, OA Reset from 140 to 165 F | Hot water boiler (> 2500 kBtuh, 80.0 Et, 82.0Ec, OA Reset from 140 to 165 F) | Hot water boiler (> 2500 kBtuh, 94.0 Et, condensing, load reset from 115 to 140 F) |  |  |  | Available | measure results not correct from DOE2 | 0 | 0 |  | ErRobNc |  | HVAC-Blr |  | None | 2020-01-01 | [6 empty] | Standard |  | 1 | 1 | 0 | Deemed Ex Ante Team |  |  |  | Updated to indicate claim/filing status
2020 | NG-HVAC-Blr-HW-gt2500kBtuh-94p0Et-CndStd | Hot water boiler (> 2500 kBtuh, 94.0 Et, condensing, OA reset from 140 to 165 F) | DEER2020 | D20v1 | 2020-11-24 16:30 | NG-HVAC-Blr-HW-gt2500kBtuh-94p0Et-CndStd | DEER | Standard | None | 0 | 0 | None |  | 0 |  | 0 | Com | Any | HVAC | SpaceHeat | WaterHtg_eq | Boiler_Et |  | HVAC-Blr | Hot water boiler,> 2500 kBtuh; Pre-2005: 75.0 Et, No reset 2006 - 2009: 75.0 Et, OA Reset from 140 to 165 F 2010 - 2013: 75.0 Et, OA Reset from 140 to 165 F 2014 - 2015: 80.0 Et, OA Reset from 140 to 165 F | Hot water boiler (> 2500 kBtuh, 80.0 Et, 82.0Ec, OA Reset from 140 to 165 F) | Hot water boiler (> 2500 kBtuh, 94.0 Et, condensing, OA reset from 140 to 165 F) |  |  |  | Available |  | 0 | 0 |  | ErRobNc |  | HVAC-Blr |  | None | 2020-01-01 | [6 empty] | Standard |  | 1 | 1 | 0 | Deemed Ex Ante Team |  |  |  | Updated to indicate claim/filing status
2020 | NG-HVAC-Blr-HW-lt300kBtuh-84p0AFUE-Drft | Hot water boiler (< 300 kBtuh, 84.0 AFUE, OA Reset from 140 to 165 F) | DEER2020 | D20v1 | 2020-11-24 16:30 | NG-HVAC-Blr-HW-lt300kBtuh-84p0AFUE-Drft | DEER | Standard | None | 0 | 0 | None |  | 0 |  | 0 | Com | Any | HVAC | SpaceHeat | WaterHtg_eq | Boiler_AF |  | HVAC-Blr | Hot water boiler,< 300 kBtuh; Pre-2005: 80.0 Et, No reset 2006 - 2009: 80.0 Et, OA Reset from 140 to 165 F 2010 - 2013: 80.0 Et, OA Reset from 140 to 165 F 2014 - 2015: 82.0 Et, OA Reset from 140 to 165 F | Hot water boiler (< 300 kBtuh, 82.0 AFUE, OA Reset from 140 to 165 F) | Hot water boiler (< 300 kBtuh, 84.0 AFUE, OA Reset from 140 to 165 F) |  |  |  | Available |  | 0 | 0 |  | ErRobNc |  | HVAC-Blr |  | None | 2020-01-01 | [6 empty] | Standard |  | 1 | 1 | 0 | Deemed Ex Ante Team |  |  |  | Updated to indicate claim/filing status
2020 | NG-HVAC-Blr-HW-lt300kBtuh-84p5AFUE-Drft | Hot water boiler (< 300 kBtuh, 84.5 AFUE, OA Reset from 140 to 165 F) | DEER2020 | D20v1 | 2020-11-24 16:30 | NG-HVAC-Blr-HW-lt300kBtuh-84p5AFUE-Drft | DEER | Standard | None | 0 | 0 | None |  | 0 |  | 0 | Com | Any | HVAC | SpaceHeat | WaterHtg_eq | Boiler_AF |  | HVAC-Blr | Hot water boiler,< 300 kBtuh; Pre-2005: 80.0 Et, No reset 2006 - 2009: 80.0 Et, OA Reset from 140 to 165 F 2010 - 2013: 80.0 Et, OA Reset from 140 to 165 F 2014 - 2015: 82.0 Et, OA Reset from 140 to 165 F | Hot water boiler (< 300 kBtuh, 82.0 AFUE, OA Reset from 140 to 165 F) | Hot water boiler (< 300 kBtuh, 84.5 AFUE, OA Reset from 140 to 165 F) |  |  |  | Available |  | 0 | 0 |  | ErRobNc |  | HVAC-Blr |  | None | 2020-01-01 | [6 empty] | Standard |  | 1 | 1 | 0 | Deemed Ex Ante Team |  |  |  | Updated to indicate claim/filing status
2020 | NG-HVAC-Blr-HW-lt300kBtuh-85p0AFUE-Drft | Hot water boiler (< 300 kBtuh, 85.0 AFUE, OA Reset from 140 to 165 F) | DEER2020 | D20v1 | 2020-11-24 16:30 | NG-HVAC-Blr-HW-lt300kBtuh-85p0AFUE-Drft | DEER | Standard | None | 0 | 0 | None |  | 0 |  | 0 | Com | Any | HVAC | SpaceHeat | WaterHtg_eq | Boiler_AF |  | HVAC-Blr | Hot water boiler,< 300 kBtuh; Pre-2005: 80.0 Et, No reset 2006 - 2009: 80.0 Et, OA Reset from 140 to 165 F 2010 - 2013: 80.0 Et, OA Reset from 140 to 165 F 2014 - 2015: 82.0 Et, OA Reset from 140 to 165 F | Hot water boiler (< 300 kBtuh, 82.0 AFUE, OA Reset from 140 to 165 F) | Hot water boiler (< 300 kBtuh, 85.0 AFUE, OA Reset from 140 to 165 F) |  |  |  | Available |  | 0 | 0 |  | ErRobNc |  | HVAC-Blr |  | None | 2020-01-01 | [6 empty] | Standard |  | 1 | 1 | 0 | Deemed Ex Ante Team |  |  |  | Updated to indicate claim/filing status
2020 | NG-HVAC-Blr-HW-lt300kBtuh-87p0AFUE-Drft | Hot water boiler (< 300 kBtuh, 87.0 AFUE, OA Reset from 140 to 165 F) | DEER2020 | D20v1 | 2020-11-24 16:30 | NG-HVAC-Blr-HW-lt300kBtuh-87p0AFUE-Drft | DEER | Standard | None | 0 | 0 | None |  | 0 |  | 0 | Com | Any | HVAC | SpaceHeat | WaterHtg_eq | Boiler_AF |  | HVAC-Blr | Hot water boiler,< 300 kBtuh; Pre-2005: 80.0 Et, No reset 2006 - 2009: 80.0 Et, OA Reset from 140 to 165 F 2010 - 2013: 80.0 Et, OA Reset from 140 to 165 F 2014 - 2015: 82.0 Et, OA Reset from 140 to 165 F | Hot water boiler (< 300 kBtuh, 82.0 AFUE, OA Reset from 140 to 165 F) | Hot water boiler (< 300 kBtuh, 87.0 AFUE, OA Reset from 140 to 165 F) |  |  |  | Available |  | 0 | 0 |  | ErRobNc |  | HVAC-Blr |  | None | 2020-01-01 | [6 empty] | Standard |  | 1 | 1 | 0 | Deemed Ex Ante Team |  |  |  | Updated to indicate claim/filing status
2020 | NG-HVAC-Blr-HW-lt300kBtuh-90p0AFUE-CndLow | Hot water boiler (< 300 kBtuh, 90.0 AFUE, condensing, OA reset from 115 to 140 F) | DEER2020 | D20v1 | 2020-11-24 16:30 | NG-HVAC-Blr-HW-lt300kBtuh-90p0AFUE-CndLow | DEER | Standard | None | 0 | 0 | None |  | 0 |  | 0 | Com | Any | HVAC | SpaceHeat | WaterHtg_eq | Boiler_AF |  | HVAC-Blr | Hot water boiler,< 300 kBtuh; Pre-2005: 80.0 Et, No reset 2006 - 2009: 80.0 Et, OA Reset from 140 to 165 F 2010 - 2013: 80.0 Et, OA Reset from 140 to 165 F 2014 - 2015: 82.0 Et, OA Reset from 140 to 165 F | Hot water boiler (< 300 kBtuh, 82.0 AFUE, OA Reset from 140 to 165 F) | Hot water boiler (< 300 kBtuh, 90.0 AFUE, condensing, OA reset from 115 to 140 F) |  |  |  | Available |  | 0 | 0 |  | ErRobNc |  | HVAC-Blr |  | None | 2020-01-01 | [6 empty] | Standard |  | 1 | 1 | 0 | Deemed Ex Ante Team |  |  |  | Updated to indicate claim/filing status
2020 | NG-HVAC-Blr-HW-lt300kBtuh-90p0AFUE-CndReset | Hot water boiler (< 300 kBtuh, 90.0 AFUE, condensing, load reset from 115 to 140 F) | DEER2020 | D20v1 | 2020-11-24 16:30 | NG-HVAC-Blr-HW-lt300kBtuh-90p0AFUE-CndReset | DEER | Standard | None | 0 | 0 | None |  | 0 |  | 0 | Com | Any | HVAC | SpaceHeat | WaterHtg_eq | Boiler_AF |  | HVAC-Blr | Hot water boiler,< 300 kBtuh; Pre-2005: 80.0 Et, No reset 2006 - 2009: 80.0 Et, OA Reset from 140 to 165 F 2010 - 2013: 80.0 Et, OA Reset from 140 to 165 F 2014 - 2015: 82.0 Et, OA Reset from 140 to 165 F | Hot water boiler (< 300 kBtuh, 82.0 AFUE, OA Reset from 140 to 165 F) | Hot water boiler (< 300 kBtuh, 90.0 AFUE, condensing, load reset from 115 to 140 F) |  |  |  | Available | measure results not correct from DOE2 | 0 | 0 |  | ErRobNc |  | HVAC-Blr |  | None | 2020-01-01 | [6 empty] | Standard |  | 1 | 1 | 0 | Deemed Ex Ante Team |  |  |  | Updated to indicate claim/filing status
2020 | NG-HVAC-Blr-HW-lt300kBtuh-90p0AFUE-CndStd | Hot water boiler (< 300 kBtuh, 90.0 AFUE, condensing, OA reset from 140 to 165 F) | DEER2020 | D20v1 | 2020-11-24 16:30 | NG-HVAC-Blr-HW-lt300kBtuh-90p0AFUE-CndStd | DEER | Standard | None | 0 | 0 | None |  | 0 |  | 0 | Com | Any | HVAC | SpaceHeat | WaterHtg_eq | Boiler_AF |  | HVAC-Blr | Hot water boiler,< 300 kBtuh; Pre-2005: 80.0 Et, No reset 2006 - 2009: 80.0 Et, OA Reset from 140 to 165 F 2010 - 2013: 80.0 Et, OA Reset from 140 to 165 F 2014 - 2015: 82.0 Et, OA Reset from 140 to 165 F | Hot water boiler (< 300 kBtuh, 82.0 AFUE, OA Reset from 140 to 165 F) | Hot water boiler (< 300 kBtuh, 90.0 AFUE, condensing, OA reset from 140 to 165 F) |  |  |  | Available |  | 0 | 0 |  | ErRobNc |  | HVAC-Blr |  | None | 2020-01-01 | [6 empty] | Standard |  | 1 | 1 | 0 | Deemed Ex Ante Team |  |  |  | Updated to indicate claim/filing status
2020 | NG-HVAC-Blr-HW-lt300kBtuh-94p0AFUE-CndLow | Hot water boiler (< 300 kBtuh, 94.0 AFUE, condensing, OA reset from 115 to 140 F) | DEER2020 | D20v1 | 2020-11-24 16:30 | NG-HVAC-Blr-HW-lt300kBtuh-94p0AFUE-CndLow | DEER | Standard | None | 0 | 0 | None |  | 0 |  | 0 | Com | Any | HVAC | SpaceHeat | WaterHtg_eq | Boiler_AF |  | HVAC-Blr | Hot water boiler,< 300 kBtuh; Pre-2005: 80.0 Et, No reset 2006 - 2009: 80.0 Et, OA Reset from 140 to 165 F 2010 - 2013: 80.0 Et, OA Reset from 140 to 165 F 2014 - 2015: 82.0 Et, OA Reset from 140 to 165 F | Hot water boiler (< 300 kBtuh, 82.0 AFUE, OA Reset from 140 to 165 F) | Hot water boiler (< 300 kBtuh, 94.0 AFUE, condensing, OA reset from 115 to 140 F) |  |  |  | Available |  | 0 | 0 |  | ErRobNc |  | HVAC-Blr |  | None | 2020-01-01 | [6 empty] | Standard |  | 1 | 1 | 0 | Deemed Ex Ante Team |  |  |  | Updated to indicate claim/filing status
2020 | NG-HVAC-Blr-HW-lt300kBtuh-94p0AFUE-CndReset | Hot water boiler (< 300 kBtuh, 94.0 AFUE, condensing, load reset from 115 to 140 F) | DEER2020 | D20v1 | 2020-11-24 16:30 | NG-HVAC-Blr-HW-lt300kBtuh-94p0AFUE-CndReset | DEER | Standard | None | 0 | 0 | None |  | 0 |  | 0 | Com | Any | HVAC | SpaceHeat | WaterHtg_eq | Boiler_AF |  | HVAC-Blr | Hot water boiler,< 300 kBtuh; Pre-2005: 80.0 Et, No reset 2006 - 2009: 80.0 Et, OA Reset from 140 to 165 F 2010 - 2013: 80.0 Et, OA Reset from 140 to 165 F 2014 - 2015: 82.0 Et, OA Reset from 140 to 165 F | Hot water boiler (< 300 kBtuh, 82.0 AFUE, OA Reset from 140 to 165 F) | Hot water boiler (< 300 kBtuh, 94.0 AFUE, condensing, load reset from 115 to 140 F) |  |  |  | Available | measure results not correct from DOE2 | 0 | 0 |  | ErRobNc |  | HVAC-Blr |  | None | 2020-01-01 | [6 empty] | Standard |  | 1 | 1 | 0 | Deemed Ex Ante Team |  |  |  | Updated to indicate claim/filing status
2020 | NG-HVAC-Blr-HW-lt300kBtuh-94p0AFUE-CndStd | Hot water boiler (< 300 kBtuh, 94.0 AFUE, condensing, OA reset from 140 to 165 F) | DEER2020 | D20v1 | 2020-11-24 16:30 | NG-HVAC-Blr-HW-lt300kBtuh-94p0AFUE-CndStd | DEER | Standard | None | 0 | 0 | None |  | 0 |  | 0 | Com | Any | HVAC | SpaceHeat | WaterHtg_eq | Boiler_AF |  | HVAC-Blr | Hot water boiler,< 300 kBtuh; Pre-2005: 80.0 Et, No reset 2006 - 2009: 80.0 Et, OA Reset from 140 to 165 F 2010 - 2013: 80.0 Et, OA Reset from 140 to 165 F 2014 - 2015: 82.0 Et, OA Reset from 140 to 165 F | Hot water boiler (< 300 kBtuh, 82.0 AFUE, OA Reset from 140 to 165 F) | Hot water boiler (< 300 kBtuh, 94.0 AFUE, condensing, OA reset from 140 to 165 F) |  |  |  | Available |  | 0 | 0 |  | ErRobNc |  | HVAC-Blr |  | None | 2020-01-01 | [6 empty] | Standard |  | 1 | 1 | 0 | Deemed Ex Ante Team |  |  |  | Updated to indicate claim/filing status
2020 | NG-HVAC-Blr-Stm-300to2500kBtuh-81p0Et-Drft | Steam boiler (300 - 2500 kBtuh, 81.0 Et, OA Reset from 140 to 165 F) | DEER2020 | D20v1 | 2020-11-24 16:30 | NG-HVAC-Blr-Stm-300to2500kBtuh-81p0Et-Drft | DEER | Standard | None | 0 | 0 | None |  | 0 |  | 0 | Com | Any | HVAC | SpaceHeat | SteamHtg_eq | Boiler_Et |  | HVAC-Blr | Steam boiler,300 - 2500 kBtuh; Pre-2005: 75.0 Et, No reset 2006 - 2009: 75.0 Et, OA Reset from 140 to 165 F 2010 - 2013: 75.0 Et, OA Reset from 140 to 165 F 2014 - 2015: 79.0 Et, OA Reset from 140 to 165 F | Steam boiler (300 - 2500 kBtuh, 79.0 Et, OA Reset from 140 to 165 F) | Steam boiler (300 - 2500 kBtuh, 81.0 Et, OA Reset from 140 to 165 F) |  |  |  | Available |  | 0 | 0 |  | ErRobNc |  | HVAC-Blr |  | None | 2020-01-01 | [6 empty] | Standard |  | 1 | 1 | 0 | Deemed Ex Ante Team |  |  |  | Updated to indicate claim/filing status
2020 | NG-HVAC-Blr-Stm-300to2500kBtuh-82p0Et-Drft | Steam boiler (300 - 2500 kBtuh, 82.0 Et, OA Reset from 140 to 165 F) | DEER2020 | D20v1 | 2020-11-24 16:30 | NG-HVAC-Blr-Stm-300to2500kBtuh-82p0Et-Drft | DEER | Standard | None | 0 | 0 | None |  | 0 |  | 0 | Com | Any | HVAC | SpaceHeat | SteamHtg_eq | Boiler_Et |  | HVAC-Blr | Steam boiler,300 - 2500 kBtuh; Pre-2005: 75.0 Et, No reset 2006 - 2009: 75.0 Et, OA Reset from 140 to 165 F 2010 - 2013: 75.0 Et, OA Reset from 140 to 165 F 2014 - 2015: 79.0 Et, OA Reset from 140 to 165 F | Steam boiler (300 - 2500 kBtuh, 79.0 Et, OA Reset from 140 to 165 F) | Steam boiler (300 - 2500 kBtuh, 82.0 Et, OA Reset from 140 to 165 F) |  |  |  | Available |  | 0 | 0 |  | ErRobNc |  | HVAC-Blr |  | None | 2020-01-01 | [6 empty] | Standard |  | 1 | 1 | 0 | Deemed Ex Ante Team |  |  |  | Updated to indicate claim/filing status
2020 | NG-HVAC-Blr-Stm-gt2500kBtuh-80p0Et-Drft | Steam boiler (> 2500 kBtuh, 80.0 Et, OA Reset from 140 to 165 F) | DEER2020 | D20v1 | 2020-11-24 16:30 | NG-HVAC-Blr-Stm-gt2500kBtuh-80p0Et-Drft | DEER | Standard | None | 0 | 0 | None |  | 0 |  | 0 | Com | Any | HVAC | SpaceHeat | SteamHtg_eq | Boiler_Et |  | HVAC-Blr | Steam boiler,> 2500 kBtuh; Pre-2005: 75.0 Et, No reset 2006 - 2009: 75.0 Et, OA Reset from 140 to 165 F 2010 - 2013: 75.0 Et, OA Reset from 140 to 165 F 2014 - 2015: 79.0 Et, OA Reset from 140 to 165 F | Steam boiler (> 2500 kBtuh, 79.0 Et, 82.0Ec, OA Reset from 140 to 165 F) | Steam boiler (> 2500 kBtuh, 80.0 Et, OA Reset from 140 to 165 F) |  |  |  | Available |  | 0 | 0 |  | ErRobNc |  | HVAC-Blr |  | None | 2020-01-01 | [6 empty] | Standard |  | 1 | 1 | 0 | Deemed Ex Ante Team |  |  |  | Updated to indicate claim/filing status
2020 | NG-HVAC-Blr-Stm-gt2500kBtuh-81p0Et-Drft | Steam boiler (> 2500 kBtuh, 81.0 Et, OA Reset from 140 to 165 F) | DEER2020 | D20v1 | 2020-11-24 16:30 | NG-HVAC-Blr-Stm-gt2500kBtuh-81p0Et-Drft | DEER | Standard | None | 0 | 0 | None |  | 0 |  | 0 | Com | Any | HVAC | SpaceHeat | SteamHtg_eq | Boiler_Et |  | HVAC-Blr | Steam boiler,> 2500 kBtuh; Pre-2005: 75.0 Et, No reset 2006 - 2009: 75.0 Et, OA Reset from 140 to 165 F 2010 - 2013: 75.0 Et, OA Reset from 140 to 165 F 2014 - 2015: 79.0 Et, OA Reset from 140 to 165 F | Steam boiler (> 2500 kBtuh, 79.0 Et, 82.0Ec, OA Reset from 140 to 165 F) | Steam boiler (> 2500 kBtuh, 81.0 Et, OA Reset from 140 to 165 F) |  |  |  | Available |  | 0 | 0 |  | ErRobNc |  | HVAC-Blr |  | None | 2020-01-01 | [6 empty] | Standard |  | 1 | 1 | 0 | Deemed Ex Ante Team |  |  |  | Updated to indicate claim/filing status
2020 | NG-HVAC-Blr-Stm-gt2500kBtuh-82p0Et-Drft | Steam boiler (> 2500 kBtuh, 82.0 Et, OA Reset from 140 to 165 F) | DEER2020 | D20v1 | 2020-11-24 16:30 | NG-HVAC-Blr-Stm-gt2500kBtuh-82p0Et-Drft | DEER | Standard | None | 0 | 0 | None |  | 0 |  | 0 | Com | Any | HVAC | SpaceHeat | SteamHtg_eq | Boiler_Et |  | HVAC-Blr | Steam boiler,> 2500 kBtuh; Pre-2005: 75.0 Et, No reset 2006 - 2009: 75.0 Et, OA Reset from 140 to 165 F 2010 - 2013: 75.0 Et, OA Reset from 140 to 165 F 2014 - 2015: 79.0 Et, OA Reset from 140 to 165 F | Steam boiler (> 2500 kBtuh, 79.0 Et, 82.0Ec, OA Reset from 140 to 165 F) | Steam boiler (> 2500 kBtuh, 82.0 Et, OA Reset from 140 to 165 F) |  |  |  | Available |  | 0 | 0 |  | ErRobNc |  | HVAC-Blr |  | None | 2020-01-01 | [6 empty] | Standard |  | 1 | 1 | 0 | Deemed Ex Ante Team |  |  |  | Updated to indicate claim/filing status
2020 | NG-HVAC-Blr-Stm-lt300kBtuh-82p0AFUE-Drft | Steam boiler (< 300 kBtuh, 82.0 AFUE, OA Reset from 140 to 165 F) | DEER2020 | D20v1 | 2020-11-24 16:30 | NG-HVAC-Blr-Stm-lt300kBtuh-82p0AFUE-Drft | DEER | Standard | None | 0 | 0 | None |  | 0 |  | 0 | Com | Any | HVAC | SpaceHeat | SteamHtg_eq | Boiler_AF |  | HVAC-Blr | Steam boiler,< 300 kBtuh; Pre-2005: 75.0 Et, No reset 2006 - 2009: 75.0 Et, OA Reset from 140 to 165 F 2010 - 2013: 75.0 Et, OA Reset from 140 to 165 F 2014 - 2015: 80.0 Et, OA Reset from 140 to 165 F | Steam boiler (< 300 kBtuh, 80.0 AFUE, OA Reset from 140 to 165 F) | Steam boiler (< 300 kBtuh, 82.0 AFUE, OA Reset from 140 to 165 F) |  |  |  | Available |  | 0 | 0 |  | ErRobNc |  | HVAC-Blr |  | None | 2020-01-01 | [6 empty] | Standard |  | 1 | 1 | 0 | Deemed Ex Ante Team |  |  |  | Updated to indicate claim/filing status
2020 | NG-HVAC-Blr-Stm-lt300kBtuh-83p0AFUE-Drft | Steam boiler (< 300 kBtuh, 83.0 AFUE, OA Reset from 140 to 165 F) | DEER2020 | D20v1 | 2020-11-24 16:30 | NG-HVAC-Blr-Stm-lt300kBtuh-83p0AFUE-Drft | DEER | Standard | None | 0 | 0 | None |  | 0 |  | 0 | Com | Any | HVAC | SpaceHeat | SteamHtg_eq | Boiler_AF |  | HVAC-Blr | Steam boiler,< 300 kBtuh; Pre-2005: 75.0 Et, No reset 2006 - 2009: 75.0 Et, OA Reset from 140 to 165 F 2010 - 2013: 75.0 Et, OA Reset from 140 to 165 F 2014 - 2015: 80.0 Et, OA Reset from 140 to 165 F | Steam boiler (< 300 kBtuh, 80.0 AFUE, OA Reset from 140 to 165 F) | Steam boiler (< 300 kBtuh, 83.0 AFUE, OA Reset from 140 to 165 F) |  |  |  | Available |  | 0 | 0 |  | ErRobNc |  | HVAC-Blr |  | None | 2020-01-01 | [6 empty] | Standard |  | 1 | 1 | 0 | Deemed Ex Ante Team |  |  |  | Updated to indicate claim/filing status
2020 | NG-WtrHt-SmlStrg-Gas-Ite75kBtuh-30G-HI-0p68UEF | Efficient commercial water heater: 30 gallon gas water heater (UEF=0.68) replaces 30 gallon standard gas water heater | DEER2019 | D20 v0 | 2020-11-24 16:30 | NG-WtrHt-SmlStrg-Gas-Ite75kBtuh-30G-HD-0p68UEF | DEER | Standard | None | 0 | 0 | None |  | 0 |  | 0 | Com | Any | SHW | Heating | WaterHtg_eq | Stor_UEF |  | WtrHt-Com |  | Small storage Gas water heater: 30 gallon, UEF = 0.65, RE = 0.78, Cap = 60 kBTUh, UA = 3.02 BTU/hr-F, VentW: 0, AuxBTUh: 350, high draw | Small storage Gas water heater: 30 gallon, UEF = 0.68, RE = 0.78, Cap = 60 kBTUh, UA = 3.02 BTU/hr-F, VentW: 0, AuxBTUh: 350, high draw |  | Stor_UEF-Gas-030gal-HI-0.65UEF | Stor_UEF-Gas-030gal-HI-0.68UEF | Available |  | 0 | 0 | DEER2019 Proposed Update | ErRobNc |  | WtrHt-Com |  | None | 2019-01-01 | 2019-12-31 | [5 empty] | Standard |  | 1 | 1 | 0 | Deemed Ex Ante Team |  |  |  | Updated to indicate claim/filing status
2020 | NG-WtrHt-SmlStrg-Gas-Ite75kBtuh-30G-HI-0p68UEF | Efficient commercial water heater: 30 gallon gas water heater (UEF=0.68) replaces 30 gallon standard gas water heater | DEER2020 | D20 v1 | 2020-11-24 16:30 | NG-WtrHt-SmlStrg-Gas-Ite75kBtuh-30G-HD-0p68UEF | DEER | Standard | None | 0 | 0 | None |  | 0 |  | 0 | Com | Any | SHW | Heating | WaterHtg_eq | Stor_UEF |  | WtrHt-Com |  | Small storage Gas water heater: 30 gallon, UEF = 0.65, RE = 0.78, Cap = 60 kBTUh, UA = 3.02 BTU/hr-F, VentW: 0, AuxBTUh: 350, high draw | Small storage Gas water heater: 30 gallon, UEF = 0.68, RE = 0.78, Cap = 60 kBTUh, UA = 3.02 BTU/hr-F, VentW: 0, AuxBTUh: 350, high draw |  | Stor_UEF-Gas-030gal-HI-0.65UEF | Stor_UEF-Gas-030gal-HI-0.68UEF | Available |  | 0 | 0 |  | ErRobNc |  | WtrHt-Com |  | None | 2020-01-01 | [6 empty] | Standard |  | 1 | 1 | 0 | Deemed Ex Ante Team |  |  |  | Updated to indicate claim/filing status
2020 | NG-WtrHt-SmlStrg-Gas-Ite75kBtuh-30G-MD-0p64UEF | Efficient commercial water heater: 30 gallon gas water heater (UEF=0.64) replaces 30 gallon standard gas water heater | DEER2020 | D20 v1 | 2020-11-24 16:30 | NG-WtrHt-SmlStrg-Gas-Ite75kBtuh-30G-MD-0p64UEF | DEER | Standard | None | 0 | 0 | None |  | 0 |  | 0 | Com | Any | SHW | Heating | WaterHtg_eq | Stor_UEF |  | WtrHt-Com |  | Small storage Gas water heater: 30 gallon, UEF = 0.60, RE = 0.78, Cap = 31.3BTUh, UA = 6.61 BTU/hr-F, VentW: 0, AuxBTUh: 350, medium draw | Small storage Gas water heater: 30 gallon, UEF = 0.64, RE = 0.77, Cap = 31.3 kBTUh, UA = 3.65 BTU/hr-F, VentW: 0, AuxBTUh: 350, medium draw |  | Stor_UEF-Gas-030gal-MD-0.60UEF | Stor_UEF-Gas-030gal-MD-0.64UEF | Available |  | 0 | 0 |  | ErRobNc |  | WtrHt-Com |  | None | 2020-01-01 | [6 empty] | Standard |  | 1 | 1 | 0 | Deemed Ex Ante Team |  |  |  | Updated to indicate claim/filing status
2020 | NG-WtrHt-SmlStrg-Gas-Ite75kBtuh-30G-MD-0p64UEF | Efficient commercial water heater: 30 gallon gas water heater (UEF=0.64) replaces 30 gallon standard gas water heater | DEER2019 | D20 v0 | 2020-11-24 16:30 | NG-WtrHt-SmlStrg-Gas-Ite75kBtuh-30G-MD-0p64UEF | DEER | Standard | None | 0 | 0 | None |  | 0 |  | 0 | Com | Any | SHW | Heating | WaterHtg_eq | Stor_UEF |  | WtrHt-Com |  | Small storage Gas water heater: 30 gallon, UEF = 0.60, RE = 0.78, Cap = 31.3BTUh, UA = 6.61 BTU/hr-F, VentW: 0, AuxBTUh: 350, medium draw | Small storage Gas water heater: 30 gallon, UEF = 0.64, RE = 0.77, Cap = 31.3 kBTUh, UA = 3.65 BTU/hr-F, VentW: 0, AuxBTUh: 350, medium draw |  | Stor_UEF-Gas-030gal-MD-0.60UEF | Stor_UEF-Gas-030gal-MD-0.64UEF | Available |  | 0 | 0 | DEER2019 Proposed Update | ErRobNc |  | WtrHt-Com |  | None | 2019-01-01 | 2019-12-31 | [5 empty] | Standard |  | 1 | 1 | 0 | Deemed Ex Ante Team |  |  |  | Updated to indicate claim/filing status
2020 | NG-WtrHt-SmlStrg-Gas-Ite75kBtuh-40G-HI-0p68UEF | Efficient commercial water heater: 40 gallon gas water heater (UEF=0.68) replaces 40 gallon standard gas water heater | DEER2019 | D20 v0 | 2020-11-24 16:30 | NG-WtrHt-SmlStrg-Gas-Ite75kBtuh-40G-HD-0p68UEF | DEER | Standard | None | 0 | 0 | None |  | 0 |  | 0 | Com | Any | SHW | Heating | WaterHtg_eq | Stor_UEF |  | WtrHt-Com |  | Small storage Gas water heater: 40 gallon, UEF = 0.64, RE = 0.77, Cap = 40 kBTUh, UA = 6.60 BTU/hr-F, VentW: 0, AuxBTUh: 350, high draw | Small storage Gas water heater: 40 gallon, UEF = 0.68, RE = 0.79, Cap = 40.7 kBTUh, UA = 3.91 BTU/hr-F, VentW: 0, AuxBTUh: 350, high draw |  | Stor_UEF-Gas-040gal-HI-0.64UEF | Stor_UEF-Gas-040gal-HI-0.68UEF | Available |  | 0 | 0 | DEER2019 Proposed Update | ErRobNc |  | WtrHt-Com |  | None | 2019-01-01 | 2019-12-31 | [5 empty] | Standard |  | 1 | 1 | 0 | Deemed Ex Ante Team |  |  |  | Updated to indicate claim/filing status
2020 | NG-WtrHt-SmlStrg-Gas-Ite75kBtuh-40G-HI-0p68UEF | Efficient commercial water heater: 40 gallon gas water heater (UEF=0.68) replaces 40 gallon standard gas water heater | DEER2020 | D20 v1 | 2020-11-24 16:30 | NG-WtrHt-SmlStrg-Gas-Ite75kBtuh-40G-HD-0p68UEF | DEER | Standard | None | 0 | 0 | None |  | 0 |  | 0 | Com | Any | SHW | Heating | WaterHtg_eq | Stor_UEF |  | WtrHt-Com |  | Small storage Gas water heater: 40 gallon, UEF = 0.64, RE = 0.77, Cap = 40 kBTUh, UA = 6.60 BTU/hr-F, VentW: 0, AuxBTUh: 350, high draw | Small storage Gas water heater: 40 gallon, UEF = 0.68, RE = 0.79, Cap = 40.7 kBTUh, UA = 3.91 BTU/hr-F, VentW: 0, AuxBTUh: 350, high draw |  | Stor_UEF-Gas-040gal-HI-0.64UEF | Stor_UEF-Gas-040gal-HI-0.68UEF | Available |  | 0 | 0 |  | ErRobNc |  | WtrHt-Com |  | None | 2020-01-01 | [6 empty] | Standard |  | 1 | 1 | 0 | Deemed Ex Ante Team |  |  |  | Updated to indicate claim/filing status
2020 | NG-WtrHt-SmlStrg-Gas-Ite75kBtuh-40G-MD-0p64UEF | Efficient commercial water heater: 40 gallon gas water heater (UEF=0.64) replaces 40 gallon standard gas water heater | DEER2019 | D20 v0 | 2020-11-24 16:30 | NG-WtrHt-SmlStrg-Gas-Ite75kBtuh-40G-MD-0p64UEF | DEER | Standard | None | 0 | 0 | None |  | 0 |  | 0 | Com | Any | SHW | Heating | WaterHtg_eq | Stor_UEF |  | WtrHt-Com |  | Small storage Gas water heater: 40 gallon, UEF = 0.58, RE = 0.77, Cap = 37.5 kBTUh, UA = 7.19 BTU/hr-F, VentW: 0, AuxBTUh: 350, medium draw | Small storage Gas water heater: 40 gallon, UEF = 0.64, RE = 0.77, Cap = 39.3 kBTUh, UA = 3.59 BTU/hr-F, VentW: 0, AuxBTUh: 350, medium draw |  | Stor_UEF-Gas-040gal-MD-0.58UEF | Stor_UEF-Gas-040gal-MD-0.64UEF | Available |  | 0 | 0 | DEER2019 Proposed Update | ErRobNc |  | WtrHt-Com |  | None | 2019-01-01 | 2019-12-31 | [5 empty] | Standard |  | 1 | 1 | 0 | Deemed Ex Ante Team |  |  |  | Updated to indicate claim/filing status
2020 | NG-WtrHt-SmlStrg-Gas-Ite75kBtuh-40G-MD-0p64UEF | Efficient commercial water heater: 40 gallon gas water heater (UEF=0.64) replaces 40 gallon standard gas water heater | DEER2020 | D20 v1 | 2020-11-24 16:30 | NG-WtrHt-SmlStrg-Gas-Ite75kBtuh-40G-MD-0p64UEF | DEER | Standard | None | 0 | 0 | None |  | 0 |  | 0 | Com | Any | SHW | Heating | WaterHtg_eq | Stor_UEF |  | WtrHt-Com |  | Small storage Gas water heater: 40 gallon, UEF = 0.58, RE = 0.77, Cap = 37.5 kBTUh, UA = 7.19 BTU/hr-F, VentW: 0, AuxBTUh: 350, medium draw | Small storage Gas water heater: 40 gallon, UEF = 0.64, RE = 0.77, Cap = 39.3 kBTUh, UA = 3.59 BTU/hr-F, VentW: 0, AuxBTUh: 350, medium draw |  | Stor_UEF-Gas-040gal-MD-0.58UEF | Stor_UEF-Gas-040gal-MD-0.64UEF | Available |  | 0 | 0 |  | ErRobNc |  | WtrHt-Com |  | None | 2020-01-01 | [6 empty] | Standard |  | 1 | 1 | 0 | Deemed Ex Ante Team |  |  |  | Updated to indicate claim/filing status
2020 | NG-WtrHt-SmlStrg-Gas-Ite75kBtuh-50G-HI-0p68UEF | Efficient commercial water heater: 50 gallon gas water heater (UEF=0.68) replaces 50 gallon standard gas water heater | DEER2020 | D20 v1 | 2020-11-24 16:30 | NG-WtrHt-SmlStrg-Gas-Ite75kBtuh-50G-HD-0p68UEF | DEER | Standard | None | 0 | 0 | None |  | 0 |  | 0 | Com | Any | SHW | Heating | WaterHtg_eq | Stor_UEF |  | WtrHt-Com |  | Small storage Gas water heater: 50 gallon, UEF = 0.63, RE = 0.8, Cap = 42 kBTUh, UA = 9.07 BTU/hr-F, VentW: 0, AuxBTUh: 350, high draw | Small storage Gas water heater: 50 gallon, UEF = 0.68, RE = 0.79, Cap = 49.7 kBTUh, UA = 4.322 BTU/hr-F, VentW: 0, AuxBTUh: 350, high draw |  | Stor_UEF-Gas-050gal-HI-0.63UEF | Stor_UEF-Gas-050gal-HI-0.68UEF | Available |  | 0 | 0 |  | ErRobNc |  | WtrHt-Com |  | None | 2020-01-01 | [6 empty] | Standard |  | 1 | 1 | 0 | Deemed Ex Ante Team |  |  |  | Updated to indicate claim/filing status
2020 | NG-WtrHt-SmlStrg-Gas-Ite75kBtuh-50G-HI-0p68UEF | Efficient commercial water heater: 50 gallon gas water heater (UEF=0.68) replaces 50 gallon standard gas water heater | DEER2019 | D20 v0 | 2020-11-24 16:30 | NG-WtrHt-SmlStrg-Gas-Ite75kBtuh-50G-HD-0p68UEF | DEER | Standard | None | 0 | 0 | None |  | 0 |  | 0 | Com | Any | SHW | Heating | WaterHtg_eq | Stor_UEF |  | WtrHt-Com |  | Small storage Gas water heater: 50 gallon, UEF = 0.63, RE = 0.8, Cap = 42 kBTUh, UA = 9.07 BTU/hr-F, VentW: 0, AuxBTUh: 350, high draw | Small storage Gas water heater: 50 gallon, UEF = 0.68, RE = 0.79, Cap = 49.7 kBTUh, UA = 4.322 BTU/hr-F, VentW: 0, AuxBTUh: 350, high draw |  | Stor_UEF-Gas-050gal-HI-0.63UEF | Stor_UEF-Gas-050gal-HI-0.68UEF | Available |  | 0 | 0 | DEER2019 Proposed Update | ErRobNc |  | WtrHt-Com |  | None | 2019-01-01 | 2019-12-31 | [5 empty] | Standard |  | 1 | 1 | 0 | Deemed Ex Ante Team |  |  |  | Updated to indicate claim/filing status
2020 | NG-WtrHt-SmlStrg-Gas-Ite75kBtuh-50G-MD-0p64UEF | Efficient commercial water heater: 50 gallon gas water heater (UEF=0.64) replaces 50 gallon standard gas water heater | DEER2020 | D20 v1 | 2020-11-24 16:30 | NG-WtrHt-SmlStrg-Gas-Ite75kBtuh-50G-MD-0p64UEF | DEER | Standard | None | 0 | 0 | None |  | 0 |  | 0 | Com | Any | SHW | Heating | WaterHtg_eq | Stor_UEF |  | WtrHt-Com |  | Small storage Gas water heater: 50 gallon, UEF = 0.56, RE = 0.76, Cap = 40 kBTUh, UA = 6.71 BTU/hr-F, VentW: 0, AuxBTUh: 350, medium draw | Small storage Gas water heater: 50 gallon, UEF = 0.64, RE = 0.78, Cap = 39.7 kBTUh, UA = 3.98 BTU/hr-F, VentW: 0, AuxBTUh: 350, medium draw |  | Stor_UEF-Gas-050gal-MD-0.56UEF | Stor_UEF-Gas-050gal-MD-0.64UEF | Available |  | 0 | 0 |  | ErRobNc |  | WtrHt-Com |  | None | 2020-01-01 | [6 empty] | Standard |  | 1 | 1 | 0 | Deemed Ex Ante Team |  |  |  | Updated to indicate claim/filing status
2020 | NG-WtrHt-SmlStrg-Gas-Ite75kBtuh-50G-MD-0p64UEF | Efficient commercial water heater: 50 gallon gas water heater (UEF=0.64) replaces 50 gallon standard gas water heater | DEER2019 | D20 v0 | 2020-11-24 16:30 | NG-WtrHt-SmlStrg-Gas-Ite75kBtuh-50G-MD-0p64UEF | DEER | Standard | None | 0 | 0 | None |  | 0 |  | 0 | Com | Any | SHW | Heating | WaterHtg_eq | Stor_UEF |  | WtrHt-Com |  | Small storage Gas water heater: 50 gallon, UEF = 0.56, RE = 0.76, Cap = 40 kBTUh, UA = 6.71 BTU/hr-F, VentW: 0, AuxBTUh: 350, medium draw | Small storage Gas water heater: 50 gallon, UEF = 0.64, RE = 0.78, Cap = 39.7 kBTUh, UA = 3.98 BTU/hr-F, VentW: 0, AuxBTUh: 350, medium draw |  | Stor_UEF-Gas-050gal-MD-0.56UEF | Stor_UEF-Gas-050gal-MD-0.64UEF | Available |  | 0 | 0 | DEER2019 Proposed Update | ErRobNc |  | WtrHt-Com |  | None | 2019-01-01 | 2019-12-31 | [5 empty] | Standard |  | 1 | 1 | 0 | Deemed Ex Ante Team |  |  |  | Updated to indicate claim/filing status
2020 | RB-Appl-EffCW-med-ElecDHW-GasCDryer-Tier1-Front | Clothes washer, Front loading, Elec DHW, GasDryer, Tier1, IMEF = 2.38 to < 2.74, IWF <= 3.7 | DEER2020 | D20v1 | 2022-05-18 12:07 | Appl-CW-Front-ElecDHW-GasDry-Tier1 | DEER | Standard | None |  |  | None |  | 0 |  | 0 | Res | Any | AppPlug | Laundry | Clean_equip | ClothesWash |  | Appl-EffCW | Clothes washer, Front loading, Elec DHW, GasDryer, Standard, IMEF =1.79, IWF < 4.8 | Clothes washer, Front loading, Elec DHW, GasDryer, Standard, IMEF =1.84, IWF < 4.7 | Clothes washer, Front loading, Elec DHW, GasDryer, Tier1, IMEF = 2.38, IWF <= 3.7 |  |  |  | Available |  | 0 | 0 |  | RobNc |  | Appl-EffCW |  | None | 2020-01-01 | 2022-12-31 | [5 empty] | Component |  | 1 | 1 | 0 | Deemed Ex Ante Team |  |  |  | Expired measure
2020 | RB-Appl-EffCW-med-ElecDHW-GasCDryer-Tier1-Top | Clothes washer, Top loading, Elec DHW, GasDryer, Tier1, IMEF = 2.06 to < 2.32, IWF <= 4.3 | DEER2020 | D20v1 | 2022-05-18 12:07 | Appl-CW-Top-ElecDHW-GasDry-Tier1 | DEER | Standard | None |  |  | None |  | 0 |  | 0 | Res | Any | AppPlug | Laundry | Clean_equip | ClothesWash |  | Appl-EffCW | Clothes washer, Top loading, Elec DHW, GasDryer, Standard, IMEF = 1.08, IWF <= 9.4 | Clothes washer, Top loading, Elec DHW, GasDryer, Standard, IMEF = 1.57, IWF <= 6.5 | Clothes washer, Top loading, Elec DHW, GasDryer, Tier1, IMEF = 2.06, IWF <= 4.3 |  |  |  | Available |  | 0 | 0 |  | RobNc |  | Appl-EffCW |  | None | 2020-01-01 | 2022-12-31 | [5 empty] | Component |  | 1 | 1 | 0 | Deemed Ex Ante Team |  |  |  | Expired measure
2020 | RB-Appl-EffCW-med-ElecDHW-GasCDryer-Tier2-Front | Clothes washer, Front loading, Elec DHW, GasDryer, Tier2, IMEF = 2.74 to < 2.92, IWF <= 3.2 | DEER2020 | D20v1 | 2022-05-18 12:07 | Appl-CW-Front-ElecDHW-GasDry-Tier2 | DEER | Standard | None |  |  | None |  | 0 |  | 0 | Res | Any | AppPlug | Laundry | Clean_equip | ClothesWash |  | Appl-EffCW | Clothes washer, Front loading, Elec DHW, GasDryer, Standard, IMEF =1.79, IWF < 4.8 | Clothes washer, Front loading, Elec DHW, GasDryer, Standard, IMEF =1.84, IWF < 4.7 | Clothes washer, Front loading, Elec DHW, GasDryer, Tier2, IMEF = 2.74, IWF <= 3.2 |  |  |  | Available |  | 0 | 0 |  | RobNc |  | Appl-EffCW |  | None | 2020-01-01 | 2022-12-31 | [5 empty] | Component |  | 1 | 1 | 0 | Deemed Ex Ante Team |  |  |  | Expired measure
2020 | RB-Appl-EffCW-med-ElecDHW-GasCDryer-Tier2-Top | Clothes washer, Top loading, Elec DHW, GasDryer, Tier2, IMEF = 2.32 to < 2.76, IWF <= 4.0 | DEER2020 | D20v1 | 2020-11-24 16:30 | Appl-CW-Top-ElecDHW-GasDry-Tier2 | DEER | Standard | None |  |  | None |  | 0 |  | 0 | Res | Any | AppPlug | Laundry | Clean_equip | ClothesWash |  | Appl-EffCW | Clothes washer, Top loading, Elec DHW, GasDryer, Standard, IMEF = 1.08, IWF <= 9.4 | Clothes washer, Top loading, Elec DHW, GasDryer, Standard, IMEF = 1.57, IWF <= 6.5 | Clothes washer, Top loading, Elec DHW, GasDryer, Tier2, IMEF = 2.32, IWF <= 4.0 |  |  |  | Available |  | 0 | 0 |  | RobNc |  | Appl-EffCW |  | None | 2020-01-01 | [6 empty] | Component |  | 1 | 1 | 0 | Deemed Ex Ante Team |  |  |  | Updated to indicate claim/filing status
2020 | RB-Appl-EffCW-med-ElecDHW-GasCDryer-Tier3-Front | Clothes washer, Front loading, Elec DHW, GasDryer, Tier3, IMEF >= 2.92, IWF <= 3.2 | DEER2020 | D20v1 | 2022-05-18 12:07 | Appl-CW-Front-ElecDHW-GasDry-Tier3 | DEER | Standard | None |  |  | None |  | 0 |  | 0 | Res | Any | AppPlug | Laundry | Clean_equip | ClothesWash |  | Appl-EffCW | Clothes washer, Front loading, Elec DHW, GasDryer, Standard, IMEF =1.79, IWF < 4.8 | Clothes washer, Front loading, Elec DHW, GasDryer, Standard, IMEF =1.84, IWF < 4.7 | Clothes washer, Front loading, Elec DHW, GasDryer, Tier3, IMEF = 2.92, IWF <= 3.2 |  |  |  | Available |  | 0 | 0 |  | RobNc |  | Appl-EffCW |  | None | 2020-01-01 | 2022-12-31 | [5 empty] | Component |  | 1 | 1 | 0 | Deemed Ex Ante Team |  |  |  | Expired measure
2020 | RB-Appl-EffCW-med-ElecDHW-GasCDryer-Tier3-Top | Clothes washer, Top loading, Elec DHW, GasDryer, Tier3, IMEF >= 2.76, IWF <= 3.2 | DEER2020 | D20v1 | 2020-11-24 16:30 | Appl-CW-Top-ElecDHW-GasDry-Tier3 | DEER | Standard | None |  |  | None |  | 0 |  | 0 | Res | Any | AppPlug | Laundry | Clean_equip | ClothesWash |  | Appl-EffCW | Clothes washer, Top loading, Elec DHW, GasDryer, Standard, IMEF = 1.08, IWF <= 9.4 | Clothes washer, Top loading, Elec DHW, GasDryer, Standard, IMEF = 1.57, IWF <= 6.5 | Clothes washer, Top loading, Elec DHW, GasDryer, Tier3, IMEF = 2.76, IWF <= 3.2 |  |  |  | Available |  | 0 | 0 |  | RobNc |  | Appl-EffCW |  | None | 2020-01-01 | [6 empty] | Component |  | 1 | 1 | 0 | Deemed Ex Ante Team |  |  |  | Updated to indicate claim/filing status
2020 | RB-Appl-EffCW-med-GasDHW-ElecCDryer-Tier1-Front | Clothes washer, Front loading, Gas DHW, ElecDryer, Tier1, IMEF = 2.38 to < 2.74, IWF <= 3.7 | DEER2020 | D20v1 | 2022-05-18 12:07 | Appl-CW-Front-GasDHW-ElecDry-Tier1 | DEER | Standard | None |  |  | None |  | 0 |  | 0 | Res | Any | AppPlug | Laundry | Clean_equip | ClothesWash |  | Appl-EffCW | Clothes washer, Front loading, Gas DHW, ElecDryer, Standard, IMEF =1.79, IWF < 4.8 | Clothes washer, Front loading, Gas DHW, ElecDryer, Standard, IMEF =1.84, IWF < 4.7 | Clothes washer, Front loading, Gas DHW, ElecDryer, Tier1, IMEF = 2.38, IWF <= 3.7 |  |  |  | Available |  | 0 | 0 |  | RobNc |  | Appl-EffCW |  | None | 2020-01-01 | 2022-12-31 | [5 empty] | Component |  | 1 | 1 | 0 | Deemed Ex Ante Team |  |  |  | Expired measure
2020 | RB-Appl-EffCW-med-GasDHW-ElecCDryer-Tier1-Top | Clothes washer, Top loading, Gas DHW, ElecDryer, Tier1, IMEF = 2.06 to < 2.32, IWF <= 4.3 | DEER2020 | D20v1 | 2022-05-18 12:07 | Appl-CW-Top-GasDHW-ElecDry-Tier1 | DEER | Standard | None |  |  | None |  | 0 |  | 0 | Res | Any | AppPlug | Laundry | Clean_equip | ClothesWash |  | Appl-EffCW | Clothes washer, Top loading, Gas DHW, ElecDryer, Standard, IMEF = 1.08, IWF <= 9.4 | Clothes washer, Top loading, Gas DHW, ElecDryer, Standard, IMEF = 1.57, IWF <= 6.5 | Clothes washer, Top loading, Gas DHW, ElecDryer, Tier1, IMEF = 2.06, IWF <= 4.3 |  |  |  | Available |  | 0 | 0 |  | RobNc |  | Appl-EffCW |  | None | 2020-01-01 | 2022-12-31 | [5 empty] | Component |  | 1 | 1 | 0 | Deemed Ex Ante Team |  |  |  | Expired measure
2020 | RB-Appl-EffCW-med-GasDHW-ElecCDryer-Tier2-Front | Clothes washer, Front loading, Gas DHW, ElecDryer, Tier2, IMEF = 2.74 to < 2.92, IWF <= 3.2 | DEER2020 | D20v1 | 2022-05-18 12:07 | Appl-CW-Front-GasDHW-ElecDry-Tier2 | DEER | Standard | None |  |  | None |  | 0 |  | 0 | Res | Any | AppPlug | Laundry | Clean_equip | ClothesWash |  | Appl-EffCW | Clothes washer, Front loading, Gas DHW, ElecDryer, Standard, IMEF =1.79, IWF < 4.8 | Clothes washer, Front loading, Gas DHW, ElecDryer, Standard, IMEF =1.84, IWF < 4.7 | Clothes washer, Front loading, Gas DHW, ElecDryer, Tier2, IMEF = 2.74, IWF <= 3.2 |  |  |  | Available |  | 0 | 0 |  | RobNc |  | Appl-EffCW |  | None | 2020-01-01 | 2022-12-31 | [5 empty] | Component |  | 1 | 1 | 0 | Deemed Ex Ante Team |  |  |  | Expired measure
2020 | RB-Appl-EffCW-med-GasDHW-ElecCDryer-Tier2-Top | Clothes washer, Top loading, Gas DHW, ElecDryer, Tier2, IMEF = 2.32 to < 2.76, IWF <= 4.0 | DEER2020 | D20v1 | 2020-11-24 16:30 | Appl-CW-Top-GasDHW-ElecDry-Tier2 | DEER | Standard | None |  |  | None |  | 0 |  | 0 | Res | Any | AppPlug | Laundry | Clean_equip | ClothesWash |  | Appl-EffCW | Clothes washer, Top loading, Gas DHW, ElecDryer, Standard, IMEF = 1.08, IWF <= 9.4 | Clothes washer, Top loading, Gas DHW, ElecDryer, Standard, IMEF = 1.57, IWF <= 6.5 | Clothes washer, Top loading, Gas DHW, ElecDryer, Tier2, IMEF = 2.32, IWF <= 4.0 |  |  |  | Available |  | 0 | 0 |  | RobNc |  | Appl-EffCW |  | None | 2020-01-01 | [6 empty] | Component |  | 1 | 1 | 0 | Deemed Ex Ante Team |  |  |  | Updated to indicate claim/filing status
2020 | RB-Appl-EffCW-med-GasDHW-ElecCDryer-Tier3-Front | Clothes washer, Front loading, Gas DHW, ElecDryer, Tier3, IMEF >= 2.92, IWF <= 3.2 | DEER2020 | D20v1 | 2022-05-18 12:07 | Appl-CW-Front-GasDHW-ElecDry-Tier3 | DEER | Standard | None |  |  | None |  | 0 |  | 0 | Res | Any | AppPlug | Laundry | Clean_equip | ClothesWash |  | Appl-EffCW | Clothes washer, Front loading, Gas DHW, ElecDryer, Standard, IMEF =1.79, IWF < 4.8 | Clothes washer, Front loading, Gas DHW, ElecDryer, Standard, IMEF =1.84, IWF < 4.7 | Clothes washer, Front loading, Gas DHW, ElecDryer, Tier3, IMEF = 2.92, IWF <= 3.2 |  |  |  | Available |  | 0 | 0 |  | RobNc |  | Appl-EffCW |  | None | 2020-01-01 | 2022-12-31 | [5 empty] | Component |  | 1 | 1 | 0 | Deemed Ex Ante Team |  |  |  | Expired measure
2020 | RB-Appl-EffCW-med-GasDHW-ElecCDryer-Tier3-Top | Clothes washer, Top loading, Gas DHW, ElecDryer, Tier3, IMEF > 2.76, IWF <= 3.2 | DEER2020 | D20v1 | 2020-11-24 16:30 | Appl-CW-Top-GasDHW-ElecDry-Tier3 | DEER | Standard | None |  |  | None |  | 0 |  | 0 | Res | Any | AppPlug | Laundry | Clean_equip | ClothesWash |  | Appl-EffCW | Clothes washer, Top loading, Gas DHW, ElecDryer, Standard, IMEF = 1.08, IWF <= 9.4 | Clothes washer, Top loading, Gas DHW, ElecDryer, Standard, IMEF = 1.57, IWF <= 6.5 | Clothes washer, Top loading, Gas DHW, ElecDryer, Tier3, IMEF = 2.76, IWF <= 3.2 |  |  |  | Available |  | 0 | 0 |  | RobNc |  | Appl-EffCW |  | None | 2020-01-01 | [6 empty] | Component |  | 1 | 1 | 0 | Deemed Ex Ante Team |  |  |  | Updated to indicate claim/filing status
2020 | RB-Appl-EffCW-med-GasDHW-GasCDryer-Tier1-Front | Clothes washer, Front loading, Gas DHW, GasDryer, Tier1, IMEF = 2.38 to < 2.74, IWF <= 3.7 | DEER2020 | D20v1 | 2022-05-18 12:07 | Appl-CW-Front-GasDHW-GasDry-Tier1 | DEER | Standard | None |  |  | None |  | 0 |  | 0 | Res | Any | AppPlug | Laundry | Clean_equip | ClothesWash |  | Appl-EffCW | Clothes washer, Front loading, Gas DHW, GasDryer, Standard, IMEF =1.79, IWF < 4.8 | Clothes washer, Front loading, Gas DHW, GasDryer, Standard, IMEF =1.84, IWF < 4.7 | Clothes washer, Front loading, Gas DHW, GasDryer, Tier1, IMEF = 2.38, IWF <= 3.7 |  |  |  | Available |  | 0 | 0 |  | RobNc |  | Appl-EffCW |  | None | 2020-01-01 | 2022-12-31 | [5 empty] | Component |  | 1 | 1 | 0 | Deemed Ex Ante Team |  |  |  | Expired measure
2020 | RB-Appl-EffCW-med-GasDHW-GasCDryer-Tier1-Top | Clothes washer, Top loading, Gas DHW, GasDryer, Tier1, IMEF = 2.06 to < 2.32, IWF <= 4.3 | DEER2020 | D20v1 | 2022-05-18 12:07 | Appl-CW-Top-GasDHW-GasDry-Tier1 | DEER | Standard | None |  |  | None |  | 0 |  | 0 | Res | Any | AppPlug | Laundry | Clean_equip | ClothesWash |  | Appl-EffCW | Clothes washer, Top loading, Gas DHW, GasDryer, Standard, IMEF = 1.08, IWF <= 9.4 | Clothes washer, Top loading, Gas DHW, GasDryer, Standard, IMEF = 1.57, IWF <= 6.5 | Clothes washer, Top loading, Gas DHW, GasDryer, Tier1, IMEF = 2.06, IWF <= 4.3 |  |  |  | Available |  | 0 | 0 |  | RobNc |  | Appl-EffCW |  | None | 2020-01-01 | 2022-12-31 | [5 empty] | Component |  | 1 | 1 | 0 | Deemed Ex Ante Team |  |  |  | Expired measure
2020 | RB-Appl-EffCW-med-GasDHW-GasCDryer-Tier2-Front | Clothes washer, Front loading, Gas DHW, GasDryer, Tier2, IMEF = 2.74 to < 2.92, IWF <= 3.2 | DEER2020 | D20v1 | 2022-05-18 12:07 | Appl-CW-Front-GasDHW-GasDry-Tier2 | DEER | Standard | None |  |  | None |  | 0 |  | 0 | Res | Any | AppPlug | Laundry | Clean_equip | ClothesWash |  | Appl-EffCW | Clothes washer, Front loading, Gas DHW, GasDryer, Standard, IMEF =1.79, IWF < 4.8 | Clothes washer, Front loading, Gas DHW, GasDryer, Standard, IMEF =1.84, IWF < 4.7 | Clothes washer, Front loading, Gas DHW, GasDryer, Tier2, IMEF = 2.74, IWF <= 3.2 |  |  |  | Available |  | 0 | 0 |  | RobNc |  | Appl-EffCW |  | None | 2020-01-01 | 2022-12-31 | [5 empty] | Component |  | 1 | 1 | 0 | Deemed Ex Ante Team |  |  |  | Expired measure
2020 | RB-Appl-EffCW-med-GasDHW-GasCDryer-Tier2-Top | Clothes washer, Top loading, Gas DHW, GasDryer, Tier2, IMEF = 2.32 to < 2.76, IWF <= 4.0 | DEER2020 | D20v1 | 2020-11-24 16:30 | Appl-CW-Top-GasDHW-GasDry-Tier2 | DEER | Standard | None |  |  | None |  | 0 |  | 0 | Res | Any | AppPlug | Laundry | Clean_equip | ClothesWash |  | Appl-EffCW | Clothes washer, Top loading, Gas DHW, GasDryer, Standard, IMEF = 1.08, IWF <= 9.4 | Clothes washer, Top loading, Gas DHW, GasDryer, Standard, IMEF = 1.57, IWF <= 6.5 | Clothes washer, Top loading, Gas DHW, GasDryer, Tier2, IMEF = 2.32, IWF <= 4.0 |  |  |  | Available |  | 0 | 0 |  | RobNc |  | Appl-EffCW |  | None | 2020-01-01 | [6 empty] | Component |  | 1 | 1 | 0 | Deemed Ex Ante Team |  |  |  | Updated to indicate claim/filing status
2020 | RB-Appl-EffCW-med-GasDHW-GasCDryer-Tier3-Front | Clothes washer, Front loading, Gas DHW, GasDryer, Tier3, IMEF >= 2.92, IWF <= 3.2 | DEER2020 | D20v1 | 2022-05-18 12:07 | Appl-CW-Front-GasDHW-GasDry-Tier3 | DEER | Standard | None |  |  | None |  | 0 |  | 0 | Res | Any | AppPlug | Laundry | Clean_equip | ClothesWash |  | Appl-EffCW | Clothes washer, Front loading, Gas DHW, GasDryer, Standard, IMEF =1.79, IWF < 4.8 | Clothes washer, Front loading, Gas DHW, GasDryer, Standard, IMEF =1.84, IWF < 4.7 | Clothes washer, Front loading, Gas DHW, GasDryer, Tier3, IMEF = 2.92, IWF <= 3.2 |  |  |  | Available |  | 0 | 0 |  | RobNc |  | Appl-EffCW |  | None | 2020-01-01 | 2022-12-31 | [5 empty] | Component |  | 1 | 1 | 0 | Deemed Ex Ante Team |  |  |  | Expired measure
2020 | RB-Appl-EffCW-med-GasDHW-GasCDryer-Tier3-Top | Clothes washer, Top loading, Gas DHW, GasDryer, Tier3, IMEF > 2.76, IWF <= 3.2 | DEER2020 | D20v1 | 2020-11-24 16:30 | Appl-CW-Top-GasDHW-GasDry-Tier3 | DEER | Standard | None |  |  | None |  | 0 |  | 0 | Res | Any | AppPlug | Laundry | Clean_equip | ClothesWash |  | Appl-EffCW | Clothes washer, Top loading, Gas DHW, GasDryer, Standard, IMEF = 1.08, IWF <= 9.4 | Clothes washer, Top loading, Gas DHW, GasDryer, Standard, IMEF = 1.57, IWF <= 6.5 | Clothes washer, Top loading, Gas DHW, GasDryer, Tier3, IMEF = 2.76, IWF <= 3.2 |  |  |  | Available |  | 0 | 0 |  | RobNc |  | Appl-EffCW |  | None | 2020-01-01 | [6 empty] | Component |  | 1 | 1 | 0 | Deemed Ex Ante Team |  |  |  | Updated to indicate claim/filing status
2020 | RB-Appl-EffCW-med-Tier1-Front | Clothes washer, Front loading, Weighted Fuel Type, Tier1, IMEF = 2.38 to < 2.74, IWF <= 3.7 | DEER2020 | D20v1 | 2022-05-18 12:07 | Appl-CW-Front-Tier1 | DEER | Standard | None |  |  | None |  | 0 |  | 0 | Res | Any | AppPlug | Laundry | Clean_equip | ClothesWash |  | Appl-EffCW | Clothes washer, Front loading, Weighted Fuel Types, Standard, IMEF =1.79, IWF < 4.8 | Clothes washer, Front loading, Weighted Fuel Types, Standard, IMEF =1.84, IWF < 4.7 | Clothes washer, Front loading, Weighted Fuel Types, Tier1, IMEF = 2.38, IWF <= 3.7 |  |  |  | Available |  | 0 | 0 |  | RobNc |  | Appl-EffCW |  | None | 2020-01-01 | 2022-12-31 | [5 empty] | Standard |  | 1 | 1 | 0 | Deemed Ex Ante Team |  |  |  | Expired measure
2020 | RB-Appl-EffCW-med-Tier1-Top | Clothes washer, Top loading, Weighted Fuel Type, Tier1, IMEF = 2.06 to < 2.32, IWF <= 4.3 | DEER2020 | D20v1 | 2022-05-18 12:07 | Appl-CW-Top-Tier1 | DEER | Standard | None |  |  | None |  | 0 |  | 0 | Res | Any | AppPlug | Laundry | Clean_equip | ClothesWash |  | Appl-EffCW | Clothes washer, Top loading, Weighted Fuel Types, Standard, IMEF = 1.08, IWF <= 9.4 | Clothes washer, Top loading, Weighted Fuel Types, Standard, IMEF = 1.29, IWF <= 8.4 | Clothes washer, Top loading, Weighted Fuel Types, Tier1, IMEF = 2.06, IWF <= 4.3 |  |  |  | Available |  | 0 | 0 |  | RobNc |  | Appl-EffCW |  | None | 2020-01-01 | 2022-12-31 | [5 empty] | Standard |  | 1 | 1 | 0 | Deemed Ex Ante Team |  |  |  | Expired measure
2020 | RB-Appl-EffCW-med-Tier2-Front | Clothes washer, Front loading, Weighted Fuel Type, Tier2, IMEF = 2.74 to < 2.92, IWF <= 3.2 | DEER2020 | D20v1 | 2022-05-18 12:07 | Appl-CW-Front-Tier2 | DEER | Standard | None |  |  | None |  | 0 |  | 0 | Res | Any | AppPlug | Laundry | Clean_equip | ClothesWash |  | Appl-EffCW | Clothes washer, Front loading, Weighted Fuel Types, Standard, IMEF =1.79, IWF < 4.8 | Clothes washer, Front loading, Weighted Fuel Types, Standard, IMEF =1.84, IWF < 4.7 | Clothes washer, Front loading, Weighted Fuel Types, Tier2, IMEF = 2.74, IWF <= 3.2 |  |  |  | Available |  | 0 | 0 |  | RobNc |  | Appl-EffCW |  | None | 2020-01-01 | 2022-12-31 | [5 empty] | Standard |  | 1 | 1 | 0 | Deemed Ex Ante Team |  |  |  | Expired measure
2020 | RB-Appl-EffCW-med-Tier2-Top | Clothes washer, Top loading, Weighted Fuel Type, Tier2, IMEF = 2.32 to < 2.76, IWF <= 4.0 | DEER2020 | D20v1 | 2020-11-24 16:30 | Appl-CW-Top-Tier2 | DEER | Standard | None |  |  | None |  | 0 |  | 0 | Res | Any | AppPlug | Laundry | Clean_equip | ClothesWash |  | Appl-EffCW | Clothes washer, Top loading, Weighted Fuel Types, Standard, IMEF = 1.08, IWF <= 9.4 | Clothes washer, Top loading, Weighted Fuel Types, Standard, IMEF = 1.29, IWF <= 8.4 | Clothes washer, Top loading, Weighted Fuel Types, Tier2, IMEF = 2.32, IWF <= 4.0 |  |  |  | Available |  | 0 | 0 |  | RobNc |  | Appl-EffCW |  | None | 2020-01-01 | [6 empty] | Standard |  | 1 | 1 | 0 | Deemed Ex Ante Team |  |  |  | Updated to indicate claim/filing status
2020 | RB-Appl-EffCW-med-Tier3-Front | Clothes washer, Front loading, Weighted Fuel Type, Tier3, IMEF >= 2.92, IWF <= 3.2 | DEER2020 | D20v1 | 2022-05-18 12:07 | Appl-CW-Front-Tier3 | DEER | Standard | None |  |  | None |  | 0 |  | 0 | Res | Any | AppPlug | Laundry | Clean_equip | ClothesWash |  | Appl-EffCW | Clothes washer, Front loading, Weighted Fuel Types, Standard, IMEF =1.79, IWF < 4.8 | Clothes washer, Front loading, Weighted Fuel Types, Standard, IMEF =1.84, IWF < 4.7 | Clothes washer, Front loading, Weighted Fuel Types, Tier3, IMEF = 2.92, IWF <= 3.2 |  |  |  | Available |  | 0 | 0 |  | RobNc |  | Appl-EffCW |  | None | 2020-01-01 | 2022-12-31 | [5 empty] | Standard |  | 1 | 1 | 0 | Deemed Ex Ante Team |  |  |  | Expired measure
2020 | RB-Appl-EffCW-med-Tier3-Top | Clothes washer, Top loading, Weighted Fuel Type, Tier3, IMEF >= 2.76, IWF <= 3.2 | DEER2020 | D20v1 | 2020-11-24 16:30 | Appl-CW-Top-Tier3 | DEER | Standard | None |  |  | None |  | 0 |  | 0 | Res | Any | AppPlug | Laundry | Clean_equip | ClothesWash |  | Appl-EffCW | Clothes washer, Top loading, Weighted Fuel Types, Standard, IMEF = 1.08, IWF <= 9.4 | Clothes washer, Top loading, Weighted Fuel Types, Standard, IMEF =1.29, IWF <= 8.4 | Clothes washer, Top loading, Weighted Fuel Type, Tier3, IMEF = 2.76, IWF <= 3.2 |  |  |  | Available |  | 0 | 0 |  | RobNc |  | Appl-EffCW |  | None | 2020-01-01 | [6 empty] | Standard |  | 1 | 1 | 0 | Deemed Ex Ante Team |  |  |  | Updated to indicate claim/filing status
2020 | RB-BS-BlowInIns-R0-R13 | Wall Blow-In R-0 to R-13 Insulation | DEER2020 | D20v1 | 2022-07-22 17:22 | RB-BS-BlowInIns-R0-R13 | DEER | Standard | None |  |  | None |  | 0 |  | 0 | Res | Any | BldgEnv | Opaque | BldgShell | WallBlowIns |  | BS-BlowInIns | 2x4 Wall w/R-0 Insulation | Overall wall U-factor based on climate zone | Wall Blow-In R-0 to R-13 Insulation |  |  |  | Available |  | 0 | 0 |  | ROB |  | BS-BlowInIns |  | None | 2020-01-01 | 2023-12-31 | [5 empty] | Standard |  | 1 | 1 | 0 | Deemed Ex Ante Team |  |  |  | Updated to indicate claim/filing status
2020 | RB-BS-CeilIns-R0-R30 | Ceiling R-0 to R-30 Insulation-Batts | DEER2020 | D20v1 | 2020-11-24 16:30 | RB-BS-CeilIns-R0-R30 | DEER | Standard | None |  |  | None |  | 0 |  | 0 | Res | Any | BldgEnv | Opaque | BldgShell | AttBatIns |  | BS-CeilIns | R-0 Ceiling Insulation | Overall ceiling U-factor based on climate zone | Ceiling R-0 to R-30 Insulation-Batts |  |  |  | Available |  | 0 | 0 |  | ROB |  | BS-CeilIns |  | None | 2020-01-01 | [6 empty] | Standard |  | 1 | 1 | 0 | Deemed Ex Ante Team |  |  |  | Updated to indicate claim/filing status
2020 | RB-BS-CeilIns-R0-R38 | Ceiling R-0 to R-38 Insulation-Batts | DEER2020 | D20v1 | 2020-11-24 16:30 | RB-BS-CeilIns-R0-R38 | DEER | Standard | None |  |  | None |  | 0 |  | 0 | Res | Any | BldgEnv | Opaque | BldgShell | AttBatIns |  | BS-CeilIns | R-0 Ceiling Insulation | Overall ceiling U-factor based on climate zone | Ceiling R-0 to R-38 Insulation-Batts |  |  |  | Available |  | 0 | 0 |  | ROB |  | BS-CeilIns |  | None | 2020-01-01 | [6 empty] | Standard |  | 1 | 1 | 0 | Deemed Ex Ante Team |  |  |  | Updated to indicate claim/filing status
2020 | RB-BS-CeilIns-VintR-AddR11 | Ceiling - Add R-11 batts on top of vintage-specific existing insulation | DEER2020 | D20v1 | 2022-08-10 17:31 | RB-BS-CeilIns-VintR-AddR11 | DEER | Standard | None |  |  | None |  | 0 |  | 0 | Res | Any | BldgEnv | Opaque | BldgShell | AttBatIns |  | BS-CeilIns | Per prototype description | Overall ceiling U-factor based on climate zone | Ceiling - Add R-11 batts on top of vintage-specific existing insulation |  |  |  | Available |  | 0 | 0 |  | ROB |  | BS-CeilIns |  | None | 2020-01-01 | 2022-12-31 | [5 empty] | Standard |  | 1 | 1 | 0 | Deemed Ex Ante Team |  |  |  | Updated to expire measure
2020 | RB-BS-CeilIns-VintR-AddR19 | Ceiling - Add R-19 batts on top of vintage-specific existing insulation | DEER2020 | D20v1 | 2022-08-10 17:31 | RB-BS-CeilIns-VintR-AddR19 | DEER | Standard | None |  |  | None |  | 0 |  | 0 | Res | Any | BldgEnv | Opaque | BldgShell | AttBatIns |  | BS-CeilIns | Per prototype description | Overall ceiling U-factor based on climate zone | Ceiling - Add R-19 batts on top of vintage-specific existing insulation |  |  |  | Available |  | 0 | 0 |  | ROB |  | BS-CeilIns |  | None | 2020-01-01 | 2022-12-31 | [5 empty] | Standard |  | 1 | 1 | 0 | Deemed Ex Ante Team |  |  |  | Updated to expire measure
2020 | RB-BS-CeilIns-VintR-AddR30 | Ceiling - Add R-30 batts on top of vintage-specific existing insulation | DEER2020 | D20v1 | 2022-08-10 17:31 | RB-BS-CeilIns-VintR-AddR30 | DEER | Standard | None |  |  | None |  | 0 |  | 0 | Res | Any | BldgEnv | Opaque | BldgShell | AttBatIns |  | BS-CeilIns | Per prototype description | Overall ceiling U-factor based on climate zone | Ceiling - Add R-30 batts on top of vintage-specific existing insulation |  |  |  | Available |  | 0 | 0 |  | ROB |  | BS-CeilIns |  | None | 2020-01-01 | 2022-12-31 | [5 empty] | Standard |  | 1 | 1 | 0 | Deemed Ex Ante Team |  |  |  | Updated to expire measure
2020 | RB-BS-CeilIns-VintR-AddR38 | Ceiling - Add R-38 batts on top of vintage-specific existing insulation | DEER2020 | D20v1 | 2022-08-10 17:31 | RB-BS-CeilIns-VintR-AddR38 | DEER | Standard | None |  |  | None |  | 0 |  | 0 | Res | Any | BldgEnv | Opaque | BldgShell | AttBatIns |  | BS-CeilIns | Per prototype description | Overall ceiling U-factor based on climate zone | Ceiling - Add R-38 batts on top of vintage-specific existing insulation |  |  |  | Available |  | 0 | 0 |  | ROB |  | BS-CeilIns |  | None | 2020-01-01 | 2022-12-31 | [5 empty] | Standard |  | 1 | 1 | 0 | Deemed Ex Ante Team |  |  |  | Updated to expire measure
2020 | RB-BS-CeilIns-VintR-ToR38 | Ceiling - Increase vintage specific insulation levels to R-38 by adding batts on top of vintage-specific existing insulation | DEER2020 | D20v1 | 2020-11-24 16:30 | CeilIns-VintR-R38 | DEER | Standard | None |  |  | None |  | 0 |  | 0 | Res | Any | BldgEnv | Opaque | BldgShell | AttBatIns |  | BS-CeilIns | Per prototype description | Overall ceiling U-factor based on climate zone | Ceiling - Add batt insulation on top of vintage-specific existing insulation to R-38 |  |  |  | Available |  | 0 | 0 |  | ROB |  | BS-CeilIns |  | None | 2020-01-01 | [6 empty] | Standard |  | 1 | 1 | 0 | Deemed Ex Ante Team |  |  |  | Updated to indicate claim/filing status
2020 | RB-BS-CeilIns-VintR-ToR44 | Ceiling - Increase vintage specific insulation levels to R-44 by adding batts on top of vintage-specific existing insulation | DEER2020 | D20v1 | 2020-11-24 16:30 | CeilIns-VintR-R44 | DEER | Standard | None |  |  | None |  | 0 |  | 0 | Res | Any | BldgEnv | Opaque | BldgShell | AttBatIns |  | BS-CeilIns | Per prototype description | Overall ceiling U-factor based on climate zone | Ceiling - Add batt insulation on top of vintage-specific existing insulation to R-44 |  |  |  | Available |  | 0 | 0 |  | ROB |  | BS-CeilIns |  | None | 2020-01-01 | [6 empty] | Standard |  | 1 | 1 | 0 | Deemed Ex Ante Team |  |  |  | Updated to indicate claim/filing status
2020 | RB-BS-CeilIns-VintR-ToR50 | Ceiling - Increase vintage specific insulation levels to R-50 by adding batts on top of vintage-specific existing insulation | DEER2020 | D20v1 | 2020-11-24 16:30 | CeilIns-VintR-R50 | DEER | Standard | None |  |  | None |  | 0 |  | 0 | Res | Any | BldgEnv | Opaque | BldgShell | AttBatIns |  | BS-CeilIns | Per prototype description | Overall ceiling U-factor based on climate zone | Ceiling - Add batt insulation on top of vintage-specific existing insulation to R-50 |  |  |  | Available |  | 0 | 0 |  | ROB |  | BS-CeilIns |  | None | 2020-01-01 | [6 empty] | Standard |  | 1 | 1 | 0 | Deemed Ex Ante Team |  |  |  | Updated to indicate claim/filing status
2020 | RB-HV-RefChrg-DuctLoss-Typ-Inc | Increase Refrigerant Charge - Typical (8% rated charge) and Duct Sealing (medium to low) | DEER2020 | D20v1 | 2022-03-16 13:02 | RB-HV-RefChrg-IncTyp-DuctLoss-MedToLow | DEER | Standard | None |  |  | None |  | 0 |  | 0 | Res | Any | HVAC | SpaceCool | dxAC_equip | spltSEER |  | HV-RefChrg | Typical refrigerant undercharged state and medium duct loss (24% SFM & MFm, 25% DMo) | rated refrigerant charge and low duct loss (12% SFM & MFm, 15% DMo) | rated refrigerant charge and low duct loss (12% SFM & MFm, 15% DMo) |  |  |  | Available |  | 0 | 0 |  | Retro |  | HV-RefChrg |  | None | 2020-01-01 | 2022-12-31 | [5 empty] | Component |  | 1 | 1 | 0 | Deemed Ex Ante Team |  |  |  | Updated to indicate claim/filing status
2020 | RE-Appl-EffCW-med-ElecDHW-ElecCDryer-Tier1-Front | Clothes washer, Front loading, Elec DHW, ElecDryer, Tier1, IMEF = 2.38 to < 2.74, IWF <= 3.7 | DEER2020 | D20v1 | 2022-05-18 12:07 | Appl-CW-Front-ElecDHW-ElecDry-Tier1 | DEER | Standard | None |  |  | None |  | 0 |  | 0 | Res | Any | AppPlug | Laundry | Clean_equip | ClothesWash |  | Appl-EffCW | Clothes washer, Front loading, Elec DHW, ElecDryer, Standard, IMEF =1.79, IWF < 4.8 | Clothes washer, Front loading, Elec DHW, ElecDryer, Standard, IMEF =1.84, IWF < 4.7 | Clothes washer, Front loading, Elec DHW, ElecDryer, Tier1, IMEF = 2.38, IWF <= 3.7 |  |  |  | Available |  | 0 | 0 |  | RobNc |  | Appl-EffCW |  | None | 2020-01-01 | 2022-12-31 | [5 empty] | Component |  | 1 | 1 | 0 | Deemed Ex Ante Team |  |  |  | Expired measure
2020 | RE-Appl-EffCW-med-ElecDHW-ElecCDryer-Tier1-Top | Clothes washer, Top loading, Elec DHW, ElecDryer, Tier1, IMEF = 2.06 to < 2.32, IWF <= 4.3 | DEER2020 | D20v1 | 2022-05-18 12:07 | Appl-CW-Top-ElecDHW-ElecDry-Tier1 | DEER | Standard | None |  |  | None |  | 0 |  | 0 | Res | Any | AppPlug | Laundry | Clean_equip | ClothesWash |  | Appl-EffCW | Clothes washer, Top loading, Elec DHW, ElecDryer, Standard, IMEF = 1.08, IWF <= 9.4 | Clothes washer, Top loading, Elec DHW, ElecDryer, Standard, IMEF = 1.57, IWF <= 6.5 | Clothes washer, Top loading, Elec DHW, ElecDryer, Tier1, IMEF = 2.06, IWF <= 4.3 |  |  |  | Available |  | 0 | 0 |  | RobNc |  | Appl-EffCW |  | None | 2020-01-01 | 2022-12-31 | [5 empty] | Component |  | 1 | 1 | 0 | Deemed Ex Ante Team |  |  |  | Expired measure
2020 | RE-Appl-EffCW-med-ElecDHW-ElecCDryer-Tier2-Front | Clothes washer, Front loading, Elec DHW, ElecDryer, Tier2, IMEF = 2.74 to < 2.92, IWF <= 3.2 | DEER2020 | D20v1 | 2022-05-18 12:07 | Appl-CW-Front-ElecDHW-ElecDry-Tier2 | DEER | Standard | None |  |  | None |  | 0 |  | 0 | Res | Any | AppPlug | Laundry | Clean_equip | ClothesWash |  | Appl-EffCW | Clothes washer, Front loading, Elec DHW, ElecDryer, Standard, IMEF =1.79, IWF < 4.8 | Clothes washer, Front loading, Elec DHW, ElecDryer, Standard, IMEF =1.84, IWF < 4.7 | Clothes washer, Front loading, Elec DHW, ElecDryer, Tier2, IMEF = 2.74, IWF <= 3.2 |  |  |  | Available |  | 0 | 0 |  | RobNc |  | Appl-EffCW |  | None | 2020-01-01 | 2022-12-31 | [5 empty] | Component |  | 1 | 1 | 0 | Deemed Ex Ante Team |  |  |  | Expired measure
2020 | RE-Appl-EffCW-med-ElecDHW-ElecCDryer-Tier2-Top | Clothes washer, Top loading, Elec DHW, ElecDryer, Tier2, IMEF = 2.32 to < 2.76, IWF <= 4.0 | DEER2020 | D20v1 | 2020-11-24 16:30 | Appl-CW-Top-ElecDHW-ElecDry-Tier2 | DEER | Standard | None |  |  | None |  | 0 |  | 0 | Res | Any | AppPlug | Laundry | Clean_equip | ClothesWash |  | Appl-EffCW | Clothes washer, Top loading, Elec DHW, ElecDryer, Standard, IMEF = 1.08, IWF <= 9.4 | Clothes washer, Top loading, Elec DHW, ElecDryer, Standard, IMEF = 1.57, IWF <= 6.5 | Clothes washer, Top loading, Elec DHW, ElecDryer, Tier2, IMEF = 2.32, IWF <= 4.0 |  |  |  | Available |  | 0 | 0 |  | RobNc |  | Appl-EffCW |  | None | 2020-01-01 | [6 empty] | Component |  | 1 | 1 | 0 | Deemed Ex Ante Team |  |  |  | Updated to indicate claim/filing status
2020 | RE-Appl-EffCW-med-ElecDHW-ElecCDryer-Tier3-Front | Clothes washer, Front loading, Elec DHW, ElecDryer, Tier3, IMEF >= 2.92, IWF <= 3.2 | DEER2020 | D20v1 | 2022-05-18 12:07 | Appl-CW-Front-ElecDHW-ElecDry-Tier3 | DEER | Standard | None |  |  | None |  | 0 |  | 0 | Res | Any | AppPlug | Laundry | Clean_equip | ClothesWash |  | Appl-EffCW | Clothes washer, Front loading, Elec DHW, ElecDryer, Standard, IMEF =1.79, IWF < 4.8 | Clothes washer, Front loading, Elec DHW, ElecDryer, Standard, IMEF =1.84, IWF < 4.7 | Clothes washer, Front loading, Elec DHW, ElecDryer, Tier3, IMEF = 2.92, IWF <= 3.2 |  |  |  | Available |  | 0 | 0 |  | RobNc |  | Appl-EffCW |  | None | 2020-01-01 | 2022-12-31 | [5 empty] | Component |  | 1 | 1 | 0 | Deemed Ex Ante Team |  |  |  | Expired measure
2020 | RE-Appl-EffCW-med-ElecDHW-ElecCDryer-Tier3-Top | Clothes washer, Top loading, Elec DHW, ElecDryer, Tier3, IMEF > 2.76, IWF <= 3.2 | DEER2020 | D20v1 | 2020-11-24 16:30 | Appl-CW-Top-ElecDHW-ElecDry-Tier3 | DEER | Standard | None |  |  | None |  | 0 |  | 0 | Res | Any | AppPlug | Laundry | Clean_equip | ClothesWash |  | Appl-EffCW | Clothes washer, Top loading, Elec DHW, ElecDryer, Standard, IMEF = 1.08, IWF <= 9.4 | Clothes washer, Top loading, Elec DHW, ElecDryer, Standard, IMEF = 1.57, IWF <= 6.5 | Clothes washer, Top loading, Elec DHW, ElecDryer, Tier3, IMEF = 2.76, IWF <= 3.2 |  |  |  | Available |  | 0 | 0 |  | RobNc |  | Appl-EffCW |  | None | 2020-01-01 | [6 empty] | Component |  | 1 | 1 | 0 | Deemed Ex Ante Team |  |  |  | Updated to indicate claim/filing status
2020 | RE-Frzr-Chest-AutoDef_Large-Tier1 | Chest freezers with automatic defrost, Size Range: Large (>16 cu ft), Energy Star (10% less than Code Maximum) | DEER2020 | D20 v1 | 2020-11-24 16:30 | Res-Frzr-dKWH-Cond | DEER | Scaled | Delta | 47 | 51.7 | None |  | 0 |  | 1 | Res | Any | AppPlug | Refrig | Ref_Storage | Freezer |  | Appl-ESFrzr |  |  |  |  | Frzr-Chest-AutoDef_Large-Code | Frzr-Chest-AutoDef_Large-Tier1 | Available |  | 0 | 0 |  | RobNc |  | Appl-ESFrzr |  | None | 2020-01-01 | [6 empty] | Standard |  | 1 | 1 | 0 | Deemed Ex Ante Team |  |  |  | Updated to indicate claim/filing status
2020 | RE-Frzr-Chest-AutoDef_Large-Tier2 | Chest freezers with automatic defrost, Size Range: Large (>16 cu ft), 30% less than Code Maximum | DEER2020 | D20 v1 | 2020-11-24 16:30 | Res-Frzr-dKWH-Cond | DEER | Scaled | Delta | 142 | 156 | None |  | 0 |  | 1 | Res | Any | AppPlug | Refrig | Ref_Storage | Freezer |  | Appl-ESFrzr |  |  |  |  | Frzr-Chest-AutoDef_Large-Code | Frzr-Chest-AutoDef_Large-Tier2 | Available |  | 0 | 0 |  | RobNc |  | Appl-ESFrzr |  | None | 2020-01-01 | [6 empty] | Standard |  | 1 | 1 | 0 | Deemed Ex Ante Team |  |  |  | Updated to indicate claim/filing status
2020 | RE-Frzr-Chest-AutoDef_Med-Tier1 | Chest freezers with automatic defrost, Size Range: Medium (13-16 cu ft), Energy Star (10% less than Code Maximum) | DEER2020 | D20 v1 | 2020-11-24 16:30 | Res-Frzr-dKWH-Cond | DEER | Scaled | Delta | 41 | 45.1 | None |  | 0 |  | 1 | Res | Any | AppPlug | Refrig | Ref_Storage | Freezer |  | Appl-ESFrzr |  |  |  |  | Frzr-Chest-AutoDef_Med-Code | Frzr-Chest-AutoDef_Med-Tier1 | Available |  | 0 | 0 |  | RobNc |  | Appl-ESFrzr |  | None | 2020-01-01 | [6 empty] | Standard |  | 1 | 1 | 0 | Deemed Ex Ante Team |  |  |  | Updated to indicate claim/filing status
2020 | RE-Frzr-Chest-AutoDef_Med-Tier2 | Chest freezers with automatic defrost, Size Range: Medium (13-16 cu ft), 30% less than Code Maximum | DEER2020 | D20 v1 | 2020-11-24 16:30 | Res-Frzr-dKWH-Cond | DEER | Scaled | Delta | 123 | 135 | None |  | 0 |  | 1 | Res | Any | AppPlug | Refrig | Ref_Storage | Freezer |  | Appl-ESFrzr |  |  |  |  | Frzr-Chest-AutoDef_Med-Code | Frzr-Chest-AutoDef_Med-Tier2 | Available |  | 0 | 0 |  | RobNc |  | Appl-ESFrzr |  | None | 2020-01-01 | [6 empty] | Standard |  | 1 | 1 | 0 | Deemed Ex Ante Team |  |  |  | Updated to indicate claim/filing status
2020 | RE-Frzr-Chest-AutoDef_Small-Tier1 | Chest freezers with automatic defrost, Size Range: Small (<13 cu ft.), Energy Star (10% less than Code Maximum) | DEER2020 | D20 v1 | 2020-11-24 16:30 | Res-Frzr-dKWH-Cond | DEER | Scaled | Delta | 35 | 38.5 | None |  | 0 |  | 1 | Res | Any | AppPlug | Refrig | Ref_Storage | Freezer |  | Appl-ESFrzr |  |  |  |  | Frzr-Chest-AutoDef_Small-Code | Frzr-Chest-AutoDef_Small-Tier1 | Available |  | 0 | 0 |  | RobNc |  | Appl-ESFrzr |  | None | 2020-01-01 | [6 empty] | Standard |  | 1 | 1 | 0 | Deemed Ex Ante Team |  |  |  | Updated to indicate claim/filing status
2020 | RE-Frzr-Chest-AutoDef_Small-Tier2 | Chest freezers with automatic defrost, Size Range: Small (<13 cu ft.), 30% less than Code Maximum | DEER2020 | D20 v1 | 2020-11-24 16:30 | Res-Frzr-dKWH-Cond | DEER | Scaled | Delta | 104 | 114 | None |  | 0 |  | 1 | Res | Any | AppPlug | Refrig | Ref_Storage | Freezer |  | Appl-ESFrzr |  |  |  |  | Frzr-Chest-AutoDef_Small-Code | Frzr-Chest-AutoDef_Small-Tier2 | Available |  | 0 | 0 |  | RobNc |  | Appl-ESFrzr |  | None | 2020-01-01 | [6 empty] | Standard |  | 1 | 1 | 0 | Deemed Ex Ante Team |  |  |  | Updated to indicate claim/filing status
2020 | RE-Frzr-Chest-AutoDef_WtdSize-Tier1 | Chest freezers with automatic defrost, Size Range: Weighted Size, Energy Star (10% less than Code Maximum) | DEER2020 | D20 v1 | 2020-11-24 16:30 | Res-Frzr-dKWH-Cond | DEER | Scaled | Delta | 38 | 41.8 | None |  | 0 |  | 1 | Res | Any | AppPlug | Refrig | Ref_Storage | Freezer |  | Appl-ESFrzr |  |  |  |  | Frzr-Chest-AutoDef_WtdSize-Code | Frzr-Chest-AutoDef_WtdSize-Tier1 | Available |  | 0 | 0 |  | RobNc |  | Appl-ESFrzr |  | None | 2020-01-01 | [6 empty] | Standard |  | 1 | 1 | 0 | Deemed Ex Ante Team |  |  |  | Updated to indicate claim/filing status
2020 | RE-Frzr-Chest-AutoDef_WtdSize-Tier2 | Chest freezers with automatic defrost, Size Range: Weighted Size, 30% less than Code Maximum | DEER2020 | D20 v1 | 2020-11-24 16:30 | Res-Frzr-dKWH-Cond | DEER | Scaled | Delta | 115 | 127 | None |  | 0 |  | 1 | Res | Any | AppPlug | Refrig | Ref_Storage | Freezer |  | Appl-ESFrzr |  |  |  |  | Frzr-Chest-AutoDef_WtdSize-Code | Frzr-Chest-AutoDef_WtdSize-Tier2 | Available |  | 0 | 0 |  | RobNc |  | Appl-ESFrzr |  | None | 2020-01-01 | [6 empty] | Standard |  | 1 | 1 | 0 | Deemed Ex Ante Team |  |  |  | Updated to indicate claim/filing status
2020 | RE-Frzr-Chest-ManDef_Large-Tier1 | Chest freezers and all other freezers except compact freezers, Size Range: Large (>16 cu ft), Energy Star (10% less than Code Maximum) | DEER2020 | D20 v1 | 2020-11-24 16:30 | Res-Frzr-dKWH-Cond | DEER | Scaled | Delta | 34 | 37.4 | None |  | 0 |  | 1 | Res | Any | AppPlug | Refrig | Ref_Storage | Freezer |  | Appl-ESFrzr |  |  |  |  | Frzr-Chest-ManDef_Large-Code | Frzr-Chest-ManDef_Large-Tier1 | Available |  | 0 | 0 |  | RobNc |  | Appl-ESFrzr |  | None | 2020-01-01 | [6 empty] | Standard |  | 1 | 1 | 0 | Deemed Ex Ante Team |  |  |  | Updated to indicate claim/filing status
2020 | RE-Frzr-Chest-ManDef_Large-Tier2 | Chest freezers and all other freezers except compact freezers, Size Range: Large (>16 cu ft), 30% less than Code Maximum | DEER2020 | D20 v1 | 2020-11-24 16:30 | Res-Frzr-dKWH-Cond | DEER | Scaled | Delta | 102 | 112 | None |  | 0 |  | 1 | Res | Any | AppPlug | Refrig | Ref_Storage | Freezer |  | Appl-ESFrzr |  |  |  |  | Frzr-Chest-ManDef_Large-Code | Frzr-Chest-ManDef_Large-Tier2 | Available |  | 0 | 0 |  | RobNc |  | Appl-ESFrzr |  | None | 2020-01-01 | [6 empty] | Standard |  | 1 | 1 | 0 | Deemed Ex Ante Team |  |  |  | Updated to indicate claim/filing status
2020 | RE-Frzr-Chest-ManDef_Med-Tier1 | Chest freezers and all other freezers except compact freezers, Size Range: Medium (13-16 cu ft), Energy Star (10% less than Code Maximum) | DEER2020 | D20 v1 | 2020-11-24 16:30 | Res-Frzr-dKWH-Cond | DEER | Scaled | Delta | 29 | 31.9 | None |  | 0 |  | 1 | Res | Any | AppPlug | Refrig | Ref_Storage | Freezer |  | Appl-ESFrzr |  |  |  |  | Frzr-Chest-ManDef_Med-Code | Frzr-Chest-ManDef_Med-Tier1 | Available |  | 0 | 0 |  | RobNc |  | Appl-ESFrzr |  | None | 2020-01-01 | [6 empty] | Standard |  | 1 | 1 | 0 | Deemed Ex Ante Team |  |  |  | Updated to indicate claim/filing status
2020 | RE-Frzr-Chest-ManDef_Med-Tier2 | Chest freezers and all other freezers except compact freezers, Size Range: Medium (13-16 cu ft), 30% less than Code Maximum | DEER2020 | D20 v1 | 2020-11-24 16:30 | Res-Frzr-dKWH-Cond | DEER | Scaled | Delta | 88 | 96.8 | None |  | 0 |  | 1 | Res | Any | AppPlug | Refrig | Ref_Storage | Freezer |  | Appl-ESFrzr |  |  |  |  | Frzr-Chest-ManDef_Med-Code | Frzr-Chest-ManDef_Med-Tier2 | Available |  | 0 | 0 |  | RobNc |  | Appl-ESFrzr |  | None | 2020-01-01 | [6 empty] | Standard |  | 1 | 1 | 0 | Deemed Ex Ante Team |  |  |  | Updated to indicate claim/filing status
2020 | RE-Frzr-Chest-ManDef_Small-Tier1 | Chest freezers and all other freezers except compact freezers, Size Range: Small (<13 cu ft.), Energy Star (10% less than Code Maximum) | DEER2020 | D20 v1 | 2020-11-24 16:30 | Res-Frzr-dKWH-Cond | DEER | Scaled | Delta | 25 | 27.5 | None |  | 0 |  | 1 | Res | Any | AppPlug | Refrig | Ref_Storage | Freezer |  | Appl-ESFrzr |  |  |  |  | Frzr-Chest-ManDef_Small-Code | Frzr-Chest-ManDef_Small-Tier1 | Available |  | 0 | 0 |  | RobNc |  | Appl-ESFrzr |  | None | 2020-01-01 | [6 empty] | Standard |  | 1 | 1 | 0 | Deemed Ex Ante Team |  |  |  | Updated to indicate claim/filing status
2020 | RE-Frzr-Chest-ManDef_Small-Tier2 | Chest freezers and all other freezers except compact freezers, Size Range: Small (<13 cu ft.), 30% less than Code Maximum | DEER2020 | D20 v1 | 2020-11-24 16:30 | Res-Frzr-dKWH-Cond | DEER | Scaled | Delta | 75 | 82.5 | None |  | 0 |  | 1 | Res | Any | AppPlug | Refrig | Ref_Storage | Freezer |  | Appl-ESFrzr |  |  |  |  | Frzr-Chest-ManDef_Small-Code | Frzr-Chest-ManDef_Small-Tier2 | Available |  | 0 | 0 |  | RobNc |  | Appl-ESFrzr |  | None | 2020-01-01 | [6 empty] | Standard |  | 1 | 1 | 0 | Deemed Ex Ante Team |  |  |  | Updated to indicate claim/filing status
2020 | RE-Frzr-Chest-ManDef_WtdSize-Tier1 | Chest freezers and all other freezers except compact freezers, Size Range: Weighted Size, Energy Star (10% less than Code Maximum) | DEER2020 | D20 v1 | 2020-11-24 16:30 | Res-Frzr-dKWH-Cond | DEER | Scaled | Delta | 27 | 29.7 | None |  | 0 |  | 1 | Res | Any | AppPlug | Refrig | Ref_Storage | Freezer |  | Appl-ESFrzr |  |  |  |  | Frzr-Chest-ManDef_WtdSize-Code | Frzr-Chest-ManDef_WtdSize-Tier1 | Available |  | 0 | 0 |  | RobNc |  | Appl-ESFrzr |  | None | 2020-01-01 | [6 empty] | Standard |  | 1 | 1 | 0 | Deemed Ex Ante Team |  |  |  | Updated to indicate claim/filing status
2020 | RE-Frzr-Chest-ManDef_WtdSize-Tier2 | Chest freezers and all other freezers except compact freezers, Size Range: Weighted Size, 30% less than Code Maximum | DEER2020 | D20 v1 | 2020-11-24 16:30 | Res-Frzr-dKWH-Cond | DEER | Scaled | Delta | 80 | 88 | None |  | 0 |  | 1 | Res | Any | AppPlug | Refrig | Ref_Storage | Freezer |  | Appl-ESFrzr |  |  |  |  | Frzr-Chest-ManDef_WtdSize-Code | Frzr-Chest-ManDef_WtdSize-Tier2 | Available |  | 0 | 0 |  | RobNc |  | Appl-ESFrzr |  | None | 2020-01-01 | [6 empty] | Standard |  | 1 | 1 | 0 | Deemed Ex Ante Team |  |  |  | Updated to indicate claim/filing status
2020 | RE-Frzr-Up-AutoDef_Large-Tier1 | Upright freezers with automatic defrost without an automatic icemaker, Size Range: Large (>16 cu ft), Energy Star (10% less than Code Maximum) | DEER2020 | D20 v1 | 2020-11-24 16:30 | Res-Frzr-dKWH-Cond | DEER | Scaled | Delta | 50 | 77 | None |  | 0 |  | 1 | Res | Any | AppPlug | Refrig | Ref_Storage | Freezer |  | Appl-ESFrzr |  |  |  |  | Frzr-Up-AutoDef_Large-Code | Frzr-Up-AutoDef_Large-Tier1 | Available |  | 0 | 0 |  | RobNc |  | Appl-ESFrzr |  | None | 2020-01-01 | [6 empty] | Standard |  | 1 | 1 | 0 | Deemed Ex Ante Team |  |  |  | Updated to indicate claim/filing status
2020 | RE-Frzr-Up-AutoDef_Large-Tier2 | Upright freezers with automatic defrost without an automatic icemaker, Size Range: Large (>16 cu ft), 30% less than Code Maximum | DEER2020 | D20 v1 | 2020-11-24 16:30 | Res-Frzr-dKWH-Cond | DEER | Scaled | Delta | 151 | 233 | None |  | 0 |  | 1 | Res | Any | AppPlug | Refrig | Ref_Storage | Freezer |  | Appl-ESFrzr |  |  |  |  | Frzr-Up-AutoDef_Large-Code | Frzr-Up-AutoDef_Large-Tier2 | Available |  | 0 | 0 |  | RobNc |  | Appl-ESFrzr |  | None | 2020-01-01 | [6 empty] | Standard |  | 1 | 1 | 0 | Deemed Ex Ante Team |  |  |  | Updated to indicate claim/filing status
2020 | RE-Frzr-Up-AutoDef_Med-Tier1 | Upright freezers with automatic defrost without an automatic icemaker, Size Range: Medium (13-16 cu ft), Energy Star (10% less than Code Maximum) | DEER2020 | D20 v1 | 2020-11-24 16:30 | Res-Frzr-dKWH-Cond | DEER | Scaled | Delta | 45 | 69.3 | None |  | 0 |  | 1 | Res | Any | AppPlug | Refrig | Ref_Storage | Freezer |  | Appl-ESFrzr |  |  |  |  | Frzr-Up-AutoDef_Med-Code | Frzr-Up-AutoDef_Med-Tier1 | Available |  | 0 | 0 |  | RobNc |  | Appl-ESFrzr |  | None | 2020-01-01 | [6 empty] | Standard |  | 1 | 1 | 0 | Deemed Ex Ante Team |  |  |  | Updated to indicate claim/filing status
2020 | RE-Frzr-Up-AutoDef_Med-Tier2 | Upright freezers with automatic defrost without an automatic icemaker, Size Range: Medium (13-16 cu ft), 30% less than Code Maximum | DEER2020 | D20 v1 | 2020-11-24 16:30 | Res-Frzr-dKWH-Cond | DEER | Scaled | Delta | 134 | 206 | None |  | 0 |  | 1 | Res | Any | AppPlug | Refrig | Ref_Storage | Freezer |  | Appl-ESFrzr |  |  |  |  | Frzr-Up-AutoDef_Med-Code | Frzr-Up-AutoDef_Med-Tier2 | Available |  | 0 | 0 |  | RobNc |  | Appl-ESFrzr |  | None | 2020-01-01 | [6 empty] | Standard |  | 1 | 1 | 0 | Deemed Ex Ante Team |  |  |  | Updated to indicate claim/filing status
2020 | RE-Frzr-Up-AutoDef_Small-Tier1 | Upright freezers with automatic defrost without an automatic icemaker, Size Range: Small (<13 cu ft.), Energy Star (10% less than Code Maximum) | DEER2020 | D20 v1 | 2020-11-24 16:30 | Res-Frzr-dKWH-Cond | DEER | Scaled | Delta | 40 | 61.6 | None |  | 0 |  | 1 | Res | Any | AppPlug | Refrig | Ref_Storage | Freezer |  | Appl-ESFrzr |  |  |  |  | Frzr-Up-AutoDef_Small-Code | Frzr-Up-AutoDef_Small-Tier1 | Available |  | 0 | 0 |  | RobNc |  | Appl-ESFrzr |  | None | 2020-01-01 | [6 empty] | Standard |  | 1 | 1 | 0 | Deemed Ex Ante Team |  |  |  | Updated to indicate claim/filing status
2020 | RE-Frzr-Up-AutoDef_Small-Tier2 | Upright freezers with automatic defrost without an automatic icemaker, Size Range: Small (<13 cu ft.), 30% less than Code Maximum | DEER2020 | D20 v1 | 2020-11-24 16:30 | Res-Frzr-dKWH-Cond | DEER | Scaled | Delta | 119 | 183 | None |  | 0 |  | 1 | Res | Any | AppPlug | Refrig | Ref_Storage | Freezer |  | Appl-ESFrzr |  |  |  |  | Frzr-Up-AutoDef_Small-Code | Frzr-Up-AutoDef_Small-Tier2 | Available |  | 0 | 0 |  | RobNc |  | Appl-ESFrzr |  | None | 2020-01-01 | [6 empty] | Standard |  | 1 | 1 | 0 | Deemed Ex Ante Team |  |  |  | Updated to indicate claim/filing status
2020 | RE-Frzr-Up-AutoDef_WtdSize-Tier1 | Upright freezers with automatic defrost without an automatic icemaker, Size Range: Weighted Size, Energy Star (10% less than Code Maximum) | DEER2020 | D20 v1 | 2020-11-24 16:30 | Res-Frzr-dKWH-Cond | DEER | Scaled | Delta | 47 | 72.4 | None |  | 0 |  | 1 | Res | Any | AppPlug | Refrig | Ref_Storage | Freezer |  | Appl-ESFrzr |  |  |  |  | Frzr-Up-AutoDef_WtdSize-Code | Frzr-Up-AutoDef_WtdSize-Tier1 | Available |  | 0 | 0 |  | RobNc |  | Appl-ESFrzr |  | None | 2020-01-01 | [6 empty] | Standard |  | 1 | 1 | 0 | Deemed Ex Ante Team |  |  |  | Updated to indicate claim/filing status
2020 | RE-Frzr-Up-AutoDef_WtdSize-Tier2 | Upright freezers with automatic defrost without an automatic icemaker, Size Range: Weighted Size, 30% less than Code Maximum | DEER2020 | D20 v1 | 2020-11-24 16:30 | Res-Frzr-dKWH-Cond | DEER | Scaled | Delta | 142 | 219 | None |  | 0 |  | 1 | Res | Any | AppPlug | Refrig | Ref_Storage | Freezer |  | Appl-ESFrzr |  |  |  |  | Frzr-Up-AutoDef_WtdSize-Code | Frzr-Up-AutoDef_WtdSize-Tier2 | Available |  | 0 | 0 |  | RobNc |  | Appl-ESFrzr |  | None | 2020-01-01 | [6 empty] | Standard |  | 1 | 1 | 0 | Deemed Ex Ante Team |  |  |  | Updated to indicate claim/filing status
2020 | RE-Frzr-Up-ManDef_Large-Tier1 | Upright freezers with manual defrost, Size Range: Large (>16 cu ft), Energy Star (10% less than Code Maximum) | DEER2020 | D20 v1 | 2020-11-24 16:30 | Res-Frzr-dKWH-Cond | DEER | Scaled | Delta | 37 | 57 | None |  | 0 |  | 1 | Res | Any | AppPlug | Refrig | Ref_Storage | Freezer |  | Appl-ESFrzr |  |  |  |  | Frzr-Up-ManDef_Large-Code | Frzr-Up-ManDef_Large-Tier1 | Available |  | 0 | 0 |  | RobNc |  | Appl-ESFrzr |  | None | 2020-01-01 | [6 empty] | Standard |  | 1 | 1 | 0 | Deemed Ex Ante Team |  |  |  | Updated to indicate claim/filing status
2020 | RE-Frzr-Up-ManDef_Large-Tier2 | Upright freezers with manual defrost, Size Range: Large (>16 cu ft), 30% less than Code Maximum | DEER2020 | D20 v1 | 2020-11-24 16:30 | Res-Frzr-dKWH-Cond | DEER | Scaled | Delta | 111 | 171 | None |  | 0 |  | 1 | Res | Any | AppPlug | Refrig | Ref_Storage | Freezer |  | Appl-ESFrzr |  |  |  |  | Frzr-Up-ManDef_Large-Code | Frzr-Up-ManDef_Large-Tier2 | Available |  | 0 | 0 |  | RobNc |  | Appl-ESFrzr |  | None | 2020-01-01 | [6 empty] | Standard |  | 1 | 1 | 0 | Deemed Ex Ante Team |  |  |  | Updated to indicate claim/filing status
2020 | RE-Frzr-Up-ManDef_Med-Tier1 | Upright freezers with manual defrost, Size Range: Medium (13-16 cu ft), Energy Star (10% less than Code Maximum) | DEER2020 | D20 v1 | 2020-11-24 16:30 | Res-Frzr-dKWH-Cond | DEER | Scaled | Delta | 34 | 52.4 | None |  | 0 |  | 1 | Res | Any | AppPlug | Refrig | Ref_Storage | Freezer |  | Appl-ESFrzr |  |  |  |  | Frzr-Up-ManDef_Med-Code | Frzr-Up-ManDef_Med-Tier1 | Available |  | 0 | 0 |  | RobNc |  | Appl-ESFrzr |  | None | 2020-01-01 | [6 empty] | Standard |  | 1 | 1 | 0 | Deemed Ex Ante Team |  |  |  | Updated to indicate claim/filing status
2020 | RE-Frzr-Up-ManDef_Med-Tier2 | Upright freezers with manual defrost, Size Range: Medium (13-16 cu ft), 30% less than Code Maximum | DEER2020 | D20 v1 | 2020-11-24 16:30 | Res-Frzr-dKWH-Cond | DEER | Scaled | Delta | 101 | 156 | None |  | 0 |  | 1 | Res | Any | AppPlug | Refrig | Ref_Storage | Freezer |  | Appl-ESFrzr |  |  |  |  | Frzr-Up-ManDef_Med-Code | Frzr-Up-ManDef_Med-Tier2 | Available |  | 0 | 0 |  | RobNc |  | Appl-ESFrzr |  | None | 2020-01-01 | [6 empty] | Standard |  | 1 | 1 | 0 | Deemed Ex Ante Team |  |  |  | Updated to indicate claim/filing status
2020 | RE-Frzr-Up-ManDef_Small-Tier1 | Upright freezers with manual defrost, Size Range: Small (<13 cu ft.), Energy Star (10% less than Code Maximum) | DEER2020 | D20 v1 | 2020-11-24 16:30 | Res-Frzr-dKWH-Cond | DEER | Scaled | Delta | 30 | 46.2 | None |  | 0 |  | 1 | Res | Any | AppPlug | Refrig | Ref_Storage | Freezer |  | Appl-ESFrzr |  |  |  |  | Frzr-Up-ManDef_Small-Code | Frzr-Up-ManDef_Small-Tier1 | Available |  | 0 | 0 |  | RobNc |  | Appl-ESFrzr |  | None | 2020-01-01 | [6 empty] | Standard |  | 1 | 1 | 0 | Deemed Ex Ante Team |  |  |  | Updated to indicate claim/filing status
2020 | RE-Frzr-Up-ManDef_Small-Tier2 | Upright freezers with manual defrost, Size Range: Small (<13 cu ft.), 30% less than Code Maximum | DEER2020 | D20 v1 | 2020-11-24 16:30 | Res-Frzr-dKWH-Cond | DEER | Scaled | Delta | 91 | 140 | None |  | 0 |  | 1 | Res | Any | AppPlug | Refrig | Ref_Storage | Freezer |  | Appl-ESFrzr |  |  |  |  | Frzr-Up-ManDef_Small-Code | Frzr-Up-ManDef_Small-Tier2 | Available |  | 0 | 0 |  | RobNc |  | Appl-ESFrzr |  | None | 2020-01-01 | [6 empty] | Standard |  | 1 | 1 | 0 | Deemed Ex Ante Team |  |  |  | Updated to indicate claim/filing status
2020 | RE-Frzr-Up-ManDef_WtdSize-Tier1 | Upright freezers with manual defrost, Size Range: Weighted Size, Energy Star (10% less than Code Maximum) | DEER2020 | D20 v1 | 2020-11-24 16:30 | Res-Frzr-dKWH-Cond | DEER | Scaled | Delta | 34 | 52.4 | None |  | 0 |  | 1 | Res | Any | AppPlug | Refrig | Ref_Storage | Freezer |  | Appl-ESFrzr |  |  |  |  | Frzr-Up-ManDef_WtdSize-Code | Frzr-Up-ManDef_WtdSize-Tier1 | Available |  | 0 | 0 |  | RobNc |  | Appl-ESFrzr |  | None | 2020-01-01 | [6 empty] | Standard |  | 1 | 1 | 0 | Deemed Ex Ante Team |  |  |  | Updated to indicate claim/filing status
2020 | RE-Frzr-Up-ManDef_WtdSize-Tier2 | Upright freezers with manual defrost, Size Range: Weighted Size, 30% less than Code Maximum | DEER2020 | D20 v1 | 2020-11-24 16:30 | Res-Frzr-dKWH-Cond | DEER | Scaled | Delta | 102 | 157 | None |  | 0 |  | 1 | Res | Any | AppPlug | Refrig | Ref_Storage | Freezer |  | Appl-ESFrzr |  |  |  |  | Frzr-Up-ManDef_WtdSize-Code | Frzr-Up-ManDef_WtdSize-Tier2 | Available |  | 0 | 0 |  | RobNc |  | Appl-ESFrzr |  | None | 2020-01-01 | [6 empty] | Standard |  | 1 | 1 | 0 | Deemed Ex Ante Team |  |  |  | Updated to indicate claim/filing status
2020 | RE-Frzr-Wtd-Tier1 | Weighted Freezer Type, Size Range: Weighted Size, Energy Star (10% less than Code Maximum) | DEER2020 | D20 v1 | 2020-11-24 16:30 | Res-Frzr-dKWH-Cond | DEER | Scaled | Delta | 37 | 49.7 | None |  | 0 |  | 1 | Res | Any | AppPlug | Refrig | Ref_Storage | Freezer |  | Appl-ESFrzr |  |  |  |  | Frzr-Wtd-Code | Frzr-Wtd-Tier1 | Available |  | 0 | 0 |  | RobNc |  | Appl-ESFrzr |  | None | 2020-01-01 | [6 empty] | Standard |  | 1 | 1 | 0 | Deemed Ex Ante Team |  |  |  | Updated to indicate claim/filing status
2020 | RE-Frzr-Wtd-Tier2 | Weighted Freezer Type, Size Range: Weighted Size, 30% less than Code Maximum | DEER2020 | D20 v1 | 2020-11-24 16:30 | Res-Frzr-dKWH-Cond | DEER | Scaled | Delta | 110 | 148 | None |  | 0 |  | 1 | Res | Any | AppPlug | Refrig | Ref_Storage | Freezer |  | Appl-ESFrzr |  |  |  |  | Frzr-Wtd-Code | Frzr-Wtd-Tier2 | Available |  | 0 | 0 |  | RobNc |  | Appl-ESFrzr |  | None | 2020-01-01 | [6 empty] | Standard |  | 1 | 1 | 0 | Deemed Ex Ante Team |  |  |  | Updated to indicate claim/filing status
2020 | RE-HV-RefChrg-Dec-NTXV-typ | Decrease Refrigerant Charge - System with No thermal expansion valve (TXV) - Typical (8% rated charge) | DEER2020 | D20v2 | 2022-03-16 13:02 | RE-HV-RefChrg-Dec-NTXV-typ | DEER | Standard | None | 0 | 0 | None |  | 0 |  | 0 | Res | Any | HVAC | SpaceCool | dxAC_equip | spltSEER |  | HV-RefChrg | Typical refrigerant overcharged state for a system with No TXV | rated refrigerant charge | rated refrigerant charge, system has no TXV |  |  |  | Available |  | 0 | 0 |  | Retro |  | HV-RefChrg |  | None | 2020-01-01 | 2022-12-31 | [5 empty] | Standard |  | 1 | 1 | 0 | Deemed Ex Ante Team |  |  |  | Updated to indicate claim/filing status
2020 | RE-HV-RefChrg-Dec-TXV-typ | Decrease Refrigerant Charge - System with thermal expansion valve (TXV) - Typical (8% rated charge) | DEER2020 | D20v2 | 2022-03-16 13:02 | RE-HV-RefChrg-Dec-TXV-typ | DEER | Standard | None | 0 | 0 | None |  | 0 |  | 0 | Res | Any | HVAC | SpaceCool | dxAC_equip | spltSEER |  | HV-RefChrg | Typical refrigerant overcharged state for a system with TXV | rated refrigerant charge | rated refrigerant charge, system has TXV |  |  |  | Available |  | 0 | 0 |  | Retro |  | HV-RefChrg |  | None | 2020-01-01 | 2022-12-31 | [5 empty] | Standard |  | 1 | 1 | 0 | Deemed Ex Ante Team |  |  |  | Updated to indicate claim/filing status
2020 | RE-HV-RefChrg-Inc-NoTXV-typ | Increase Refrigerant Charge - System with No thermal expansion valve (TXV) - Typical (8% rated charge) | DEER2020 | D20v1 | 2022-03-16 13:02 | RE-HV-RefChrg-Inc-NTXV-typ | DEER | Standard | None |  |  | None |  | 0 |  | 0 | Res | Any | HVAC | SpaceCool | dxAC_equip | spltSEER |  | HV-RefChrg | Typical refrigerant undercharged state for a system with No TXV | rated refrigerant charge | rated refrigerant charge, system has no TXV |  |  |  | Available |  | 0 | 0 |  | Retro |  | HV-RefChrg |  | None | 2020-01-01 | 2022-12-31 | [5 empty] | Standard |  | 1 | 1 | 0 | Deemed Ex Ante Team |  |  |  | Updated to indicate claim/filing status
2020 | RE-HV-RefChrg-Inc-NTXV-16pct | Increase Refrigerant Charge - System with No thermal expansion valve (TXV) - (16% rated charge) | DEER2020 | D20v2 | 2022-03-16 13:02 | RE-HV-RefChrg-Inc-NTXV-16pct | DEER | Standard | None | 0 | 0 | None |  | 0 |  | 0 | Res | Any | HVAC | SpaceCool | dxAC_equip | spltSEER |  | HV-RefChrg | refrigerant undercharged state (16% uindercharged) for a system with No TXV | rated refrigerant charge | rated refrigerant charge, system has no TXV |  |  |  | Available |  | 0 | 0 |  | Retro |  | HV-RefChrg |  | None | 2020-01-01 | 2022-12-31 | [5 empty] | Standard |  | 1 | 1 | 0 | Deemed Ex Ante Team |  |  |  | Updated to indicate claim/filing status
2020 | RE-HV-RefChrg-Inc-NTXV-4pct | Increase Refrigerant Charge - System with No thermal expansion valve (TXV) - (4% rated charge) | DEER2020 | D20v2 | 2022-03-16 13:02 | RE-HV-RefChrg-Inc-NTXV-4pct | DEER | Standard | None | 0 | 0 | None |  | 0 |  | 0 | Res | Any | HVAC | SpaceCool | dxAC_equip | spltSEER |  | HV-RefChrg | refrigerant undercharged state (4% uindercharged) for a system with No TXV | rated refrigerant charge | rated refrigerant charge, system has no TXV |  |  |  | Available |  | 0 | 0 |  | Retro |  | HV-RefChrg |  | None | 2020-01-01 | 2022-12-31 | [5 empty] | Standard |  | 1 | 1 | 0 | Deemed Ex Ante Team |  |  |  | Updated to indicate claim/filing status
2020 | RE-HV-RefChrg-Inc-TXV-16pct | Increase Refrigerant Charge - System with thermal expansion valve (TXV) - (16% rated charge) | DEER2020 | D20v2 | 2022-03-16 13:02 | RE-HV-RefChrg-Inc-TXV-16pct | DEER | Standard | None | 0 | 0 | None |  | 0 |  | 0 | Res | Any | HVAC | SpaceCool | dxAC_equip | spltSEER |  | HV-RefChrg | refrigerant undercharged state (16% uindercharged) for a system with TXV | rated refrigerant charge | rated refrigerant charge, system has TXV |  |  |  | Available |  | 0 | 0 |  | Retro |  | HV-RefChrg |  | None | 2020-01-01 | 2022-12-31 | [5 empty] | Standard |  | 1 | 1 | 0 | Deemed Ex Ante Team |  |  |  | Updated to indicate claim/filing status
2020 | RE-HV-RefChrg-Inc-TXV-4pct | Increase Refrigerant Charge - System with thermal expansion valve (TXV) - (4% rated charge) | DEER2020 | D20v2 | 2022-03-16 13:02 | RE-HV-RefChrg-Inc-TXV-4pct | DEER | Standard | None | 0 | 0 | None |  | 0 |  | 0 | Res | Any | HVAC | SpaceCool | dxAC_equip | spltSEER |  | HV-RefChrg | refrigerant undercharged state (4% uindercharged) for a system with TXV | rated refrigerant charge | rated refrigerant charge, system has TXV |  |  |  | Available |  | 0 | 0 |  | Retro |  | HV-RefChrg |  | None | 2020-01-01 | 2022-12-31 | [5 empty] | Standard |  | 1 | 1 | 0 | Deemed Ex Ante Team |  |  |  | Updated to indicate claim/filing status
2020 | RE-HV-RefChrg-Inc-TXV-typ | Increase Refrigerant Charge - System with thermal expansion valve (TXV) - Typical (8% rated charge) | DEER2020 | D20v2 | 2022-03-16 13:02 | RE-HV-RefChrg-Inc-TXV-typ | DEER | Standard | None | 0 | 0 | None |  | 0 |  | 0 | Res | Any | HVAC | SpaceCool | dxAC_equip | spltSEER |  | HV-RefChrg | Typical refrigerant undercharged state for a system with TXV | rated refrigerant charge | rated refrigerant charge, system has TXV |  |  |  | Available |  | 0 | 0 |  | Retro |  | HV-RefChrg |  | None | 2020-01-01 | 2022-12-31 | [5 empty] | Standard |  | 1 | 1 | 0 | Deemed Ex Ante Team |  |  |  | Updated to indicate claim/filing status
2020 | RE-HV-ResAC-45to65kBtuh-15S | Residential SEER-rated split Air Conditioners, Size Range: 45 - 65 kBTU/h, SEER = 15 (EER = 12.8), EIR = 0.232, Fan W/CFM = 0.25, one-speed fan | DEER2020 | D20v1 | 2020-11-24 16:30 | RE-HV-ResAC-ge45kBtuh-15S | DEER | Standard | None |  |  | None |  | 0 |  | 0 | Res | Any | HVAC | SpaceCool | dxAC_equip | spltSEER | dxAC-Res-Split-SEER-15.0 | HV-ResAC | Residential SEER-rated split Air Conditioners, 45-65 kBTU/h; pre-2001: mix of SEER 10 and SEER 13 units with an average SEER = 11.4, one-speed fan; post-2001: SEER = 13 (EER = 11.08), one-speed fan; 2014: SEER = 14 (EER = 12.17), one-speed fan | Residential SEER-rated split Air Conditioners, Size Range: 45 - 65 kBTU/h, SEER = 14 (EER = 11.8), EIR = 0.247, Fan W/CFM = 0.29, one-speed fan | Residential SEER-rated split Air Conditioners, Size Range: 45 - 65 kBTU/h, SEER = 15 (EER = 12.8), EIR = 0.232, Fan W/CFM = 0.25, one-speed fan |  | dxAC-Res-Split-45to65kBTUh-SEER-14.0 | dxAC-Res-Split-SEER-15.0 | Available |  | 0 | 0 |  | ErRobNc | dxAC-Res-Split-45to65kBTUh-SEER-14.0 | HV-ResAC |  | None | 2020-01-01 | [6 empty] | Standard |  | 1 | 1 | 0 | Deemed Ex Ante Team |  |  |  | Updated to indicate claim/filing status
2020 | RE-HV-ResAC-45to65kBtuh-16S | Residential SEER-rated split Air Conditioners, Size Range: 45 - 65 kBTU/h, SEER = 16 (EER = 12.5), EIR = 0.238, Fan W/CFM = 0.27, two-speed fan | DEER2020 | D20v1 | 2020-11-24 16:30 | RE-HV-ResAC-ge45kBtuh-16S | DEER | Standard | None |  |  | None |  | 0 |  | 0 | Res | Any | HVAC | SpaceCool | dxAC_equip | spltSEER | dxAC-Res-Split-SEER-16.0 | HV-ResAC | Residential SEER-rated split Air Conditioners, 45-65 kBTU/h; pre-2001: mix of SEER 10 and SEER 13 units with an average SEER = 11.4, one-speed fan; post-2001: SEER = 13 (EER = 11.08), one-speed fan; 2014: SEER = 14 (EER = 12.17), one-speed fan | Residential SEER-rated split Air Conditioners, Size Range: 45 - 65 kBTU/h, SEER = 14 (EER = 11.8), EIR = 0.247, Fan W/CFM = 0.29, one-speed fan | Residential SEER-rated split Air Conditioners, Size Range: 45 - 65 kBTU/h, SEER = 16 (EER = 12.5), EIR = 0.238, Fan W/CFM = 0.27, two-speed fan |  | dxAC-Res-Split-45to65kBTUh-SEER-14.0 | dxAC-Res-Split-SEER-16.0 | Available |  | 0 | 0 |  | ErRobNc | dxAC-Res-Split-45to65kBTUh-SEER-14.0 | HV-ResAC |  | None | 2020-01-01 | [6 empty] | Standard |  | 1 | 1 | 0 | Deemed Ex Ante Team |  |  |  | Updated to indicate claim/filing status
2020 | RE-HV-ResAC-45to65kBtuh-17S | Residential SEER-rated split Air Conditioners, Size Range: 45 - 65 kBTU/h, SEER = 17 (EER = 13.3), EIR = 0.223, Fan W/CFM = 0.27, two-speed fan | DEER2020 | D20v1 | 2020-11-24 16:30 | RE-HV-ResAC-ge45kBtuh-17S | DEER | Standard | None |  |  | None |  | 0 |  | 0 | Res | Any | HVAC | SpaceCool | dxAC_equip | spltSEER | dxAC-Res-Split-SEER-17.0 | HV-ResAC | Residential SEER-rated split Air Conditioners, 45-65 kBTU/h; pre-2001: mix of SEER 10 and SEER 13 units with an average SEER = 11.4, one-speed fan; post-2001: SEER = 13 (EER = 11.08), one-speed fan; 2014: SEER = 14 (EER = 12.17), one-speed fan | Residential SEER-rated split Air Conditioners, Size Range: 45 - 65 kBTU/h, SEER = 14 (EER = 11.8), EIR = 0.247, Fan W/CFM = 0.29, one-speed fan | Residential SEER-rated split Air Conditioners, Size Range: 45 - 65 kBTU/h, SEER = 17 (EER = 13.3), EIR = 0.223, Fan W/CFM = 0.27, two-speed fan |  | dxAC-Res-Split-45to65kBTUh-SEER-14.0 | dxAC-Res-Split-SEER-17.0 | Available |  | 0 | 0 |  | ErRobNc | dxAC-Res-Split-45to65kBTUh-SEER-14.0 | HV-ResAC |  | None | 2020-01-01 | [6 empty] | Standard |  | 1 | 1 | 0 | Deemed Ex Ante Team |  |  |  | Updated to indicate claim/filing status
2020 | RE-HV-ResAC-45to65kBtuh-18S | Residential SEER-rated split Air Conditioners, Size Range: 45 - 65 kBTU/h, SEER = 18 (EER = 14), EIR = 0.209, Fan W/CFM = 0.27, two-speed fan | DEER2020 | D20v1 | 2020-11-24 16:30 | RE-HV-ResAC-ge45kBtuh-18S | DEER | Standard | None |  |  | None |  | 0 |  | 0 | Res | Any | HVAC | SpaceCool | dxAC_equip | spltSEER | dxAC-Res-Split-SEER-18.0 | HV-ResAC | Residential SEER-rated split Air Conditioners, 45-65 kBTU/h; pre-2001: mix of SEER 10 and SEER 13 units with an average SEER = 11.4, one-speed fan; post-2001: SEER = 13 (EER = 11.08), one-speed fan; 2014: SEER = 14 (EER = 12.17), one-speed fan | Residential SEER-rated split Air Conditioners, Size Range: 45 - 65 kBTU/h, SEER = 14 (EER = 11.8), EIR = 0.247, Fan W/CFM = 0.29, one-speed fan | Residential SEER-rated split Air Conditioners, Size Range: 45 - 65 kBTU/h, SEER = 18 (EER = 14), EIR = 0.209, Fan W/CFM = 0.27, two-speed fan |  | dxAC-Res-Split-45to65kBTUh-SEER-14.0 | dxAC-Res-Split-SEER-18.0 | Available |  | 0 | 0 |  | ErRobNc | dxAC-Res-Split-45to65kBTUh-SEER-14.0 | HV-ResAC |  | None | 2020-01-01 | [6 empty] | Standard |  | 1 | 1 | 0 | Deemed Ex Ante Team |  |  |  | Updated to indicate claim/filing status
2020 | RE-HV-ResAC-45to65kBtuh-19S | Residential SEER-rated split Air Conditioners, Size Range: 45 - 65 kBTU/h, SEER = 19 (EER = 14.8), EIR = 0.201, Fan W/CFM = 0.23, two-speed fan | DEER2020 | D20v1 | 2020-11-24 16:30 | RE-HV-ResAC-ge45kBtuh-19S | DEER | Standard | None |  |  | None |  | 0 |  | 0 | Res | Any | HVAC | SpaceCool | dxAC_equip | spltSEER |  | HV-ResAC | Residential SEER-rated split Air Conditioners, 45-65 kBTU/h; pre-2001: mix of SEER 10 and SEER 13 units with an average SEER = 11.4, one-speed fan; post-2001: SEER = 13 (EER = 11.08), one-speed fan; 2014: SEER = 14 (EER = 12.17), one-speed fan | Residential SEER-rated split Air Conditioners, Size Range: 45 - 65 kBTU/h, SEER = 14 (EER = 11.8), EIR = 0.247, Fan W/CFM = 0.29, one-speed fan | Residential SEER-rated split Air Conditioners, Size Range: 45 - 65 kBTU/h, SEER = 19 (EER = 14.8), EIR = 0.201, Fan W/CFM = 0.23, two-speed fan |  | dxAC-Res-Split-45to65kBTUh-SEER-14.0 | dxAC-Res-Split-SEER-19.0 | Available |  | 0 | 0 |  | ErRobNc | dxAC-Res-Split-45to65kBTUh-SEER-14.0 | HV-ResAC |  | None | 2020-01-01 | [6 empty] | Standard |  | 1 | 1 | 0 | Deemed Ex Ante Team |  |  |  | Updated to indicate claim/filing status
2020 | RE-HV-ResAC-45to65kBtuh-20S | Residential SEER-rated split Air Conditioners, Size Range: 45 - 65 kBTU/h, SEER = 20 (EER = 15.6), EIR = 0.19, Fan W/CFM = 0.23, two-speed fan | DEER2020 | D20v1 | 2020-11-24 16:30 | RE-HV-ResAC-ge45kBtuh-20S | DEER | Standard | None |  |  | None |  | 0 |  | 0 | Res | Any | HVAC | SpaceCool | dxAC_equip | spltSEER |  | HV-ResAC | Residential SEER-rated split Air Conditioners, 45-65 kBTU/h; pre-2001: mix of SEER 10 and SEER 13 units with an average SEER = 11.4, one-speed fan; post-2001: SEER = 13 (EER = 11.08), one-speed fan; 2014: SEER = 14 (EER = 12.17), one-speed fan | Residential SEER-rated split Air Conditioners, Size Range: 45 - 65 kBTU/h, SEER = 14 (EER = 11.8), EIR = 0.247, Fan W/CFM = 0.29, one-speed fan | Residential SEER-rated split Air Conditioners, Size Range: 45 - 65 kBTU/h, SEER = 20 (EER = 15.6), EIR = 0.19, Fan W/CFM = 0.23, two-speed fan |  | dxAC-Res-Split-45to65kBTUh-SEER-14.0 | dxAC-Res-Split-SEER-20.0 | Available |  | 0 | 0 |  | ErRobNc | dxAC-Res-Split-45to65kBTUh-SEER-14.0 | HV-ResAC |  | None | 2020-01-01 | [6 empty] | Standard |  | 1 | 1 | 0 | Deemed Ex Ante Team |  |  |  | Updated to indicate claim/filing status
2020 | RE-HV-ResAC-45to65kBtuh-21S | Residential SEER-rated split Air Conditioners, Size Range: 45 - 65 kBTU/h, SEER = 21 (EER = 16.4), EIR = 0.18, Fan W/CFM = 0.23, two-speed fan | DEER2020 | D20v1 | 2020-11-24 16:30 | RE-HV-ResAC-ge45kBtuh-21S | DEER | Standard | None |  |  | None |  | 0 |  | 0 | Res | Any | HVAC | SpaceCool | dxAC_equip | spltSEER |  | HV-ResAC | Residential SEER-rated split Air Conditioners, 45-65 kBTU/h; pre-2001: mix of SEER 10 and SEER 13 units with an average SEER = 11.4, one-speed fan; post-2001: SEER = 13 (EER = 11.08), one-speed fan; 2014: SEER = 14 (EER = 12.17), one-speed fan | Residential SEER-rated split Air Conditioners, Size Range: 45 - 65 kBTU/h, SEER = 14 (EER = 11.8), EIR = 0.247, Fan W/CFM = 0.29, one-speed fan | Residential SEER-rated split Air Conditioners, Size Range: 45 - 65 kBTU/h, SEER = 21 (EER = 16.4), EIR = 0.18, Fan W/CFM = 0.23, two-speed fan |  | dxAC-Res-Split-45to65kBTUh-SEER-14.0 | dxAC-Res-Split-SEER-21.0 | Available |  | 0 | 0 |  | ErRobNc | dxAC-Res-Split-45to65kBTUh-SEER-14.0 | HV-ResAC |  | None | 2020-01-01 | [6 empty] | Standard |  | 1 | 1 | 0 | Deemed Ex Ante Team |  |  |  | Updated to indicate claim/filing status
2020 | RE-HV-ResAC-lt45kBtuh-15S | Residential SEER-rated split Air Conditioners, Size Range: 18 - 45 kBTU/h, SEER = 15 (EER = 12.8), EIR = 0.232, Fan W/CFM = 0.25, one-speed fan | DEER2020 | D20v1 | 2020-11-24 16:30 | RE-HV-ResAC-lt45kBtuh-15S | DEER | Standard | None |  |  | None |  | 0 |  | 0 | Res | Any | HVAC | SpaceCool | dxAC_equip | spltSEER | dxAC-Res-Split-SEER-15.0 | HV-ResAC | Residential SEER-rated split Air Conditioners, 18-45 kBTU/h; pre-2001: mix of SEER 10 and SEER 13 units with an average SEER = 11.4, one-speed fan; post-2001: SEER = 13 (EER = 11.08), one-speed fan; 2014: SEER = 14 (EER = 12.17), one-speed fan | Residential SEER-rated split Air Conditioners, Size Range: 18 - 45 kBTU/h, SEER = 14 (EER = 12.2), EIR = 0.239, Fan W/CFM = 0.29, one-speed fan | Residential SEER-rated split Air Conditioners, Size Range: 18 - 45 kBTU/h, SEER = 15 (EER = 12.8), EIR = 0.232, Fan W/CFM = 0.25, one-speed fan |  | dxAC-Res-Split-lt45kBTUh-SEER-14.0 | dxAC-Res-Split-SEER-15.0 | Available |  | 0 | 0 |  | ErRobNc | dxAC-Res-Split-lt45kBTUh-SEER-14.0 | HV-ResAC |  | None | 2020-01-01 | [6 empty] | Standard |  | 1 | 1 | 0 | Deemed Ex Ante Team |  |  |  | Updated to indicate claim/filing status
2020 | RE-HV-ResAC-lt45kBtuh-16S | Residential SEER-rated split Air Conditioners, Size Range: 18 - 45 kBTU/h, SEER = 16 (EER = 12.5), EIR = 0.238, Fan W/CFM = 0.27, two-speed fan | DEER2020 | D20v1 | 2020-11-24 16:30 | RE-HV-ResAC-lt45kBtuh-16S | DEER | Standard | None |  |  | None |  | 0 |  | 0 | Res | Any | HVAC | SpaceCool | dxAC_equip | spltSEER | dxAC-Res-Split-SEER-16.0 | HV-ResAC | Residential SEER-rated split Air Conditioners, 18-45 kBTU/h; pre-2001: mix of SEER 10 and SEER 13 units with an average SEER = 11.4, one-speed fan; post-2001: SEER = 13 (EER = 11.08), one-speed fan; 2014: SEER = 14 (EER = 12.17), one-speed fan | Residential SEER-rated split Air Conditioners, Size Range: 18 - 45 kBTU/h, SEER = 14 (EER = 12.2), EIR = 0.239, Fan W/CFM = 0.29, one-speed fan | Residential SEER-rated split Air Conditioners, Size Range: 18 - 45 kBTU/h, SEER = 16 (EER = 12.5), EIR = 0.238, Fan W/CFM = 0.27, two-speed fan |  | dxAC-Res-Split-lt45kBTUh-SEER-14.0 | dxAC-Res-Split-SEER-16.0 | Available |  | 0 | 0 |  | ErRobNc | dxAC-Res-Split-lt45kBTUh-SEER-14.0 | HV-ResAC |  | None | 2020-01-01 | [6 empty] | Standard |  | 1 | 1 | 0 | Deemed Ex Ante Team |  |  |  | Updated to indicate claim/filing status
2020 | RE-HV-ResAC-lt45kBtuh-17S | Residential SEER-rated split Air Conditioners, Size Range: 18 - 45 kBTU/h, SEER = 17 (EER = 13.3), EIR = 0.223, Fan W/CFM = 0.27, two-speed fan | DEER2020 | D20v1 | 2020-11-24 16:30 | RE-HV-ResAC-lt45kBtuh-17S | DEER | Standard | None |  |  | None |  | 0 |  | 0 | Res | Any | HVAC | SpaceCool | dxAC_equip | spltSEER | dxAC-Res-Split-SEER-17.0 | HV-ResAC | Residential SEER-rated split Air Conditioners, 18-45 kBTU/h; pre-2001: mix of SEER 10 and SEER 13 units with an average SEER = 11.4, one-speed fan; post-2001: SEER = 13 (EER = 11.08), one-speed fan; 2014: SEER = 14 (EER = 12.17), one-speed fan | Residential SEER-rated split Air Conditioners, Size Range: 18 - 45 kBTU/h, SEER = 14 (EER = 12.2), EIR = 0.239, Fan W/CFM = 0.29, one-speed fan | Residential SEER-rated split Air Conditioners, Size Range: 18 - 45 kBTU/h, SEER = 17 (EER = 13.3), EIR = 0.223, Fan W/CFM = 0.27, two-speed fan |  | dxAC-Res-Split-lt45kBTUh-SEER-14.0 | dxAC-Res-Split-SEER-17.0 | Available |  | 0 | 0 |  | ErRobNc | dxAC-Res-Split-lt45kBTUh-SEER-14.0 | HV-ResAC |  | None | 2020-01-01 | [6 empty] | Standard |  | 1 | 1 | 0 | Deemed Ex Ante Team |  |  |  | Updated to indicate claim/filing status
2020 | RE-HV-ResAC-lt45kBtuh-18S | Residential SEER-rated split Air Conditioners, Size Range: 18 - 45 kBTU/h, SEER = 18 (EER = 14), EIR = 0.209, Fan W/CFM = 0.27, two-speed fan | DEER2020 | D20v1 | 2020-11-24 16:30 | RE-HV-ResAC-lt45kBtuh-18S | DEER | Standard | None |  |  | None |  | 0 |  | 0 | Res | Any | HVAC | SpaceCool | dxAC_equip | spltSEER | dxAC-Res-Split-SEER-18.0 | HV-ResAC | Residential SEER-rated split Air Conditioners, 18-45 kBTU/h; pre-2001: mix of SEER 10 and SEER 13 units with an average SEER = 11.4, one-speed fan; post-2001: SEER = 13 (EER = 11.08), one-speed fan; 2014: SEER = 14 (EER = 12.17), one-speed fan | Residential SEER-rated split Air Conditioners, Size Range: 18 - 45 kBTU/h, SEER = 14 (EER = 12.2), EIR = 0.239, Fan W/CFM = 0.29, one-speed fan | Residential SEER-rated split Air Conditioners, Size Range: 18 - 45 kBTU/h, SEER = 18 (EER = 14), EIR = 0.209, Fan W/CFM = 0.27, two-speed fan |  | dxAC-Res-Split-lt45kBTUh-SEER-14.0 | dxAC-Res-Split-SEER-18.0 | Available |  | 0 | 0 |  | ErRobNc | dxAC-Res-Split-lt45kBTUh-SEER-14.0 | HV-ResAC |  | None | 2020-01-01 | [6 empty] | Standard |  | 1 | 1 | 0 | Deemed Ex Ante Team |  |  |  | Updated to indicate claim/filing status
2020 | RE-HV-ResAC-lt45kBtuh-19S | Residential SEER-rated split Air Conditioners, Size Range: 18 - 45 kBTU/h, SEER = 19 (EER = 14.8), EIR = 0.201, Fan W/CFM = 0.23, two-speed fan | DEER2020 | D20v1 | 2020-11-24 16:30 | RE-HV-ResAC-lt45kBtuh-19S | DEER | Standard | None |  |  | None |  | 0 |  | 0 | Res | Any | HVAC | SpaceCool | dxAC_equip | spltSEER |  | HV-ResAC | Residential SEER-rated split Air Conditioners, 18-45 kBTU/h; pre-2001: mix of SEER 10 and SEER 13 units with an average SEER = 11.4, one-speed fan; post-2001: SEER = 13 (EER = 11.08), one-speed fan; 2014: SEER = 14 (EER = 12.17), one-speed fan | Residential SEER-rated split Air Conditioners, Size Range: 18 - 45 kBTU/h, SEER = 14 (EER = 12.2), EIR = 0.239, Fan W/CFM = 0.29, one-speed fan | Residential SEER-rated split Air Conditioners, Size Range: 18 - 45 kBTU/h, SEER = 19 (EER = 14.8), EIR = 0.201, Fan W/CFM = 0.23, two-speed fan |  | dxAC-Res-Split-lt45kBTUh-SEER-14.0 | dxAC-Res-Split-SEER-19.0 | Available |  | 0 | 0 |  | ErRobNc | dxAC-Res-Split-lt45kBTUh-SEER-14.0 | HV-ResAC |  | None | 2020-01-01 | [6 empty] | Standard |  | 1 | 1 | 0 | Deemed Ex Ante Team |  |  |  | Updated to indicate claim/filing status
2020 | RE-HV-ResAC-lt45kBtuh-20S | Residential SEER-rated split Air Conditioners, Size Range: 18 - 45 kBTU/h, SEER = 20 (EER = 15.6), EIR = 0.19, Fan W/CFM = 0.23, two-speed fan | DEER2020 | D20v1 | 2020-11-24 16:30 | RE-HV-ResAC-lt45kBtuh-20S | DEER | Standard | None |  |  | None |  | 0 |  | 0 | Res | Any | HVAC | SpaceCool | dxAC_equip | spltSEER |  | HV-ResAC | Residential SEER-rated split Air Conditioners, 18-45 kBTU/h; pre-2001: mix of SEER 10 and SEER 13 units with an average SEER = 11.4, one-speed fan; post-2001: SEER = 13 (EER = 11.08), one-speed fan; 2014: SEER = 14 (EER = 12.17), one-speed fan | Residential SEER-rated split Air Conditioners, Size Range: 18 - 45 kBTU/h, SEER = 14 (EER = 12.2), EIR = 0.239, Fan W/CFM = 0.29, one-speed fan | Residential SEER-rated split Air Conditioners, Size Range: 18 - 45 kBTU/h, SEER = 20 (EER = 15.6), EIR = 0.19, Fan W/CFM = 0.23, two-speed fan |  | dxAC-Res-Split-lt45kBTUh-SEER-14.0 | dxAC-Res-Split-SEER-20.0 | Available |  | 0 | 0 |  | ErRobNc | dxAC-Res-Split-lt45kBTUh-SEER-14.0 | HV-ResAC |  | None | 2020-01-01 | [6 empty] | Standard |  | 1 | 1 | 0 | Deemed Ex Ante Team |  |  |  | Updated to indicate claim/filing status
2020 | RE-HV-ResAC-lt45kBtuh-21S | Residential SEER-rated split Air Conditioners, Size Range: 18 - 45 kBTU/h, SEER = 21 (EER = 16.4), EIR = 0.18, Fan W/CFM = 0.23, two-speed fan | DEER2020 | D20v1 | 2020-11-24 16:30 | RE-HV-ResAC-lt45kBtuh-21S | DEER | Standard | None |  |  | None |  | 0 |  | 0 | Res | Any | HVAC | SpaceCool | dxAC_equip | spltSEER |  | HV-ResAC | Residential SEER-rated split Air Conditioners, 18-45 kBTU/h; pre-2001: mix of SEER 10 and SEER 13 units with an average SEER = 11.4, one-speed fan; post-2001: SEER = 13 (EER = 11.08), one-speed fan; 2014: SEER = 14 (EER = 12.17), one-speed fan | Residential SEER-rated split Air Conditioners, Size Range: 18 - 45 kBTU/h, SEER = 14 (EER = 12.2), EIR = 0.239, Fan W/CFM = 0.29, one-speed fan | Residential SEER-rated split Air Conditioners, Size Range: 18 - 45 kBTU/h, SEER = 21 (EER = 16.4), EIR = 0.18, Fan W/CFM = 0.23, two-speed fan |  | dxAC-Res-Split-lt45kBTUh-SEER-14.0 | dxAC-Res-Split-SEER-21.0 | Available |  | 0 | 0 |  | ErRobNc | dxAC-Res-Split-lt45kBTUh-SEER-14.0 | HV-ResAC |  | None | 2020-01-01 | [6 empty] | Standard |  | 1 | 1 | 0 | Deemed Ex Ante Team |  |  |  | Updated to indicate claim/filing status
2020 | RE-HV-ResEvapAC-45to65kBtuh-17p4S | Residential SEER-rated split Heat Pumps, SEER = 17 (EER = 13.3), HSPF = 9.4 (COP = 3.74), EIR = 0.223, Fan W/CFM = 0.27, two-speed fan | DEER2020 | D20v1 | 2020-11-24 16:30 | RE-HV-ResEvapAC-ge45kBtuh-17p4S | DEER | Standard | None |  |  | None |  | 0 |  | 0 | Res | Any | HVAC | SpaceCool | dxAC_equip | spltSEER | dxHP-Res-Split-SEER-17.0 | HV-ResAC | Residential SEER-rated split Air Conditioners, 18-65 kBTU/h; pre-2001: SEER = 10 (EER = 8.52), one-speed fan; post-2001: SEER = 13 (EER = 11.08), one-speed fan; 2014: SEER = 14 (EER = 11.82), one-speed fan | Residential SEER-rated split Air Conditioners, Size Range: 45 - 65 kBTU/h, SEER = 14 (EER = 11.8), EIR = 0.247, Fan W/CFM = 0.29, one-speed fan | Residential SEER-rated split Heat Pumps, SEER = 17 (EER = 13.3), HSPF = 9.4 (COP = 3.74), EIR = 0.223, Fan W/CFM = 0.27, two-speed fan |  | dxAC-Res-Split-45to65kBTUh-SEER-14.0 | dxHP-Res-Split-SEER-17.0 | Available |  | 0 | 0 |  | ErRobNc | dxAC-Res-Split-45to65kBTUh-SEER-14.0 | HV-ResAC |  | None | 2020-01-01 | [6 empty] | Standard |  | 1 | 1 | 0 | Deemed Ex Ante Team |  |  |  | Updated to indicate claim/filing status
2020 | RE-HV-ResEvapAC-lt45kBtuh-17p4S | Residential SEER-rated split Air Conditioners, Size Range: 18 - 45 kBTU/h, SEER = 17.4, one-speed fan, evaporative cooled condenser | DEER2020 | D20v1 | 2020-11-24 16:30 | RE-HV-ResEvapAC-lt45kBtuh-17p4S | DEER | Standard | None |  |  | None |  | 0 |  | 0 | Res | Any | HVAC | SpaceCool | dxAC_equip | spltSEER |  | HV-ResAC | Residential SEER-rated split Air Conditioners, 18-65 kBTU/h; pre-2001: SEER = 10 (EER = 8.52), one-speed fan; post-2001: SEER = 13 (EER = 11.08), one-speed fan; 2014: SEER = 14 (EER = 12.17), one-speed fan | Residential SEER-rated split Air Conditioners, Size Range: 18 - 45 kBTU/h, SEER = 14 (EER = 12.2), EIR = 0.239, Fan W/CFM = 0.29, one-speed fan | Residential SEER-rated split Air Conditioners, Size Range: 18 - 45 kBTU/h, SEER = 17.4, one-speed fan, evaporative cooled condenser |  | dxAC-Res-Split-lt45kBTUh-SEER-14.0 | dxAC-Res-EvapAC-SEER-17.4 | Available |  | 0 | 0 |  | ErRobNc | dxAC-Res-Split-lt45kBTUh-SEER-14.0 | HV-ResAC |  | None | 2020-01-01 | [6 empty] | Standard |  | 1 | 1 | 0 | Deemed Ex Ante Team |  |  |  | Updated to indicate claim/filing status
2020 | RE-HV-ResHP-15p0S-8p7H | Residential SEER-rated split Heat Pumps, SEER = 15 (EER = 12.8), HSPF = 8.7 (COP = 3.68), EIR = 0.232, Fan W/CFM = 0.25, one-speed fan | DEER2020 | D20v1 | 2020-11-24 16:30 | RE-HV-ResHP-15S-8.7H | DEER | Standard | None |  |  | None |  | 0 |  | 0 | Res | Any | HVAC | HeatCool | dxHP_equip | spltSEER | dxHP-Res-Split-SEER-15.0 | HVAC-airHP | Res SEER-Rated Splt HP, 7.1-3.01 kBTU/h; pre-2001: SEER = 10 (HSPF = 7.1), one-speed fan; post-2001: SEER = 13 (HSPF = 8.2), one-speed fan; 2014: SEER = 14 (HSPF = 8.2), one-speed fan | Residential SEER-rated split Heat Pumps, SEER = 14 (EER = 11.9), HSPF = 8.2 (COP = 3.48), EIR = 0.245, Fan W/CFM = 0.29, one-speed fan | Residential SEER-rated split Heat Pumps, SEER = 15 (EER = 12.8), HSPF = 8.7 (COP = 3.68), EIR = 0.232, Fan W/CFM = 0.25, one-speed fan |  | dxHP-Res-Split-SEER-14.0 | dxHP-Res-Split-SEER-15.0 | Available |  | 0 | 0 |  | ErRobNc | dxHP-Res-Split-SEER-14.0 | HVAC-airHP |  | None | 2020-01-01 | [6 empty] | Standard |  | 1 | 1 | 0 | Deemed Ex Ante Team |  |  |  | Updated to indicate claim/filing status
2020 | RE-HV-ResHP-16p0S-9p0H | Residential SEER-rated split Heat Pumps, SEER = 16 (EER = 12.5), HSPF = 9 (COP = 3.57), EIR = 0.238, Fan W/CFM = 0.27, two-speed fan | DEER2020 | D20v1 | 2020-11-24 16:30 | RE-HV-ResHP-16S-9H | DEER | Standard | None |  |  | None |  | 0 |  | 0 | Res | Any | HVAC | HeatCool | dxHP_equip | spltSEER | dxHP-Res-Split-SEER-16.0 | HVAC-airHP | Res SEER-Rated Splt HP, 7.1-3.01 kBTU/h; pre-2001: SEER = 10 (HSPF = 7.1), one-speed fan; post-2001: SEER = 13 (HSPF = 8.2), one-speed fan; 2014: SEER = 14 (HSPF = 8.2), one-speed fan | Residential SEER-rated split Heat Pumps, SEER = 14 (EER = 11.9), HSPF = 8.2 (COP = 3.48), EIR = 0.245, Fan W/CFM = 0.29, one-speed fan | Residential SEER-rated split Heat Pumps, SEER = 16 (EER = 12.5), HSPF = 9 (COP = 3.57), EIR = 0.238, Fan W/CFM = 0.27, two-speed fan |  | dxHP-Res-Split-SEER-14.0 | dxHP-Res-Split-SEER-16.0 | Available |  | 0 | 0 |  | ErRobNc | dxHP-Res-Split-SEER-14.0 | HVAC-airHP |  | None | 2020-01-01 | [6 empty] | Standard |  | 1 | 1 | 0 | Deemed Ex Ante Team |  |  |  | Updated to indicate claim/filing status
2020 | RE-HV-ResHP-17p0S-9p4H | Residential SEER-rated split Heat Pumps, SEER = 17 (EER = 13.3), HSPF = 9.4 (COP = 3.74), EIR = 0.223, Fan W/CFM = 0.27, two-speed fan | DEER2020 | D20v1 | 2020-11-24 16:30 | RE-HV-ResHP-17S-9.4H | DEER | Standard | None |  |  | None |  | 0 |  | 0 | Res | Any | HVAC | HeatCool | dxHP_equip | spltSEER | dxHP-Res-Split-SEER-17.0 | HVAC-airHP | Res SEER-Rated Splt HP, 7.1-3.01 kBTU/h; pre-2001: SEER = 10 (HSPF = 7.1), one-speed fan; post-2001: SEER = 13 (HSPF = 8.2), one-speed fan; 2014: SEER = 14 (HSPF = 8.2), one-speed fan | Residential SEER-rated split Heat Pumps, SEER = 14 (EER = 11.9), HSPF = 8.2 (COP = 3.48), EIR = 0.245, Fan W/CFM = 0.29, one-speed fan | Residential SEER-rated split Heat Pumps, SEER = 17 (EER = 13.3), HSPF = 9.4 (COP = 3.74), EIR = 0.223, Fan W/CFM = 0.27, two-speed fan |  | dxHP-Res-Split-SEER-14.0 | dxHP-Res-Split-SEER-17.0 | Available |  | 0 | 0 |  | ErRobNc | dxHP-Res-Split-SEER-14.0 | HVAC-airHP |  | None | 2020-01-01 | [6 empty] | Standard |  | 1 | 1 | 0 | Deemed Ex Ante Team |  |  |  | Updated to indicate claim/filing status
2020 | RE-HV-ResHP-18p0S-9p7H | Residential SEER-rated split Heat Pumps, SEER = 18 (EER = 14), HSPF = 9.7 (COP = 3.86), EIR = 0.209, Fan W/CFM = 0.27, two-speed fan | DEER2020 | D20v1 | 2020-11-24 16:30 | RE-HV-ResHP-18S-9.7H | DEER | Standard | None |  |  | None |  | 0 |  | 0 | Res | Any | HVAC | HeatCool | dxHP_equip | spltSEER | dxHP-Res-Split-SEER-18.0 | HVAC-airHP | Res SEER-Rated Splt HP, 7.1-3.01 kBTU/h; pre-2001: SEER = 10 (HSPF = 7.1), one-speed fan; post-2001: SEER = 13 (HSPF = 8.2), one-speed fan; 2014: SEER = 14 (HSPF = 8.2), one-speed fan | Residential SEER-rated split Heat Pumps, SEER = 14 (EER = 11.9), HSPF = 8.2 (COP = 3.48), EIR = 0.245, Fan W/CFM = 0.29, one-speed fan | Residential SEER-rated split Heat Pumps, SEER = 18 (EER = 14), HSPF = 9.7 (COP = 3.86), EIR = 0.209, Fan W/CFM = 0.27, two-speed fan |  | dxHP-Res-Split-SEER-14.0 | dxHP-Res-Split-SEER-18.0 | Available |  | 0 | 0 |  | ErRobNc | dxHP-Res-Split-SEER-14.0 | HVAC-airHP |  | None | 2020-01-01 | [6 empty] | Standard |  | 1 | 1 | 0 | Deemed Ex Ante Team |  |  |  | Updated to indicate claim/filing status
2020 | RE-Refg-All_CmpMini-Tier1 | All-refrigerators - automatic defrost (Refrigerator with no separate freezer storage), Size Range: compact (5-7 cu. ft.), Energy Star (10% less than Code Maximum) | DEER2020 | D20 v1 | 2020-11-24 16:30 | Res-Refg-dKWH-Cond | DEER | Scaled | Delta | 27 | 31.9 | None |  | 0 |  | 1 | Res | Any | AppPlug | Refrig | Ref_Storage | RefrigFrz |  | Appl-ESRefg |  |  |  |  | Refg-All_CmpMini-Code | Refg-All_CmpMini-Tier1 | Available |  | 0 | 0 |  | RobNc |  | Appl-ESRefg |  | None | 2020-01-01 | [6 empty] | Standard |  | 1 | 1 | 0 | Deemed Ex Ante Team |  |  |  | Updated to indicate claim/filing status
2020 | RE-Refg-All_CmpMini-Tier2 | All-refrigerators - automatic defrost (Refrigerator with no separate freezer storage), Size Range: compact (5-7 cu. ft.), 30% less than Code Maximum | DEER2020 | D20 v1 | 2020-11-24 16:30 | Res-Refg-dKWH-Cond | DEER | Scaled | Delta | 80 | 94.4 | None |  | 0 |  | 1 | Res | Any | AppPlug | Refrig | Ref_Storage | RefrigFrz |  | Appl-ESRefg |  |  |  |  | Refg-All_CmpMini-Code | Refg-All_CmpMini-Tier2 | Available |  | 0 | 0 |  | RobNc |  | Appl-ESRefg |  | None | 2020-01-01 | [6 empty] | Standard |  | 1 | 1 | 0 | Deemed Ex Ante Team |  |  |  | Updated to indicate claim/filing status
2020 | RE-Refg-All_CmpSml-Tier1 | All-refrigerators - automatic defrost (Refrigerator with no separate freezer storage), Size Range: compact mini (<5 cu. ft.), Energy Star (10% less than Code Maximum) | DEER2020 | D20 v1 | 2020-11-24 16:30 | Res-Refg-dKWH-Cond | DEER | Scaled | Delta | 24 | 28.3 | None |  | 0 |  | 1 | Res | Any | AppPlug | Refrig | Ref_Storage | RefrigFrz |  | Appl-ESRefg |  |  |  |  | Refg-All_CmpSml-Code | Refg-All_CmpSml-Tier1 | Available |  | 0 | 0 |  | RobNc |  | Appl-ESRefg |  | None | 2020-01-01 | [6 empty] | Standard |  | 1 | 1 | 0 | Deemed Ex Ante Team |  |  |  | Updated to indicate claim/filing status
2020 | RE-Refg-All_CmpSml-Tier2 | All-refrigerators - automatic defrost (Refrigerator with no separate freezer storage), Size Range: compact mini (<5 cu. ft.), 30% less than Code Maximum | DEER2020 | D20 v1 | 2020-11-24 16:30 | Res-Refg-dKWH-Cond | DEER | Scaled | Delta | 73 | 86.1 | None |  | 0 |  | 1 | Res | Any | AppPlug | Refrig | Ref_Storage | RefrigFrz |  | Appl-ESRefg |  |  |  |  | Refg-All_CmpSml-Code | Refg-All_CmpSml-Tier2 | Available |  | 0 | 0 |  | RobNc |  | Appl-ESRefg |  | None | 2020-01-01 | [6 empty] | Standard |  | 1 | 1 | 0 | Deemed Ex Ante Team |  |  |  | Updated to indicate claim/filing status
2020 | RE-Refg-All_Large-Tier1 | All-refrigerators - automatic defrost (Refrigerator with no separate freezer storage), Size Range: Large (21 to 23 cu. ft.), Energy Star (10% less than Code Maximum) | DEER2020 | D20 v1 | 2020-11-24 16:30 | Res-Refg-dKWH-Cond | DEER | Scaled | Delta | 36 | 42.5 | None |  | 0 |  | 1 | Res | Any | AppPlug | Refrig | Ref_Storage | RefrigFrz |  | Appl-ESRefg |  |  |  |  | Refg-All_Large-Code | Refg-All_Large-Tier1 | Available |  | 0 | 0 |  | RobNc |  | Appl-ESRefg |  | None | 2020-01-01 | [6 empty] | Standard |  | 1 | 1 | 0 | Deemed Ex Ante Team |  |  |  | Updated to indicate claim/filing status
2020 | RE-Refg-All_Large-Tier2 | All-refrigerators - automatic defrost (Refrigerator with no separate freezer storage), Size Range: Large (21 to 23 cu. ft.), 30% less than Code Maximum | DEER2020 | D20 v1 | 2020-11-24 16:30 | Res-Refg-dKWH-Cond | DEER | Scaled | Delta | 107 | 126 | None |  | 0 |  | 1 | Res | Any | AppPlug | Refrig | Ref_Storage | RefrigFrz |  | Appl-ESRefg |  |  |  |  | Refg-All_Large-Code | Refg-All_Large-Tier2 | Available |  | 0 | 0 |  | RobNc |  | Appl-ESRefg |  | None | 2020-01-01 | [6 empty] | Standard |  | 1 | 1 | 0 | Deemed Ex Ante Team |  |  |  | Updated to indicate claim/filing status
2020 | RE-Refg-All_Med-Tier1 | All-refrigerators - automatic defrost (Refrigerator with no separate freezer storage), Size Range: Medium (17 to 20 cu. ft.), Energy Star (10% less than Code Maximum) | DEER2020 | D20 v1 | 2020-11-24 16:30 | Res-Refg-dKWH-Cond | DEER | Scaled | Delta | 34 | 40.1 | None |  | 0 |  | 1 | Res | Any | AppPlug | Refrig | Ref_Storage | RefrigFrz |  | Appl-ESRefg |  |  |  |  | Refg-All_Med-Code | Refg-All_Med-Tier1 | Available |  | 0 | 0 |  | RobNc |  | Appl-ESRefg |  | None | 2020-01-01 | [6 empty] | Standard |  | 1 | 1 | 0 | Deemed Ex Ante Team |  |  |  | Updated to indicate claim/filing status
2020 | RE-Refg-All_Med-Tier2 | All-refrigerators - automatic defrost (Refrigerator with no separate freezer storage), Size Range: Medium (17 to 20 cu. ft.), 30% less than Code Maximum | DEER2020 | D20 v1 | 2020-11-24 16:30 | Res-Refg-dKWH-Cond | DEER | Scaled | Delta | 101 | 119 | None |  | 0 |  | 1 | Res | Any | AppPlug | Refrig | Ref_Storage | RefrigFrz |  | Appl-ESRefg |  |  |  |  | Refg-All_Med-Code | Refg-All_Med-Tier2 | Available |  | 0 | 0 |  | RobNc |  | Appl-ESRefg |  | None | 2020-01-01 | [6 empty] | Standard |  | 1 | 1 | 0 | Deemed Ex Ante Team |  |  |  | Updated to indicate claim/filing status
2020 | RE-Refg-All_Mini-Tier1 | All-refrigerators - automatic defrost (Refrigerator with no separate freezer storage), Size Range: Very Small (<13 cu. ft.), Energy Star (10% less than Code Maximum) | DEER2020 | D20 v1 | 2020-11-24 16:30 | Res-Refg-dKWH-Cond | DEER | Scaled | Delta | 28 | 33 | None |  | 0 |  | 1 | Res | Any | AppPlug | Refrig | Ref_Storage | RefrigFrz |  | Appl-ESRefg |  |  |  |  | Refg-All_Mini-Code | Refg-All_Mini-Tier1 | Available |  | 0 | 0 |  | RobNc |  | Appl-ESRefg |  | None | 2020-01-01 | [6 empty] | Standard |  | 1 | 1 | 0 | Deemed Ex Ante Team |  |  |  | Updated to indicate claim/filing status
2020 | RE-Refg-All_Mini-Tier2 | All-refrigerators - automatic defrost (Refrigerator with no separate freezer storage), Size Range: Very Small (<13 cu. ft.), 30% less than Code Maximum | DEER2020 | D20 v1 | 2020-11-24 16:30 | Res-Refg-dKWH-Cond | DEER | Scaled | Delta | 84 | 99.1 | None |  | 0 |  | 1 | Res | Any | AppPlug | Refrig | Ref_Storage | RefrigFrz |  | Appl-ESRefg |  |  |  |  | Refg-All_Mini-Code | Refg-All_Mini-Tier2 | Available |  | 0 | 0 |  | RobNc |  | Appl-ESRefg |  | None | 2020-01-01 | [6 empty] | Standard |  | 1 | 1 | 0 | Deemed Ex Ante Team |  |  |  | Updated to indicate claim/filing status
2020 | RE-Refg-All_Small-Tier1 | All-refrigerators - automatic defrost (Refrigerator with no separate freezer storage), Size Range: Small (13 to 16 cu. ft.), Energy Star (10% less than Code Maximum) | DEER2020 | D20 v1 | 2020-11-24 16:30 | Res-Refg-dKWH-Cond | DEER | Scaled | Delta | 31 | 36.6 | None |  | 0 |  | 1 | Res | Any | AppPlug | Refrig | Ref_Storage | RefrigFrz |  | Appl-ESRefg |  |  |  |  | Refg-All_Small-Code | Refg-All_Small-Tier1 | Available |  | 0 | 0 |  | RobNc |  | Appl-ESRefg |  | None | 2020-01-01 | [6 empty] | Standard |  | 1 | 1 | 0 | Deemed Ex Ante Team |  |  |  | Updated to indicate claim/filing status
2020 | RE-Refg-All_Small-Tier2 | All-refrigerators - automatic defrost (Refrigerator with no separate freezer storage), Size Range: Small (13 to 16 cu. ft.), 30% less than Code Maximum | DEER2020 | D20 v1 | 2020-11-24 16:30 | Res-Refg-dKWH-Cond | DEER | Scaled | Delta | 92 | 109 | None |  | 0 |  | 1 | Res | Any | AppPlug | Refrig | Ref_Storage | RefrigFrz |  | Appl-ESRefg |  |  |  |  | Refg-All_Small-Code | Refg-All_Small-Tier2 | Available |  | 0 | 0 |  | RobNc |  | Appl-ESRefg |  | None | 2020-01-01 | [6 empty] | Standard |  | 1 | 1 | 0 | Deemed Ex Ante Team |  |  |  | Updated to indicate claim/filing status
2020 | RE-Refg-All_VLarge-Tier1 | All-refrigerators - automatic defrost (Refrigerator with no separate freezer storage), Size Range: Very large (over 23 cu. ft.), Energy Star (10% less than Code Maximum) | DEER2020 | D20 v1 | 2020-11-24 16:30 | Res-Refg-dKWH-Cond | DEER | Scaled | Delta | 38 | 44.8 | None |  | 0 |  | 1 | Res | Any | AppPlug | Refrig | Ref_Storage | RefrigFrz |  | Appl-ESRefg |  |  |  |  | Refg-All_VLarge-Code | Refg-All_VLarge-Tier1 | Available |  | 0 | 0 |  | RobNc |  | Appl-ESRefg |  | None | 2020-01-01 | [6 empty] | Standard |  | 1 | 1 | 0 | Deemed Ex Ante Team |  |  |  | Updated to indicate claim/filing status
2020 | RE-Refg-All_VLarge-Tier2 | All-refrigerators - automatic defrost (Refrigerator with no separate freezer storage), Size Range: Very large (over 23 cu. ft.), 30% less than Code Maximum | DEER2020 | D20 v1 | 2020-11-24 16:30 | Res-Refg-dKWH-Cond | DEER | Scaled | Delta | 115 | 136 | None |  | 0 |  | 1 | Res | Any | AppPlug | Refrig | Ref_Storage | RefrigFrz |  | Appl-ESRefg |  |  |  |  | Refg-All_VLarge-Code | Refg-All_VLarge-Tier2 | Available |  | 0 | 0 |  | RobNc |  | Appl-ESRefg |  | None | 2020-01-01 | [6 empty] | Standard |  | 1 | 1 | 0 | Deemed Ex Ante Team |  |  |  | Updated to indicate claim/filing status
2020 | RE-Refg-All_WtdSize-Tier1 | All-refrigerators - automatic defrost (Refrigerator with no separate freezer storage), Size Range: Weighted Size, Energy Star (10% less than Code Maximum) | DEER2020 | D20 v1 | 2020-11-24 16:30 | Res-Refg-dKWH-Cond | DEER | Scaled | Delta | 30 | 35.4 | None |  | 0 |  | 1 | Res | Any | AppPlug | Refrig | Ref_Storage | RefrigFrz |  | Appl-ESRefg |  |  |  |  | Refg-All_WtdSize-Code | Refg-All_WtdSize-Tier1 | Available |  | 0 | 0 |  | RobNc |  | Appl-ESRefg |  | None | 2020-01-01 | [6 empty] | Standard |  | 1 | 1 | 0 | Deemed Ex Ante Team |  |  |  | Updated to indicate claim/filing status
2020 | RE-Refg-All_WtdSize-Tier2 | All-refrigerators - automatic defrost (Refrigerator with no separate freezer storage), Size Range: Weighted Size, 30% less than Code Maximum | DEER2020 | D20 v1 | 2020-11-24 16:30 | Res-Refg-dKWH-Cond | DEER | Scaled | Delta | 91 | 107 | None |  | 0 |  | 1 | Res | Any | AppPlug | Refrig | Ref_Storage | RefrigFrz |  | Appl-ESRefg |  |  |  |  | Refg-All_WtdSize-Code | Refg-All_WtdSize-Tier2 | Available |  | 0 | 0 |  | RobNc |  | Appl-ESRefg |  | None | 2020-01-01 | [6 empty] | Standard |  | 1 | 1 | 0 | Deemed Ex Ante Team |  |  |  | Updated to indicate claim/filing status
2020 | RE-RefgFrz-BM_CmpMini-Tier1 | Refrigerator-freezers - automatic defrost with bottom-mounted freezer without an automatic icemaker, Size Range: compact (5-7 cu. ft.), Energy Star (10% less than Code Maximum) | DEER2020 | D20 v1 | 2020-11-24 16:30 | Res-Refg-dKWH-Cond | DEER | Scaled | Delta | 43 | 50.7 | None |  | 0 |  | 1 | Res | Any | AppPlug | Refrig | Ref_Storage | RefrigFrz |  | Appl-ESRefg |  |  |  |  | RefgFrz-BM_CmpMini-Code | RefgFrz-BM_CmpMini-Tier1 | Available |  | 0 | 0 |  | RobNc |  | Appl-ESRefg |  | None | 2020-01-01 | [6 empty] | Standard |  | 1 | 1 | 0 | Deemed Ex Ante Team |  |  |  | Updated to indicate claim/filing status
2020 | RE-RefgFrz-BM_CmpMini-Tier2 | Refrigerator-freezers - automatic defrost with bottom-mounted freezer without an automatic icemaker, Size Range: compact (5-7 cu. ft.), 30% less than Code Maximum | DEER2020 | D20 v1 | 2020-11-24 16:30 | Res-Refg-dKWH-Cond | DEER | Scaled | Delta | 128 | 151 | None |  | 0 |  | 1 | Res | Any | AppPlug | Refrig | Ref_Storage | RefrigFrz |  | Appl-ESRefg |  |  |  |  | RefgFrz-BM_CmpMini-Code | RefgFrz-BM_CmpMini-Tier2 | Available |  | 0 | 0 |  | RobNc |  | Appl-ESRefg |  | None | 2020-01-01 | [6 empty] | Standard |  | 1 | 1 | 0 | Deemed Ex Ante Team |  |  |  | Updated to indicate claim/filing status
2020 | RE-RefgFrz-BM_CmpSml-Tier1 | Refrigerator-freezers - automatic defrost with bottom-mounted freezer without an automatic icemaker, Size Range: compact mini (<5 cu. ft.), Energy Star (10% less than Code Maximum) | DEER2020 | D20 v1 | 2020-11-24 16:30 | Res-Refg-dKWH-Cond | DEER | Scaled | Delta | 38 | 44.8 | None |  | 0 |  | 1 | Res | Any | AppPlug | Refrig | Ref_Storage | RefrigFrz |  | Appl-ESRefg |  |  |  |  | RefgFrz-BM_CmpSml-Code | RefgFrz-BM_CmpSml-Tier1 | Available |  | 0 | 0 |  | RobNc |  | Appl-ESRefg |  | None | 2020-01-01 | [6 empty] | Standard |  | 1 | 1 | 0 | Deemed Ex Ante Team |  |  |  | Updated to indicate claim/filing status
2020 | RE-RefgFrz-BM_CmpSml-Tier2 | Refrigerator-freezers - automatic defrost with bottom-mounted freezer without an automatic icemaker, Size Range: compact mini (<5 cu. ft.), 30% less than Code Maximum | DEER2020 | D20 v1 | 2020-11-24 16:30 | Res-Refg-dKWH-Cond | DEER | Scaled | Delta | 115 | 136 | None |  | 0 |  | 1 | Res | Any | AppPlug | Refrig | Ref_Storage | RefrigFrz |  | Appl-ESRefg |  |  |  |  | RefgFrz-BM_CmpSml-Code | RefgFrz-BM_CmpSml-Tier2 | Available |  | 0 | 0 |  | RobNc |  | Appl-ESRefg |  | None | 2020-01-01 | [6 empty] | Standard |  | 1 | 1 | 0 | Deemed Ex Ante Team |  |  |  | Updated to indicate claim/filing status
2020 | RE-RefgFrz-BM-Ice_Large-Tier1 | Refrigerator-freezers - automatic defrost with bottom-mounted freezer with an automatic icemaker without through-the-door ice service, Size Range: Large (21 to 23 cu. ft.), Energy Star (10% less than Code Maximum) | DEER2020 | D20 v1 | 2020-11-24 16:30 | Res-Refg-dKWH-Cond | DEER | Scaled | Delta | 65 | 76.7 | None |  | 0 |  | 1 | Res | Any | AppPlug | Refrig | Ref_Storage | RefrigFrz | RefgFrz-BM-Ice_Large-Tier1 | Appl-ESRefg |  |  |  |  | RefgFrz-BM-Ice_Large-Code | RefgFrz-BM-Ice_Large-Tier1 | Available |  | 0 | 0 |  | RobNc | RefgFrz-BM-Ice_Large-Code | Appl-ESRefg |  | None | 2020-01-01 | [6 empty] | Standard |  | 1 | 1 | 0 | Deemed Ex Ante Team |  |  |  | Updated to indicate claim/filing status
2020 | RE-RefgFrz-BM-Ice_Large-Tier2 | Refrigerator-freezers - automatic defrost with bottom-mounted freezer with an automatic icemaker without through-the-door ice service, Size Range: Large (21 to 23 cu. ft.), 30% less than Code Maximum | DEER2020 | D20 v1 | 2020-11-24 16:30 | Res-Refg-dKWH-Cond | DEER | Scaled | Delta | 194 | 229 | None |  | 0 |  | 1 | Res | Any | AppPlug | Refrig | Ref_Storage | RefrigFrz | RefgFrz-BM-Ice_Large-Tier2 | Appl-ESRefg |  |  |  |  | RefgFrz-BM-Ice_Large-Code | RefgFrz-BM-Ice_Large-Tier2 | Available |  | 0 | 0 |  | RobNc | RefgFrz-BM-Ice_Large-Code | Appl-ESRefg |  | None | 2020-01-01 | [6 empty] | Standard |  | 1 | 1 | 0 | Deemed Ex Ante Team |  |  |  | Updated to indicate claim/filing status
2020 | RE-RefgFrz-BM-Ice_Med-Tier1 | Refrigerator-freezers - automatic defrost with bottom-mounted freezer with an automatic icemaker without through-the-door ice service, Size Range: Medium (17 to 20 cu. ft.), Energy Star (10% less than Code Maximum) | DEER2020 | D20 v1 | 2020-11-24 16:30 | Res-Refg-dKWH-Cond | DEER | Scaled | Delta | 61 | 72 | None |  | 0 |  | 1 | Res | Any | AppPlug | Refrig | Ref_Storage | RefrigFrz | RefgFrz-BM-Ice_Med-Tier1 | Appl-ESRefg |  |  |  |  | RefgFrz-BM-Ice_Med-Code | RefgFrz-BM-Ice_Med-Tier1 | Available |  | 0 | 0 |  | RobNc | RefgFrz-BM-Ice_Med-Code | Appl-ESRefg |  | None | 2020-01-01 | [6 empty] | Standard |  | 1 | 1 | 0 | Deemed Ex Ante Team |  |  |  | Updated to indicate claim/filing status
2020 | RE-RefgFrz-BM-Ice_Med-Tier2 | Refrigerator-freezers - automatic defrost with bottom-mounted freezer with an automatic icemaker without through-the-door ice service, Size Range: Medium (17 to 20 cu. ft.), 30% less than Code Maximum | DEER2020 | D20 v1 | 2020-11-24 16:30 | Res-Refg-dKWH-Cond | DEER | Scaled | Delta | 184 | 217 | None |  | 0 |  | 1 | Res | Any | AppPlug | Refrig | Ref_Storage | RefrigFrz | RefgFrz-BM-Ice_Med-Tier2 | Appl-ESRefg |  |  |  |  | RefgFrz-BM-Ice_Med-Code | RefgFrz-BM-Ice_Med-Tier2 | Available |  | 0 | 0 |  | RobNc | RefgFrz-BM-Ice_Med-Code | Appl-ESRefg |  | None | 2020-01-01 | [6 empty] | Standard |  | 1 | 1 | 0 | Deemed Ex Ante Team |  |  |  | Updated to indicate claim/filing status
2020 | RE-RefgFrz-BM-Ice_Mini-Tier1 | Refrigerator-freezers - automatic defrost with bottom-mounted freezer with an automatic icemaker without through-the-door ice service, Size Range: Very Small (<13 cu. ft.), Energy Star (10% less than Code Maximum) | DEER2020 | D20 v1 | 2020-11-24 16:30 | Res-Refg-dKWH-Cond | DEER | Scaled | Delta | 52 | 61.4 | None |  | 0 |  | 1 | Res | Any | AppPlug | Refrig | Ref_Storage | RefrigFrz | RefgFrz-BM-Ice_Mini-Tier1 | Appl-ESRefg |  |  |  |  | RefgFrz-BM-Ice_Mini-Code | RefgFrz-BM-Ice_Mini-Tier1 | Available |  | 0 | 0 |  | RobNc | RefgFrz-BM-Ice_Mini-Code | Appl-ESRefg |  | None | 2020-01-01 | [6 empty] | Standard |  | 1 | 1 | 0 | Deemed Ex Ante Team |  |  |  | Updated to indicate claim/filing status
2020 | RE-RefgFrz-BM-Ice_Mini-Tier2 | Refrigerator-freezers - automatic defrost with bottom-mounted freezer with an automatic icemaker without through-the-door ice service, Size Range: Very Small (<13 cu. ft.), 30% less than Code Maximum | DEER2020 | D20 v1 | 2020-11-24 16:30 | Res-Refg-dKWH-Cond | DEER | Scaled | Delta | 157 | 185 | None |  | 0 |  | 1 | Res | Any | AppPlug | Refrig | Ref_Storage | RefrigFrz | RefgFrz-BM-Ice_Mini-Tier2 | Appl-ESRefg |  |  |  |  | RefgFrz-BM-Ice_Mini-Code | RefgFrz-BM-Ice_Mini-Tier2 | Available |  | 0 | 0 |  | RobNc | RefgFrz-BM-Ice_Mini-Code | Appl-ESRefg |  | None | 2020-01-01 | [6 empty] | Standard |  | 1 | 1 | 0 | Deemed Ex Ante Team |  |  |  | Updated to indicate claim/filing status
2020 | RE-RefgFrz-BM-Ice_Small-Tier1 | Refrigerator-freezers - automatic defrost with bottom-mounted freezer with an automatic icemaker without through-the-door ice service, Size Range: Small (13 to 16 cu. ft.), Energy Star (10% less than Code Maximum) | DEER2020 | D20 v1 | 2020-11-24 16:30 | Res-Refg-dKWH-Cond | DEER | Scaled | Delta | 57 | 67.3 | None |  | 0 |  | 1 | Res | Any | AppPlug | Refrig | Ref_Storage | RefrigFrz | RefgFrz-BM-Ice_Small-Tier1 | Appl-ESRefg |  |  |  |  | RefgFrz-BM-Ice_Small-Code | RefgFrz-BM-Ice_Small-Tier1 | Available |  | 0 | 0 |  | RobNc | RefgFrz-BM-Ice_Small-Code | Appl-ESRefg |  | None | 2020-01-01 | [6 empty] | Standard |  | 1 | 1 | 0 | Deemed Ex Ante Team |  |  |  | Updated to indicate claim/filing status
2020 | RE-RefgFrz-BM-Ice_Small-Tier2 | Refrigerator-freezers - automatic defrost with bottom-mounted freezer with an automatic icemaker without through-the-door ice service, Size Range: Small (13 to 16 cu. ft.), 30% less than Code Maximum | DEER2020 | D20 v1 | 2020-11-24 16:30 | Res-Refg-dKWH-Cond | DEER | Scaled | Delta | 171 | 202 | None |  | 0 |  | 1 | Res | Any | AppPlug | Refrig | Ref_Storage | RefrigFrz | RefgFrz-BM-Ice_Small-Tier2 | Appl-ESRefg |  |  |  |  | RefgFrz-BM-Ice_Small-Code | RefgFrz-BM-Ice_Small-Tier2 | Available |  | 0 | 0 |  | RobNc | RefgFrz-BM-Ice_Small-Code | Appl-ESRefg |  | None | 2020-01-01 | [6 empty] | Standard |  | 1 | 1 | 0 | Deemed Ex Ante Team |  |  |  | Updated to indicate claim/filing status
2020 | RE-RefgFrz-BM-Ice_VLarge-Tier1 | Refrigerator-freezers - automatic defrost with bottom-mounted freezer with an automatic icemaker without through-the-door ice service, Size Range: Very large (over 23 cu. Ft.), Energy Star (10% less than Code Maximum) | DEER2020 | D20 v1 | 2020-11-24 16:30 | Res-Refg-dKWH-Cond | DEER | Scaled | Delta | 69 | 81.4 | None |  | 0 |  | 1 | Res | Any | AppPlug | Refrig | Ref_Storage | RefrigFrz | RefgFrz-BM-Ice_VLarge-Tier1 | Appl-ESRefg |  |  |  |  | RefgFrz-BM-Ice_VLarge-Code | RefgFrz-BM-Ice_VLarge-Tier1 | Available |  | 0 | 0 |  | RobNc | RefgFrz-BM-Ice_VLarge-Code | Appl-ESRefg |  | None | 2020-01-01 | [6 empty] | Standard |  | 1 | 1 | 0 | Deemed Ex Ante Team |  |  |  | Updated to indicate claim/filing status
2020 | RE-RefgFrz-BM-Ice_VLarge-Tier2 | Refrigerator-freezers - automatic defrost with bottom-mounted freezer with an automatic icemaker without through-the-door ice service, Size Range: Very large (over 23 cu. Ft.), 30% less than Code Maximum | DEER2020 | D20 v1 | 2020-11-24 16:30 | Res-Refg-dKWH-Cond | DEER | Scaled | Delta | 208 | 245 | None |  | 0 |  | 1 | Res | Any | AppPlug | Refrig | Ref_Storage | RefrigFrz | RefgFrz-BM-Ice_VLarge-Tier2 | Appl-ESRefg |  |  |  |  | RefgFrz-BM-Ice_VLarge-Code | RefgFrz-BM-Ice_VLarge-Tier2 | Available |  | 0 | 0 |  | RobNc | RefgFrz-BM-Ice_VLarge-Code | Appl-ESRefg |  | None | 2020-01-01 | [6 empty] | Standard |  | 1 | 1 | 0 | Deemed Ex Ante Team |  |  |  | Updated to indicate claim/filing status
2020 | RE-RefgFrz-BM-Ice_WtdSize-Tier1 | Refrigerator-freezers - automatic defrost with bottom-mounted freezer with an automatic icemaker without through-the-door ice service, Size Range: Weighted Size, Energy Star (10% less than Code Maximum) | DEER2020 | D20 v1 | 2020-11-24 16:30 | Res-Refg-dKWH-Cond | DEER | Scaled | Delta | 66 | 77.9 | None |  | 0 |  | 1 | Res | Any | AppPlug | Refrig | Ref_Storage | RefrigFrz | RefgFrz-BM-Ice_WtdSize-Tier1 | Appl-ESRefg |  |  |  |  | RefgFrz-BM-Ice_WtdSize-Code | RefgFrz-BM-Ice_WtdSize-Tier1 | Available |  | 0 | 0 |  | RobNc | RefgFrz-BM-Ice_WtdSize-Code | Appl-ESRefg |  | None | 2020-01-01 | [6 empty] | Standard |  | 1 | 1 | 0 | Deemed Ex Ante Team |  |  |  | Updated to indicate claim/filing status
2020 | RE-RefgFrz-BM-Ice_WtdSize-Tier2 | Refrigerator-freezers - automatic defrost with bottom-mounted freezer with an automatic icemaker without through-the-door ice service, Size Range: Weighted Size, 30% less than Code Maximum | DEER2020 | D20 v1 | 2020-11-24 16:30 | Res-Refg-dKWH-Cond | DEER | Scaled | Delta | 198 | 234 | None |  | 0 |  | 1 | Res | Any | AppPlug | Refrig | Ref_Storage | RefrigFrz | RefgFrz-BM-Ice_WtdSize-Tier2 | Appl-ESRefg |  |  |  |  | RefgFrz-BM-Ice_WtdSize-Code | RefgFrz-BM-Ice_WtdSize-Tier2 | Available |  | 0 | 0 |  | RobNc | RefgFrz-BM-Ice_WtdSize-Code | Appl-ESRefg |  | None | 2020-01-01 | [6 empty] | Standard |  | 1 | 1 | 0 | Deemed Ex Ante Team |  |  |  | Updated to indicate claim/filing status
2020 | RE-RefgFrz-BM-Ice_XLarge-Tier1 | Refrigerator-freezers - automatic defrost with bottom-mounted freezer with an automatic icemaker without through-the-door ice service, Size Range: extra large (> 28 cu. ft.), Energy Star (10% less than Code Maximum) | DEER2020 | D20 v1 | 2020-11-24 16:30 | Res-Refg-dKWH-Cond | DEER | Scaled | Delta | 74 | 87.3 | None |  | 0 |  | 1 | Res | Any | AppPlug | Refrig | Ref_Storage | RefrigFrz | RefgFrz-BM-Ice_XLarge-Tier1 | Appl-ESRefg |  |  |  |  | RefgFrz-BM-Ice_XLarge-Code | RefgFrz-BM-Ice_XLarge-Tier1 | Available |  | 0 | 0 |  | RobNc | RefgFrz-BM-Ice_XLarge-Code | Appl-ESRefg |  | None | 2020-01-01 | [6 empty] | Standard |  | 1 | 1 | 0 | Deemed Ex Ante Team |  |  |  | Updated to indicate claim/filing status
2020 | RE-RefgFrz-BM-Ice_XLarge-Tier2 | Refrigerator-freezers - automatic defrost with bottom-mounted freezer with an automatic icemaker without through-the-door ice service, Size Range: extra large (> 28 cu. ft.), 30% less than Code Maximum | DEER2020 | D20 v1 | 2020-11-24 16:30 | Res-Refg-dKWH-Cond | DEER | Scaled | Delta | 221 | 261 | None |  | 0 |  | 1 | Res | Any | AppPlug | Refrig | Ref_Storage | RefrigFrz | RefgFrz-BM-Ice_XLarge-Tier2 | Appl-ESRefg |  |  |  |  | RefgFrz-BM-Ice_XLarge-Code | RefgFrz-BM-Ice_XLarge-Tier2 | Available |  | 0 | 0 |  | RobNc | RefgFrz-BM-Ice_XLarge-Code | Appl-ESRefg |  | None | 2020-01-01 | [6 empty] | Standard |  | 1 | 1 | 0 | Deemed Ex Ante Team |  |  |  | Updated to indicate claim/filing status
2020 | RE-RefgFrz-BM_Large-Tier1 | Refrigerator-freezers - automatic defrost with bottom-mounted freezer without an automatic icemaker, Size Range: Large (21 to 23 cu. ft.), Energy Star (10% less than Code Maximum) | DEER2020 | D20 v1 | 2020-11-24 16:30 | Res-Refg-dKWH-Cond | DEER | Scaled | Delta | 56 | 66.1 | None |  | 0 |  | 1 | Res | Any | AppPlug | Refrig | Ref_Storage | RefrigFrz | RefgFrz-BM_Large-Tier1 | Appl-ESRefg |  |  |  |  | RefgFrz-BM_Large-Code | RefgFrz-BM_Large-Tier1 | Available |  | 0 | 0 |  | RobNc | RefgFrz-BM_Large-Code | Appl-ESRefg |  | None | 2020-01-01 | [6 empty] | Standard |  | 1 | 1 | 0 | Deemed Ex Ante Team |  |  |  | Updated to indicate claim/filing status
2020 | RE-RefgFrz-BM_Large-Tier2 | Refrigerator-freezers - automatic defrost with bottom-mounted freezer without an automatic icemaker, Size Range: Large (21 to 23 cu. ft.), 30% less than Code Maximum | DEER2020 | D20 v1 | 2020-11-24 16:30 | Res-Refg-dKWH-Cond | DEER | Scaled | Delta | 169 | 199 | None |  | 0 |  | 1 | Res | Any | AppPlug | Refrig | Ref_Storage | RefrigFrz | RefgFrz-BM_Large-Tier2 | Appl-ESRefg |  |  |  |  | RefgFrz-BM_Large-Code | RefgFrz-BM_Large-Tier2 | Available |  | 0 | 0 |  | RobNc | RefgFrz-BM_Large-Code | Appl-ESRefg |  | None | 2020-01-01 | [6 empty] | Standard |  | 1 | 1 | 0 | Deemed Ex Ante Team |  |  |  | Updated to indicate claim/filing status
2020 | RE-RefgFrz-BM_Med-Tier1 | Refrigerator-freezers - automatic defrost with bottom-mounted freezer without an automatic icemaker, Size Range: Medium (17 to 20 cu. ft.), Energy Star (10% less than Code Maximum) | DEER2020 | D20 v1 | 2020-11-24 16:30 | Res-Refg-dKWH-Cond | DEER | Scaled | Delta | 53 | 62.5 | None |  | 0 |  | 1 | Res | Any | AppPlug | Refrig | Ref_Storage | RefrigFrz | RefgFrz-BM_Med-Tier1 | Appl-ESRefg |  |  |  |  | RefgFrz-BM_Med-Code | RefgFrz-BM_Med-Tier1 | Available |  | 0 | 0 |  | RobNc | RefgFrz-BM_Med-Code | Appl-ESRefg |  | None | 2020-01-01 | [6 empty] | Standard |  | 1 | 1 | 0 | Deemed Ex Ante Team |  |  |  | Updated to indicate claim/filing status
2020 | RE-RefgFrz-BM_Med-Tier2 | Refrigerator-freezers - automatic defrost with bottom-mounted freezer without an automatic icemaker, Size Range: Medium (17 to 20 cu. ft.), 30% less than Code Maximum | DEER2020 | D20 v1 | 2020-11-24 16:30 | Res-Refg-dKWH-Cond | DEER | Scaled | Delta | 159 | 188 | None |  | 0 |  | 1 | Res | Any | AppPlug | Refrig | Ref_Storage | RefrigFrz | RefgFrz-BM_Med-Tier2 | Appl-ESRefg |  |  |  |  | RefgFrz-BM_Med-Code | RefgFrz-BM_Med-Tier2 | Available |  | 0 | 0 |  | RobNc | RefgFrz-BM_Med-Code | Appl-ESRefg |  | None | 2020-01-01 | [6 empty] | Standard |  | 1 | 1 | 0 | Deemed Ex Ante Team |  |  |  | Updated to indicate claim/filing status
2020 | RE-RefgFrz-BM_Mini-Tier1 | Refrigerator-freezers - automatic defrost with bottom-mounted freezer without an automatic icemaker, Size Range: Very Small (<13 cu. ft.), Energy Star (10% less than Code Maximum) | DEER2020 | D20 v1 | 2020-11-24 16:30 | Res-Refg-dKWH-Cond | DEER | Scaled | Delta | 44 | 51.9 | None |  | 0 |  | 1 | Res | Any | AppPlug | Refrig | Ref_Storage | RefrigFrz | RefgFrz-BM_Mini-Tier1 | Appl-ESRefg |  |  |  |  | RefgFrz-BM_Mini-Code | RefgFrz-BM_Mini-Tier1 | Available |  | 0 | 0 |  | RobNc | RefgFrz-BM_Mini-Code | Appl-ESRefg |  | None | 2020-01-01 | [6 empty] | Standard |  | 1 | 1 | 0 | Deemed Ex Ante Team |  |  |  | Updated to indicate claim/filing status
2020 | RE-RefgFrz-BM_Mini-Tier2 | Refrigerator-freezers - automatic defrost with bottom-mounted freezer without an automatic icemaker, Size Range: Very Small (<13 cu. ft.), 30% less than Code Maximum | DEER2020 | D20 v1 | 2020-11-24 16:30 | Res-Refg-dKWH-Cond | DEER | Scaled | Delta | 132 | 156 | None |  | 0 |  | 1 | Res | Any | AppPlug | Refrig | Ref_Storage | RefrigFrz | RefgFrz-BM_Mini-Tier2 | Appl-ESRefg |  |  |  |  | RefgFrz-BM_Mini-Code | RefgFrz-BM_Mini-Tier2 | Available |  | 0 | 0 |  | RobNc | RefgFrz-BM_Mini-Code | Appl-ESRefg |  | None | 2020-01-01 | [6 empty] | Standard |  | 1 | 1 | 0 | Deemed Ex Ante Team |  |  |  | Updated to indicate claim/filing status
2020 | RE-RefgFrz-BM_Small-Tier1 | Refrigerator-freezers - automatic defrost with bottom-mounted freezer without an automatic icemaker, Size Range: Small (13 to 16 cu. ft.), Energy Star (10% less than Code Maximum) | DEER2020 | D20 v1 | 2020-11-24 16:30 | Res-Refg-dKWH-Cond | DEER | Scaled | Delta | 48 | 56.6 | None |  | 0 |  | 1 | Res | Any | AppPlug | Refrig | Ref_Storage | RefrigFrz | RefgFrz-BM_Small-Tier1 | Appl-ESRefg |  |  |  |  | RefgFrz-BM_Small-Code | RefgFrz-BM_Small-Tier1 | Available |  | 0 | 0 |  | RobNc | RefgFrz-BM_Small-Code | Appl-ESRefg |  | None | 2020-01-01 | [6 empty] | Standard |  | 1 | 1 | 0 | Deemed Ex Ante Team |  |  |  | Updated to indicate claim/filing status
2020 | RE-RefgFrz-BM_Small-Tier2 | Refrigerator-freezers - automatic defrost with bottom-mounted freezer without an automatic icemaker, Size Range: Small (13 to 16 cu. ft.), 30% less than Code Maximum | DEER2020 | D20 v1 | 2020-11-24 16:30 | Res-Refg-dKWH-Cond | DEER | Scaled | Delta | 145 | 171 | None |  | 0 |  | 1 | Res | Any | AppPlug | Refrig | Ref_Storage | RefrigFrz | RefgFrz-BM_Small-Tier2 | Appl-ESRefg |  |  |  |  | RefgFrz-BM_Small-Code | RefgFrz-BM_Small-Tier2 | Available |  | 0 | 0 |  | RobNc | RefgFrz-BM_Small-Code | Appl-ESRefg |  | None | 2020-01-01 | [6 empty] | Standard |  | 1 | 1 | 0 | Deemed Ex Ante Team |  |  |  | Updated to indicate claim/filing status
2020 | RE-RefgFrz-BM-TTD_Large-Tier1 | Refrigerator-freezer - automatic defrost with bottom-mounted freezer with through-the-door ice service, Size Range: Large (21 to 23 cu. ft.), Energy Star (10% less than Code Maximum) | DEER2020 | D20 v1 | 2020-11-24 16:30 | Res-Refg-dKWH-Cond | DEER | Scaled | Delta | 73 | 86.1 | None |  | 0 |  | 1 | Res | Any | AppPlug | Refrig | Ref_Storage | RefrigFrz | RefgFrz-BM-TTD_Large-Tier1 | Appl-ESRefg |  |  |  |  | RefgFrz-BM-TTD_Large-Code | RefgFrz-BM-TTD_Large-Tier1 | Available |  | 0 | 0 |  | RobNc | RefgFrz-BM-TTD_Large-Code | Appl-ESRefg |  | None | 2020-01-01 | [6 empty] | Standard |  | 1 | 1 | 0 | Deemed Ex Ante Team |  |  |  | Updated to indicate claim/filing status
2020 | RE-RefgFrz-BM-TTD_Large-Tier2 | Refrigerator-freezer - automatic defrost with bottom-mounted freezer with through-the-door ice service, Size Range: Large (21 to 23 cu. ft.), 30% less than Code Maximum | DEER2020 | D20 v1 | 2020-11-24 16:30 | Res-Refg-dKWH-Cond | DEER | Scaled | Delta | 220 | 260 | None |  | 0 |  | 1 | Res | Any | AppPlug | Refrig | Ref_Storage | RefrigFrz | RefgFrz-BM-TTD_Large-Tier2 | Appl-ESRefg |  |  |  |  | RefgFrz-BM-TTD_Large-Code | RefgFrz-BM-TTD_Large-Tier2 | Available |  | 0 | 0 |  | RobNc | RefgFrz-BM-TTD_Large-Code | Appl-ESRefg |  | None | 2020-01-01 | [6 empty] | Standard |  | 1 | 1 | 0 | Deemed Ex Ante Team |  |  |  | Updated to indicate claim/filing status
2020 | RE-RefgFrz-BM-TTD_Med-Tier1 | Refrigerator-freezer - automatic defrost with bottom-mounted freezer with through-the-door ice service, Size Range: Medium (17 to 20 cu. ft.), Energy Star (10% less than Code Maximum) | DEER2020 | D20 v1 | 2020-11-24 16:30 | Res-Refg-dKWH-Cond | DEER | Scaled | Delta | 70 | 82.6 | None |  | 0 |  | 1 | Res | Any | AppPlug | Refrig | Ref_Storage | RefrigFrz | RefgFrz-BM-TTD_Med-Tier1 | Appl-ESRefg |  |  |  |  | RefgFrz-BM-TTD_Med-Code | RefgFrz-BM-TTD_Med-Tier1 | Available |  | 0 | 0 |  | RobNc | RefgFrz-BM-TTD_Med-Code | Appl-ESRefg |  | None | 2020-01-01 | [6 empty] | Standard |  | 1 | 1 | 0 | Deemed Ex Ante Team |  |  |  | Updated to indicate claim/filing status
2020 | RE-RefgFrz-BM-TTD_Med-Tier2 | Refrigerator-freezer - automatic defrost with bottom-mounted freezer with through-the-door ice service, Size Range: Medium (17 to 20 cu. ft.), 30% less than Code Maximum | DEER2020 | D20 v1 | 2020-11-24 16:30 | Res-Refg-dKWH-Cond | DEER | Scaled | Delta | 209 | 247 | None |  | 0 |  | 1 | Res | Any | AppPlug | Refrig | Ref_Storage | RefrigFrz | RefgFrz-BM-TTD_Med-Tier2 | Appl-ESRefg |  |  |  |  | RefgFrz-BM-TTD_Med-Code | RefgFrz-BM-TTD_Med-Tier2 | Available |  | 0 | 0 |  | RobNc | RefgFrz-BM-TTD_Med-Code | Appl-ESRefg |  | None | 2020-01-01 | [6 empty] | Standard |  | 1 | 1 | 0 | Deemed Ex Ante Team |  |  |  | Updated to indicate claim/filing status
2020 | RE-RefgFrz-BM-TTD_Mini-Tier1 | Refrigerator-freezer - automatic defrost with bottom-mounted freezer with through-the-door ice service, Size Range: Very Small (<13 cu. ft.), Energy Star (10% less than Code Maximum) | DEER2020 | D20 v1 | 2020-11-24 16:30 | Res-Refg-dKWH-Cond | DEER | Scaled | Delta | 60 | 70.8 | None |  | 0 |  | 1 | Res | Any | AppPlug | Refrig | Ref_Storage | RefrigFrz | RefgFrz-BM-TTD_Mini-Tier1 | Appl-ESRefg |  |  |  |  | RefgFrz-BM-TTD_Mini-Code | RefgFrz-BM-TTD_Mini-Tier1 | Available |  | 0 | 0 |  | RobNc | RefgFrz-BM-TTD_Mini-Code | Appl-ESRefg |  | None | 2020-01-01 | [6 empty] | Standard |  | 1 | 1 | 0 | Deemed Ex Ante Team |  |  |  | Updated to indicate claim/filing status
2020 | RE-RefgFrz-BM-TTD_Mini-Tier2 | Refrigerator-freezer - automatic defrost with bottom-mounted freezer with through-the-door ice service, Size Range: Very Small (<13 cu. ft.), 30% less than Code Maximum | DEER2020 | D20 v1 | 2020-11-24 16:30 | Res-Refg-dKWH-Cond | DEER | Scaled | Delta | 181 | 214 | None |  | 0 |  | 1 | Res | Any | AppPlug | Refrig | Ref_Storage | RefrigFrz | RefgFrz-BM-TTD_Mini-Tier2 | Appl-ESRefg |  |  |  |  | RefgFrz-BM-TTD_Mini-Code | RefgFrz-BM-TTD_Mini-Tier2 | Available |  | 0 | 0 |  | RobNc | RefgFrz-BM-TTD_Mini-Code | Appl-ESRefg |  | None | 2020-01-01 | [6 empty] | Standard |  | 1 | 1 | 0 | Deemed Ex Ante Team |  |  |  | Updated to indicate claim/filing status
2020 | RE-RefgFrz-BM-TTD_Small-Tier1 | Refrigerator-freezer - automatic defrost with bottom-mounted freezer with through-the-door ice service, Size Range: Small (13 to 16 cu. ft.), Energy Star (10% less than Code Maximum) | DEER2020 | D20 v1 | 2020-11-24 16:30 | Res-Refg-dKWH-Cond | DEER | Scaled | Delta | 65 | 76.7 | None |  | 0 |  | 1 | Res | Any | AppPlug | Refrig | Ref_Storage | RefrigFrz | RefgFrz-BM-TTD_Small-Tier1 | Appl-ESRefg |  |  |  |  | RefgFrz-BM-TTD_Small-Code | RefgFrz-BM-TTD_Small-Tier1 | Available |  | 0 | 0 |  | RobNc | RefgFrz-BM-TTD_Small-Code | Appl-ESRefg |  | None | 2020-01-01 | [6 empty] | Standard |  | 1 | 1 | 0 | Deemed Ex Ante Team |  |  |  | Updated to indicate claim/filing status
2020 | RE-RefgFrz-BM-TTD_Small-Tier2 | Refrigerator-freezer - automatic defrost with bottom-mounted freezer with through-the-door ice service, Size Range: Small (13 to 16 cu. ft.), 30% less than Code Maximum | DEER2020 | D20 v1 | 2020-11-24 16:30 | Res-Refg-dKWH-Cond | DEER | Scaled | Delta | 195 | 230 | None |  | 0 |  | 1 | Res | Any | AppPlug | Refrig | Ref_Storage | RefrigFrz | RefgFrz-BM-TTD_Small-Tier2 | Appl-ESRefg |  |  |  |  | RefgFrz-BM-TTD_Small-Code | RefgFrz-BM-TTD_Small-Tier2 | Available |  | 0 | 0 |  | RobNc | RefgFrz-BM-TTD_Small-Code | Appl-ESRefg |  | None | 2020-01-01 | [6 empty] | Standard |  | 1 | 1 | 0 | Deemed Ex Ante Team |  |  |  | Updated to indicate claim/filing status
2020 | RE-RefgFrz-BM-TTD_VLarge-Tier1 | Refrigerator-freezer - automatic defrost with bottom-mounted freezer with through-the-door ice service, Size Range: Very large (over 23 cu. Ft.), Energy Star (10% less than Code Maximum) | DEER2020 | D20 v1 | 2020-11-24 16:30 | Res-Refg-dKWH-Cond | DEER | Scaled | Delta | 78 | 92 | None |  | 0 |  | 1 | Res | Any | AppPlug | Refrig | Ref_Storage | RefrigFrz | RefgFrz-BM-TTD_VLarge-Tier1 | Appl-ESRefg |  |  |  |  | RefgFrz-BM-TTD_VLarge-Code | RefgFrz-BM-TTD_VLarge-Tier1 | Available |  | 0 | 0 |  | RobNc | RefgFrz-BM-TTD_VLarge-Code | Appl-ESRefg |  | None | 2020-01-01 | [6 empty] | Standard |  | 1 | 1 | 0 | Deemed Ex Ante Team |  |  |  | Updated to indicate claim/filing status
2020 | RE-RefgFrz-BM-TTD_VLarge-Tier2 | Refrigerator-freezer - automatic defrost with bottom-mounted freezer with through-the-door ice service, Size Range: Very large (over 23 cu. Ft.), 30% less than Code Maximum | DEER2020 | D20 v1 | 2020-11-24 16:30 | Res-Refg-dKWH-Cond | DEER | Scaled | Delta | 234 | 276 | None |  | 0 |  | 1 | Res | Any | AppPlug | Refrig | Ref_Storage | RefrigFrz | RefgFrz-BM-TTD_VLarge-Tier2 | Appl-ESRefg |  |  |  |  | RefgFrz-BM-TTD_VLarge-Code | RefgFrz-BM-TTD_VLarge-Tier2 | Available |  | 0 | 0 |  | RobNc | RefgFrz-BM-TTD_VLarge-Code | Appl-ESRefg |  | None | 2020-01-01 | [6 empty] | Standard |  | 1 | 1 | 0 | Deemed Ex Ante Team |  |  |  | Updated to indicate claim/filing status
2020 | RE-RefgFrz-BM-TTD_WtdSize-Tier1 | Refrigerator-freezer - automatic defrost with bottom-mounted freezer with through-the-door ice service, Size Range: Weighted Size, Energy Star (10% less than Code Maximum) | DEER2020 | D20 v1 | 2020-11-24 16:30 | Res-Refg-dKWH-Cond | DEER | Scaled | Delta | 76 | 89.7 | None |  | 0 |  | 1 | Res | Any | AppPlug | Refrig | Ref_Storage | RefrigFrz | RefgFrz-BM-TTD_WtdSize-Tier1 | Appl-ESRefg |  |  |  |  | RefgFrz-BM-TTD_WtdSize-Code | RefgFrz-BM-TTD_WtdSize-Tier1 | Available |  | 0 | 0 |  | RobNc | RefgFrz-BM-TTD_WtdSize-Code | Appl-ESRefg |  | None | 2020-01-01 | [6 empty] | Standard |  | 1 | 1 | 0 | Deemed Ex Ante Team |  |  |  | Updated to indicate claim/filing status
2020 | RE-RefgFrz-BM-TTD_WtdSize-Tier2 | Refrigerator-freezer - automatic defrost with bottom-mounted freezer with through-the-door ice service, Size Range: Weighted Size, 30% less than Code Maximum | DEER2020 | D20 v1 | 2020-11-24 16:30 | Res-Refg-dKWH-Cond | DEER | Scaled | Delta | 229 | 270 | None |  | 0 |  | 1 | Res | Any | AppPlug | Refrig | Ref_Storage | RefrigFrz | RefgFrz-BM-TTD_WtdSize-Tier2 | Appl-ESRefg |  |  |  |  | RefgFrz-BM-TTD_WtdSize-Code | RefgFrz-BM-TTD_WtdSize-Tier2 | Available |  | 0 | 0 |  | RobNc | RefgFrz-BM-TTD_WtdSize-Code | Appl-ESRefg |  | None | 2020-01-01 | [6 empty] | Standard |  | 1 | 1 | 0 | Deemed Ex Ante Team |  |  |  | Updated to indicate claim/filing status
2020 | RE-RefgFrz-BM_VLarge-Tier1 | Refrigerator-freezers - automatic defrost with bottom-mounted freezer without an automatic icemaker, Size Range: Very large (over 23 cu. Ft.), Energy Star (10% less than Code Maximum) | DEER2020 | D20 v1 | 2020-11-24 16:30 | Res-Refg-dKWH-Cond | DEER | Scaled | Delta | 61 | 72 | None |  | 0 |  | 1 | Res | Any | AppPlug | Refrig | Ref_Storage | RefrigFrz | RefgFrz-BM_VLarge-Tier1 | Appl-ESRefg |  |  |  |  | RefgFrz-BM_VLarge-Code | RefgFrz-BM_VLarge-Tier1 | Available |  | 0 | 0 |  | RobNc | RefgFrz-BM_VLarge-Code | Appl-ESRefg |  | None | 2020-01-01 | [6 empty] | Standard |  | 1 | 1 | 0 | Deemed Ex Ante Team |  |  |  | Updated to indicate claim/filing status
2020 | RE-RefgFrz-BM_VLarge-Tier2 | Refrigerator-freezers - automatic defrost with bottom-mounted freezer without an automatic icemaker, Size Range: Very large (over 23 cu. Ft.), 30% less than Code Maximum | DEER2020 | D20 v1 | 2020-11-24 16:30 | Res-Refg-dKWH-Cond | DEER | Scaled | Delta | 182 | 215 | None |  | 0 |  | 1 | Res | Any | AppPlug | Refrig | Ref_Storage | RefrigFrz | RefgFrz-BM_VLarge-Tier2 | Appl-ESRefg |  |  |  |  | RefgFrz-BM_VLarge-Code | RefgFrz-BM_VLarge-Tier2 | Available |  | 0 | 0 |  | RobNc | RefgFrz-BM_VLarge-Code | Appl-ESRefg |  | None | 2020-01-01 | [6 empty] | Standard |  | 1 | 1 | 0 | Deemed Ex Ante Team |  |  |  | Updated to indicate claim/filing status
2020 | RE-RefgFrz-BM_WtdSize-Tier1 | Refrigerator-freezers - automatic defrost with bottom-mounted freezer without an automatic icemaker, Size Range: Weighted Size, Energy Star (10% less than Code Maximum) | DEER2020 | D20 v1 | 2020-11-24 16:30 | Res-Refg-dKWH-Cond | DEER | Scaled | Delta | 55 | 64.9 | None |  | 0 |  | 1 | Res | Any | AppPlug | Refrig | Ref_Storage | RefrigFrz | RefgFrz-BM_WtdSize-Tier1 | Appl-ESRefg |  |  |  |  | RefgFrz-BM_WtdSize-Code | RefgFrz-BM_WtdSize-Tier1 | Available |  | 0 | 0 |  | RobNc | RefgFrz-BM_WtdSize-Code | Appl-ESRefg |  | None | 2020-01-01 | [6 empty] | Standard |  | 1 | 1 | 0 | Deemed Ex Ante Team |  |  |  | Updated to indicate claim/filing status
2020 | RE-RefgFrz-BM_WtdSize-Tier2 | Refrigerator-freezers - automatic defrost with bottom-mounted freezer without an automatic icemaker, Size Range: Weighted Size, 30% less than Code Maximum | DEER2020 | D20 v1 | 2020-11-24 16:30 | Res-Refg-dKWH-Cond | DEER | Scaled | Delta | 166 | 196 | None |  | 0 |  | 1 | Res | Any | AppPlug | Refrig | Ref_Storage | RefrigFrz | RefgFrz-BM_WtdSize-Tier2 | Appl-ESRefg |  |  |  |  | RefgFrz-BM_WtdSize-Code | RefgFrz-BM_WtdSize-Tier2 | Available |  | 0 | 0 |  | RobNc | RefgFrz-BM_WtdSize-Code | Appl-ESRefg |  | None | 2020-01-01 | [6 empty] | Standard |  | 1 | 1 | 0 | Deemed Ex Ante Team |  |  |  | Updated to indicate claim/filing status
2020 | RE-RefgFrz-BM_XLarge-Tier1 | Refrigerator-freezers - automatic defrost with bottom-mounted freezer without an automatic icemaker, Size Range: extra large (> 28 cu. ft.), Energy Star (10% less than Code Maximum) | DEER2020 | D20 v1 | 2020-11-24 16:30 | Res-Refg-dKWH-Cond | DEER | Scaled | Delta | 65 | 76.7 | None |  | 0 |  | 1 | Res | Any | AppPlug | Refrig | Ref_Storage | RefrigFrz | RefgFrz-BM_XLarge-Tier1 | Appl-ESRefg |  |  |  |  | RefgFrz-BM_XLarge-Code | RefgFrz-BM_XLarge-Tier1 | Available |  | 0 | 0 |  | RobNc | RefgFrz-BM_XLarge-Code | Appl-ESRefg |  | None | 2020-01-01 | [6 empty] | Standard |  | 1 | 1 | 0 | Deemed Ex Ante Team |  |  |  | Updated to indicate claim/filing status
2020 | RE-RefgFrz-BM_XLarge-Tier2 | Refrigerator-freezers - automatic defrost with bottom-mounted freezer without an automatic icemaker, Size Range: extra large (> 28 cu. ft.), 30% less than Code Maximum | DEER2020 | D20 v1 | 2020-11-24 16:30 | Res-Refg-dKWH-Cond | DEER | Scaled | Delta | 196 | 231 | None |  | 0 |  | 1 | Res | Any | AppPlug | Refrig | Ref_Storage | RefrigFrz | RefgFrz-BM_XLarge-Tier2 | Appl-ESRefg |  |  |  |  | RefgFrz-BM_XLarge-Code | RefgFrz-BM_XLarge-Tier2 | Available |  | 0 | 0 |  | RobNc | RefgFrz-BM_XLarge-Code | Appl-ESRefg |  | None | 2020-01-01 | [6 empty] | Standard |  | 1 | 1 | 0 | Deemed Ex Ante Team |  |  |  | Updated to indicate claim/filing status
2020 | RE-RefgFrz_CmpMini-Tier1 | Compact refrigerator-freezers and refrigerators other than all-refrigerators with manual defrost, Size Range: compact (5-7 cu. ft.), Energy Star (10% less than Code Maximum) | DEER2020 | D20 v1 | 2020-11-24 16:30 | Res-Refg-dKWH-Cond | DEER | Scaled | Delta | 31 | 36.6 | None |  | 0 |  | 1 | Res | Any | AppPlug | Refrig | Ref_Storage | RefrigFrz |  | Appl-ESRefg |  |  |  |  | RefgFrz_CmpMini-Code | RefgFrz_CmpMini-Tier1 | Available |  | 0 | 0 |  | RobNc |  | Appl-ESRefg |  | None | 2020-01-01 | [6 empty] | Standard |  | 1 | 1 | 0 | Deemed Ex Ante Team |  |  |  | Updated to indicate claim/filing status
2020 | RE-RefgFrz_CmpMini-Tier2 | Compact refrigerator-freezers and refrigerators other than all-refrigerators with manual defrost, Size Range: compact (5-7 cu. ft.), 30% less than Code Maximum | DEER2020 | D20 v1 | 2020-11-24 16:30 | Res-Refg-dKWH-Cond | DEER | Scaled | Delta | 93 | 110 | None |  | 0 |  | 1 | Res | Any | AppPlug | Refrig | Ref_Storage | RefrigFrz |  | Appl-ESRefg |  |  |  |  | RefgFrz_CmpMini-Code | RefgFrz_CmpMini-Tier2 | Available |  | 0 | 0 |  | RobNc |  | Appl-ESRefg |  | None | 2020-01-01 | [6 empty] | Standard |  | 1 | 1 | 0 | Deemed Ex Ante Team |  |  |  | Updated to indicate claim/filing status
2020 | RE-RefgFrz_CmpSml-Tier1 | Compact refrigerator-freezers and refrigerators other than all-refrigerators with manual defrost, Size Range: compact mini (<5 cu. ft.), Energy Star (10% less than Code Maximum) | DEER2020 | D20 v1 | 2020-11-24 16:30 | Res-Refg-dKWH-Cond | DEER | Scaled | Delta | 28 | 33 | None |  | 0 |  | 1 | Res | Any | AppPlug | Refrig | Ref_Storage | RefrigFrz |  | Appl-ESRefg |  |  |  |  | RefgFrz_CmpSml-Code | RefgFrz_CmpSml-Tier1 | Available |  | 0 | 0 |  | RobNc |  | Appl-ESRefg |  | None | 2020-01-01 | [6 empty] | Standard |  | 1 | 1 | 0 | Deemed Ex Ante Team |  |  |  | Updated to indicate claim/filing status
2020 | RE-RefgFrz_CmpSml-Tier2 | Compact refrigerator-freezers and refrigerators other than all-refrigerators with manual defrost, Size Range: compact mini (<5 cu. ft.), 30% less than Code Maximum | DEER2020 | D20 v1 | 2020-11-24 16:30 | Res-Refg-dKWH-Cond | DEER | Scaled | Delta | 84 | 99.1 | None |  | 0 |  | 1 | Res | Any | AppPlug | Refrig | Ref_Storage | RefrigFrz |  | Appl-ESRefg |  |  |  |  | RefgFrz_CmpSml-Code | RefgFrz_CmpSml-Tier2 | Available |  | 0 | 0 |  | RobNc |  | Appl-ESRefg |  | None | 2020-01-01 | [6 empty] | Standard |  | 1 | 1 | 0 | Deemed Ex Ante Team |  |  |  | Updated to indicate claim/filing status
2020 | RE-RefgFrz-SM-Ice_Large-Tier1 | Refrigerator-freezers - automatic defrost with side-mounted freezer with an automatic icemaker without through-the-door ice service, Size Range: Large (21 to 23 cu. ft.), Energy Star (10% less than Code Maximum) | DEER2020 | D20 v1 | 2020-11-24 16:30 | Res-Refg-dKWH-Cond | DEER | Scaled | Delta | 62 | 73.2 | None |  | 0 |  | 1 | Res | Any | AppPlug | Refrig | Ref_Storage | RefrigFrz | RefgFrz-SM-Ice_Large-Tier1 | Appl-ESRefg |  |  |  |  | RefgFrz-SM-Ice_Large-Code | RefgFrz-SM-Ice_Large-Tier1 | Available |  | 0 | 0 |  | RobNc | RefgFrz-SM-Ice_Large-Code | Appl-ESRefg |  | None | 2020-01-01 | [6 empty] | Standard |  | 1 | 1 | 0 | Deemed Ex Ante Team |  |  |  | Updated to indicate claim/filing status
2020 | RE-RefgFrz-SM-Ice_Large-Tier2 | Refrigerator-freezers - automatic defrost with side-mounted freezer with an automatic icemaker without through-the-door ice service, Size Range: Large (21 to 23 cu. ft.), 30% less than Code Maximum | DEER2020 | D20 v1 | 2020-11-24 16:30 | Res-Refg-dKWH-Cond | DEER | Scaled | Delta | 187 | 221 | None |  | 0 |  | 1 | Res | Any | AppPlug | Refrig | Ref_Storage | RefrigFrz | RefgFrz-SM-Ice_Large-Tier2 | Appl-ESRefg |  |  |  |  | RefgFrz-SM-Ice_Large-Code | RefgFrz-SM-Ice_Large-Tier2 | Available |  | 0 | 0 |  | RobNc | RefgFrz-SM-Ice_Large-Code | Appl-ESRefg |  | None | 2020-01-01 | [6 empty] | Standard |  | 1 | 1 | 0 | Deemed Ex Ante Team |  |  |  | Updated to indicate claim/filing status
2020 | RE-RefgFrz-SM-Ice_Med-Tier1 | Refrigerator-freezers - automatic defrost with side-mounted freezer with an automatic icemaker without through-the-door ice service, Size Range: Medium (17 to 20 cu. ft.), Energy Star (10% less than Code Maximum) | DEER2020 | D20 v1 | 2020-11-24 16:30 | Res-Refg-dKWH-Cond | DEER | Scaled | Delta | 59 | 69.6 | None |  | 0 |  | 1 | Res | Any | AppPlug | Refrig | Ref_Storage | RefrigFrz | RefgFrz-SM-Ice_Med-Tier1 | Appl-ESRefg |  |  |  |  | RefgFrz-SM-Ice_Med-Code | RefgFrz-SM-Ice_Med-Tier1 | Available |  | 0 | 0 |  | RobNc | RefgFrz-SM-Ice_Med-Code | Appl-ESRefg |  | None | 2020-01-01 | [6 empty] | Standard |  | 1 | 1 | 0 | Deemed Ex Ante Team |  |  |  | Updated to indicate claim/filing status
2020 | RE-RefgFrz-SM-Ice_Med-Tier2 | Refrigerator-freezers - automatic defrost with side-mounted freezer with an automatic icemaker without through-the-door ice service, Size Range: Medium (17 to 20 cu. ft.), 30% less than Code Maximum | DEER2020 | D20 v1 | 2020-11-24 16:30 | Res-Refg-dKWH-Cond | DEER | Scaled | Delta | 177 | 209 | None |  | 0 |  | 1 | Res | Any | AppPlug | Refrig | Ref_Storage | RefrigFrz | RefgFrz-SM-Ice_Med-Tier2 | Appl-ESRefg |  |  |  |  | RefgFrz-SM-Ice_Med-Code | RefgFrz-SM-Ice_Med-Tier2 | Available |  | 0 | 0 |  | RobNc | RefgFrz-SM-Ice_Med-Code | Appl-ESRefg |  | None | 2020-01-01 | [6 empty] | Standard |  | 1 | 1 | 0 | Deemed Ex Ante Team |  |  |  | Updated to indicate claim/filing status
2020 | RE-RefgFrz-SM-Ice_Mini-Tier1 | Refrigerator-freezers - automatic defrost with side-mounted freezer with an automatic icemaker without through-the-door ice service, Size Range: Very Small (<13 cu. ft.), Energy Star (10% less than Code Maximum) | DEER2020 | D20 v1 | 2020-11-24 16:30 | Res-Refg-dKWH-Cond | DEER | Scaled | Delta | 50 | 59 | None |  | 0 |  | 1 | Res | Any | AppPlug | Refrig | Ref_Storage | RefrigFrz | RefgFrz-SM-Ice_Mini-Tier1 | Appl-ESRefg |  |  |  |  | RefgFrz-SM-Ice_Mini-Code | RefgFrz-SM-Ice_Mini-Tier1 | Available |  | 0 | 0 |  | RobNc | RefgFrz-SM-Ice_Mini-Code | Appl-ESRefg |  | None | 2020-01-01 | [6 empty] | Standard |  | 1 | 1 | 0 | Deemed Ex Ante Team |  |  |  | Updated to indicate claim/filing status
2020 | RE-RefgFrz-SM-Ice_Mini-Tier2 | Refrigerator-freezers - automatic defrost with side-mounted freezer with an automatic icemaker without through-the-door ice service, Size Range: Very Small (<13 cu. ft.), 30% less than Code Maximum | DEER2020 | D20 v1 | 2020-11-24 16:30 | Res-Refg-dKWH-Cond | DEER | Scaled | Delta | 151 | 178 | None |  | 0 |  | 1 | Res | Any | AppPlug | Refrig | Ref_Storage | RefrigFrz | RefgFrz-SM-Ice_Mini-Tier2 | Appl-ESRefg |  |  |  |  | RefgFrz-SM-Ice_Mini-Code | RefgFrz-SM-Ice_Mini-Tier2 | Available |  | 0 | 0 |  | RobNc | RefgFrz-SM-Ice_Mini-Code | Appl-ESRefg |  | None | 2020-01-01 | [6 empty] | Standard |  | 1 | 1 | 0 | Deemed Ex Ante Team |  |  |  | Updated to indicate claim/filing status
2020 | RE-RefgFrz-SM-Ice_Small-Tier1 | Refrigerator-freezers - automatic defrost with side-mounted freezer with an automatic icemaker without through-the-door ice service, Size Range: Small (13 to 16 cu. ft.), Energy Star (10% less than Code Maximum) | DEER2020 | D20 v1 | 2020-11-24 16:30 | Res-Refg-dKWH-Cond | DEER | Scaled | Delta | 54 | 63.7 | None |  | 0 |  | 1 | Res | Any | AppPlug | Refrig | Ref_Storage | RefrigFrz | RefgFrz-SM-Ice_Small-Tier1 | Appl-ESRefg |  |  |  |  | RefgFrz-SM-Ice_Small-Code | RefgFrz-SM-Ice_Small-Tier1 | Available |  | 0 | 0 |  | RobNc | RefgFrz-SM-Ice_Small-Code | Appl-ESRefg |  | None | 2020-01-01 | [6 empty] | Standard |  | 1 | 1 | 0 | Deemed Ex Ante Team |  |  |  | Updated to indicate claim/filing status
2020 | RE-RefgFrz-SM-Ice_Small-Tier2 | Refrigerator-freezers - automatic defrost with side-mounted freezer with an automatic icemaker without through-the-door ice service, Size Range: Small (13 to 16 cu. ft.), 30% less than Code Maximum | DEER2020 | D20 v1 | 2020-11-24 16:30 | Res-Refg-dKWH-Cond | DEER | Scaled | Delta | 163 | 192 | None |  | 0 |  | 1 | Res | Any | AppPlug | Refrig | Ref_Storage | RefrigFrz | RefgFrz-SM-Ice_Small-Tier2 | Appl-ESRefg |  |  |  |  | RefgFrz-SM-Ice_Small-Code | RefgFrz-SM-Ice_Small-Tier2 | Available |  | 0 | 0 |  | RobNc | RefgFrz-SM-Ice_Small-Code | Appl-ESRefg |  | None | 2020-01-01 | [6 empty] | Standard |  | 1 | 1 | 0 | Deemed Ex Ante Team |  |  |  | Updated to indicate claim/filing status
2020 | RE-RefgFrz-SM-Ice_VLarge-Tier1 | Refrigerator-freezers - automatic defrost with side-mounted freezer with an automatic icemaker without through-the-door ice service, Size Range: Very large (over 23 cu. Ft.), Energy Star (10% less than Code Maximum) | DEER2020 | D20 v1 | 2020-11-24 16:30 | Res-Refg-dKWH-Cond | DEER | Scaled | Delta | 66 | 77.9 | None |  | 0 |  | 1 | Res | Any | AppPlug | Refrig | Ref_Storage | RefrigFrz | RefgFrz-SM-Ice_VLarge-Tier1 | Appl-ESRefg |  |  |  |  | RefgFrz-SM-Ice_VLarge-Code | RefgFrz-SM-Ice_VLarge-Tier1 | Available |  | 0 | 0 |  | RobNc | RefgFrz-SM-Ice_VLarge-Code | Appl-ESRefg |  | None | 2020-01-01 | [6 empty] | Standard |  | 1 | 1 | 0 | Deemed Ex Ante Team |  |  |  | Updated to indicate claim/filing status
2020 | RE-RefgFrz-SM-Ice_VLarge-Tier2 | Refrigerator-freezers - automatic defrost with side-mounted freezer with an automatic icemaker without through-the-door ice service, Size Range: Very large (over 23 cu. Ft.), 30% less than Code Maximum | DEER2020 | D20 v1 | 2020-11-24 16:30 | Res-Refg-dKWH-Cond | DEER | Scaled | Delta | 199 | 235 | None |  | 0 |  | 1 | Res | Any | AppPlug | Refrig | Ref_Storage | RefrigFrz | RefgFrz-SM-Ice_VLarge-Tier2 | Appl-ESRefg |  |  |  |  | RefgFrz-SM-Ice_VLarge-Code | RefgFrz-SM-Ice_VLarge-Tier2 | Available |  | 0 | 0 |  | RobNc | RefgFrz-SM-Ice_VLarge-Code | Appl-ESRefg |  | None | 2020-01-01 | [6 empty] | Standard |  | 1 | 1 | 0 | Deemed Ex Ante Team |  |  |  | Updated to indicate claim/filing status
2020 | RE-RefgFrz-SM-Ice_WtdSize-Tier1 | Refrigerator-freezers - automatic defrost with side-mounted freezer with an automatic icemaker without through-the-door ice service, Size Range: Weighted Size, Energy Star (10% less than Code Maximum) | DEER2020 | D20 v1 | 2020-11-24 16:30 | Res-Refg-dKWH-Cond | DEER | Scaled | Delta | 64 | 75.5 | None |  | 0 |  | 1 | Res | Any | AppPlug | Refrig | Ref_Storage | RefrigFrz | RefgFrz-SM-Ice_WtdSize-Tier1 | Appl-ESRefg |  |  |  |  | RefgFrz-SM-Ice_WtdSize-Code | RefgFrz-SM-Ice_WtdSize-Tier1 | Available |  | 0 | 0 |  | RobNc | RefgFrz-SM-Ice_WtdSize-Code | Appl-ESRefg |  | None | 2020-01-01 | [6 empty] | Standard |  | 1 | 1 | 0 | Deemed Ex Ante Team |  |  |  | Updated to indicate claim/filing status
2020 | RE-RefgFrz-SM-Ice_WtdSize-Tier2 | Refrigerator-freezers - automatic defrost with side-mounted freezer with an automatic icemaker without through-the-door ice service, Size Range: Weighted Size, 30% less than Code Maximum | DEER2020 | D20 v1 | 2020-11-24 16:30 | Res-Refg-dKWH-Cond | DEER | Scaled | Delta | 191 | 225 | None |  | 0 |  | 1 | Res | Any | AppPlug | Refrig | Ref_Storage | RefrigFrz | RefgFrz-SM-Ice_WtdSize-Tier2 | Appl-ESRefg |  |  |  |  | RefgFrz-SM-Ice_WtdSize-Code | RefgFrz-SM-Ice_WtdSize-Tier2 | Available |  | 0 | 0 |  | RobNc | RefgFrz-SM-Ice_WtdSize-Code | Appl-ESRefg |  | None | 2020-01-01 | [6 empty] | Standard |  | 1 | 1 | 0 | Deemed Ex Ante Team |  |  |  | Updated to indicate claim/filing status
2020 | RE-RefgFrz-SM_Large-Tier1 | Refrigerator-freezers - automatic defrost with side-mounted freezer without an automatic icemaker, Size Range: Large (21 to 23 cu. ft.), Energy Star (10% less than Code Maximum) | DEER2020 | D20 v1 | 2020-11-24 16:30 | Res-Refg-dKWH-Cond | DEER | Scaled | Delta | 54 | 63.7 | None |  | 0 |  | 1 | Res | Any | AppPlug | Refrig | Ref_Storage | RefrigFrz | RefgFrz-SM_Large-Tier1 | Appl-ESRefg |  |  |  |  | RefgFrz-SM_Large-Code | RefgFrz-SM_Large-Tier1 | Available |  | 0 | 0 |  | RobNc | RefgFrz-SM_Large-Code | Appl-ESRefg |  | None | 2020-01-01 | [6 empty] | Standard |  | 1 | 1 | 0 | Deemed Ex Ante Team |  |  |  | Updated to indicate claim/filing status
2020 | RE-RefgFrz-SM_Large-Tier2 | Refrigerator-freezers - automatic defrost with side-mounted freezer without an automatic icemaker, Size Range: Large (21 to 23 cu. ft.), 30% less than Code Maximum | DEER2020 | D20 v1 | 2020-11-24 16:30 | Res-Refg-dKWH-Cond | DEER | Scaled | Delta | 161 | 190 | None |  | 0 |  | 1 | Res | Any | AppPlug | Refrig | Ref_Storage | RefrigFrz | RefgFrz-SM_Large-Tier2 | Appl-ESRefg |  |  |  |  | RefgFrz-SM_Large-Code | RefgFrz-SM_Large-Tier2 | Available |  | 0 | 0 |  | RobNc | RefgFrz-SM_Large-Code | Appl-ESRefg |  | None | 2020-01-01 | [6 empty] | Standard |  | 1 | 1 | 0 | Deemed Ex Ante Team |  |  |  | Updated to indicate claim/filing status
2020 | RE-RefgFrz-SM_Med-Tier1 | Refrigerator-freezers - automatic defrost with side-mounted freezer without an automatic icemaker, Size Range: Medium (17 to 20 cu. ft.), Energy Star (10% less than Code Maximum) | DEER2020 | D20 v1 | 2020-11-24 16:30 | Res-Refg-dKWH-Cond | DEER | Scaled | Delta | 50 | 59 | None |  | 0 |  | 1 | Res | Any | AppPlug | Refrig | Ref_Storage | RefrigFrz | RefgFrz-SM_Med-Tier1 | Appl-ESRefg |  |  |  |  | RefgFrz-SM_Med-Code | RefgFrz-SM_Med-Tier1 | Available |  | 0 | 0 |  | RobNc | RefgFrz-SM_Med-Code | Appl-ESRefg |  | None | 2020-01-01 | [6 empty] | Standard |  | 1 | 1 | 0 | Deemed Ex Ante Team |  |  |  | Updated to indicate claim/filing status
2020 | RE-RefgFrz-SM_Med-Tier2 | Refrigerator-freezers - automatic defrost with side-mounted freezer without an automatic icemaker, Size Range: Medium (17 to 20 cu. ft.), 30% less than Code Maximum | DEER2020 | D20 v1 | 2020-11-24 16:30 | Res-Refg-dKWH-Cond | DEER | Scaled | Delta | 151 | 178 | None |  | 0 |  | 1 | Res | Any | AppPlug | Refrig | Ref_Storage | RefrigFrz | RefgFrz-SM_Med-Tier2 | Appl-ESRefg |  |  |  |  | RefgFrz-SM_Med-Code | RefgFrz-SM_Med-Tier2 | Available |  | 0 | 0 |  | RobNc | RefgFrz-SM_Med-Code | Appl-ESRefg |  | None | 2020-01-01 | [6 empty] | Standard |  | 1 | 1 | 0 | Deemed Ex Ante Team |  |  |  | Updated to indicate claim/filing status
2020 | RE-RefgFrz-SM_Mini-Tier1 | Refrigerator-freezers - automatic defrost with side-mounted freezer without an automatic icemaker, Size Range: Very Small (<13 cu. ft.), Energy Star (10% less than Code Maximum) | DEER2020 | D20 v1 | 2020-11-24 16:30 | Res-Refg-dKWH-Cond | DEER | Scaled | Delta | 42 | 49.6 | None |  | 0 |  | 1 | Res | Any | AppPlug | Refrig | Ref_Storage | RefrigFrz | RefgFrz-SM_Mini-Tier1 | Appl-ESRefg |  |  |  |  | RefgFrz-SM_Mini-Code | RefgFrz-SM_Mini-Tier1 | Available |  | 0 | 0 |  | RobNc | RefgFrz-SM_Mini-Code | Appl-ESRefg |  | None | 2020-01-01 | [6 empty] | Standard |  | 1 | 1 | 0 | Deemed Ex Ante Team |  |  |  | Updated to indicate claim/filing status
2020 | RE-RefgFrz-SM_Mini-Tier2 | Refrigerator-freezers - automatic defrost with side-mounted freezer without an automatic icemaker, Size Range: Very Small (<13 cu. ft.), 30% less than Code Maximum | DEER2020 | D20 v1 | 2020-11-24 16:30 | Res-Refg-dKWH-Cond | DEER | Scaled | Delta | 125 | 148 | None |  | 0 |  | 1 | Res | Any | AppPlug | Refrig | Ref_Storage | RefrigFrz | RefgFrz-SM_Mini-Tier2 | Appl-ESRefg |  |  |  |  | RefgFrz-SM_Mini-Code | RefgFrz-SM_Mini-Tier2 | Available |  | 0 | 0 |  | RobNc | RefgFrz-SM_Mini-Code | Appl-ESRefg |  | None | 2020-01-01 | [6 empty] | Standard |  | 1 | 1 | 0 | Deemed Ex Ante Team |  |  |  | Updated to indicate claim/filing status
2020 | RE-RefgFrz-SM_Small-Tier1 | Refrigerator-freezers - automatic defrost with side-mounted freezer without an automatic icemaker, Size Range: Small (13 to 16 cu. ft.), Energy Star (10% less than Code Maximum) | DEER2020 | D20 v1 | 2020-11-24 16:30 | Res-Refg-dKWH-Cond | DEER | Scaled | Delta | 46 | 54.3 | None |  | 0 |  | 1 | Res | Any | AppPlug | Refrig | Ref_Storage | RefrigFrz | RefgFrz-SM_Small-Tier1 | Appl-ESRefg |  |  |  |  | RefgFrz-SM_Small-Code | RefgFrz-SM_Small-Tier1 | Available |  | 0 | 0 |  | RobNc | RefgFrz-SM_Small-Code | Appl-ESRefg |  | None | 2020-01-01 | [6 empty] | Standard |  | 1 | 1 | 0 | Deemed Ex Ante Team |  |  |  | Updated to indicate claim/filing status
2020 | RE-RefgFrz-SM_Small-Tier2 | Refrigerator-freezers - automatic defrost with side-mounted freezer without an automatic icemaker, Size Range: Small (13 to 16 cu. ft.), 30% less than Code Maximum | DEER2020 | D20 v1 | 2020-11-24 16:30 | Res-Refg-dKWH-Cond | DEER | Scaled | Delta | 138 | 163 | None |  | 0 |  | 1 | Res | Any | AppPlug | Refrig | Ref_Storage | RefrigFrz | RefgFrz-SM_Small-Tier2 | Appl-ESRefg |  |  |  |  | RefgFrz-SM_Small-Code | RefgFrz-SM_Small-Tier2 | Available |  | 0 | 0 |  | RobNc | RefgFrz-SM_Small-Code | Appl-ESRefg |  | None | 2020-01-01 | [6 empty] | Standard |  | 1 | 1 | 0 | Deemed Ex Ante Team |  |  |  | Updated to indicate claim/filing status
2020 | RE-RefgFrz-SM-TTD_Large-Tier1 | Refrigerator-freezers - automatic defrost with side-mounted freezer with through-the-door ice service, Size Range: Large (21 to 23 cu. ft.), Energy Star (10% less than Code Maximum) | DEER2020 | D20 v1 | 2020-11-24 16:30 | Res-Refg-dKWH-Cond | DEER | Scaled | Delta | 67 | 79.1 | None |  | 0 |  | 1 | Res | Any | AppPlug | Refrig | Ref_Storage | RefrigFrz | RefgFrz-SM-TTD_Large-Tier1 | Appl-ESRefg |  |  |  |  | RefgFrz-SM-TTD_Large-Code | RefgFrz-SM-TTD_Large-Tier1 | Available |  | 0 | 0 |  | RobNc | RefgFrz-SM-TTD_Large-Code | Appl-ESRefg |  | None | 2020-01-01 | [6 empty] | Standard |  | 1 | 1 | 0 | Deemed Ex Ante Team |  |  |  | Updated to indicate claim/filing status
2020 | RE-RefgFrz-SM-TTD_Large-Tier2 | Refrigerator-freezers - automatic defrost with side-mounted freezer with through-the-door ice service, Size Range: Large (21 to 23 cu. ft.), 30% less than Code Maximum | DEER2020 | D20 v1 | 2020-11-24 16:30 | Res-Refg-dKWH-Cond | DEER | Scaled | Delta | 202 | 238 | None |  | 0 |  | 1 | Res | Any | AppPlug | Refrig | Ref_Storage | RefrigFrz | RefgFrz-SM-TTD_Large-Tier2 | Appl-ESRefg |  |  |  |  | RefgFrz-SM-TTD_Large-Code | RefgFrz-SM-TTD_Large-Tier2 | Available |  | 0 | 0 |  | RobNc | RefgFrz-SM-TTD_Large-Code | Appl-ESRefg |  | None | 2020-01-01 | [6 empty] | Standard |  | 1 | 1 | 0 | Deemed Ex Ante Team |  |  |  | Updated to indicate claim/filing status
2020 | RE-RefgFrz-SM-TTD_Med-Tier1 | Refrigerator-freezers - automatic defrost with side-mounted freezer with through-the-door ice service, Size Range: Medium (17 to 20 cu. ft.), Energy Star (10% less than Code Maximum) | DEER2020 | D20 v1 | 2020-11-24 16:30 | Res-Refg-dKWH-Cond | DEER | Scaled | Delta | 64 | 75.5 | None |  | 0 |  | 1 | Res | Any | AppPlug | Refrig | Ref_Storage | RefrigFrz | RefgFrz-SM-TTD_Med-Tier1 | Appl-ESRefg |  |  |  |  | RefgFrz-SM-TTD_Med-Code | RefgFrz-SM-TTD_Med-Tier1 | Available |  | 0 | 0 |  | RobNc | RefgFrz-SM-TTD_Med-Code | Appl-ESRefg |  | None | 2020-01-01 | [6 empty] | Standard |  | 1 | 1 | 0 | Deemed Ex Ante Team |  |  |  | Updated to indicate claim/filing status
2020 | RE-RefgFrz-SM-TTD_Med-Tier2 | Refrigerator-freezers - automatic defrost with side-mounted freezer with through-the-door ice service, Size Range: Medium (17 to 20 cu. ft.), 30% less than Code Maximum | DEER2020 | D20 v1 | 2020-11-24 16:30 | Res-Refg-dKWH-Cond | DEER | Scaled | Delta | 192 | 227 | None |  | 0 |  | 1 | Res | Any | AppPlug | Refrig | Ref_Storage | RefrigFrz | RefgFrz-SM-TTD_Med-Tier2 | Appl-ESRefg |  |  |  |  | RefgFrz-SM-TTD_Med-Code | RefgFrz-SM-TTD_Med-Tier2 | Available |  | 0 | 0 |  | RobNc | RefgFrz-SM-TTD_Med-Code | Appl-ESRefg |  | None | 2020-01-01 | [6 empty] | Standard |  | 1 | 1 | 0 | Deemed Ex Ante Team |  |  |  | Updated to indicate claim/filing status
2020 | RE-RefgFrz-SM-TTD_Mini-Tier1 | Refrigerator-freezers - automatic defrost with side-mounted freezer with through-the-door ice service, Size Range: Very Small (<13 cu. ft.), Energy Star (10% less than Code Maximum) | DEER2020 | D20 v1 | 2020-11-24 16:30 | Res-Refg-dKWH-Cond | DEER | Scaled | Delta | 55 | 64.9 | None |  | 0 |  | 1 | Res | Any | AppPlug | Refrig | Ref_Storage | RefrigFrz | RefgFrz-SM-TTD_Mini-Tier1 | Appl-ESRefg |  |  |  |  | RefgFrz-SM-TTD_Mini-Code | RefgFrz-SM-TTD_Mini-Tier1 | Available |  | 0 | 0 |  | RobNc | RefgFrz-SM-TTD_Mini-Code | Appl-ESRefg |  | None | 2020-01-01 | [6 empty] | Standard |  | 1 | 1 | 0 | Deemed Ex Ante Team |  |  |  | Updated to indicate claim/filing status
2020 | RE-RefgFrz-SM-TTD_Mini-Tier2 | Refrigerator-freezers - automatic defrost with side-mounted freezer with through-the-door ice service, Size Range: Very Small (<13 cu. ft.), 30% less than Code Maximum | DEER2020 | D20 v1 | 2020-11-24 16:30 | Res-Refg-dKWH-Cond | DEER | Scaled | Delta | 166 | 196 | None |  | 0 |  | 1 | Res | Any | AppPlug | Refrig | Ref_Storage | RefrigFrz | RefgFrz-SM-TTD_Mini-Tier2 | Appl-ESRefg |  |  |  |  | RefgFrz-SM-TTD_Mini-Code | RefgFrz-SM-TTD_Mini-Tier2 | Available |  | 0 | 0 |  | RobNc | RefgFrz-SM-TTD_Mini-Code | Appl-ESRefg |  | None | 2020-01-01 | [6 empty] | Standard |  | 1 | 1 | 0 | Deemed Ex Ante Team |  |  |  | Updated to indicate claim/filing status
2020 | RE-RefgFrz-SM-TTD_Small-Tier1 | Refrigerator-freezers - automatic defrost with side-mounted freezer with through-the-door ice service, Size Range: Small (13 to 16 cu. ft.), Energy Star (10% less than Code Maximum) | DEER2020 | D20 v1 | 2020-11-24 16:30 | Res-Refg-dKWH-Cond | DEER | Scaled | Delta | 60 | 70.8 | None |  | 0 |  | 1 | Res | Any | AppPlug | Refrig | Ref_Storage | RefrigFrz | RefgFrz-SM-TTD_Small-Tier1 | Appl-ESRefg |  |  |  |  | RefgFrz-SM-TTD_Small-Code | RefgFrz-SM-TTD_Small-Tier1 | Available |  | 0 | 0 |  | RobNc | RefgFrz-SM-TTD_Small-Code | Appl-ESRefg |  | None | 2020-01-01 | [6 empty] | Standard |  | 1 | 1 | 0 | Deemed Ex Ante Team |  |  |  | Updated to indicate claim/filing status
2020 | RE-RefgFrz-SM-TTD_Small-Tier2 | Refrigerator-freezers - automatic defrost with side-mounted freezer with through-the-door ice service, Size Range: Small (13 to 16 cu. ft.), 30% less than Code Maximum | DEER2020 | D20 v1 | 2020-11-24 16:30 | Res-Refg-dKWH-Cond | DEER | Scaled | Delta | 179 | 211 | None |  | 0 |  | 1 | Res | Any | AppPlug | Refrig | Ref_Storage | RefrigFrz | RefgFrz-SM-TTD_Small-Tier2 | Appl-ESRefg |  |  |  |  | RefgFrz-SM-TTD_Small-Code | RefgFrz-SM-TTD_Small-Tier2 | Available |  | 0 | 0 |  | RobNc | RefgFrz-SM-TTD_Small-Code | Appl-ESRefg |  | None | 2020-01-01 | [6 empty] | Standard |  | 1 | 1 | 0 | Deemed Ex Ante Team |  |  |  | Updated to indicate claim/filing status
2020 | RE-RefgFrz-SM-TTD_VLarge-Tier1 | Refrigerator-freezers - automatic defrost with side-mounted freezer with through-the-door ice service, Size Range: Very large (over 23 cu. Ft.), Energy Star (10% less than Code Maximum) | DEER2020 | D20 v1 | 2020-11-24 16:30 | Res-Refg-dKWH-Cond | DEER | Scaled | Delta | 72 | 85 | None |  | 0 |  | 1 | Res | Any | AppPlug | Refrig | Ref_Storage | RefrigFrz | RefgFrz-SM-TTD_VLarge-Tier1 | Appl-ESRefg |  |  |  |  | RefgFrz-SM-TTD_VLarge-Code | RefgFrz-SM-TTD_VLarge-Tier1 | Available |  | 0 | 0 |  | RobNc | RefgFrz-SM-TTD_VLarge-Code | Appl-ESRefg |  | None | 2020-01-01 | [6 empty] | Standard |  | 1 | 1 | 0 | Deemed Ex Ante Team |  |  |  | Updated to indicate claim/filing status
2020 | RE-RefgFrz-SM-TTD_VLarge-Tier2 | Refrigerator-freezers - automatic defrost with side-mounted freezer with through-the-door ice service, Size Range: Very large (over 23 cu. Ft.), 30% less than Code Maximum | DEER2020 | D20 v1 | 2020-11-24 16:30 | Res-Refg-dKWH-Cond | DEER | Scaled | Delta | 215 | 254 | None |  | 0 |  | 1 | Res | Any | AppPlug | Refrig | Ref_Storage | RefrigFrz | RefgFrz-SM-TTD_VLarge-Tier2 | Appl-ESRefg |  |  |  |  | RefgFrz-SM-TTD_VLarge-Code | RefgFrz-SM-TTD_VLarge-Tier2 | Available |  | 0 | 0 |  | RobNc | RefgFrz-SM-TTD_VLarge-Code | Appl-ESRefg |  | None | 2020-01-01 | [6 empty] | Standard |  | 1 | 1 | 0 | Deemed Ex Ante Team |  |  |  | Updated to indicate claim/filing status
2020 | RE-RefgFrz-SM-TTD_WtdSize-Tier1 | Refrigerator-freezers - automatic defrost with side-mounted freezer with through-the-door ice service, Size Range: Weighted Size, Energy Star (10% less than Code Maximum) | DEER2020 | D20 v1 | 2020-11-24 16:30 | Res-Refg-dKWH-Cond | DEER | Scaled | Delta | 70 | 82.6 | None |  | 0 |  | 1 | Res | Any | AppPlug | Refrig | Ref_Storage | RefrigFrz | RefgFrz-SM-TTD_WtdSize-Tier1 | Appl-ESRefg |  |  |  |  | RefgFrz-SM-TTD_WtdSize-Code | RefgFrz-SM-TTD_WtdSize-Tier1 | Available |  | 0 | 0 |  | RobNc | RefgFrz-SM-TTD_WtdSize-Code | Appl-ESRefg |  | None | 2020-01-01 | [6 empty] | Standard |  | 1 | 1 | 0 | Deemed Ex Ante Team |  |  |  | Updated to indicate claim/filing status
2020 | RE-RefgFrz-SM-TTD_WtdSize-Tier2 | Refrigerator-freezers - automatic defrost with side-mounted freezer with through-the-door ice service, Size Range: Weighted Size, 30% less than Code Maximum | DEER2020 | D20 v1 | 2020-11-24 16:30 | Res-Refg-dKWH-Cond | DEER | Scaled | Delta | 210 | 248 | None |  | 0 |  | 1 | Res | Any | AppPlug | Refrig | Ref_Storage | RefrigFrz | RefgFrz-SM-TTD_WtdSize-Tier2 | Appl-ESRefg |  |  |  |  | RefgFrz-SM-TTD_WtdSize-Code | RefgFrz-SM-TTD_WtdSize-Tier2 | Available |  | 0 | 0 |  | RobNc | RefgFrz-SM-TTD_WtdSize-Code | Appl-ESRefg |  | None | 2020-01-01 | [6 empty] | Standard |  | 1 | 1 | 0 | Deemed Ex Ante Team |  |  |  | Updated to indicate claim/filing status
2020 | RE-RefgFrz-SM_VLarge-Tier1 | Refrigerator-freezers - automatic defrost with side-mounted freezer without an automatic icemaker, Size Range: Very large (over 23 cu. Ft.), Energy Star (10% less than Code Maximum) | DEER2020 | D20 v1 | 2020-11-24 16:30 | Res-Refg-dKWH-Cond | DEER | Scaled | Delta | 58 | 68.4 | None |  | 0 |  | 1 | Res | Any | AppPlug | Refrig | Ref_Storage | RefrigFrz | RefgFrz-SM_VLarge-Tier1 | Appl-ESRefg |  |  |  |  | RefgFrz-SM_VLarge-Code | RefgFrz-SM_VLarge-Tier1 | Available |  | 0 | 0 |  | RobNc | RefgFrz-SM_VLarge-Code | Appl-ESRefg |  | None | 2020-01-01 | [6 empty] | Standard |  | 1 | 1 | 0 | Deemed Ex Ante Team |  |  |  | Updated to indicate claim/filing status
2020 | RE-RefgFrz-SM_VLarge-Tier2 | Refrigerator-freezers - automatic defrost with side-mounted freezer without an automatic icemaker, Size Range: Very large (over 23 cu. Ft.), 30% less than Code Maximum | DEER2020 | D20 v1 | 2020-11-24 16:30 | Res-Refg-dKWH-Cond | DEER | Scaled | Delta | 174 | 205 | None |  | 0 |  | 1 | Res | Any | AppPlug | Refrig | Ref_Storage | RefrigFrz | RefgFrz-SM_VLarge-Tier2 | Appl-ESRefg |  |  |  |  | RefgFrz-SM_VLarge-Code | RefgFrz-SM_VLarge-Tier2 | Available |  | 0 | 0 |  | RobNc | RefgFrz-SM_VLarge-Code | Appl-ESRefg |  | None | 2020-01-01 | [6 empty] | Standard |  | 1 | 1 | 0 | Deemed Ex Ante Team |  |  |  | Updated to indicate claim/filing status
2020 | RE-RefgFrz-SM_WtdSize-Tier1 | Refrigerator-freezers - automatic defrost with side-mounted freezer without an automatic icemaker, Size Range: Weighted Size, Energy Star (10% less than Code Maximum) | DEER2020 | D20 v1 | 2020-11-24 16:30 | Res-Refg-dKWH-Cond | DEER | Scaled | Delta | 54 | 63.7 | None |  | 0 |  | 1 | Res | Any | AppPlug | Refrig | Ref_Storage | RefrigFrz | RefgFrz-SM_WtdSize-Tier1 | Appl-ESRefg |  |  |  |  | RefgFrz-SM_WtdSize-Code | RefgFrz-SM_WtdSize-Tier1 | Available |  | 0 | 0 |  | RobNc | RefgFrz-SM_WtdSize-Code | Appl-ESRefg |  | None | 2020-01-01 | [6 empty] | Standard |  | 1 | 1 | 0 | Deemed Ex Ante Team |  |  |  | Updated to indicate claim/filing status
2020 | RE-RefgFrz-SM_WtdSize-Tier2 | Refrigerator-freezers - automatic defrost with side-mounted freezer without an automatic icemaker, Size Range: Weighted Size, 30% less than Code Maximum | DEER2020 | D20 v1 | 2020-11-24 16:30 | Res-Refg-dKWH-Cond | DEER | Scaled | Delta | 161 | 190 | None |  | 0 |  | 1 | Res | Any | AppPlug | Refrig | Ref_Storage | RefrigFrz | RefgFrz-SM_WtdSize-Tier2 | Appl-ESRefg |  |  |  |  | RefgFrz-SM_WtdSize-Code | RefgFrz-SM_WtdSize-Tier2 | Available |  | 0 | 0 |  | RobNc | RefgFrz-SM_WtdSize-Code | Appl-ESRefg |  | None | 2020-01-01 | [6 empty] | Standard |  | 1 | 1 | 0 | Deemed Ex Ante Team |  |  |  | Updated to indicate claim/filing status
2020 | RE-RefgFrz-TM_CmpMini-Tier1 | Refrigerator-freezers - automatic defrost with top-mounted freezer without an automatic icemaker, Size Range: compact (5-7 cu. ft.), Energy Star (10% less than Code Maximum) | DEER2020 | D20 v1 | 2020-11-24 16:30 | Res-Refg-dKWH-Cond | DEER | Scaled | Delta | 43 | 50.7 | None |  | 0 |  | 1 | Res | Any | AppPlug | Refrig | Ref_Storage | RefrigFrz |  | Appl-ESRefg |  |  |  |  | RefgFrz-TM_CmpMini-Code | RefgFrz-TM_CmpMini-Tier1 | Available |  | 0 | 0 |  | RobNc |  | Appl-ESRefg |  | None | 2020-01-01 | [6 empty] | Standard |  | 1 | 1 | 0 | Deemed Ex Ante Team |  |  |  | Updated to indicate claim/filing status
2020 | RE-RefgFrz-TM_CmpMini-Tier2 | Refrigerator-freezers - automatic defrost with top-mounted freezer without an automatic icemaker, Size Range: compact (5-7 cu. ft.), 30% less than Code Maximum | DEER2020 | D20 v1 | 2020-11-24 16:30 | Res-Refg-dKWH-Cond | DEER | Scaled | Delta | 128 | 151 | None |  | 0 |  | 1 | Res | Any | AppPlug | Refrig | Ref_Storage | RefrigFrz |  | Appl-ESRefg |  |  |  |  | RefgFrz-TM_CmpMini-Code | RefgFrz-TM_CmpMini-Tier2 | Available |  | 0 | 0 |  | RobNc |  | Appl-ESRefg |  | None | 2020-01-01 | [6 empty] | Standard |  | 1 | 1 | 0 | Deemed Ex Ante Team |  |  |  | Updated to indicate claim/filing status
2020 | RE-RefgFrz-TM_CmpSml-Tier1 | Refrigerator-freezers - automatic defrost with top-mounted freezer without an automatic icemaker, Size Range: compact mini (<5 cu. ft.), Energy Star (10% less than Code Maximum) | DEER2020 | D20 v1 | 2020-11-24 16:30 | Res-Refg-dKWH-Cond | DEER | Scaled | Delta | 38 | 44.8 | None |  | 0 |  | 1 | Res | Any | AppPlug | Refrig | Ref_Storage | RefrigFrz |  | Appl-ESRefg |  |  |  |  | RefgFrz-TM_CmpSml-Code | RefgFrz-TM_CmpSml-Tier1 | Available |  | 0 | 0 |  | RobNc |  | Appl-ESRefg |  | None | 2020-01-01 | [6 empty] | Standard |  | 1 | 1 | 0 | Deemed Ex Ante Team |  |  |  | Updated to indicate claim/filing status
2020 | RE-RefgFrz-TM_CmpSml-Tier2 | Refrigerator-freezers - automatic defrost with top-mounted freezer without an automatic icemaker, Size Range: compact mini (<5 cu. ft.), 30% less than Code Maximum | DEER2020 | D20 v1 | 2020-11-24 16:30 | Res-Refg-dKWH-Cond | DEER | Scaled | Delta | 115 | 136 | None |  | 0 |  | 1 | Res | Any | AppPlug | Refrig | Ref_Storage | RefrigFrz |  | Appl-ESRefg |  |  |  |  | RefgFrz-TM_CmpSml-Code | RefgFrz-TM_CmpSml-Tier2 | Available |  | 0 | 0 |  | RobNc |  | Appl-ESRefg |  | None | 2020-01-01 | [6 empty] | Standard |  | 1 | 1 | 0 | Deemed Ex Ante Team |  |  |  | Updated to indicate claim/filing status
2020 | RE-RefgFrz-TM-Ice_Large-Tier1 | Refrigerator-freezers - automatic defrost with top-mounted freezer with an automatic icemaker without through-the-door ice service, Size Range: Large (21 to 23 cu. ft.), Energy Star (10% less than Code Maximum) | DEER2020 | D20 v1 | 2020-11-24 16:30 | Res-Refg-dKWH-Cond | DEER | Scaled | Delta | 53 | 62.5 | None |  | 0 |  | 1 | Res | Any | AppPlug | Refrig | Ref_Storage | RefrigFrz | RefgFrz-TM-Ice_Large-Tier1 | Appl-ESRefg |  |  |  |  | RefgFrz-TM-Ice_Large-Code | RefgFrz-TM-Ice_Large-Tier1 | Available |  | 0 | 0 |  | RobNc | RefgFrz-TM-Ice_Large-Code | Appl-ESRefg |  | None | 2020-01-01 | [6 empty] | Standard |  | 1 | 1 | 0 | Deemed Ex Ante Team |  |  |  | Updated to indicate claim/filing status
2020 | RE-RefgFrz-TM-Ice_Large-Tier2 | Refrigerator-freezers - automatic defrost with top-mounted freezer with an automatic icemaker without through-the-door ice service, Size Range: Large (21 to 23 cu. ft.), 30% less than Code Maximum | DEER2020 | D20 v1 | 2020-11-24 16:30 | Res-Refg-dKWH-Cond | DEER | Scaled | Delta | 159 | 188 | None |  | 0 |  | 1 | Res | Any | AppPlug | Refrig | Ref_Storage | RefrigFrz | RefgFrz-TM-Ice_Large-Tier2 | Appl-ESRefg |  |  |  |  | RefgFrz-TM-Ice_Large-Code | RefgFrz-TM-Ice_Large-Tier2 | Available |  | 0 | 0 |  | RobNc | RefgFrz-TM-Ice_Large-Code | Appl-ESRefg |  | None | 2020-01-01 | [6 empty] | Standard |  | 1 | 1 | 0 | Deemed Ex Ante Team |  |  |  | Updated to indicate claim/filing status
2020 | RE-RefgFrz-TM-Ice_Med-Tier1 | Refrigerator-freezers - automatic defrost with top-mounted freezer with an automatic icemaker without through-the-door ice service, Size Range: Medium (17 to 20 cu. ft.), Energy Star (10% less than Code Maximum) | DEER2020 | D20 v1 | 2020-11-24 16:30 | Res-Refg-dKWH-Cond | DEER | Scaled | Delta | 50 | 59 | None |  | 0 |  | 1 | Res | Any | AppPlug | Refrig | Ref_Storage | RefrigFrz | RefgFrz-TM-Ice_Med-Tier1 | Appl-ESRefg |  |  |  |  | RefgFrz-TM-Ice_Med-Code | RefgFrz-TM-Ice_Med-Tier1 | Available |  | 0 | 0 |  | RobNc | RefgFrz-TM-Ice_Med-Code | Appl-ESRefg |  | None | 2020-01-01 | [6 empty] | Standard |  | 1 | 1 | 0 | Deemed Ex Ante Team |  |  |  | Updated to indicate claim/filing status
2020 | RE-RefgFrz-TM-Ice_Med-Tier2 | Refrigerator-freezers - automatic defrost with top-mounted freezer with an automatic icemaker without through-the-door ice service, Size Range: Medium (17 to 20 cu. ft.), 30% less than Code Maximum | DEER2020 | D20 v1 | 2020-11-24 16:30 | Res-Refg-dKWH-Cond | DEER | Scaled | Delta | 150 | 177 | None |  | 0 |  | 1 | Res | Any | AppPlug | Refrig | Ref_Storage | RefrigFrz | RefgFrz-TM-Ice_Med-Tier2 | Appl-ESRefg |  |  |  |  | RefgFrz-TM-Ice_Med-Code | RefgFrz-TM-Ice_Med-Tier2 | Available |  | 0 | 0 |  | RobNc | RefgFrz-TM-Ice_Med-Code | Appl-ESRefg |  | None | 2020-01-01 | [6 empty] | Standard |  | 1 | 1 | 0 | Deemed Ex Ante Team |  |  |  | Updated to indicate claim/filing status
2020 | RE-RefgFrz-TM-Ice_Mini-Tier1 | Refrigerator-freezers - automatic defrost with top-mounted freezer with an automatic icemaker without through-the-door ice service, Size Range: Very Small (<13 cu. ft.), Energy Star (10% less than Code Maximum) | DEER2020 | D20 v1 | 2020-11-24 16:30 | Res-Refg-dKWH-Cond | DEER | Scaled | Delta | 42 | 49.6 | None |  | 0 |  | 1 | Res | Any | AppPlug | Refrig | Ref_Storage | RefrigFrz | RefgFrz-TM-Ice_Mini-Tier1 | Appl-ESRefg |  |  |  |  | RefgFrz-TM-Ice_Mini-Code | RefgFrz-TM-Ice_Mini-Tier1 | Available |  | 0 | 0 |  | RobNc | RefgFrz-TM-Ice_Mini-Code | Appl-ESRefg |  | None | 2020-01-01 | [6 empty] | Standard |  | 1 | 1 | 0 | Deemed Ex Ante Team |  |  |  | Updated to indicate claim/filing status
2020 | RE-RefgFrz-TM-Ice_Mini-Tier2 | Refrigerator-freezers - automatic defrost with top-mounted freezer with an automatic icemaker without through-the-door ice service, Size Range: Very Small (<13 cu. ft.), 30% less than Code Maximum | DEER2020 | D20 v1 | 2020-11-24 16:30 | Res-Refg-dKWH-Cond | DEER | Scaled | Delta | 127 | 150 | None |  | 0 |  | 1 | Res | Any | AppPlug | Refrig | Ref_Storage | RefrigFrz | RefgFrz-TM-Ice_Mini-Tier2 | Appl-ESRefg |  |  |  |  | RefgFrz-TM-Ice_Mini-Code | RefgFrz-TM-Ice_Mini-Tier2 | Available |  | 0 | 0 |  | RobNc | RefgFrz-TM-Ice_Mini-Code | Appl-ESRefg |  | None | 2020-01-01 | [6 empty] | Standard |  | 1 | 1 | 0 | Deemed Ex Ante Team |  |  |  | Updated to indicate claim/filing status
2020 | RE-RefgFrz-TM-Ice_Small-Tier1 | Refrigerator-freezers - automatic defrost with top-mounted freezer with an automatic icemaker without through-the-door ice service, Size Range: Small (13 to 16 cu. ft.), Energy Star (10% less than Code Maximum) | DEER2020 | D20 v1 | 2020-11-24 16:30 | Res-Refg-dKWH-Cond | DEER | Scaled | Delta | 46 | 54.3 | None |  | 0 |  | 1 | Res | Any | AppPlug | Refrig | Ref_Storage | RefrigFrz | RefgFrz-TM-Ice_Small-Tier1 | Appl-ESRefg |  |  |  |  | RefgFrz-TM-Ice_Small-Code | RefgFrz-TM-Ice_Small-Tier1 | Available |  | 0 | 0 |  | RobNc | RefgFrz-TM-Ice_Small-Code | Appl-ESRefg |  | None | 2020-01-01 | [6 empty] | Standard |  | 1 | 1 | 0 | Deemed Ex Ante Team |  |  |  | Updated to indicate claim/filing status
2020 | RE-RefgFrz-TM-Ice_Small-Tier2 | Refrigerator-freezers - automatic defrost with top-mounted freezer with an automatic icemaker without through-the-door ice service, Size Range: Small (13 to 16 cu. ft.), 30% less than Code Maximum | DEER2020 | D20 v1 | 2020-11-24 16:30 | Res-Refg-dKWH-Cond | DEER | Scaled | Delta | 139 | 164 | None |  | 0 |  | 1 | Res | Any | AppPlug | Refrig | Ref_Storage | RefrigFrz | RefgFrz-TM-Ice_Small-Tier2 | Appl-ESRefg |  |  |  |  | RefgFrz-TM-Ice_Small-Code | RefgFrz-TM-Ice_Small-Tier2 | Available |  | 0 | 0 |  | RobNc | RefgFrz-TM-Ice_Small-Code | Appl-ESRefg |  | None | 2020-01-01 | [6 empty] | Standard |  | 1 | 1 | 0 | Deemed Ex Ante Team |  |  |  | Updated to indicate claim/filing status
2020 | RE-RefgFrz-TM-Ice_VLarge-Tier1 | Refrigerator-freezers - automatic defrost with top-mounted freezer with an automatic icemaker without through-the-door ice service, Size Range: Very large (over 23 cu. ft.), Energy Star (10% less than Code Maximum) | DEER2020 | D20 v1 | 2020-11-24 16:30 | Res-Refg-dKWH-Cond | DEER | Scaled | Delta | 57 | 67.3 | None |  | 0 |  | 1 | Res | Any | AppPlug | Refrig | Ref_Storage | RefrigFrz | RefgFrz-TM-Ice_VLarge-Tier1 | Appl-ESRefg |  |  |  |  | RefgFrz-TM-Ice_VLarge-Code | RefgFrz-TM-Ice_VLarge-Tier1 | Available |  | 0 | 0 |  | RobNc | RefgFrz-TM-Ice_VLarge-Code | Appl-ESRefg |  | None | 2020-01-01 | [6 empty] | Standard |  | 1 | 1 | 0 | Deemed Ex Ante Team |  |  |  | Updated to indicate claim/filing status
2020 | RE-RefgFrz-TM-Ice_VLarge-Tier2 | Refrigerator-freezers - automatic defrost with top-mounted freezer with an automatic icemaker without through-the-door ice service, Size Range: Very large (over 23 cu. ft.), 30% less than Code Maximum | DEER2020 | D20 v1 | 2020-11-24 16:30 | Res-Refg-dKWH-Cond | DEER | Scaled | Delta | 170 | 201 | None |  | 0 |  | 1 | Res | Any | AppPlug | Refrig | Ref_Storage | RefrigFrz | RefgFrz-TM-Ice_VLarge-Tier2 | Appl-ESRefg |  |  |  |  | RefgFrz-TM-Ice_VLarge-Code | RefgFrz-TM-Ice_VLarge-Tier2 | Available |  | 0 | 0 |  | RobNc | RefgFrz-TM-Ice_VLarge-Code | Appl-ESRefg |  | None | 2020-01-01 | [6 empty] | Standard |  | 1 | 1 | 0 | Deemed Ex Ante Team |  |  |  | Updated to indicate claim/filing status
2020 | RE-RefgFrz-TM-Ice_WtdSize-Tier1 | Refrigerator-freezers - automatic defrost with top-mounted freezer with an automatic icemaker without through-the-door ice service, Size Range: Weighted Size, Energy Star (10% less than Code Maximum) | DEER2020 | D20 v1 | 2020-11-24 16:30 | Res-Refg-dKWH-Cond | DEER | Scaled | Delta | 52 | 61.4 | None |  | 0 |  | 1 | Res | Any | AppPlug | Refrig | Ref_Storage | RefrigFrz | RefgFrz-TM-Ice_WtdSize-Tier1 | Appl-ESRefg |  |  |  |  | RefgFrz-TM-Ice_WtdSize-Code | RefgFrz-TM-Ice_WtdSize-Tier1 | Available |  | 0 | 0 |  | RobNc | RefgFrz-TM-Ice_WtdSize-Code | Appl-ESRefg |  | None | 2020-01-01 | [6 empty] | Standard |  | 1 | 1 | 0 | Deemed Ex Ante Team |  |  |  | Updated to indicate claim/filing status
2020 | RE-RefgFrz-TM-Ice_WtdSize-Tier2 | Refrigerator-freezers - automatic defrost with top-mounted freezer with an automatic icemaker without through-the-door ice service, Size Range: Weighted Size, 30% less than Code Maximum | DEER2020 | D20 v1 | 2020-11-24 16:30 | Res-Refg-dKWH-Cond | DEER | Scaled | Delta | 155 | 183 | None |  | 0 |  | 1 | Res | Any | AppPlug | Refrig | Ref_Storage | RefrigFrz | RefgFrz-TM-Ice_WtdSize-Tier2 | Appl-ESRefg |  |  |  |  | RefgFrz-TM-Ice_WtdSize-Code | RefgFrz-TM-Ice_WtdSize-Tier2 | Available |  | 0 | 0 |  | RobNc | RefgFrz-TM-Ice_WtdSize-Code | Appl-ESRefg |  | None | 2020-01-01 | [6 empty] | Standard |  | 1 | 1 | 0 | Deemed Ex Ante Team |  |  |  | Updated to indicate claim/filing status
2020 | RE-RefgFrz-TM_Large-Tier1 | Refrigerator-freezers - automatic defrost with top-mounted freezer without an automatic icemaker, Size Range: Large (21 to 23 cu. ft.), Energy Star (10% less than Code Maximum) | DEER2020 | D20 v1 | 2020-11-24 16:30 | Res-Refg-dKWH-Cond | DEER | Scaled | Delta | 44 | 51.9 | None |  | 0 |  | 1 | Res | Any | AppPlug | Refrig | Ref_Storage | RefrigFrz | RefgFrz-TM_Large-Tier1 | Appl-ESRefg |  |  |  |  | RefgFrz-TM_Large-Code | RefgFrz-TM_Large-Tier1 | Available |  | 0 | 0 |  | RobNc | RefgFrz-TM_Large-Code | Appl-ESRefg |  | None | 2020-01-01 | [6 empty] | Standard |  | 1 | 1 | 0 | Deemed Ex Ante Team |  |  |  | Updated to indicate claim/filing status
2020 | RE-RefgFrz-TM_Large-Tier2 | Refrigerator-freezers - automatic defrost with top-mounted freezer without an automatic icemaker, Size Range: Large (21 to 23 cu. ft.), 30% less than Code Maximum | DEER2020 | D20 v1 | 2020-11-24 16:30 | Res-Refg-dKWH-Cond | DEER | Scaled | Delta | 133 | 157 | None |  | 0 |  | 1 | Res | Any | AppPlug | Refrig | Ref_Storage | RefrigFrz | RefgFrz-TM_Large-Tier2 | Appl-ESRefg |  |  |  |  | RefgFrz-TM_Large-Code | RefgFrz-TM_Large-Tier2 | Available |  | 0 | 0 |  | RobNc | RefgFrz-TM_Large-Code | Appl-ESRefg |  | None | 2020-01-01 | [6 empty] | Standard |  | 1 | 1 | 0 | Deemed Ex Ante Team |  |  |  | Updated to indicate claim/filing status
2020 | RE-RefgFrz-TM_Med-Tier1 | Refrigerator-freezers - automatic defrost with top-mounted freezer without an automatic icemaker, Size Range: Medium (17 to 20 cu. ft.), Energy Star (10% less than Code Maximum) | DEER2020 | D20 v1 | 2020-11-24 16:30 | Res-Refg-dKWH-Cond | DEER | Scaled | Delta | 42 | 49.6 | None |  | 0 |  | 1 | Res | Any | AppPlug | Refrig | Ref_Storage | RefrigFrz | RefgFrz-TM_Med-Tier1 | Appl-ESRefg |  |  |  |  | RefgFrz-TM_Med-Code | RefgFrz-TM_Med-Tier1 | Available |  | 0 | 0 |  | RobNc | RefgFrz-TM_Med-Code | Appl-ESRefg |  | None | 2020-01-01 | [6 empty] | Standard |  | 1 | 1 | 0 | Deemed Ex Ante Team |  |  |  | Updated to indicate claim/filing status
2020 | RE-RefgFrz-TM_Med-Tier2 | Refrigerator-freezers - automatic defrost with top-mounted freezer without an automatic icemaker, Size Range: Medium (17 to 20 cu. ft.), 30% less than Code Maximum | DEER2020 | D20 v1 | 2020-11-24 16:30 | Res-Refg-dKWH-Cond | DEER | Scaled | Delta | 125 | 148 | None |  | 0 |  | 1 | Res | Any | AppPlug | Refrig | Ref_Storage | RefrigFrz | RefgFrz-TM_Med-Tier2 | Appl-ESRefg |  |  |  |  | RefgFrz-TM_Med-Code | RefgFrz-TM_Med-Tier2 | Available |  | 0 | 0 |  | RobNc | RefgFrz-TM_Med-Code | Appl-ESRefg |  | None | 2020-01-01 | [6 empty] | Standard |  | 1 | 1 | 0 | Deemed Ex Ante Team |  |  |  | Updated to indicate claim/filing status
2020 | RE-RefgFrz-TM_Mini-Tier1 | Refrigerator-freezers - automatic defrost with top-mounted freezer without an automatic icemaker, Size Range: Very Small (<13 cu. ft.), Energy Star (10% less than Code Maximum) | DEER2020 | D20 v1 | 2020-11-24 16:30 | Res-Refg-dKWH-Cond | DEER | Scaled | Delta | 34 | 40.1 | None |  | 0 |  | 1 | Res | Any | AppPlug | Refrig | Ref_Storage | RefrigFrz | RefgFrz-TM_Mini-Tier1 | Appl-ESRefg |  |  |  |  | RefgFrz-TM_Mini-Code | RefgFrz-TM_Mini-Tier1 | Available |  | 0 | 0 |  | RobNc | RefgFrz-TM_Mini-Code | Appl-ESRefg |  | None | 2020-01-01 | [6 empty] | Standard |  | 1 | 1 | 0 | Deemed Ex Ante Team |  |  |  | Updated to indicate claim/filing status
2020 | RE-RefgFrz-TM_Mini-Tier2 | Refrigerator-freezers - automatic defrost with top-mounted freezer without an automatic icemaker, Size Range: Very Small (<13 cu. ft.), 30% less than Code Maximum | DEER2020 | D20 v1 | 2020-11-24 16:30 | Res-Refg-dKWH-Cond | DEER | Scaled | Delta | 102 | 120 | None |  | 0 |  | 1 | Res | Any | AppPlug | Refrig | Ref_Storage | RefrigFrz | RefgFrz-TM_Mini-Tier2 | Appl-ESRefg |  |  |  |  | RefgFrz-TM_Mini-Code | RefgFrz-TM_Mini-Tier2 | Available |  | 0 | 0 |  | RobNc | RefgFrz-TM_Mini-Code | Appl-ESRefg |  | None | 2020-01-01 | [6 empty] | Standard |  | 1 | 1 | 0 | Deemed Ex Ante Team |  |  |  | Updated to indicate claim/filing status
2020 | RE-RefgFrz-TM_Small-Tier1 | Refrigerator-freezers - automatic defrost with top-mounted freezer without an automatic icemaker, Size Range: Small (13 to 16 cu. ft.), Energy Star (10% less than Code Maximum) | DEER2020 | D20 v1 | 2020-11-24 16:30 | Res-Refg-dKWH-Cond | DEER | Scaled | Delta | 38 | 44.8 | None |  | 0 |  | 1 | Res | Any | AppPlug | Refrig | Ref_Storage | RefrigFrz | RefgFrz-TM_Small-Tier1 | Appl-ESRefg |  |  |  |  | RefgFrz-TM_Small-Code | RefgFrz-TM_Small-Tier1 | Available |  | 0 | 0 |  | RobNc | RefgFrz-TM_Small-Code | Appl-ESRefg |  | None | 2020-01-01 | [6 empty] | Standard |  | 1 | 1 | 0 | Deemed Ex Ante Team |  |  |  | Updated to indicate claim/filing status
2020 | RE-RefgFrz-TM_Small-Tier2 | Refrigerator-freezers - automatic defrost with top-mounted freezer without an automatic icemaker, Size Range: Small (13 to 16 cu. ft.), 30% less than Code Maximum | DEER2020 | D20 v1 | 2020-11-24 16:30 | Res-Refg-dKWH-Cond | DEER | Scaled | Delta | 113 | 133 | None |  | 0 |  | 1 | Res | Any | AppPlug | Refrig | Ref_Storage | RefrigFrz | RefgFrz-TM_Small-Tier2 | Appl-ESRefg |  |  |  |  | RefgFrz-TM_Small-Code | RefgFrz-TM_Small-Tier2 | Available |  | 0 | 0 |  | RobNc | RefgFrz-TM_Small-Code | Appl-ESRefg |  | None | 2020-01-01 | [6 empty] | Standard |  | 1 | 1 | 0 | Deemed Ex Ante Team |  |  |  | Updated to indicate claim/filing status
2020 | RE-RefgFrz-TM_VLarge-Tier1 | Refrigerator-freezers - automatic defrost with top-mounted freezer without an automatic icemaker, Size Range: Very large (over 23 cu. ft.), Energy Star (10% less than Code Maximum) | DEER2020 | D20 v1 | 2020-11-24 16:30 | Res-Refg-dKWH-Cond | DEER | Scaled | Delta | 48 | 56.6 | None |  | 0 |  | 1 | Res | Any | AppPlug | Refrig | Ref_Storage | RefrigFrz | RefgFrz-TM_VLarge-Tier1 | Appl-ESRefg |  |  |  |  | RefgFrz-TM_VLarge-Code | RefgFrz-TM_VLarge-Tier1 | Available |  | 0 | 0 |  | RobNc | RefgFrz-TM_VLarge-Code | Appl-ESRefg |  | None | 2020-01-01 | [6 empty] | Standard |  | 1 | 1 | 0 | Deemed Ex Ante Team |  |  |  | Updated to indicate claim/filing status
2020 | RE-RefgFrz-TM_VLarge-Tier2 | Refrigerator-freezers - automatic defrost with top-mounted freezer without an automatic icemaker, Size Range: Very large (over 23 cu. ft.), 30% less than Code Maximum | DEER2020 | D20 v1 | 2020-11-24 16:30 | Res-Refg-dKWH-Cond | DEER | Scaled | Delta | 145 | 171 | None |  | 0 |  | 1 | Res | Any | AppPlug | Refrig | Ref_Storage | RefrigFrz | RefgFrz-TM_VLarge-Tier2 | Appl-ESRefg |  |  |  |  | RefgFrz-TM_VLarge-Code | RefgFrz-TM_VLarge-Tier2 | Available |  | 0 | 0 |  | RobNc | RefgFrz-TM_VLarge-Code | Appl-ESRefg |  | None | 2020-01-01 | [6 empty] | Standard |  | 1 | 1 | 0 | Deemed Ex Ante Team |  |  |  | Updated to indicate claim/filing status
2020 | RE-RefgFrz-TM_WtdSize-Tier1 | Refrigerator-freezers - automatic defrost with top-mounted freezer without an automatic icemaker, Size Range: Weighted Size, Energy Star (10% less than Code Maximum) | DEER2020 | D20 v1 | 2020-11-24 16:30 | Res-Refg-dKWH-Cond | DEER | Scaled | Delta | 42 | 49.6 | None |  | 0 |  | 1 | Res | Any | AppPlug | Refrig | Ref_Storage | RefrigFrz | RefgFrz-TM_WtdSize-Tier1 | Appl-ESRefg |  |  |  |  | RefgFrz-TM_WtdSize-Code | RefgFrz-TM_WtdSize-Tier1 | Available |  | 0 | 0 |  | RobNc | RefgFrz-TM_WtdSize-Code | Appl-ESRefg |  | None | 2020-01-01 | [6 empty] | Standard |  | 1 | 1 | 0 | Deemed Ex Ante Team |  |  |  | Updated to indicate claim/filing status
2020 | RE-RefgFrz-TM_WtdSize-Tier2 | Refrigerator-freezers - automatic defrost with top-mounted freezer without an automatic icemaker, Size Range: Weighted Size, 30% less than Code Maximum | DEER2020 | D20 v1 | 2020-11-24 16:30 | Res-Refg-dKWH-Cond | DEER | Scaled | Delta | 126 | 149 | None |  | 0 |  | 1 | Res | Any | AppPlug | Refrig | Ref_Storage | RefrigFrz | RefgFrz-TM_WtdSize-Tier2 | Appl-ESRefg |  |  |  |  | RefgFrz-TM_WtdSize-Code | RefgFrz-TM_WtdSize-Tier2 | Available |  | 0 | 0 |  | RobNc | RefgFrz-TM_WtdSize-Code | Appl-ESRefg |  | None | 2020-01-01 | [6 empty] | Standard |  | 1 | 1 | 0 | Deemed Ex Ante Team |  |  |  | Updated to indicate claim/filing status
2020 | RE-RefgFrz-Wtd-Tier1 | Weighted Refrigerator Type, Size Range: Weighted Size, Energy Star (10% less than Code Maximum) | DEER2020 | D20 v1 | 2020-11-24 16:30 | Res-Refg-dKWH-Cond | DEER | Scaled | Delta | 54 | 63.7 | None |  | 0 |  | 1 | Res | Any | AppPlug | Refrig | Ref_Storage | RefrigFrz | RefgFrz-Wtd-Tier1 | Appl-ESRefg |  |  |  |  | RefgFrz-Wtd-Code | RefgFrz-Wtd-Tier1 | Available |  | 0 | 0 |  | RobNc | RefgFrz-Wtd-Code | Appl-ESRefg |  | None | 2020-01-01 | [6 empty] | Standard |  | 1 | 1 | 0 | Deemed Ex Ante Team |  |  |  | Updated to indicate claim/filing status
2020 | RE-RefgFrz-Wtd-Tier2 | Weighted Refrigerator Type, Size Range: Weighted Size, 30% less than Code Maximum | DEER2020 | D20 v1 | 2020-11-24 16:30 | Res-Refg-dKWH-Cond | DEER | Scaled | Delta | 163 | 192 | None |  | 0 |  | 1 | Res | Any | AppPlug | Refrig | Ref_Storage | RefrigFrz | RefgFrz-Wtd-Tier2 | Appl-ESRefg |  |  |  |  | RefgFrz-Wtd-Code | RefgFrz-Wtd-Tier2 | Available |  | 0 | 0 |  | RobNc | RefgFrz-Wtd-Code | Appl-ESRefg |  | None | 2020-01-01 | [6 empty] | Standard |  | 1 | 1 | 0 | Deemed Ex Ante Team |  |  |  | Updated to indicate claim/filing status
2020 | Res-DuctSeal-HighToLow-wtd | Residential: Duct Sealing (Total Leakage Reduced from High (40/35%) to Low (15/12%) | DEER2020 | D20v1 | 2022-07-26 17:24 | RB-HV-DuctSeal-HighToLow | DEER | Standard | None |  |  | None |  | 0 |  | 0 | Res | Any | HVAC | VentAirDist | HV_AirDist | DuctLeak |  | HV-DuctSeal | 20% Supply/20% Return Leakage (single and multi-family), 35% Supply Leakage (mobile home) | 6% Supply/6% Return Leakage (single and multi-family), 15% Supply Leakage (mobile home) | 6% Supply/6% Return Leakage (single and multi-family), 15% Supply Leakage (mobile home) |  |  |  | Available |  | 0 | 0 |  | Retro |  | HV-DuctSeal |  | None | 2020-01-01 | 2023-12-31 | [5 empty] | Standard |  | 1 | 1 | 0 | Deemed Ex Ante Team |  |  |  | Updated to expire measure
2020 | Res-DuctSeal-MedToLow-wtd | Residential: Duct Sealing (Total Leakage Reduced from Medium (25/24%) to Low (15/12%) | DEER2020 | D20v1 | 2022-07-26 17:24 | RB-HV-DuctSeal-MedToLow | DEER | Standard | None |  |  | None |  | 0 |  | 0 | Res | Any | HVAC | VentAirDist | HV_AirDist | DuctLeak |  | HV-DuctSeal | 12% Supply/12% Return Leakage (single and multi-family), 25% Supply Leakage (mobile home) | 6% Supply/6% Return Leakage (single and multi-family), 15% Supply Leakage (mobile home) | 6% Supply/6% Return Leakage (single and multi-family), 15% Supply Leakage (mobile home) |  |  |  | Available |  | 0 | 0 |  | Retro |  | HV-DuctSeal |  | None | 2020-01-01 | 2023-12-31 | [5 empty] | Standard |  | 1 | 1 | 0 | Deemed Ex Ante Team |  |  |  | Updated to expire measure
2020 | Res-ECM-SupplyFanMotor | Supply fan motor upgraded from Permanent Split Capacitor (PSC) to Electronically Commutated Motor (ECM) | DEER2020 | D20v1 | 2020-11-24 16:30 | Res-Furnace-ECM-Upgrade | DEER | Standard | None |  |  | None |  | 0 |  | 0 | Res | Any | HVAC | SpaceHeat | SpaceHtg_eq | GasFurnace |  | HV-EffFurn | Standard Efficiency Electronically Permanent Split Capacitor (PSC) supply fan motor | Standard Efficiency Electronically Permanent Split Capacitor (PSC) supply fan motor | Supply fan motor upgraded from Permanent Split Capacitor (PSC) to Electronically Commutated Motor (ECM) |  |  |  | Available |  | 0 | 0 |  | ErRobNc |  | HV-EffFurn |  | None | 2020-01-01 | [6 empty] | Standard |  | 1 | 1 | 0 | Deemed Ex Ante Team |  |  |  | Updated to indicate claim/filing status
2020 | Res-GasFurnace-AFUE81 | Efficient Residential Gas Furnace - AFUE 81 | DEER2020 | D20v1 | 2020-11-24 16:30 | Res-GasFurnace-AFUE81 | DEER | Standard | None |  |  | None |  | 0 |  | 0 | Res | Any | HVAC | SpaceHeat | SpaceHtg_eq | GasFurnace |  | HV-EffFurn | Furnace AFUE 80 | Furnace AFUE 80 | Efficient Residential Gas Furnace - AFUE 81 |  |  |  | Available |  | 0 | 0 |  | ErRobNc |  | HV-EffFurn |  | None | 2020-01-01 | [6 empty] | Standard |  | 1 | 1 | 0 | Deemed Ex Ante Team |  |  |  | Updated to indicate claim/filing status
2020 | Res-GasFurnace-AFUE81-ECM | Efficient Residential Gas Furnace - AFUE 81 with ECM supply fan motor | DEER2020 | D20v1 | 2020-11-24 16:30 | Res-GasFurnace-AFUE81-ECM | DEER | Standard | None |  |  | None |  | 0 |  | 0 | Res | Any | HVAC | SpaceHeat | SpaceHtg_eq | GasFurnace |  | HV-EffFurn | Furnace AFUE 80 with Standard Efficiency supply fan motor | Furnace AFUE 80 with Standard Efficiency supply fan motor | Efficient Residential Gas Furnace - AFUE 81 with ECM supply fan motor |  |  |  | Available |  | 0 | 0 |  | ErRobNc |  | HV-EffFurn |  | None | 2020-01-01 | [6 empty] | Standard |  | 1 | 1 | 0 | Deemed Ex Ante Team |  |  |  | Updated to indicate claim/filing status
2020 | Res-GasFurnace-AFUE90 | Efficient Residential Gas Furnace - AFUE 90 | DEER2020 | D20v1 | 2020-11-24 16:30 | Res-GasFurnace-AFUE90 | DEER | Standard | None |  |  | None |  | 0 |  | 0 | Res | Any | HVAC | SpaceHeat | SpaceHtg_eq | GasFurnace |  | HV-EffFurn | Furnace AFUE 80 | Furnace AFUE 80 | Efficient Residential Gas Furnace - AFUE 90 |  |  |  | Available |  | 0 | 0 |  | ErRobNc |  | HV-EffFurn |  | None | 2020-01-01 | [6 empty] | Standard |  | 1 | 1 | 0 | Deemed Ex Ante Team |  |  |  | Updated to indicate claim/filing status
2020 | Res-GasFurnace-AFUE90-ECM | Efficient Residential Gas Furnace - AFUE 90 with ECM supply fan motor | DEER2020 | D20v1 | 2021-10-14 16:56 | Res-GasFurnace-AFUE90-ECM | DEER | Standard | None |  |  | None |  | 0 |  | 0 | Res | Any | HVAC | SpaceHeat | SpaceHtg_eq | GasFurnace |  | HV-EffFurn | Furnace AFUE 80 with Standard Efficiency supply fan motor | Furnace AFUE 80 with Standard Efficiency supply fan motor | Efficient Residential Gas Furnace - AFUE 90 with ECM supply fan motor |  |  |  | Available |  | 0 | 0 |  | ErRobNc |  | HV-EffFurn |  | None | 2020-01-01 | 2021-12-31 | [5 empty] | Standard |  | 1 | 1 | 0 | Deemed Ex Ante Team |  |  |  | Updated to indicate claim/filing status
2020 | Res-GasFurnace-AFUE91 | Efficient Residential Gas Furnace - AFUE 91 | DEER2020 | D20v1 | 2020-11-24 16:30 | Res-GasFurnace-AFUE91 | DEER | Standard | None |  |  | None |  | 0 |  | 0 | Res | Any | HVAC | SpaceHeat | SpaceHtg_eq | GasFurnace |  | HV-EffFurn | Furnace AFUE 80 | Furnace AFUE 80 | Efficient Residential Gas Furnace - AFUE 91 |  |  |  | Available |  | 0 | 0 |  | ErRobNc |  | HV-EffFurn |  | None | 2020-01-01 | [6 empty] | Standard |  | 1 | 1 | 0 | Deemed Ex Ante Team |  |  |  | Updated to indicate claim/filing status
2020 | Res-GasFurnace-AFUE91-ECM | Efficient Residential Gas Furnace - AFUE 91 with ECM supply fan motor | DEER2020 | D20v1 | 2021-10-14 16:48 | Res-GasFurnace-AFUE91-ECM | DEER | Standard | None |  |  | None |  | 0 |  | 0 | Res | Any | HVAC | SpaceHeat | SpaceHtg_eq | GasFurnace |  | HV-EffFurn | Furnace AFUE 80 with Standard Efficiency supply fan motor | Furnace AFUE 80 with Standard Efficiency supply fan motor | Efficient Residential Gas Furnace - AFUE 91 with ECM supply fan motor |  |  |  | Available |  | 0 | 0 |  | ErRobNc |  | HV-EffFurn |  | None | 2020-01-01 | 2021-12-31 | [5 empty] | Standard |  | 1 | 1 | 0 | Deemed Ex Ante Team |  |  |  | Updated to indicate claim/filing status
2020 | Res-GasFurnace-AFUE92 | Efficient Residential Gas Furnace - AFUE 92 | DEER2020 | D20v1 | 2020-11-24 16:30 | Res-GasFurnace-AFUE92 | DEER | Standard | None |  |  | None |  | 0 |  | 0 | Res | Any | HVAC | SpaceHeat | SpaceHtg_eq | GasFurnace |  | HV-EffFurn | Furnace AFUE 80 | Furnace AFUE 80 | Efficient Residential Gas Furnace - AFUE 92 |  |  |  | Available |  | 0 | 0 |  | ErRobNc |  | HV-EffFurn |  | None | 2020-01-01 | [6 empty] | Standard |  | 1 | 1 | 0 | Deemed Ex Ante Team |  |  |  | Updated to indicate claim/filing status
2020 | Res-GasFurnace-AFUE92-ECM | Efficient Residential Gas Furnace - AFUE 92 with ECM supply fan motor | DEER2020 | D20v1 | 2022-09-13 11:24 | Res-GasFurnace-AFUE92-ECM | DEER | Standard | None |  |  | None |  | 0 |  | 0 | Res | Any | HVAC | SpaceHeat | SpaceHtg_eq | GasFurnace |  | HV-EffFurn | Furnace AFUE 80 with Standard Efficiency supply fan motor | Furnace AFUE 80 with Standard Efficiency supply fan motor | Efficient Residential Gas Furnace - AFUE 92 with ECM supply fan motor |  |  |  | Available |  | 0 | 0 |  | ErRobNc |  | HV-EffFurn |  | None | 2020-01-01 | 2022-12-31 | [5 empty] | Standard |  | 1 | 1 | 0 | Deemed Ex Ante Team |  |  |  | Updated to indicate claim/filing status
2020 | Res-GasFurnace-AFUE93 | Efficient Residential Gas Furnace - AFUE 93 | DEER2020 | D20v1 | 2020-11-24 16:30 | Res-GasFurnace-AFUE93 | DEER | Standard | None |  |  | None |  | 0 |  | 0 | Res | Any | HVAC | SpaceHeat | SpaceHtg_eq | GasFurnace |  | HV-EffFurn | Furnace AFUE 80 | Furnace AFUE 80 | Efficient Residential Gas Furnace - AFUE 93 |  |  |  | Available |  | 0 | 0 |  | ErRobNc |  | HV-EffFurn |  | None | 2020-01-01 | [6 empty] | Standard |  | 1 | 1 | 0 | Deemed Ex Ante Team |  |  |  | Updated to indicate claim/filing status
2020 | Res-GasFurnace-AFUE93-ECM | Efficient Residential Gas Furnace - AFUE 93 with ECM supply fan motor | DEER2020 | D20v1 | 2021-10-14 10:32 | Res-GasFurnace-AFUE93-ECM | DEER | Standard | None |  |  | None |  | 0 |  | 0 | Res | Any | HVAC | SpaceHeat | SpaceHtg_eq | GasFurnace |  | HV-EffFurn | Furnace AFUE 80 with Standard Efficiency supply fan motor | Furnace AFUE 80 with Standard Efficiency supply fan motor | Efficient Residential Gas Furnace - AFUE 93 with ECM supply fan motor |  |  |  | Available |  | 0 | 0 |  | ErRobNc |  | HV-EffFurn |  | None | 2020-01-01 | 2021-12-31 | [5 empty] | Standard |  | 1 | 1 | 0 | Deemed Ex Ante Team |  |  |  | Updated to indicate claim/filing status
2020 | Res-GasFurnace-AFUE94 | Efficient Residential Gas Furnace - AFUE 94 | DEER2020 | D20v1 | 2020-11-24 16:30 | Res-GasFurnace-AFUE94 | DEER | Standard | None |  |  | None |  | 0 |  | 0 | Res | Any | HVAC | SpaceHeat | SpaceHtg_eq | GasFurnace |  | HV-EffFurn | Furnace AFUE 80 | Furnace AFUE 80 | Efficient Residential Gas Furnace - AFUE 94 |  |  |  | Available |  | 0 | 0 |  | ErRobNc |  | HV-EffFurn |  | None | 2020-01-01 | [6 empty] | Standard |  | 1 | 1 | 0 | Deemed Ex Ante Team |  |  |  | Updated to indicate claim/filing status
2020 | Res-GasFurnace-AFUE94-ECM | Efficient Residential Gas Furnace - AFUE 94 with ECM supply fan motor | DEER2020 | D20v1 | 2021-10-14 16:26 | Res-GasFurnace-AFUE94-ECM | DEER | Standard | None |  |  | None |  | 0 |  | 0 | Res | Any | HVAC | SpaceHeat | SpaceHtg_eq | GasFurnace |  | HV-EffFurn | Furnace AFUE 80 with Standard Efficiency supply fan motor | Furnace AFUE 80 with Standard Efficiency supply fan motor | Efficient Residential Gas Furnace - AFUE 94 with ECM supply fan motor |  |  |  | Available |  | 0 | 0 |  | ErRobNc |  | HV-EffFurn |  | None | 2020-01-01 | 2021-12-31 | [5 empty] | Standard |  | 1 | 1 | 0 | Deemed Ex Ante Team |  |  |  | Updated to indicate claim/filing status
2020 | Res-GasFurnace-AFUE95 | Efficient Residential Gas Furnace - AFUE 95 | DEER2020 | D20v1 | 2020-11-24 16:30 | Res-GasFurnace-AFUE95 | DEER | Standard | None |  |  | None |  | 0 |  | 0 | Res | Any | HVAC | SpaceHeat | SpaceHtg_eq | GasFurnace |  | HV-EffFurn | Furnace AFUE 80 | Furnace AFUE 80 | Efficient Residential Gas Furnace - AFUE 95 |  |  |  | Available |  | 0 | 0 |  | ErRobNc |  | HV-EffFurn |  | None | 2020-01-01 | [6 empty] | Standard |  | 1 | 1 | 0 | Deemed Ex Ante Team |  |  |  | Updated to indicate claim/filing status
2020 | Res-GasFurnace-AFUE95-ECM | Efficient Residential Gas Furnace - AFUE 95 with ECM supply fan motor | DEER2020 | D20v1 | 2022-09-13 11:24 | Res-GasFurnace-AFUE95-ECM | DEER | Standard | None |  |  | None |  | 0 |  | 0 | Res | Any | HVAC | SpaceHeat | SpaceHtg_eq | GasFurnace |  | HV-EffFurn | Furnace AFUE 80 with Standard Efficiency supply fan motor | Furnace AFUE 80 with Standard Efficiency supply fan motor | Efficient Residential Gas Furnace - AFUE 95 with ECM supply fan motor |  |  |  | Available |  | 0 | 0 |  | ErRobNc |  | HV-EffFurn |  | None | 2020-01-01 | 2022-12-31 | [5 empty] | Standard |  | 1 | 1 | 0 | Deemed Ex Ante Team |  |  |  | Updated to indicate claim/filing status
2020 | Res-GasFurnace-AFUE96 | Efficient Residential Gas Furnace - AFUE 96 | DEER2020 | D20v1 | 2020-11-24 16:30 | Res-GasFurnace-AFUE96 | DEER | Standard | None |  |  | None |  | 0 |  | 0 | Res | Any | HVAC | SpaceHeat | SpaceHtg_eq | GasFurnace |  | HV-EffFurn | Furnace AFUE 80 | Furnace AFUE 80 | Efficient Residential Gas Furnace - AFUE 96 |  |  |  | Available |  | 0 | 0 |  | ErRobNc |  | HV-EffFurn |  | None | 2020-01-01 | [6 empty] | Standard |  | 1 | 1 | 0 | Deemed Ex Ante Team |  |  |  | Updated to indicate claim/filing status
2020 | Res-GasFurnace-AFUE96-ECM | Efficient Residential Gas Furnace - AFUE 96 with ECM supply fan motor | DEER2020 | D20v1 | 2021-10-14 15:26 | Res-GasFurnace-AFUE96-ECM | DEER | Standard | None |  |  | None |  | 0 |  | 0 | Res | Any | HVAC | SpaceHeat | SpaceHtg_eq | GasFurnace |  | HV-EffFurn | Furnace AFUE 80 with Standard Efficiency supply fan motor | Furnace AFUE 80 with Standard Efficiency supply fan motor | Efficient Residential Gas Furnace - AFUE 96 with ECM supply fan motor |  |  |  | Available |  | 0 | 0 |  | ErRobNc |  | HV-EffFurn |  | None | 2020-01-01 | 2021-12-31 | [5 empty] | Standard |  | 1 | 1 | 0 | Deemed Ex Ante Team |  |  |  | Updated to indicate claim/filing status
2020 | Res-GasFurnace-AFUE97 | Efficient Residential Gas Furnace - AFUE 97 | DEER2020 | D20v1 | 2020-11-24 16:30 | Res-GasFurnace-AFUE97 | DEER | Standard | None |  |  | None |  | 0 |  | 0 | Res | Any | HVAC | SpaceHeat | SpaceHtg_eq | GasFurnace |  | HV-EffFurn | Furnace AFUE 80 | Furnace AFUE 80 | Efficient Residential Gas Furnace - AFUE 97 |  |  |  | Available |  | 0 | 0 |  | ErRobNc |  | HV-EffFurn |  | None | 2020-01-01 | [6 empty] | Standard |  | 1 | 1 | 0 | Deemed Ex Ante Team |  |  |  | Updated to indicate claim/filing status
2020 | Res-GasFurnace-AFUE97-ECM | Efficient Residential Gas Furnace - AFUE 97 with ECM supply fan motor | DEER2020 | D20v1 | 2022-09-13 11:24 | Res-GasFurnace-AFUE97-ECM | DEER | Standard | None |  |  | None |  | 0 |  | 0 | Res | Any | HVAC | SpaceHeat | SpaceHtg_eq | GasFurnace |  | HV-EffFurn | Furnace AFUE 80 with Standard Efficiency supply fan motor | Furnace AFUE 80 with Standard Efficiency supply fan motor | Efficient Residential Gas Furnace - AFUE 97 with ECM supply fan motor |  |  |  | Available |  | 0 | 0 |  | ErRobNc |  | HV-EffFurn |  | None | 2020-01-01 | 2022-12-31 | [5 empty] | Standard |  | 1 | 1 | 0 | Deemed Ex Ante Team |  |  |  | Updated to indicate claim/filing status
2020 | Res-GasFurnace-AFUE98 | Efficient Residential Gas Furnace - AFUE 98 | DEER2020 | D20v1 | 2020-11-24 16:30 | Res-GasFurnace-AFUE98 | DEER | Standard | None |  |  | None |  | 0 |  | 0 | Res | Any | HVAC | SpaceHeat | SpaceHtg_eq | GasFurnace |  | HV-EffFurn | Furnace AFUE 80 | Furnace AFUE 80 | Efficient Residential Gas Furnace - AFUE 98 |  |  |  | Available |  | 0 | 0 |  | ErRobNc |  | HV-EffFurn |  | None | 2020-01-01 | [6 empty] | Standard |  | 1 | 1 | 0 | Deemed Ex Ante Team |  |  |  | Updated to indicate claim/filing status
2020 | Res-GasFurnace-AFUE98-ECM | Efficient Residential Gas Furnace - AFUE 98 with ECM supply fan motor | DEER2020 | D20v1 | 2021-10-14 13:42 | Res-GasFurnace-AFUE98-ECM | DEER | Standard | None |  |  | None |  | 0 |  | 0 | Res | Any | HVAC | SpaceHeat | SpaceHtg_eq | GasFurnace |  | HV-EffFurn | Furnace AFUE 80 with Standard Efficiency supply fan motor | Furnace AFUE 80 with Standard Efficiency supply fan motor | Efficient Residential Gas Furnace - AFUE 98 with ECM supply fan motor |  |  |  | Available |  | 0 | 0 |  | ErRobNc |  | HV-EffFurn |  | None | 2020-01-01 | 2021-12-31 | [5 empty] | Standard |  | 1 | 1 | 0 | Deemed Ex Ante Team |  |  |  | Updated to indicate claim/filing status
2020 | Res-Lighting-InGen_CFLratio0353_CFLfixt-57w | Residential Indoor General Lighting: CFL Fixture replaces pre-existing standard lighting Wattage. Measure includes Code case. Impacts: CFL-based HOU (varies by BldgType) | DEER2017 | D13 v1.0 | 2020-11-24 16:30 | Res-Iltg-dWatt-CFL | DEER | Scaled | BaseRatio | 144 | 144 | None |  | 0 |  | 1 | Res | Any | Lighting | InGen-CFL | Ltg_Fixture | CFL_fixt |  | ILtg-CFL-Res | CFL fixture based on: Ballast; Total Watts = 3.53 | CFL fixture based on: Ballast; Total Watts = 3.53 | CFL fixture based on: CFLpin(57w); Total Watts = 57 | CFLratio0353 | CFLratio0353 | CFLfixt-57w(57w) | Available |  | 0 | 0 | DEER Lighting measure | ErRobNc |  | ILtg-Incand-Res |  | DEER131417 | 2013-01-01 | 2018-06-30 | InEA_modVal |  |  |  |  | Standard | Remove expiry date per Commission Staff direction 2018ScrewInLampSavignsMethods-11Dec2017.pdf | 1 | 1 | 0 | Deemed Ex Ante Team |  | Remove expiry date per Commission Staff direction 2018ScrewInLampSavignsMethods-11Dec2017.pdf |  | Updated to indicate claim/filing status
2020 | RG-WtrHt-SmlInst-Gas-Ite175kBtuh-It2G-HI-0p81UEF-40g | Efficient residential water heater: Instantaneous Gas water heater (UEF=0.81) replaces 40 gallon gas water heater | DEER2020 | D20 v1 | 2020-11-24 16:30 | RG-WtrHt-SmlInst-Gas-Ite175kBtuh-It2G-HI-0p81UEF-40g | DEER | Standard | None | 0 | 0 | None |  | 0 |  | 0 | Res | Any | SHW | Heating | WaterHtg_eq | Instant_UEF |  | WtrHt-Instant-Res | Small storage Gas water heater: 40 gallon, EF = 0.60 | Small storage Gas water heater: 40 gallon, UEF = 0.64, RE = 0.77, Cap = 40 kBTUh, UA = 6.60 BTU/hr-F, VentW: 0, AuxBTUh: 350, high draw | Instantaneous Gas water heater: UEF = 0.81, RE = 0.84, Cap = 175kBTUh, AuxBTUh: 350, high draw | Stor_EF-Gas-040gal-0.60EF | Stor_UEF-Gas-040gal-HI-0.64UEF | Inst_UEF-Gas-175kBtuh-HI-0p81UEF | Available |  | 0 | 0 |  | ErRobNc |  | WtrHt-Instant-Res |  | None | 2020-01-01 | [6 empty] | Standard |  | 1 | 1 | 0 | Deemed Ex Ante Team |  |  |  | Updated to indicate claim/filing status
2020 | RG-WtrHt-SmlInst-Gas-Ite175kBtuh-It2G-HI-0p81UEF-40g | Efficient residential water heater: Instantaneous Gas water heater (UEF=0.81) replaces 40 gallon gas water heater | DEER2019 | D20 v0 | 2020-11-24 16:30 | RG-WtrHt-SmlInst-Gas-Ite175kBtuh-It2G-HI-0p81UEF-40g | DEER | Standard | None | 0 | 0 | None |  | 0 |  | 0 | Res | Any | SHW | Heating | WaterHtg_eq | Instant_UEF |  | WtrHt-Instant-Res | Small storage Gas water heater: 40 gallon, EF = 0.60 | Small storage Gas water heater: 40 gallon, UEF = 0.64, RE = 0.77, Cap = 40 kBTUh, UA = 6.60 BTU/hr-F, VentW: 0, AuxBTUh: 350, high draw | Instantaneous Gas water heater: UEF = 0.81, RE = 0.84, Cap = 175kBTUh, AuxBTUh: 350, high draw | Stor_EF-Gas-040gal-0.60EF | Stor_UEF-Gas-040gal-HI-0.64UEF | Inst_UEF-Gas-175kBtuh-HI-0p81UEF | Available |  | 0 | 0 | DEER2019 Proposed Update | ErRobNc |  | WtrHt-Instant-Res |  | None | 2019-01-01 | 2019-12-31 | [5 empty] | Standard |  | 1 | 1 | 0 | Deemed Ex Ante Team |  |  |  | Updated to indicate claim/filing status
2020 | RG-WtrHt-SmlInst-Gas-Ite175kBtuh-It2G-HI-0p87UEF-40g | Efficient residential water heater: Instantaneous Gas water heater (UEF=0.87) replaces 40 gallon gas water heater | DEER2020 | D20 v1 | 2020-11-24 16:30 | RG-WtrHt-SmlInst-Gas-Ite175kBtuh-It2G-HI-0p87UEF-40g | DEER | Standard | None | 0 | 0 | None |  | 0 |  | 0 | Res | Any | SHW | Heating | WaterHtg_eq | Instant_UEF |  | WtrHt-Instant-Res | Small storage Gas water heater: 40 gallon, EF = 0.60 | Small storage Gas water heater: 40 gallon, UEF = 0.64, RE = 0.77, Cap = 40 kBTUh, UA = 6.60 BTU/hr-F, VentW: 0, AuxBTUh: 350, high draw | Instantaneous Gas water heater: UEF = 0.87, RE = 0.95, Cap = 175kBTUh, AuxBTUh: 350, high draw | Stor_EF-Gas-040gal-0.60EF | Stor_UEF-Gas-040gal-HI-0.64UEF | Inst_UEF-Gas-175kBtuh-HI-0p87UEF | Available |  | 0 | 0 |  | ErRobNc |  | WtrHt-Instant-Res |  | None | 2020-01-01 | [6 empty] | Standard |  | 1 | 1 | 0 | Deemed Ex Ante Team |  |  |  | Updated to indicate claim/filing status
2020 | RG-WtrHt-SmlInst-Gas-Ite175kBtuh-It2G-HI-0p87UEF-40g | Efficient residential water heater: Instantaneous Gas water heater (UEF=0.87) replaces 40 gallon gas water heater | DEER2019 | D20 v0 | 2020-11-24 16:30 | RG-WtrHt-SmlInst-Gas-Ite175kBtuh-It2G-HI-0p87UEF-40g | DEER | Standard | None | 0 | 0 | None |  | 0 |  | 0 | Res | Any | SHW | Heating | WaterHtg_eq | Instant_UEF |  | WtrHt-Instant-Res | Small storage Gas water heater: 40 gallon, EF = 0.60 | Small storage Gas water heater: 40 gallon, UEF = 0.64, RE = 0.77, Cap = 40 kBTUh, UA = 6.60 BTU/hr-F, VentW: 0, AuxBTUh: 350, high draw | Instantaneous Gas water heater: UEF = 0.87, RE = 0.95, Cap = 175kBTUh, AuxBTUh: 350, high draw | Stor_EF-Gas-040gal-0.60EF | Stor_UEF-Gas-040gal-HI-0.64UEF | Inst_UEF-Gas-175kBtuh-HI-0p87UEF | Available |  | 0 | 0 | DEER2019 Proposed Update | ErRobNc |  | WtrHt-Instant-Res |  | None | 2019-01-01 | 2019-12-31 | [5 empty] | Standard |  | 1 | 1 | 0 | Deemed Ex Ante Team |  |  |  | Updated to indicate claim/filing status
2020 | RG-WtrHt-SmlInst-Gas-Ite175kBtuh-It2G-LW-0p81UEF-40g | Efficient residential water heater: Instantaneous Gas water heater (UEF=0.81) replaces 40 gallon gas water heater | DEER2019 | D20 v0 | 2020-11-24 16:30 | RG-WtrHt-SmlInst-Gas-Ite175kBtuh-It2G-LW-0p81UEF-40g | DEER | Standard | None | 0 | 0 | None |  | 0 |  | 0 | Res | Any | SHW | Heating | WaterHtg_eq | Instant_UEF |  | WtrHt-Instant-Res | Small storage Gas water heater: 40 gallon, EF = 0.60 | Small storage Gas water heater: 40 gallon, UEF = 0.52, RE = 0.78, Cap = 29 kBTUh, UA = 6.67 BTU/hr-F, VentW: 0, AuxBTUh: 350, Low draw | Instantaneous Gas water heater: UEF = 0.81, RE = 0.84, Cap = 175kBTUh, AuxBTUh: 350, low draw | Stor_EF-Gas-040gal-0.60EF | Stor_UEF-Gas-040gal-LW-0.52UEF | Inst_UEF-Gas-175kBtuh-LW-0p81UEF | Available |  | 0 | 0 | DEER2019 Proposed Update | ErRobNc |  | WtrHt-Instant-Res |  | None | 2019-01-01 | 2019-12-31 | [5 empty] | Standard |  | 1 | 1 | 0 | Deemed Ex Ante Team |  |  |  | Updated to indicate claim/filing status
2020 | RG-WtrHt-SmlInst-Gas-Ite175kBtuh-It2G-LW-0p81UEF-40g | Efficient residential water heater: Instantaneous Gas water heater (UEF=0.81) replaces 40 gallon gas water heater | DEER2020 | D20 v1 | 2020-11-24 16:30 | RG-WtrHt-SmlInst-Gas-Ite175kBtuh-It2G-LW-0p81UEF-40g | DEER | Standard | None | 0 | 0 | None |  | 0 |  | 0 | Res | Any | SHW | Heating | WaterHtg_eq | Instant_UEF |  | WtrHt-Instant-Res | Small storage Gas water heater: 40 gallon, EF = 0.60 | Small storage Gas water heater: 40 gallon, UEF = 0.52, RE = 0.78, Cap = 29 kBTUh, UA = 6.67 BTU/hr-F, VentW: 0, AuxBTUh: 350, Low draw | Instantaneous Gas water heater: UEF = 0.81, RE = 0.84, Cap = 175kBTUh, AuxBTUh: 350, low draw | Stor_EF-Gas-040gal-0.60EF | Stor_UEF-Gas-040gal-LW-0.52UEF | Inst_UEF-Gas-175kBtuh-LW-0p81UEF | Available |  | 0 | 0 |  | ErRobNc |  | WtrHt-Instant-Res |  | None | 2020-01-01 | [6 empty] | Standard |  | 1 | 1 | 0 | Deemed Ex Ante Team |  |  |  | Updated to indicate claim/filing status
2020 | RG-WtrHt-SmlInst-Gas-Ite175kBtuh-It2G-LW-0p87UEF-40g | Efficient residential water heater: Instantaneous Gas water heater (UEF=0.87) replaces 40 gallon gas water heater | DEER2019 | D20 v0 | 2020-11-24 16:30 | RG-WtrHt-SmlInst-Gas-Ite175kBtuh-It2G-LW-0p87UEF-40g | DEER | Standard | None | 0 | 0 | None |  | 0 |  | 0 | Res | Any | SHW | Heating | WaterHtg_eq | Instant_UEF |  | WtrHt-Instant-Res | Small storage Gas water heater: 40 gallon, EF = 0.60 | Small storage Gas water heater: 40 gallon, UEF = 0.52, RE = 0.78, Cap = 29 kBTUh, UA = 6.67 BTU/hr-F, VentW: 0, AuxBTUh: 350, Low draw | Instantaneous Gas water heater: UEF = 0.87, RE = 0.94, Cap = 175kBTUh, AuxBTUh: 350, low draw | Stor_EF-Gas-040gal-0.60EF | Stor_UEF-Gas-040gal-LW-0.52UEF | Inst_UEF-Gas-175kBtuh-LW-0p87UEF | Available |  | 0 | 0 | DEER2019 Proposed Update | ErRobNc |  | WtrHt-Instant-Res |  | None | 2019-01-01 | 2019-12-31 | [5 empty] | Standard |  | 1 | 1 | 0 | Deemed Ex Ante Team |  |  |  | Updated to indicate claim/filing status
2020 | RG-WtrHt-SmlInst-Gas-Ite175kBtuh-It2G-LW-0p87UEF-40g | Efficient residential water heater: Instantaneous Gas water heater (UEF=0.87) replaces 40 gallon gas water heater | DEER2020 | D20 v1 | 2020-11-24 16:30 | RG-WtrHt-SmlInst-Gas-Ite175kBtuh-It2G-LW-0p87UEF-40g | DEER | Standard | None | 0 | 0 | None |  | 0 |  | 0 | Res | Any | SHW | Heating | WaterHtg_eq | Instant_UEF |  | WtrHt-Instant-Res | Small storage Gas water heater: 40 gallon, EF = 0.60 | Small storage Gas water heater: 40 gallon, UEF = 0.52, RE = 0.78, Cap = 29 kBTUh, UA = 6.67 BTU/hr-F, VentW: 0, AuxBTUh: 350, Low draw | Instantaneous Gas water heater: UEF = 0.87, RE = 0.94, Cap = 175kBTUh, AuxBTUh: 350, low draw | Stor_EF-Gas-040gal-0.60EF | Stor_UEF-Gas-040gal-LW-0.52UEF | Inst_UEF-Gas-175kBtuh-LW-0p87UEF | Available |  | 0 | 0 |  | ErRobNc |  | WtrHt-Instant-Res |  | None | 2020-01-01 | [6 empty] | Standard |  | 1 | 1 | 0 | Deemed Ex Ante Team |  |  |  | Updated to indicate claim/filing status
2020 | RG-WtrHt-SmlInst-Gas-Ite175kBtuh-It2G-MD-0p81UEF-40g | Efficient residential water heater: Instantaneous Gas water heater (UEF=0.81) replaces 40 gallon gas water heater | DEER2019 | D20 v0 | 2020-11-24 16:30 | RG-WtrHt-SmlInst-Gas-Ite175kBtuh-It2G-MD-0p81UEF-40g | DEER | Standard | None | 0 | 0 | None |  | 0 |  | 0 | Res | Any | SHW | Heating | WaterHtg_eq | Instant_UEF |  | WtrHt-Instant-Res | Small storage Gas water heater: 40 gallon, EF = 0.60 | Small storage Gas water heater: 40 gallon, UEF = 0.58, RE = 0.77, Cap = 37.5 kBTUh, UA = 7.19 BTU/hr-F, VentW: 0, AuxBTUh: 350, medium draw | Instantaneous Gas water heater: UEF = 0.81, RE = 0.83, Cap = 175kBTUh, AuxBTUh: 350, medium draw | Stor_EF-Gas-040gal-0.60EF | Stor_UEF-Gas-040gal-MD-0.58UEF | Inst_UEF-Gas-175kBtuh-MD-0p81UEF | Available |  | 0 | 0 | DEER2019 Proposed Update | ErRobNc |  | WtrHt-Instant-Res |  | None | 2019-01-01 | 2019-12-31 | [5 empty] | Standard |  | 1 | 1 | 0 | Deemed Ex Ante Team |  |  |  | Updated to indicate claim/filing status
2020 | RG-WtrHt-SmlInst-Gas-Ite175kBtuh-It2G-MD-0p81UEF-40g | Efficient residential water heater: Instantaneous Gas water heater (UEF=0.81) replaces 40 gallon gas water heater | DEER2020 | D20 v1 | 2020-11-24 16:30 | RG-WtrHt-SmlInst-Gas-Ite175kBtuh-It2G-MD-0p81UEF-40g | DEER | Standard | None | 0 | 0 | None |  | 0 |  | 0 | Res | Any | SHW | Heating | WaterHtg_eq | Instant_UEF |  | WtrHt-Instant-Res | Small storage Gas water heater: 40 gallon, EF = 0.60 | Small storage Gas water heater: 40 gallon, UEF = 0.58, RE = 0.77, Cap = 37.5 kBTUh, UA = 7.19 BTU/hr-F, VentW: 0, AuxBTUh: 350, medium draw | Instantaneous Gas water heater: UEF = 0.81, RE = 0.83, Cap = 175kBTUh, AuxBTUh: 350, medium draw | Stor_EF-Gas-040gal-0.60EF | Stor_UEF-Gas-040gal-MD-0.58UEF | Inst_UEF-Gas-175kBtuh-MD-0p81UEF | Available |  | 0 | 0 |  | ErRobNc |  | WtrHt-Instant-Res |  | None | 2020-01-01 | [6 empty] | Standard |  | 1 | 1 | 0 | Deemed Ex Ante Team |  |  |  | Updated to indicate claim/filing status
2020 | RG-WtrHt-SmlInst-Gas-Ite175kBtuh-It2G-MD-0p87UEF-40g | Efficient residential water heater: Instantaneous Gas water heater (UEF=0.87) replaces 40 gallon gas water heater | DEER2019 | D20 v0 | 2020-11-24 16:30 | RG-WtrHt-SmlInst-Gas-Ite175kBtuh-It2G-MD-0p87UEF-40g | DEER | Standard | None | 0 | 0 | None |  | 0 |  | 0 | Res | Any | SHW | Heating | WaterHtg_eq | Instant_UEF |  | WtrHt-Instant-Res | Small storage Gas water heater: 40 gallon, EF = 0.60 | Small storage Gas water heater: 40 gallon, UEF = 0.58, RE = 0.77, Cap = 37.5 kBTUh, UA = 7.19 BTU/hr-F, VentW: 0, AuxBTUh: 350, medium draw | Instantaneous Gas water heater: UEF = 0.87, RE = 0.94, Cap = 175kBTUh, AuxBTUh: 350, medium draw | Stor_EF-Gas-040gal-0.60EF | Stor_UEF-Gas-040gal-MD-0.58UEF | Inst_UEF-Gas-175kBtuh-MD-0p87UEF | Available |  | 0 | 0 | DEER2019 Proposed Update | ErRobNc |  | WtrHt-Instant-Res |  | None | 2019-01-01 | 2019-12-31 | [5 empty] | Standard |  | 1 | 1 | 0 | Deemed Ex Ante Team |  |  |  | Updated to indicate claim/filing status
2020 | RG-WtrHt-SmlInst-Gas-Ite175kBtuh-It2G-MD-0p87UEF-40g | Efficient residential water heater: Instantaneous Gas water heater (UEF=0.87) replaces 40 gallon gas water heater | DEER2020 | D20 v1 | 2020-11-24 16:30 | RG-WtrHt-SmlInst-Gas-Ite175kBtuh-It2G-MD-0p87UEF-40g | DEER | Standard | None | 0 | 0 | None |  | 0 |  | 0 | Res | Any | SHW | Heating | WaterHtg_eq | Instant_UEF |  | WtrHt-Instant-Res | Small storage Gas water heater: 40 gallon, EF = 0.60 | Small storage Gas water heater: 40 gallon, UEF = 0.58, RE = 0.77, Cap = 37.5 kBTUh, UA = 7.19 BTU/hr-F, VentW: 0, AuxBTUh: 350, medium draw | Instantaneous Gas water heater: UEF = 0.87, RE = 0.94, Cap = 175kBTUh, AuxBTUh: 350, medium draw | Stor_EF-Gas-040gal-0.60EF | Stor_UEF-Gas-040gal-MD-0.58UEF | Inst_UEF-Gas-175kBtuh-MD-0p87UEF | Available |  | 0 | 0 |  | ErRobNc |  | WtrHt-Instant-Res |  | None | 2020-01-01 | [6 empty] | Standard |  | 1 | 1 | 0 | Deemed Ex Ante Team |  |  |  | Updated to indicate claim/filing status
2020 | RG-WtrHt-SmlStrg-Gas-Ite75kBtuh-30G-HI-0p68UEF | Efficient residential water heater: 30 gallon gas water heater (UEF=0.68) replaces 30 gallon standard gas water heater | DEER2020 | D20 v1 | 2020-11-24 16:30 | RG-WtrHt-SmlStrg-Gas-Ite75kBtuh-30G-HD-0p68UEF | DEER | Standard | None | 0 | 0 | None |  | 0 |  | 0 | Res | Any | SHW | Heating | WaterHtg_eq | Stor_UEF |  | WtrHt-Res-Gas | Small storage Gas water heater: 30 gallon, EF = 0.59 | Small storage Gas water heater: 30 gallon, UEF = 0.65, RE = 0.78, Cap = 60 kBTUh, UA = 3.02 BTU/hr-F, VentW: 0, AuxBTUh: 350, high draw | Small storage Gas water heater: 30 gallon, UEF = 0.68, RE = 0.78, Cap = 60 kBTUh, UA = 3.02 BTU/hr-F, VentW: 0, AuxBTUh: 350, high draw | Stor_EF-Gas-030gal-0.59EF | Stor_UEF-Gas-030gal-HI-0.65UEF | Stor_UEF-Gas-030gal-HI-0.68UEF | Available |  | 0 | 0 |  | ErRobNc |  | WtrHt-Res-Gas |  | None | 2020-01-01 | [6 empty] | Standard |  | 1 | 1 | 0 | Deemed Ex Ante Team |  |  |  | Updated to indicate claim/filing status
2020 | RG-WtrHt-SmlStrg-Gas-Ite75kBtuh-30G-HI-0p68UEF | Efficient residential water heater: 30 gallon gas water heater (UEF=0.68) replaces 30 gallon standard gas water heater | DEER2019 | D20 v0 | 2020-11-24 16:30 | RG-WtrHt-SmlStrg-Gas-Ite75kBtuh-30G-HD-0p68UEF | DEER | Standard | None | 0 | 0 | None |  | 0 |  | 0 | Res | Any | SHW | Heating | WaterHtg_eq | Stor_UEF |  | WtrHt-Res-Gas | Small storage Gas water heater: 30 gallon, EF = 0.59 | Small storage Gas water heater: 30 gallon, UEF = 0.65, RE = 0.78, Cap = 60 kBTUh, UA = 3.02 BTU/hr-F, VentW: 0, AuxBTUh: 350, high draw | Small storage Gas water heater: 30 gallon, UEF = 0.68, RE = 0.78, Cap = 60 kBTUh, UA = 3.02 BTU/hr-F, VentW: 0, AuxBTUh: 350, high draw | Stor_EF-Gas-030gal-0.59EF | Stor_UEF-Gas-030gal-HI-0.65UEF | Stor_UEF-Gas-030gal-HI-0.68UEF | Available |  | 0 | 0 | DEER2019 Proposed Update | ErRobNc |  | WtrHt-Res-Gas |  | None | 2019-01-01 | 2019-12-31 | [5 empty] | Standard |  | 1 | 1 | 0 | Deemed Ex Ante Team |  |  |  | Updated to indicate claim/filing status
2020 | RG-WtrHt-SmlStrg-Gas-Ite75kBtuh-30G-MD-0p64UEF | Efficient residential water heater: 30 gallon gas water heater (UEF=0.64) replaces 30 gallon standard gas water heater | DEER2020 | D20 v1 | 2020-11-24 16:30 | RG-WtrHt-SmlStrg-Gas-Ite75kBtuh-30G-MD-0p64UEF | DEER | Standard | None | 0 | 0 | None |  | 0 |  | 0 | Res | Any | SHW | Heating | WaterHtg_eq | Stor_UEF |  | WtrHt-Res-Gas | Small storage Gas water heater: 30 gallon, EF = 0.59 | Small storage Gas water heater: 30 gallon, UEF = 0.60, RE = 0.78, Cap = 31.3BTUh, UA = 6.61 BTU/hr-F, VentW: 0, AuxBTUh: 350, medium draw | Small storage Gas water heater: 30 gallon, UEF = 0.64, RE = 0.77, Cap = 31.3 kBTUh, UA = 3.65 BTU/hr-F, VentW: 0, AuxBTUh: 350, medium draw | Stor_EF-Gas-030gal-0.59EF | Stor_UEF-Gas-030gal-MD-0.60UEF | Stor_UEF-Gas-030gal-MD-0.64UEF | Available |  | 0 | 0 |  | ErRobNc |  | WtrHt-Res-Gas |  | None | 2020-01-01 | [6 empty] | Standard |  | 1 | 1 | 0 | Deemed Ex Ante Team |  |  |  | Updated to indicate claim/filing status
2020 | RG-WtrHt-SmlStrg-Gas-Ite75kBtuh-30G-MD-0p64UEF | Efficient residential water heater: 30 gallon gas water heater (UEF=0.64) replaces 30 gallon standard gas water heater | DEER2019 | D20 v0 | 2020-11-24 16:30 | RG-WtrHt-SmlStrg-Gas-Ite75kBtuh-30G-MD-0p64UEF | DEER | Standard | None | 0 | 0 | None |  | 0 |  | 0 | Res | Any | SHW | Heating | WaterHtg_eq | Stor_UEF |  | WtrHt-Res-Gas | Small storage Gas water heater: 30 gallon, EF = 0.59 | Small storage Gas water heater: 30 gallon, UEF = 0.60, RE = 0.78, Cap = 31.3BTUh, UA = 6.61 BTU/hr-F, VentW: 0, AuxBTUh: 350, medium draw | Small storage Gas water heater: 30 gallon, UEF = 0.64, RE = 0.77, Cap = 31.3 kBTUh, UA = 3.65 BTU/hr-F, VentW: 0, AuxBTUh: 350, medium draw | Stor_EF-Gas-030gal-0.59EF | Stor_UEF-Gas-030gal-MD-0.60UEF | Stor_UEF-Gas-030gal-MD-0.64UEF | Available |  | 0 | 0 | DEER2019 Proposed Update | ErRobNc |  | WtrHt-Res-Gas |  | None | 2019-01-01 | 2019-12-31 | [5 empty] | Standard |  | 1 | 1 | 0 | Deemed Ex Ante Team |  |  |  | Updated to indicate claim/filing status
2020 | RG-WtrHt-SmlStrg-Gas-Ite75kBtuh-40G-HI-0p68UEF | Efficient residential water heater: 40 gallon gas water heater (UEF=0.68) replaces 40 gallon standard gas water heater | DEER2020 | D20 v1 | 2020-11-24 16:30 | RG-WtrHt-SmlStrg-Gas-Ite75kBtuh-40G-HD-0p68UEF | DEER | Standard | None | 0 | 0 | None |  | 0 |  | 0 | Res | Any | SHW | Heating | WaterHtg_eq | Stor_UEF |  | WtrHt-Res-Gas | Small storage Gas water heater: 40 gallon, EF = 0.60 | Small storage Gas water heater: 40 gallon, UEF = 0.64, RE = 0.77, Cap = 40 kBTUh, UA = 6.60 BTU/hr-F, VentW: 0, AuxBTUh: 350, high draw | Small storage Gas water heater: 40 gallon, UEF = 0.68, RE = 0.79, Cap = 40.7 kBTUh, UA = 3.91 BTU/hr-F, VentW: 0, AuxBTUh: 350, high draw | Stor_EF-Gas-040gal-0.60EF | Stor_UEF-Gas-040gal-HI-0.64UEF | Stor_UEF-Gas-040gal-HI-0.68UEF | Available |  | 0 | 0 |  | ErRobNc |  | WtrHt-Res-Gas |  | None | 2020-01-01 | [6 empty] | Standard |  | 1 | 1 | 0 | Deemed Ex Ante Team |  |  |  | Updated to indicate claim/filing status
2020 | RG-WtrHt-SmlStrg-Gas-Ite75kBtuh-40G-HI-0p68UEF | Efficient residential water heater: 40 gallon gas water heater (UEF=0.68) replaces 40 gallon standard gas water heater | DEER2019 | D20 v0 | 2020-11-24 16:30 | RG-WtrHt-SmlStrg-Gas-Ite75kBtuh-40G-HD-0p68UEF | DEER | Standard | None | 0 | 0 | None |  | 0 |  | 0 | Res | Any | SHW | Heating | WaterHtg_eq | Stor_UEF |  | WtrHt-Res-Gas | Small storage Gas water heater: 40 gallon, EF = 0.60 | Small storage Gas water heater: 40 gallon, UEF = 0.64, RE = 0.77, Cap = 40 kBTUh, UA = 6.60 BTU/hr-F, VentW: 0, AuxBTUh: 350, high draw | Small storage Gas water heater: 40 gallon, UEF = 0.68, RE = 0.79, Cap = 40.7 kBTUh, UA = 3.91 BTU/hr-F, VentW: 0, AuxBTUh: 350, high draw | Stor_EF-Gas-040gal-0.60EF | Stor_UEF-Gas-040gal-HI-0.64UEF | Stor_UEF-Gas-040gal-HI-0.68UEF | Available |  | 0 | 0 | DEER2019 Proposed Update | ErRobNc |  | WtrHt-Res-Gas |  | None | 2019-01-01 | 2019-12-31 | [5 empty] | Standard |  | 1 | 1 | 0 | Deemed Ex Ante Team |  |  |  | Updated to indicate claim/filing status
2020 | RG-WtrHt-SmlStrg-Gas-Ite75kBtuh-40G-MD-0p64UEF | Efficient residential water heater: 40 gallon gas water heater (UEF=0.64) replaces 40 gallon standard gas water heater | DEER2019 | D20 v0 | 2020-11-24 16:30 | RG-WtrHt-SmlStrg-Gas-Ite75kBtuh-40G-MD-0p64UEF | DEER | Standard | None | 0 | 0 | None |  | 0 |  | 0 | Res | Any | SHW | Heating | WaterHtg_eq | Stor_UEF |  | WtrHt-Res-Gas | Small storage Gas water heater: 40 gallon, EF = 0.60 | Small storage Gas water heater: 40 gallon, UEF = 0.58, RE = 0.77, Cap = 37.5 kBTUh, UA = 7.19 BTU/hr-F, VentW: 0, AuxBTUh: 350, medium draw | Small storage Gas water heater: 40 gallon, UEF = 0.64, RE = 0.77, Cap = 39.3 kBTUh, UA = 3.59 BTU/hr-F, VentW: 0, AuxBTUh: 350, medium draw | Stor_EF-Gas-040gal-0.60EF | Stor_UEF-Gas-040gal-MD-0.58UEF | Stor_UEF-Gas-040gal-MD-0.64UEF | Available |  | 0 | 0 | DEER2019 Proposed Update | ErRobNc |  | WtrHt-Res-Gas |  | None | 2019-01-01 | 2019-12-31 | [5 empty] | Standard |  | 1 | 1 | 0 | Deemed Ex Ante Team |  |  |  | Updated to indicate claim/filing status
2020 | RG-WtrHt-SmlStrg-Gas-Ite75kBtuh-40G-MD-0p64UEF | Efficient residential water heater: 40 gallon gas water heater (UEF=0.64) replaces 40 gallon standard gas water heater | DEER2020 | D20 v1 | 2020-11-24 16:30 | RG-WtrHt-SmlStrg-Gas-Ite75kBtuh-40G-MD-0p64UEF | DEER | Standard | None | 0 | 0 | None |  | 0 |  | 0 | Res | Any | SHW | Heating | WaterHtg_eq | Stor_UEF |  | WtrHt-Res-Gas | Small storage Gas water heater: 40 gallon, EF = 0.60 | Small storage Gas water heater: 40 gallon, UEF = 0.58, RE = 0.77, Cap = 37.5 kBTUh, UA = 7.19 BTU/hr-F, VentW: 0, AuxBTUh: 350, medium draw | Small storage Gas water heater: 40 gallon, UEF = 0.64, RE = 0.77, Cap = 39.3 kBTUh, UA = 3.59 BTU/hr-F, VentW: 0, AuxBTUh: 350, medium draw | Stor_EF-Gas-040gal-0.60EF | Stor_UEF-Gas-040gal-MD-0.58UEF | Stor_UEF-Gas-040gal-MD-0.64UEF | Available |  | 0 | 0 |  | ErRobNc |  | WtrHt-Res-Gas |  | None | 2020-01-01 | [6 empty] | Standard |  | 1 | 1 | 0 | Deemed Ex Ante Team |  |  |  | Updated to indicate claim/filing status
2020 | RG-WtrHt-SmlStrg-Gas-Ite75kBtuh-50G-HI-0p68UEF | Efficient residential water heater: 50 gallon gas water heater (UEF=0.68) replaces 50 gallon standard gas water heater | DEER2020 | D20 v1 | 2020-11-24 16:30 | RG-WtrHt-SmlStrg-Gas-Ite75kBtuh-50G-HD-0p68UEF | DEER | Standard | None | 0 | 0 | None |  | 0 |  | 0 | Res | Any | SHW | Heating | WaterHtg_eq | Stor_UEF |  | WtrHt-Res-Gas | Small storage Gas water heater: 50 gallon, EF = 0.59 | Small storage Gas water heater: 50 gallon, UEF = 0.63, RE = 0.8, Cap = 42 kBTUh, UA = 9.07 BTU/hr-F, VentW: 0, AuxBTUh: 350, high draw | Small storage Gas water heater: 50 gallon, UEF = 0.68, RE = 0.79, Cap = 49.7 kBTUh, UA = 4.322 BTU/hr-F, VentW: 0, AuxBTUh: 350, high draw | Stor_EF-Gas-050gal-0.59EF | Stor_UEF-Gas-050gal-HI-0.63UEF | Stor_UEF-Gas-050gal-HI-0.68UEF | Available |  | 0 | 0 |  | ErRobNc |  | WtrHt-Res-Gas |  | None | 2020-01-01 | [6 empty] | Standard |  | 1 | 1 | 0 | Deemed Ex Ante Team |  |  |  | Updated to indicate claim/filing status
2020 | RG-WtrHt-SmlStrg-Gas-Ite75kBtuh-50G-HI-0p68UEF | Efficient residential water heater: 50 gallon gas water heater (UEF=0.68) replaces 50 gallon standard gas water heater | DEER2019 | D20 v0 | 2020-11-24 16:30 | RG-WtrHt-SmlStrg-Gas-Ite75kBtuh-50G-HD-0p68UEF | DEER | Standard | None | 0 | 0 | None |  | 0 |  | 0 | Res | Any | SHW | Heating | WaterHtg_eq | Stor_UEF |  | WtrHt-Res-Gas | Small storage Gas water heater: 50 gallon, EF = 0.59 | Small storage Gas water heater: 50 gallon, UEF = 0.63, RE = 0.8, Cap = 42 kBTUh, UA = 9.07 BTU/hr-F, VentW: 0, AuxBTUh: 350, high draw | Small storage Gas water heater: 50 gallon, UEF = 0.68, RE = 0.79, Cap = 49.7 kBTUh, UA = 4.322 BTU/hr-F, VentW: 0, AuxBTUh: 350, high draw | Stor_EF-Gas-050gal-0.59EF | Stor_UEF-Gas-050gal-HI-0.63UEF | Stor_UEF-Gas-050gal-HI-0.68UEF | Available |  | 0 | 0 | DEER2019 Proposed Update | ErRobNc |  | WtrHt-Res-Gas |  | None | 2019-01-01 | 2019-12-31 | [5 empty] | Standard |  | 1 | 1 | 0 | Deemed Ex Ante Team |  |  |  | Updated to indicate claim/filing status
2020 | RG-WtrHt-SmlStrg-Gas-Ite75kBtuh-50G-MD-0p64UEF | Efficient residential water heater: 50 gallon gas water heater (UEF=0.64) replaces 50 gallon standard gas water heater | DEER2019 | D20 v0 | 2020-11-24 16:30 | RG-WtrHt-SmlStrg-Gas-Ite75kBtuh-50G-MD-0p64UEF | DEER | Standard | None | 0 | 0 | None |  | 0 |  | 0 | Res | Any | SHW | Heating | WaterHtg_eq | Stor_UEF |  | WtrHt-Res-Gas | Small storage Gas water heater: 50 gallon, EF = 0.59 | Small storage Gas water heater: 50 gallon, UEF = 0.56, RE = 0.76, Cap = 40 kBTUh, UA = 6.71 BTU/hr-F, VentW: 0, AuxBTUh: 350, medium draw | Small storage Gas water heater: 50 gallon, UEF = 0.64, RE = 0.78, Cap = 39.7 kBTUh, UA = 3.98 BTU/hr-F, VentW: 0, AuxBTUh: 350, medium draw | Stor_EF-Gas-050gal-0.59EF | Stor_UEF-Gas-050gal-MD-0.56UEF | Stor_UEF-Gas-050gal-MD-0.64UEF | Available |  | 0 | 0 | DEER2019 Proposed Update | ErRobNc |  | WtrHt-Res-Gas |  | None | 2019-01-01 | 2019-12-31 | [5 empty] | Standard |  | 1 | 1 | 0 | Deemed Ex Ante Team |  |  |  | Updated to indicate claim/filing status
2020 | RG-WtrHt-SmlStrg-Gas-Ite75kBtuh-50G-MD-0p64UEF | Efficient residential water heater: 50 gallon gas water heater (UEF=0.64) replaces 50 gallon standard gas water heater | DEER2020 | D20 v1 | 2020-11-24 16:30 | RG-WtrHt-SmlStrg-Gas-Ite75kBtuh-50G-MD-0p64UEF | DEER | Standard | None | 0 | 0 | None |  | 0 |  | 0 | Res | Any | SHW | Heating | WaterHtg_eq | Stor_UEF |  | WtrHt-Res-Gas | Small storage Gas water heater: 50 gallon, EF = 0.59 | Small storage Gas water heater: 50 gallon, UEF = 0.56, RE = 0.76, Cap = 40 kBTUh, UA = 6.71 BTU/hr-F, VentW: 0, AuxBTUh: 350, medium draw | Small storage Gas water heater: 50 gallon, UEF = 0.64, RE = 0.78, Cap = 39.7 kBTUh, UA = 3.98 BTU/hr-F, VentW: 0, AuxBTUh: 350, medium draw | Stor_EF-Gas-050gal-0.59EF | Stor_UEF-Gas-050gal-MD-0.56UEF | Stor_UEF-Gas-050gal-MD-0.64UEF | Available |  | 0 | 0 |  | ErRobNc |  | WtrHt-Res-Gas |  | None | 2020-01-01 | [6 empty] | Standard |  | 1 | 1 | 0 | Deemed Ex Ante Team |  |  |  | Updated to indicate claim/filing status
2020 | R-InCmn-LEDFixt-1x4(7.1w) | LED Fixture (1'x4') with min. 140 LPW; standard technology is an equivalent performance linear fluorescent fixture - Res | DEER2019 | D20 v0 | 2020-11-24 16:30 | Res-Iltg-Cmn-dWatt-LF-kL | DEER | Scaled | DeltaWatts | 2.86 | 0 | None |  | 0 |  | 0 | Res | Any | Lighting | InCommon | Ltg_Fixture | LED_fixt |  | ILtg-Res-LED-50000hr+16yr |  | LED fixture with 100 LPW 1'x4' | LED fixture with 140 LPW 1'x4' |  |  | LEDFixt-1x4(8w) | Available |  | 0 | 0 | DEER2019 | NrNc |  |  |  | None | 2019-01-01 | 2019-12-31 | [5 empty] | Standard | Workpaper values updated 1/1/2019 to reflect 100% LED baseline; Expires 12/31/2019: Workpaper required for 1/1/2020 to update: annual HOU to reflect revised ISP/Title 24 control practices; DEER peak demand revision | 1 | 1 | 0 | Deemed Ex Ante Team |  | Workpaper values updated 1/1/2019 to reflect 100% LED baseline; Expires 12/31/2019: Workpaper required for 1/1/2020 to update: annual HOU to reflect revised ISP/Title 24 control practices; DEER peak demand revision |  | Updated to indicate claim/filing status
2020 | R-InCmn-LEDFixt-1x4(8w) | LED Fixture (1'x4') with min. 125 LPW; standard technology is an equivalent performance linear fluorescent fixture - Com | DEER2019 | D20 v0 | 2020-11-24 16:30 | Res-Iltg-Cmn-dWatt-LF-kL | DEER | Scaled | DeltaWatts | 2 | 0 | None |  | 0 |  | 0 | Res | Any | Lighting | InCommon | Ltg_Fixture | LED_fixt |  | ILtg-Res-LED-50000hr+16yr |  | LED fixture with 100 LPW 1'x4' | LED fixture with 125 LPW 1'x4' |  |  | LEDFixt-1x4(8w) | Available |  | 0 | 0 | DEER2019 | NrNc |  |  |  | None | 2019-01-01 | 2019-12-31 | [5 empty] | Standard | Workpaper values updated 1/1/2019 to reflect 100% LED baseline; Expires 12/31/2019: Workpaper required for 1/1/2020 to update: annual HOU to reflect revised ISP/Title 24 control practices; DEER peak demand revision | 1 | 1 | 0 | Deemed Ex Ante Team |  | Workpaper values updated 1/1/2019 to reflect 100% LED baseline; Expires 12/31/2019: Workpaper required for 1/1/2020 to update: annual HOU to reflect revised ISP/Title 24 control practices; DEER peak demand revision |  | Updated to indicate claim/filing status
2020 | R-InCmn-LEDFixt-2x2(7.1w) | LED Fixture (2'x2') with min. 140 LPW; standard technology is an equivalent performance linear fluorescent fixture - Res | DEER2019 | D20 v0 | 2020-11-24 16:30 | Res-Iltg-Cmn-dWatt-LF-kL | DEER | Scaled | DeltaWatts | 2.86 | 0 | None |  | 0 |  | 0 | Res | Any | Lighting | InCommon | Ltg_Fixture | LED_fixt |  | ILtg-Res-LED-50000hr+16yr |  | LED fixture with 100 LPW 2'x2' | LED fixture with 140 LPW 2'x2' |  |  | LEDFixt-2x2(8w) | Available |  | 0 | 0 | DEER2019 | NrNc |  |  |  | None | 2019-01-01 | 2019-12-31 | [5 empty] | Standard | Workpaper values updated 1/1/2019 to reflect 100% LED baseline; Expires 12/31/2019: Workpaper required for 1/1/2020 to update: annual HOU to reflect revised ISP/Title 24 control practices; DEER peak demand revision | 1 | 1 | 0 | Deemed Ex Ante Team |  | Workpaper values updated 1/1/2019 to reflect 100% LED baseline; Expires 12/31/2019: Workpaper required for 1/1/2020 to update: annual HOU to reflect revised ISP/Title 24 control practices; DEER peak demand revision |  | Updated to indicate claim/filing status
2020 | R-InCmn-LEDFixt-2x2(8w) | LED Fixture (2'x2') with min. 125 LPW; standard technology is an equivalent performance linear fluorescent fixture - Com | DEER2019 | D20 v0 | 2020-11-24 16:30 | Res-Iltg-Cmn-dWatt-LF-kL | DEER | Scaled | DeltaWatts | 2 | 0 | None |  | 0 |  | 0 | Res | Any | Lighting | InCommon | Ltg_Fixture | LED_fixt |  | ILtg-Res-LED-50000hr+16yr |  | LED fixture with 100 LPW 2'x2' | LED fixture with 125 LPW 2'x2' |  |  | LEDFixt-2x2(8w) | Available |  | 0 | 0 | DEER2019 | NrNc |  |  |  | None | 2019-01-01 | 2019-12-31 | [5 empty] | Standard | Workpaper values updated 1/1/2019 to reflect 100% LED baseline; Expires 12/31/2019: Workpaper required for 1/1/2020 to update: annual HOU to reflect revised ISP/Title 24 control practices; DEER peak demand revision | 1 | 1 | 0 | Deemed Ex Ante Team |  | Workpaper values updated 1/1/2019 to reflect 100% LED baseline; Expires 12/31/2019: Workpaper required for 1/1/2020 to update: annual HOU to reflect revised ISP/Title 24 control practices; DEER peak demand revision |  | Updated to indicate claim/filing status
2020 | R-InCmn-LEDFixt-2x4(7.1w) | LED Fixture (2'x4') with min. 140 LPW; standard technology is an equivalent performance linear fluorescent fixture - Res | DEER2019 | D20 v0 | 2020-11-24 16:30 | Res-Iltg-Cmn-dWatt-LF-kL | DEER | Scaled | DeltaWatts | 2.86 | 0 | None |  | 0 |  | 0 | Res | Any | Lighting | InCommon | Ltg_Fixture | LED_fixt |  | ILtg-Res-LED-50000hr+16yr |  | LED fixture with 100 LPW 2'x4' | LED fixture with 140 LPW 2'x4' |  |  | LEDFixt-2x4(8w) | Available |  | 0 | 0 | DEER2019 | NrNc |  |  |  | None | 2019-01-01 | 2019-12-31 | [5 empty] | Standard | Workpaper values updated 1/1/2019 to reflect 100% LED baseline; Expires 12/31/2019: Workpaper required for 1/1/2020 to update: annual HOU to reflect revised ISP/Title 24 control practices; DEER peak demand revision | 1 | 1 | 0 | Deemed Ex Ante Team |  | Workpaper values updated 1/1/2019 to reflect 100% LED baseline; Expires 12/31/2019: Workpaper required for 1/1/2020 to update: annual HOU to reflect revised ISP/Title 24 control practices; DEER peak demand revision |  | Updated to indicate claim/filing status
2020 | R-InCmn-LEDFixt-2x4(8w) | LED Fixture (2'x4') with min. 125 LPW; standard technology is an equivalent performance linear fluorescent fixture - Com | DEER2019 | D20 v0 | 2020-11-24 16:30 | Res-Iltg-Cmn-dWatt-LF-kL | DEER | Scaled | DeltaWatts | 2 | 0 | None |  | 0 |  | 0 | Res | Any | Lighting | InCommon | Ltg_Fixture | LED_fixt |  | ILtg-Res-LED-50000hr+16yr |  | LED fixture with 100 LPW 2'x4' | LED fixture with 125 LPW 2'x4' |  |  | LEDFixt-2x4(8w) | Available |  | 0 | 0 | DEER2019 | NrNc |  |  |  | None | 2019-01-01 | 2019-12-31 | [5 empty] | Standard | Workpaper values updated 1/1/2019 to reflect 100% LED baseline; Expires 12/31/2019: Workpaper required for 1/1/2020 to update: annual HOU to reflect revised ISP/Title 24 control practices; DEER peak demand revision | 1 | 1 | 0 | Deemed Ex Ante Team |  | Workpaper values updated 1/1/2019 to reflect 100% LED baseline; Expires 12/31/2019: Workpaper required for 1/1/2020 to update: annual HOU to reflect revised ISP/Title 24 control practices; DEER peak demand revision |  | Updated to indicate claim/filing status
2020 | R-InCmn-LEDFixt-RetKit-1x4(7.1w) | LED Fixture Retrofit Kit (1'x4') with min. 140 LPW; standard technology is an equivalent performance linear fluorescent fixture - Res | DEER2019 | D20 v0 | 2020-11-24 16:30 | Res-Iltg-Cmn-dWatt-LF-kL | DEER | Scaled | DeltaWatts | 2.86 | 0 | None |  | 0 |  | 0 | Res | Any | Lighting | InCommon | Ltg_Fixture | LED_fixt |  | ILtg-Res-LED-50000hr+16yr |  | LED retrofit kit with 100 LPW 1'x4' | LED retrofit kit with 140 LPW 1'x4' |  |  | LEDFixt-RetKit-1x4(8w) | Available |  | 0 | 0 | DEER2019 | NrNc |  |  |  | None | 2019-01-01 | 2019-12-31 | [5 empty] | Standard | Workpaper values updated 1/1/2019 to reflect 100% LED baseline; Expires 12/31/2019: Workpaper required for 1/1/2020 to update: annual HOU to reflect revised ISP/Title 24 control practices; DEER peak demand revision | 1 | 1 | 0 | Deemed Ex Ante Team |  | Workpaper values updated 1/1/2019 to reflect 100% LED baseline; Expires 12/31/2019: Workpaper required for 1/1/2020 to update: annual HOU to reflect revised ISP/Title 24 control practices; DEER peak demand revision |  | Updated to indicate claim/filing status
2020 | R-InCmn-LEDFixt-RetKit-1x4(8w) | LED Fixture Retrofit Kit (1'x4') with min. 125 LPW; standard technology is an equivalent performance linear fluorescent fixture - Com | DEER2019 | D20 v0 | 2020-11-24 16:30 | Res-Iltg-Cmn-dWatt-LF-kL | DEER | Scaled | DeltaWatts | 2 | 0 | None |  | 0 |  | 0 | Res | Any | Lighting | InCommon | Ltg_Fixture | LED_fixt |  | ILtg-Res-LED-50000hr+16yr |  | LED retrofit kit with 100 LPW 1'x4' | LED retrofit kit with 125 LPW 1'x4' |  |  | LEDFixt-RetKit-1x4(8w) | Available |  | 0 | 0 | DEER2019 | NrNc |  |  |  | None | 2019-01-01 | 2019-12-31 | [5 empty] | Standard | Workpaper values updated 1/1/2019 to reflect 100% LED baseline; Expires 12/31/2019: Workpaper required for 1/1/2020 to update: annual HOU to reflect revised ISP/Title 24 control practices; DEER peak demand revision | 1 | 1 | 0 | Deemed Ex Ante Team |  | Workpaper values updated 1/1/2019 to reflect 100% LED baseline; Expires 12/31/2019: Workpaper required for 1/1/2020 to update: annual HOU to reflect revised ISP/Title 24 control practices; DEER peak demand revision |  | Updated to indicate claim/filing status
2020 | R-InCmn-LEDFixt-RetKit-2x2(7.1w) | LED Fixture Retrofit Kit (2'x2') with min. 140 LPW; standard technology is an equivalent performance linear fluorescent fixture - Res | DEER2019 | D20 v0 | 2020-11-24 16:30 | Res-Iltg-Cmn-dWatt-LF-kL | DEER | Scaled | DeltaWatts | 2.86 | 0 | None |  | 0 |  | 0 | Res | Any | Lighting | InCommon | Ltg_Fixture | LED_fixt |  | ILtg-Res-LED-50000hr+16yr |  | LED retrofit kit with 100 LPW 2'x2' | LED retrofit kit with 140 LPW 2'x2' |  |  | LEDFixt-RetKit-2x2(8w) | Available |  | 0 | 0 | DEER2019 | NrNc |  |  |  | None | 2019-01-01 | 2019-12-31 | [5 empty] | Standard | Workpaper values updated 1/1/2019 to reflect 100% LED baseline; Expires 12/31/2019: Workpaper required for 1/1/2020 to update: annual HOU to reflect revised ISP/Title 24 control practices; DEER peak demand revision | 1 | 1 | 0 | Deemed Ex Ante Team |  | Workpaper values updated 1/1/2019 to reflect 100% LED baseline; Expires 12/31/2019: Workpaper required for 1/1/2020 to update: annual HOU to reflect revised ISP/Title 24 control practices; DEER peak demand revision |  | Updated to indicate claim/filing status
2020 | R-InCmn-LEDFixt-RetKit-2x2(8w) | LED Fixture Retrofit Kit (2'x2') with min. 125 LPW; standard technology is an equivalent performance linear fluorescent fixture - Com | DEER2019 | D20 v0 | 2020-11-24 16:30 | Res-Iltg-Cmn-dWatt-LF-kL | DEER | Scaled | DeltaWatts | 2 | 0 | None |  | 0 |  | 0 | Res | Any | Lighting | InCommon | Ltg_Fixture | LED_fixt |  | ILtg-Res-LED-50000hr+16yr |  | LED retrofit kit with 100 LPW 2'x2' | LED retrofit kit with 125 LPW 2'x2' |  |  | LEDFixt-RetKit-2x2(8w) | Available |  | 0 | 0 | DEER2019 | NrNc |  |  |  | None | 2019-01-01 | 2019-12-31 | [5 empty] | Standard | Workpaper values updated 1/1/2019 to reflect 100% LED baseline; Expires 12/31/2019: Workpaper required for 1/1/2020 to update: annual HOU to reflect revised ISP/Title 24 control practices; DEER peak demand revision | 1 | 1 | 0 | Deemed Ex Ante Team |  | Workpaper values updated 1/1/2019 to reflect 100% LED baseline; Expires 12/31/2019: Workpaper required for 1/1/2020 to update: annual HOU to reflect revised ISP/Title 24 control practices; DEER peak demand revision |  | Updated to indicate claim/filing status
2020 | R-InCmn-LEDFixt-RetKit-2x4(7.1w) | LED Fixture Retrofit Kit (2'x4') with min. 140 LPW; standard technology is an equivalent performance linear fluorescent fixture - Res | DEER2019 | D20 v0 | 2020-11-24 16:30 | Res-Iltg-Cmn-dWatt-LF-kL | DEER | Scaled | DeltaWatts | 2.86 | 0 | None |  | 0 |  | 0 | Res | Any | Lighting | InCommon | Ltg_Fixture | LED_fixt |  | ILtg-Res-LED-50000hr+16yr |  | LED retrofit kit with 100 LPW 2'x4' | LED retrofit kit with 140 LPW 2'x4' |  |  | LEDFixt-RetKit-2x4(8w) | Available |  | 0 | 0 | DEER2019 | NrNc |  |  |  | None | 2019-01-01 | 2019-12-31 | [5 empty] | Standard | Workpaper values updated 1/1/2019 to reflect 100% LED baseline; Expires 12/31/2019: Workpaper required for 1/1/2020 to update: annual HOU to reflect revised ISP/Title 24 control practices; DEER peak demand revision | 1 | 1 | 0 | Deemed Ex Ante Team |  | Workpaper values updated 1/1/2019 to reflect 100% LED baseline; Expires 12/31/2019: Workpaper required for 1/1/2020 to update: annual HOU to reflect revised ISP/Title 24 control practices; DEER peak demand revision |  | Updated to indicate claim/filing status
2020 | R-InCmn-LEDFixt-RetKit-2x4(8w) | LED Fixture Retrofit Kit (2'x4') with min. 125 LPW; standard technology is an equivalent performance linear fluorescent fixture - Com | DEER2019 | D20 v0 | 2020-11-24 16:30 | Res-Iltg-Cmn-dWatt-LF-kL | DEER | Scaled | DeltaWatts | 2 | 0 | None |  | 0 |  | 0 | Res | Any | Lighting | InCommon | Ltg_Fixture | LED_fixt |  | ILtg-Res-LED-50000hr+16yr |  | LED retrofit kit with 100 LPW 2'x4' | LED retrofit kit with 125 LPW 2'x4' |  |  | LEDFixt-RetKit-2x4(8w) | Available |  | 0 | 0 | DEER2019 | NrNc |  |  |  | None | 2019-01-01 | 2019-12-31 | [5 empty] | Standard | Workpaper values updated 1/1/2019 to reflect 100% LED baseline; Expires 12/31/2019: Workpaper required for 1/1/2020 to update: annual HOU to reflect revised ISP/Title 24 control practices; DEER peak demand revision | 1 | 1 | 0 | Deemed Ex Ante Team |  | Workpaper values updated 1/1/2019 to reflect 100% LED baseline; Expires 12/31/2019: Workpaper required for 1/1/2020 to update: annual HOU to reflect revised ISP/Title 24 control practices; DEER peak demand revision |  | Updated to indicate claim/filing status
2020 | R-In-LED-A19(EISA-Bin-100w-100LPW)-dWP2p4 | LED A Lamp replaces pre-existing standard lighting Wattage based on EISA bin and LPW | DEER2020 | D20v1 | 2020-11-24 16:30 | Res-Iltg-SI-dWatt | NonDEER | Scaled | DeltaWatts | 2.4 | 2.4 | None |  | 0 |  | 0 | Res | Any | Lighting | InGen-CFL | Ltg_Lamp | LED_lamp |  | ILtg-Res-LED-10000hr | LED A19 Basecase, 75% LED, 25% CFL | LED A19 Basecase, 75% LED, 25% CFL | LED Lamp: A19, EISA Bin 100, 100 LPW |  |  |  | Available |  | 0 | 0 |  | NrNc |  |  |  | None | 2020-01-01 | 2020-03-18 | [5 empty] | Standard | DEER2020 update for: revised EUL; revised impacts, IEFs and peak demand | 1 | 1 | 0 | Deemed Ex Ante Team |  | DEER2020 update for: revised EUL; revised impacts, IEFs and peak demand |  | Updated to indicate claim/filing status
2020 | R-In-LED-A19(EISA-Bin-100w-110LPW)-dWP2p6 | LED A Lamp replaces pre-existing standard lighting Wattage based on EISA bin and LPW | DEER2020 | D20v1 | 2020-11-24 16:30 | Res-Iltg-SI-dWatt | NonDEER | Scaled | DeltaWatts | 2.6 | 2.6 | None |  | 0 |  | 0 | Res | Any | Lighting | InGen-CFL | Ltg_Lamp | LED_lamp |  | ILtg-Res-LED-10000hr | LED A19 Basecase, 75% LED, 25% CFL | LED A19 Basecase, 75% LED, 25% CFL | LED Lamp: A19, EISA Bin 100, 110 LPW |  |  |  | Available |  | 0 | 0 |  | NrNc |  |  |  | None | 2020-01-01 | 2020-03-18 | [5 empty] | Standard | DEER2020 update for: revised EUL; revised impacts, IEFs and peak demand | 1 | 1 | 0 | Deemed Ex Ante Team |  | DEER2020 update for: revised EUL; revised impacts, IEFs and peak demand |  | Updated to indicate claim/filing status
2020 | R-In-LED-A19(EISA-Bin-100w-120LPW)-dWP3p3 | LED A Lamp replaces pre-existing standard lighting Wattage based on EISA bin and LPW | DEER2020 | D20v1 | 2020-11-24 16:30 | Res-Iltg-SI-dWatt | NonDEER | Scaled | DeltaWatts | 3.3 | 3.3 | None |  | 0 |  | 0 | Res | Any | Lighting | InGen-CFL | Ltg_Lamp | LED_lamp |  | ILtg-Res-LED-10000hr | LED A19 Basecase, 75% LED, 25% CFL | LED A19 Basecase, 75% LED, 25% CFL | LED Lamp: A19, EISA Bin 100, 120 LPW |  |  |  | Available |  | 0 | 0 |  | NrNc |  |  |  | None | 2020-01-01 | 2020-03-18 | [5 empty] | Standard | DEER2020 update for: revised EUL; revised impacts, IEFs and peak demand | 1 | 1 | 0 | Deemed Ex Ante Team |  | DEER2020 update for: revised EUL; revised impacts, IEFs and peak demand |  | Updated to indicate claim/filing status
2020 | R-In-LED-A19(EISA-Bin-100w-90LPW)-dWP2p0 | LED A Lamp replaces pre-existing standard lighting Wattage based on EISA bin and LPW | DEER2020 | D20v1 | 2020-11-24 16:30 | Res-Iltg-SI-dWatt | NonDEER | Scaled | DeltaWatts | 2 | 2 | None |  | 0 |  | 0 | Res | Any | Lighting | InGen-CFL | Ltg_Lamp | LED_lamp |  | ILtg-Res-LED-10000hr | LED A19 Basecase, 75% LED, 25% CFL | LED A19 Basecase, 75% LED, 25% CFL | LED Lamp: A19, EISA Bin 100, 90 LPW |  |  |  | Available |  | 0 | 0 |  | NrNc |  |  |  | None | 2020-01-01 | 2020-03-18 | [5 empty] | Standard | DEER2020 update for: revised EUL; revised impacts, IEFs and peak demand | 1 | 1 | 0 | Deemed Ex Ante Team |  | DEER2020 update for: revised EUL; revised impacts, IEFs and peak demand |  | Updated to indicate claim/filing status
2020 | R-In-LED-A19(EISA-Bin-40w-100LPW)-dWP1p1 | LED A Lamp replaces pre-existing standard lighting Wattage based on EISA bin and LPW | DEER2020 | D20v1 | 2020-11-24 16:30 | Res-Iltg-SI-dWatt | NonDEER | Scaled | DeltaWatts | 1.1 | 1.1 | None |  | 0 |  | 0 | Res | Any | Lighting | InGen-CFL | Ltg_Lamp | LED_lamp |  | ILtg-Res-LED-10000hr | LED A19 Basecase, 75% LED, 25% CFL | LED A19 Basecase, 75% LED, 25% CFL | LED Lamp: A19, EISA Bin 40, 100 LPW |  |  |  | Available |  | 0 | 0 |  | NrNc |  |  |  | None | 2020-01-01 | 2020-03-18 | [5 empty] | Standard | DEER2020 update for: revised EUL; revised impacts, IEFs and peak demand | 1 | 1 | 0 | Deemed Ex Ante Team |  | DEER2020 update for: revised EUL; revised impacts, IEFs and peak demand |  | Updated to indicate claim/filing status
2020 | R-In-LED-A19(EISA-Bin-40w-110LPW)-dWP1p2 | LED A Lamp replaces pre-existing standard lighting Wattage based on EISA bin and LPW | DEER2020 | D20v1 | 2020-11-24 16:30 | Res-Iltg-SI-dWatt | NonDEER | Scaled | DeltaWatts | 1.2 | 1.2 | None |  | 0 |  | 0 | Res | Any | Lighting | InGen-CFL | Ltg_Lamp | LED_lamp |  | ILtg-Res-LED-10000hr | LED A19 Basecase, 75% LED, 25% CFL | LED A19 Basecase, 75% LED, 25% CFL | LED Lamp: A19, EISA Bin 40, 110 LPW |  |  |  | Available |  | 0 | 0 |  | NrNc |  |  |  | None | 2020-01-01 | 2020-03-18 | [5 empty] | Standard | DEER2020 update for: revised EUL; revised impacts, IEFs and peak demand | 1 | 1 | 0 | Deemed Ex Ante Team |  | DEER2020 update for: revised EUL; revised impacts, IEFs and peak demand |  | Updated to indicate claim/filing status
2020 | R-In-LED-A19(EISA-Bin-40w-120LPW)-dWP1p5 | LED A Lamp replaces pre-existing standard lighting Wattage based on EISA bin and LPW | DEER2020 | D20v1 | 2020-11-24 16:30 | Res-Iltg-SI-dWatt | NonDEER | Scaled | DeltaWatts | 1.5 | 1.5 | None |  | 0 |  | 0 | Res | Any | Lighting | InGen-CFL | Ltg_Lamp | LED_lamp |  | ILtg-Res-LED-10000hr | LED A19 Basecase, 75% LED, 25% CFL | LED A19 Basecase, 75% LED, 25% CFL | LED Lamp: A19, EISA Bin 40, 120 LPW |  |  |  | Available |  | 0 | 0 |  | NrNc |  |  |  | None | 2020-01-01 | 2020-03-18 | [5 empty] | Standard | DEER2020 update for: revised EUL; revised impacts, IEFs and peak demand | 1 | 1 | 0 | Deemed Ex Ante Team |  | DEER2020 update for: revised EUL; revised impacts, IEFs and peak demand |  | Updated to indicate claim/filing status
2020 | R-In-LED-A19(EISA-Bin-40w-80LPW)-dWP0p8 | LED A Lamp replaces pre-existing standard lighting Wattage based on EISA bin and LPW | DEER2020 | D20v1 | 2020-11-24 16:30 | Res-Iltg-SI-dWatt | NonDEER | Scaled | DeltaWatts | 0.8 | 0.8 | None |  | 0 |  | 0 | Res | Any | Lighting | InGen-CFL | Ltg_Lamp | LED_lamp |  | ILtg-Res-LED-10000hr | LED A19 Basecase, 75% LED, 25% CFL | LED A19 Basecase, 75% LED, 25% CFL | LED Lamp: A19, EISA Bin 40, 80 LPW |  |  |  | Available |  | 0 | 0 |  | NrNc |  |  |  | None | 2020-01-01 | 2020-03-18 | [5 empty] | Standard | DEER2020 update for: revised EUL; revised impacts, IEFs and peak demand | 1 | 1 | 0 | Deemed Ex Ante Team |  | DEER2020 update for: revised EUL; revised impacts, IEFs and peak demand |  | Updated to indicate claim/filing status
2020 | R-In-LED-A19(EISA-Bin-40w-90LPW)-dWP1p0 | LED A Lamp replaces pre-existing standard lighting Wattage based on EISA bin and LPW | DEER2020 | D20v1 | 2020-11-24 16:30 | Res-Iltg-SI-dWatt | NonDEER | Scaled | DeltaWatts | 1 | 1 | None |  | 0 |  | 0 | Res | Any | Lighting | InGen-CFL | Ltg_Lamp | LED_lamp |  | ILtg-Res-LED-10000hr | LED A19 Basecase, 75% LED, 25% CFL | LED A19 Basecase, 75% LED, 25% CFL | LED Lamp: A19, EISA Bin 40, 90 LPW |  |  |  | Available |  | 0 | 0 |  | NrNc |  |  |  | None | 2020-01-01 | 2020-03-18 | [5 empty] | Standard | DEER2020 update for: revised EUL; revised impacts, IEFs and peak demand | 1 | 1 | 0 | Deemed Ex Ante Team |  | DEER2020 update for: revised EUL; revised impacts, IEFs and peak demand |  | Updated to indicate claim/filing status
2020 | R-In-LED-A19(EISA-Bin-60w-100LPW)-dWP1p4 | LED A Lamp replaces pre-existing standard lighting Wattage based on EISA bin and LPW | DEER2020 | D20v1 | 2020-11-24 16:30 | Res-Iltg-SI-dWatt | NonDEER | Scaled | DeltaWatts | 1.4 | 1.4 | None |  | 0 |  | 0 | Res | Any | Lighting | InGen-CFL | Ltg_Lamp | LED_lamp |  | ILtg-Res-LED-10000hr | LED A19 Basecase, 75% LED, 25% CFL | LED A19 Basecase, 75% LED, 25% CFL | LED Lamp: A19, EISA Bin 60, 100 LPW |  |  |  | Available |  | 0 | 0 |  | NrNc |  |  |  | None | 2020-01-01 | 2020-03-18 | [5 empty] | Standard | DEER2020 update for: revised EUL; revised impacts, IEFs and peak demand | 1 | 1 | 0 | Deemed Ex Ante Team |  | DEER2020 update for: revised EUL; revised impacts, IEFs and peak demand |  | Updated to indicate claim/filing status
2020 | R-In-LED-A19(EISA-Bin-60w-110LPW)-dWP1p5 | LED A Lamp replaces pre-existing standard lighting Wattage based on EISA bin and LPW | DEER2020 | D20v1 | 2020-11-24 16:30 | Res-Iltg-SI-dWatt | NonDEER | Scaled | DeltaWatts | 1.5 | 1.5 | None |  | 0 |  | 0 | Res | Any | Lighting | InGen-CFL | Ltg_Lamp | LED_lamp |  | ILtg-Res-LED-10000hr | LED A19 Basecase, 75% LED, 25% CFL | LED A19 Basecase, 75% LED, 25% CFL | LED Lamp: A19, EISA Bin 60, 110 LPW |  |  |  | Available |  | 0 | 0 |  | NrNc |  |  |  | None | 2020-01-01 | 2020-03-18 | [5 empty] | Standard | DEER2020 update for: revised EUL; revised impacts, IEFs and peak demand | 1 | 1 | 0 | Deemed Ex Ante Team |  | DEER2020 update for: revised EUL; revised impacts, IEFs and peak demand |  | Updated to indicate claim/filing status
2020 | R-In-LED-A19(EISA-Bin-60w-120LPW)-dWP1p8 | LED A Lamp replaces pre-existing standard lighting Wattage based on EISA bin and LPW | DEER2020 | D20v1 | 2020-11-24 16:30 | Res-Iltg-SI-dWatt | NonDEER | Scaled | DeltaWatts | 1.8 | 1.8 | None |  | 0 |  | 0 | Res | Any | Lighting | InGen-CFL | Ltg_Lamp | LED_lamp |  | ILtg-Res-LED-10000hr | LED A19 Basecase, 75% LED, 25% CFL | LED A19 Basecase, 75% LED, 25% CFL | LED Lamp: A19, EISA Bin 60, 120 LPW |  |  |  | Available |  | 0 | 0 |  | NrNc |  |  |  | None | 2020-01-01 | 2020-03-18 | [5 empty] | Standard | DEER2020 update for: revised EUL; revised impacts, IEFs and peak demand | 1 | 1 | 0 | Deemed Ex Ante Team |  | DEER2020 update for: revised EUL; revised impacts, IEFs and peak demand |  | Updated to indicate claim/filing status
2020 | R-In-LED-A19(EISA-Bin-60w-90LPW)-dWP1p3 | LED A Lamp replaces pre-existing standard lighting Wattage based on EISA bin and LPW | DEER2020 | D20v1 | 2020-11-24 16:30 | Res-Iltg-SI-dWatt | NonDEER | Scaled | DeltaWatts | 1.3 | 1.3 | None |  | 0 |  | 0 | Res | Any | Lighting | InGen-CFL | Ltg_Lamp | LED_lamp |  | ILtg-Res-LED-10000hr | LED A19 Basecase, 75% LED, 25% CFL | LED A19 Basecase, 75% LED, 25% CFL | LED Lamp: A19, EISA Bin 60, 90 LPW |  |  |  | Available |  | 0 | 0 |  | NrNc |  |  |  | None | 2020-01-01 | 2020-03-18 | [5 empty] | Standard | DEER2020 update for: revised EUL; revised impacts, IEFs and peak demand | 1 | 1 | 0 | Deemed Ex Ante Team |  | DEER2020 update for: revised EUL; revised impacts, IEFs and peak demand |  | Updated to indicate claim/filing status
2020 | R-In-LED-A19(EISA-Bin-75w-100LPW)-dWP1p7 | LED A Lamp replaces pre-existing standard lighting Wattage based on EISA bin and LPW | DEER2020 | D20v1 | 2020-11-24 16:30 | Res-Iltg-SI-dWatt | NonDEER | Scaled | DeltaWatts | 1.7 | 1.7 | None |  | 0 |  | 0 | Res | Any | Lighting | InGen-CFL | Ltg_Lamp | LED_lamp |  | ILtg-Res-LED-10000hr | LED A19 Basecase, 75% LED, 25% CFL | LED A19 Basecase, 75% LED, 25% CFL | LED Lamp: A19, EISA Bin 75, 100 LPW |  |  |  | Available |  | 0 | 0 |  | NrNc |  |  |  | None | 2020-01-01 | 2020-03-18 | [5 empty] | Standard | DEER2020 update for: revised EUL; revised impacts, IEFs and peak demand | 1 | 1 | 0 | Deemed Ex Ante Team |  | DEER2020 update for: revised EUL; revised impacts, IEFs and peak demand |  | Updated to indicate claim/filing status
2020 | R-In-LED-A19(EISA-Bin-75w-110LPW)-dWP1p9 | LED A Lamp replaces pre-existing standard lighting Wattage based on EISA bin and LPW | DEER2020 | D20v1 | 2020-11-24 16:30 | Res-Iltg-SI-dWatt | NonDEER | Scaled | DeltaWatts | 1.9 | 1.9 | None |  | 0 |  | 0 | Res | Any | Lighting | InGen-CFL | Ltg_Lamp | LED_lamp |  | ILtg-Res-LED-10000hr | LED A19 Basecase, 75% LED, 25% CFL | LED A19 Basecase, 75% LED, 25% CFL | LED Lamp: A19, EISA Bin 75, 110 LPW |  |  |  | Available |  | 0 | 0 |  | NrNc |  |  |  | None | 2020-01-01 | 2020-03-18 | [5 empty] | Standard | DEER2020 update for: revised EUL; revised impacts, IEFs and peak demand | 1 | 1 | 0 | Deemed Ex Ante Team |  | DEER2020 update for: revised EUL; revised impacts, IEFs and peak demand |  | Updated to indicate claim/filing status
2020 | R-In-LED-A19(EISA-Bin-75w-120LPW)-dWP2p3 | LED A Lamp replaces pre-existing standard lighting Wattage based on EISA bin and LPW | DEER2020 | D20v1 | 2020-11-24 16:30 | Res-Iltg-SI-dWatt | NonDEER | Scaled | DeltaWatts | 2.3 | 2.3 | None |  | 0 |  | 0 | Res | Any | Lighting | InGen-CFL | Ltg_Lamp | LED_lamp |  | ILtg-Res-LED-10000hr | LED A19 Basecase, 75% LED, 25% CFL | LED A19 Basecase, 75% LED, 25% CFL | LED Lamp: A19, EISA Bin 75, 80 LPW |  |  |  | Available |  | 0 | 0 |  | NrNc |  |  |  | None | 2020-01-01 | 2020-03-18 | [5 empty] | Standard | DEER2020 update for: revised EUL; revised impacts, IEFs and peak demand | 1 | 1 | 0 | Deemed Ex Ante Team |  | DEER2020 update for: revised EUL; revised impacts, IEFs and peak demand |  | Updated to indicate claim/filing status
2020 | R-In-LED-A19(EISA-Bin-75w-90LPW)-dWP1p5 | LED A Lamp replaces pre-existing standard lighting Wattage based on EISA bin and LPW | DEER2020 | D20v1 | 2020-11-24 16:30 | Res-Iltg-SI-dWatt | NonDEER | Scaled | DeltaWatts | 1.5 | 1.5 | None |  | 0 |  | 0 | Res | Any | Lighting | InGen-CFL | Ltg_Lamp | LED_lamp |  | ILtg-Res-LED-10000hr | LED A19 Basecase, 75% LED, 25% CFL | LED A19 Basecase, 75% LED, 25% CFL | LED Lamp: A19, EISA Bin 75, 90 LPW |  |  |  | Available |  | 0 | 0 |  | NrNc |  |  |  | None | 2020-01-01 | 2020-03-18 | [5 empty] | Standard | DEER2020 update for: revised EUL; revised impacts, IEFs and peak demand | 1 | 1 | 0 | Deemed Ex Ante Team |  | DEER2020 update for: revised EUL; revised impacts, IEFs and peak demand |  | Updated to indicate claim/filing status
2020 | R-In-LED-BR(11w)-dWP25 | Residential Indoor General Lighting: LED Lamp replaces pre-existing standard lighting Wattage. Measure includes Code case. Impacts: CFL-based HOU (varies by BldgType) | DEER2020 | D20v1 | 2020-11-24 16:30 | Res-Iltg-SI-dWatt | DEER | Scaled | BaseRatio |  |  | None |  | 0 |  | 1 | Res | Any | Lighting | InGen-ScrewIn | Ltg_Lamp | LED_lamp |  | ILtg-Res-LED-20000hr |  |  |  | LEDratio0328 | LEDratio0328 | LED-BR(11w) | Available |  | 0 | 0 |  | NrNc |  |  |  | None | 2020-01-01 | 2020-03-18 | [5 empty] | Standard | DEER2020 update for: revised impacts, IEFs and peak demand | 1 | 1 | 0 | Deemed Ex Ante Team |  | DEER2020 update for: revised impacts, IEFs and peak demand |  | Updated to indicate claim/filing status
2020 | R-In-LED-BR(14w)-dWP28 | Residential Indoor General Lighting: LED Lamp replaces pre-existing standard lighting Wattage. Measure includes Code case. Impacts: CFL-based HOU (varies by BldgType) | DEER2020 | D20v1 | 2020-11-24 16:30 | Res-Iltg-SI-dWatt | DEER | Scaled | BaseRatio |  |  | None |  | 0 |  | 1 | Res | Any | Lighting | InGen-ScrewIn | Ltg_Lamp | LED_lamp |  | ILtg-Res-LED-20000hr |  |  |  | LEDratio0297 | LEDratio0297 | LED-BR(14w) | Available |  | 0 | 0 |  | NrNc |  |  |  | None | 2020-01-01 | 2020-03-18 | [5 empty] | Standard | DEER2020 update for: revised impacts, IEFs and peak demand | 1 | 1 | 0 | Deemed Ex Ante Team |  | DEER2020 update for: revised impacts, IEFs and peak demand |  | Updated to indicate claim/filing status
2020 | R-In-LED-BR(6w)-dWP19 | Residential Indoor General Lighting: LED Lamp replaces pre-existing standard lighting Wattage. Measure includes Code case. Impacts: CFL-based HOU (varies by BldgType) | DEER2020 | D20v1 | 2020-11-24 16:30 | Res-Iltg-SI-dWatt | DEER | Scaled | BaseRatio |  |  | None |  | 0 |  | 1 | Res | Any | Lighting | InGen-ScrewIn | Ltg_Lamp | LED_lamp |  | ILtg-Res-LED-20000hr |  |  |  | LEDratio0417 | LEDratio0417 | LED-BR(6w) | Available |  | 0 | 0 |  | NrNc |  |  |  | None | 2020-01-01 | 2020-03-18 | [5 empty] | Standard | DEER2020 update for: revised impacts, IEFs and peak demand | 1 | 1 | 0 | Deemed Ex Ante Team |  | DEER2020 update for: revised impacts, IEFs and peak demand |  | Updated to indicate claim/filing status
2020 | R-In-LED-Candle(1.8w)-dWP6 | Residential Indoor General Lighting: LED Lamp replaces pre-existing standard lighting Wattage. Measure includes Code case. Impacts: CFL-based HOU (varies by BldgType) | DEER2020 | D20v1 | 2020-11-24 16:30 | Res-Iltg-SI-dWatt | DEER | Scaled | BaseRatio |  |  | None |  | 0 |  | 1 | Res | Any | Lighting | InGen-ScrewIn | Ltg_Lamp | LED_lamp |  | ILtg-Res-LED-15000hr |  |  |  | LEDratio0461 | LEDratio0461 | LED-Candle(1.8w) | Available |  | 0 | 0 |  | NrNc |  |  |  | None | 2020-01-01 | 2020-03-18 | [5 empty] | Standard | DEER2020 update for: revised impacts, IEFs and peak demand | 1 | 1 | 0 | Deemed Ex Ante Team |  | DEER2020 update for: revised impacts, IEFs and peak demand |  | Updated to indicate claim/filing status
2020 | R-In-LED-Candle(1w)-dWP4 | Residential Indoor General Lighting: LED Lamp replaces pre-existing standard lighting Wattage. Measure includes Code case. Impacts: CFL-based HOU (varies by BldgType) | DEER2020 | D20v1 | 2020-11-24 16:30 | Res-Iltg-SI-dWatt | DEER | Scaled | BaseRatio |  |  | None |  | 0 |  | 1 | Res | Any | Lighting | InGen-ScrewIn | Ltg_Lamp | LED_lamp |  | ILtg-Res-LED-15000hr |  |  |  | LEDratio0461 | LEDratio0461 | LED-Candle(1w) | Available |  | 0 | 0 |  | NrNc |  |  |  | None | 2020-01-01 | 2020-03-18 | [5 empty] | Standard | DEER2020 update for: revised impacts, IEFs and peak demand | 1 | 1 | 0 | Deemed Ex Ante Team |  | DEER2020 update for: revised impacts, IEFs and peak demand |  | Updated to indicate claim/filing status
2020 | R-In-LED-Candle(2w)-dWP7 | Residential Indoor General Lighting: LED Lamp replaces pre-existing standard lighting Wattage. Measure includes Code case. Impacts: CFL-based HOU (varies by BldgType) | DEER2020 | D20v1 | 2020-11-24 16:30 | Res-Iltg-SI-dWatt | DEER | Scaled | BaseRatio |  |  | None |  | 0 |  | 1 | Res | Any | Lighting | InGen-ScrewIn | Ltg_Lamp | LED_lamp |  | ILtg-Res-LED-15000hr |  |  |  | LEDratio0461 | LEDratio0461 | LED-Candle(2w) | Available |  | 0 | 0 |  | NrNc |  |  |  | None | 2020-01-01 | 2020-03-18 | [5 empty] | Standard | DEER2020 update for: revised impacts, IEFs and peak demand | 1 | 1 | 0 | Deemed Ex Ante Team |  | DEER2020 update for: revised impacts, IEFs and peak demand |  | Updated to indicate claim/filing status
2020 | R-In-LED-Candle(3w)-dWP11 | Residential Indoor General Lighting: LED Lamp replaces pre-existing standard lighting Wattage. Measure includes Code case. Impacts: CFL-based HOU (varies by BldgType) | DEER2020 | D20v1 | 2020-11-24 16:30 | Res-Iltg-SI-dWatt | DEER | Scaled | BaseRatio |  |  | None |  | 0 |  | 1 | Res | Any | Lighting | InGen-ScrewIn | Ltg_Lamp | LED_lamp |  | ILtg-Res-LED-15000hr |  |  |  | LEDratio0461 | LEDratio0461 | LED-Candle(3w) | Available |  | 0 | 0 |  | NrNc |  |  |  | None | 2020-01-01 | 2020-03-18 | [5 empty] | Standard | DEER2020 update for: revised impacts, IEFs and peak demand | 1 | 1 | 0 | Deemed Ex Ante Team |  | DEER2020 update for: revised impacts, IEFs and peak demand |  | Updated to indicate claim/filing status
2020 | R-In-LED-Candle(4w)-dWP14 | Residential Indoor General Lighting: LED Lamp replaces pre-existing standard lighting Wattage. Measure includes Code case. Impacts: CFL-based HOU (varies by BldgType) | DEER2020 | D20v1 | 2020-11-24 16:30 | Res-Iltg-SI-dWatt | DEER | Scaled | BaseRatio |  |  | None |  | 0 |  | 1 | Res | Any | Lighting | InGen-ScrewIn | Ltg_Lamp | LED_lamp |  | ILtg-Res-LED-15000hr |  |  |  | LEDratio0461 | LEDratio0461 | LED-Candle(4w) | Available |  | 0 | 0 |  | NrNc |  |  |  | None | 2020-01-01 | 2020-03-18 | [5 empty] | Standard | DEER2020 update for: revised impacts, IEFs and peak demand | 1 | 1 | 0 | Deemed Ex Ante Team |  | DEER2020 update for: revised impacts, IEFs and peak demand |  | Updated to indicate claim/filing status
2020 | R-In-LED-Candle(5w)-dWP18 | Residential Indoor General Lighting: LED Lamp replaces pre-existing standard lighting Wattage. Measure includes Code case. Impacts: CFL-based HOU (varies by BldgType) | DEER2020 | D20v1 | 2020-11-24 16:30 | Res-Iltg-SI-dWatt | DEER | Scaled | BaseRatio |  |  | None |  | 0 |  | 1 | Res | Any | Lighting | InGen-ScrewIn | Ltg_Lamp | LED_lamp |  | ILtg-Res-LED-15000hr |  |  |  | LEDratio0461 | LEDratio0461 | LED-Candle(5w) | Available |  | 0 | 0 |  | NrNc |  |  |  | None | 2020-01-01 | 2020-03-18 | [5 empty] | Standard | DEER2020 update for: revised impacts, IEFs and peak demand | 1 | 1 | 0 | Deemed Ex Ante Team |  | DEER2020 update for: revised impacts, IEFs and peak demand |  | Updated to indicate claim/filing status
2020 | R-In-LED-CanRet(10w)-dWP13 | Residential Indoor General Lighting: LED Lamp replaces pre-existing standard lighting Wattage. Measure includes Code case. Impacts: CFL-based HOU (varies by BldgType) | DEER2020 | D20v1 | 2020-11-24 16:30 | Res-Iltg-SI-dWatt | DEER | Scaled | BaseRatio |  |  | None |  | 0 |  | 1 | Res | Any | Lighting | InGen-ScrewIn | Ltg_Lamp | LED_lamp |  | ILtg-Res-LED-20000hr |  |  |  | LEDratio0234 | LEDratio0234 | LED-CanRet(10w) | Available |  | 0 | 0 |  | NrNc |  |  |  | None | 2020-01-01 | 2020-03-18 | [5 empty] | Standard | DEER2020 update for: revised impacts, IEFs and peak demand | 1 | 1 | 0 | Deemed Ex Ante Team |  | DEER2020 update for: revised impacts, IEFs and peak demand |  | Updated to indicate claim/filing status
2020 | R-In-LED-CanRet(11w)-dWP15 | Residential Indoor General Lighting: LED Lamp replaces pre-existing standard lighting Wattage. Measure includes Code case. Impacts: CFL-based HOU (varies by BldgType) | DEER2020 | D20v1 | 2020-11-24 16:30 | Res-Iltg-SI-dWatt | DEER | Scaled | BaseRatio |  |  | None |  | 0 |  | 1 | Res | Any | Lighting | InGen-ScrewIn | Ltg_Lamp | LED_lamp |  | ILtg-Res-LED-20000hr |  |  |  | LEDratio0234 | LEDratio0234 | LED-CanRet(11w) | Available |  | 0 | 0 |  | NrNc |  |  |  | None | 2020-01-01 | 2020-03-18 | [5 empty] | Standard | DEER2020 update for: revised impacts, IEFs and peak demand | 1 | 1 | 0 | Deemed Ex Ante Team |  | DEER2020 update for: revised impacts, IEFs and peak demand |  | Updated to indicate claim/filing status
2020 | R-In-LED-CanRet(12w)-dWP16 | Residential Indoor General Lighting: LED Lamp replaces pre-existing standard lighting Wattage. Measure includes Code case. Impacts: CFL-based HOU (varies by BldgType) | DEER2020 | D20v1 | 2020-11-24 16:30 | Res-Iltg-SI-dWatt | DEER | Scaled | BaseRatio |  |  | None |  | 0 |  | 1 | Res | Any | Lighting | InGen-ScrewIn | Ltg_Lamp | LED_lamp |  | ILtg-Res-LED-20000hr |  |  |  | LEDratio0234 | LEDratio0234 | LED-CanRet(12w) | Available |  | 0 | 0 |  | NrNc |  |  |  | None | 2020-01-01 | 2020-03-18 | [5 empty] | Standard | DEER2020 update for: revised impacts, IEFs and peak demand | 1 | 1 | 0 | Deemed Ex Ante Team |  | DEER2020 update for: revised impacts, IEFs and peak demand |  | Updated to indicate claim/filing status
2020 | R-In-LED-CanRet(13w)-dWP17 | Residential Indoor General Lighting: LED Lamp replaces pre-existing standard lighting Wattage. Measure includes Code case. Impacts: CFL-based HOU (varies by BldgType) | DEER2020 | D20v1 | 2020-11-24 16:30 | Res-Iltg-SI-dWatt | DEER | Scaled | BaseRatio |  |  | None |  | 0 |  | 1 | Res | Any | Lighting | InGen-ScrewIn | Ltg_Lamp | LED_lamp |  | ILtg-Res-LED-20000hr |  |  |  | LEDratio0234 | LEDratio0234 | LED-CanRet(13w) | Available |  | 0 | 0 |  | NrNc |  |  |  | None | 2020-01-01 | 2020-03-18 | [5 empty] | Standard | DEER2020 update for: revised impacts, IEFs and peak demand | 1 | 1 | 0 | Deemed Ex Ante Team |  | DEER2020 update for: revised impacts, IEFs and peak demand |  | Updated to indicate claim/filing status
2020 | R-In-LED-CanRet(14w)-dWP19 | Residential Indoor General Lighting: LED Lamp replaces pre-existing standard lighting Wattage. Measure includes Code case. Impacts: CFL-based HOU (varies by BldgType) | DEER2020 | D20v1 | 2020-11-24 16:30 | Res-Iltg-SI-dWatt | DEER | Scaled | BaseRatio |  |  | None |  | 0 |  | 1 | Res | Any | Lighting | InGen-ScrewIn | Ltg_Lamp | LED_lamp |  | ILtg-Res-LED-20000hr |  |  |  | LEDratio0234 | LEDratio0234 | LED-CanRet(14w) | Available |  | 0 | 0 |  | NrNc |  |  |  | None | 2020-01-01 | 2020-03-18 | [5 empty] | Standard | DEER2020 update for: revised impacts, IEFs and peak demand | 1 | 1 | 0 | Deemed Ex Ante Team |  | DEER2020 update for: revised impacts, IEFs and peak demand |  | Updated to indicate claim/filing status
2020 | R-In-LED-CanRet(15w)-dWP20 | Residential Indoor General Lighting: LED Lamp replaces pre-existing standard lighting Wattage. Measure includes Code case. Impacts: CFL-based HOU (varies by BldgType) | DEER2020 | D20v1 | 2020-11-24 16:30 | Res-Iltg-SI-dWatt | DEER | Scaled | BaseRatio |  |  | None |  | 0 |  | 1 | Res | Any | Lighting | InGen-ScrewIn | Ltg_Lamp | LED_lamp |  | ILtg-Res-LED-20000hr |  |  |  | LEDratio0234 | LEDratio0234 | LED-CanRet(15w) | Available |  | 0 | 0 |  | NrNc |  |  |  | None | 2020-01-01 | 2020-03-18 | [5 empty] | Standard | DEER2020 update for: revised impacts, IEFs and peak demand | 1 | 1 | 0 | Deemed Ex Ante Team |  | DEER2020 update for: revised impacts, IEFs and peak demand |  | Updated to indicate claim/filing status
2020 | R-In-LED-CanRet(20w)-dWP27 | Residential Indoor General Lighting: LED Lamp replaces pre-existing standard lighting Wattage. Measure includes Code case. Impacts: CFL-based HOU (varies by BldgType) | DEER2020 | D20v1 | 2020-11-24 16:30 | Res-Iltg-SI-dWatt | DEER | Scaled | BaseRatio |  |  | None |  | 0 |  | 1 | Res | Any | Lighting | InGen-ScrewIn | Ltg_Lamp | LED_lamp |  | ILtg-Res-LED-20000hr |  |  |  | LEDratio0234 | LEDratio0234 | LED-CanRet(20w) | Available |  | 0 | 0 |  | NrNc |  |  |  | None | 2020-01-01 | 2020-03-18 | [5 empty] | Standard | DEER2020 update for: revised impacts, IEFs and peak demand | 1 | 1 | 0 | Deemed Ex Ante Team |  | DEER2020 update for: revised impacts, IEFs and peak demand |  | Updated to indicate claim/filing status
2020 | R-In-LED-CanRet(21w)-dWP28 | Residential Indoor General Lighting: LED Lamp replaces pre-existing standard lighting Wattage. Measure includes Code case. Impacts: CFL-based HOU (varies by BldgType) | DEER2020 | D20v1 | 2020-11-24 16:30 | Res-Iltg-SI-dWatt | DEER | Scaled | BaseRatio |  |  | None |  | 0 |  | 1 | Res | Any | Lighting | InGen-ScrewIn | Ltg_Lamp | LED_lamp |  | ILtg-Res-LED-20000hr |  |  |  | LEDratio0234 | LEDratio0234 | LED-CanRet(21w) | Available |  | 0 | 0 |  | NrNc |  |  |  | None | 2020-01-01 | 2020-03-18 | [5 empty] | Standard | DEER2020 update for: revised impacts, IEFs and peak demand | 1 | 1 | 0 | Deemed Ex Ante Team |  | DEER2020 update for: revised impacts, IEFs and peak demand |  | Updated to indicate claim/filing status
2020 | R-In-LED-CanRet(23w)-dWP31 | Residential Indoor General Lighting: LED Lamp replaces pre-existing standard lighting Wattage. Measure includes Code case. Impacts: CFL-based HOU (varies by BldgType) | DEER2020 | D20v1 | 2020-11-24 16:30 | Res-Iltg-SI-dWatt | DEER | Scaled | BaseRatio |  |  | None |  | 0 |  | 1 | Res | Any | Lighting | InGen-ScrewIn | Ltg_Lamp | LED_lamp |  | ILtg-Res-LED-20000hr |  |  |  | LEDratio0234 | LEDratio0234 | LED-CanRet(23w) | Available |  | 0 | 0 |  | NrNc |  |  |  | None | 2020-01-01 | 2020-03-18 | [5 empty] | Standard | DEER2020 update for: revised impacts, IEFs and peak demand | 1 | 1 | 0 | Deemed Ex Ante Team |  | DEER2020 update for: revised impacts, IEFs and peak demand |  | Updated to indicate claim/filing status
2020 | R-In-LED-CanRet(8w)-dWP11 | Residential Indoor General Lighting: LED Lamp replaces pre-existing standard lighting Wattage. Measure includes Code case. Impacts: CFL-based HOU (varies by BldgType) | DEER2020 | D20v1 | 2020-11-24 16:30 | Res-Iltg-SI-dWatt | DEER | Scaled | BaseRatio |  |  | None |  | 0 |  | 1 | Res | Any | Lighting | InGen-ScrewIn | Ltg_Lamp | LED_lamp |  | ILtg-Res-LED-20000hr |  |  |  | LEDratio0234 | LEDratio0234 | LED-CanRet(8w) | Available |  | 0 | 0 |  | NrNc |  |  |  | None | 2020-01-01 | 2020-03-18 | [5 empty] | Standard | DEER2020 update for: revised impacts, IEFs and peak demand | 1 | 1 | 0 | Deemed Ex Ante Team |  | DEER2020 update for: revised impacts, IEFs and peak demand |  | Updated to indicate claim/filing status
2020 | R-In-LED-CanRet(9w)-dWP12 | Residential Indoor General Lighting: LED Lamp replaces pre-existing standard lighting Wattage. Measure includes Code case. Impacts: CFL-based HOU (varies by BldgType) | DEER2020 | D20v1 | 2020-11-24 16:30 | Res-Iltg-SI-dWatt | DEER | Scaled | BaseRatio |  |  | None |  | 0 |  | 1 | Res | Any | Lighting | InGen-ScrewIn | Ltg_Lamp | LED_lamp |  | ILtg-Res-LED-20000hr |  |  |  | LEDratio0234 | LEDratio0234 | LED-CanRet(9w) | Available |  | 0 | 0 |  | NrNc |  |  |  | None | 2020-01-01 | 2020-03-18 | [5 empty] | Standard | DEER2020 update for: revised impacts, IEFs and peak demand | 1 | 1 | 0 | Deemed Ex Ante Team |  | DEER2020 update for: revised impacts, IEFs and peak demand |  | Updated to indicate claim/filing status
2020 | R-In-LEDFixt-1(11w)-dWP21-dWC15 | Residential Indoor General Lighting: LED Fixture replaces pre-existing standard lighting Wattage. Measure includes Code case. | DEER2020 | D20v1 | 2020-11-24 16:30 | Res-Iltg-SI-dWatt | DEER | Scaled | BaseRatio |  |  | None |  | 0 |  | 1 | Res | Any | Lighting | InGen-ScrewIn | Ltg_Fixture | LED_fixt |  | ILtg-Res-LED-50000hr+12yr |  |  |  | LEDratio0296 | LEDratio0242 | LEDFixt-1(11w) | Available |  | 0 | 0 |  | ArNrNc |  | LtgFixture-Default |  | None | 2020-01-01 | 2020-03-18 | [5 empty] | Standard | DEER2020 update for: ISP/Title 24 wattage baseline; revised impacts, IEFs and peak demand | 1 | 1 | 0 | Deemed Ex Ante Team |  | DEER2020 update for: ISP/Title 24 wattage baseline; revised impacts, IEFs and peak demand |  | Updated to indicate claim/filing status
2020 | R-In-LEDFixt-1(14w)-dWP27-dWC19 | Residential Indoor General Lighting: LED Fixture replaces pre-existing standard lighting Wattage. Measure includes Code case. | DEER2020 | D20v1 | 2020-11-24 16:30 | Res-Iltg-SI-dWatt | DEER | Scaled | BaseRatio |  |  | None |  | 0 |  | 1 | Res | Any | Lighting | InGen-ScrewIn | Ltg_Fixture | LED_fixt |  | ILtg-Res-LED-50000hr+12yr |  |  |  | LEDratio0296 | LEDratio0242 | LEDFixt-1(14w) | Available |  | 0 | 0 |  | ArNrNc |  | LtgFixture-Default |  | None | 2020-01-01 | 2020-03-18 | [5 empty] | Standard | DEER2020 update for: ISP/Title 24 wattage baseline; revised impacts, IEFs and peak demand | 1 | 1 | 0 | Deemed Ex Ante Team |  | DEER2020 update for: ISP/Title 24 wattage baseline; revised impacts, IEFs and peak demand |  | Updated to indicate claim/filing status
2020 | R-In-LEDFixt-1(16w)-dWP31-dWC22 | Residential Indoor General Lighting: LED Fixture replaces pre-existing standard lighting Wattage. Measure includes Code case. | DEER2020 | D20v1 | 2020-11-24 16:30 | Res-Iltg-SI-dWatt | DEER | Scaled | BaseRatio |  |  | None |  | 0 |  | 1 | Res | Any | Lighting | InGen-ScrewIn | Ltg_Fixture | LED_fixt |  | ILtg-Res-LED-50000hr+12yr |  |  |  | LEDratio0296 | LEDratio0242 | LEDFixt-1(16w) | Available |  | 0 | 0 |  | ArNrNc |  | LtgFixture-Default |  | None | 2020-01-01 | 2020-03-18 | [5 empty] | Standard | DEER2020 update for: ISP/Title 24 wattage baseline; revised impacts, IEFs and peak demand | 1 | 1 | 0 | Deemed Ex Ante Team |  | DEER2020 update for: ISP/Title 24 wattage baseline; revised impacts, IEFs and peak demand |  | Updated to indicate claim/filing status
2020 | R-In-LEDFixt-1(26w)-dWP50-dWC36 | Residential Indoor General Lighting: LED Fixture replaces pre-existing standard lighting Wattage. Measure includes Code case. | DEER2020 | D20v1 | 2020-11-24 16:30 | Res-Iltg-SI-dWatt | DEER | Scaled | BaseRatio |  |  | None |  | 0 |  | 1 | Res | Any | Lighting | InGen-ScrewIn | Ltg_Fixture | LED_fixt |  | ILtg-Res-LED-50000hr+12yr |  |  |  | LEDratio0296 | LEDratio0242 | LEDFixt-1(26w) | Available |  | 0 | 0 |  | ArNrNc |  | LtgFixture-Default |  | None | 2020-01-01 | 2020-03-18 | [5 empty] | Standard | DEER2020 update for: ISP/Title 24 wattage baseline; revised impacts, IEFs and peak demand | 1 | 1 | 0 | Deemed Ex Ante Team |  | DEER2020 update for: ISP/Title 24 wattage baseline; revised impacts, IEFs and peak demand |  | Updated to indicate claim/filing status
2020 | R-In-LEDFixt-1(35w)-dWP68-dWC49 | Residential Indoor General Lighting: LED Fixture replaces pre-existing standard lighting Wattage. Measure includes Code case. | DEER2020 | D20v1 | 2020-11-24 16:30 | Res-Iltg-SI-dWatt | DEER | Scaled | BaseRatio |  |  | None |  | 0 |  | 1 | Res | Any | Lighting | InGen-ScrewIn | Ltg_Fixture | LED_fixt |  | ILtg-Res-LED-50000hr+12yr |  |  |  | LEDratio0296 | LEDratio0242 | LEDFixt-1(35w) | Available |  | 0 | 0 |  | ArNrNc |  | LtgFixture-Default |  | None | 2020-01-01 | 2020-03-18 | [5 empty] | Standard | DEER2020 update for: ISP/Title 24 wattage baseline; revised impacts, IEFs and peak demand | 1 | 1 | 0 | Deemed Ex Ante Team |  | DEER2020 update for: ISP/Title 24 wattage baseline; revised impacts, IEFs and peak demand |  | Updated to indicate claim/filing status
2020 | R-In-LEDFixt-1(37w)-dWP72-dWC52 | Residential Indoor General Lighting: LED Fixture replaces pre-existing standard lighting Wattage. Measure includes Code case. | DEER2020 | D20v1 | 2020-11-24 16:30 | Res-Iltg-SI-dWatt | DEER | Scaled | BaseRatio |  |  | None |  | 0 |  | 1 | Res | Any | Lighting | InGen-ScrewIn | Ltg_Fixture | LED_fixt |  | ILtg-Res-LED-50000hr+12yr |  |  |  | LEDratio0296 | LEDratio0242 | LEDFixt-1(37w) | Available |  | 0 | 0 |  | ArNrNc |  | LtgFixture-Default |  | None | 2020-01-01 | 2020-03-18 | [5 empty] | Standard | DEER2020 update for: ISP/Title 24 wattage baseline; revised impacts, IEFs and peak demand | 1 | 1 | 0 | Deemed Ex Ante Team |  | DEER2020 update for: ISP/Title 24 wattage baseline; revised impacts, IEFs and peak demand |  | Updated to indicate claim/filing status
2020 | R-In-LEDFixt-1(38w)-dWP74-dWC53 | Residential Indoor General Lighting: LED Fixture replaces pre-existing standard lighting Wattage. Measure includes Code case. | DEER2020 | D20v1 | 2020-11-24 16:30 | Res-Iltg-SI-dWatt | DEER | Scaled | BaseRatio |  |  | None |  | 0 |  | 1 | Res | Any | Lighting | InGen-ScrewIn | Ltg_Fixture | LED_fixt |  | ILtg-Res-LED-50000hr+12yr |  |  |  | LEDratio0296 | LEDratio0242 | LEDFixt-1(38w) | Available |  | 0 | 0 |  | ArNrNc |  | LtgFixture-Default |  | None | 2020-01-01 | 2020-03-18 | [5 empty] | Standard | DEER2020 update for: ISP/Title 24 wattage baseline; revised impacts, IEFs and peak demand | 1 | 1 | 0 | Deemed Ex Ante Team |  | DEER2020 update for: ISP/Title 24 wattage baseline; revised impacts, IEFs and peak demand |  | Updated to indicate claim/filing status
2020 | R-In-LEDFixt(17w)-dWP33-dWC24 | Residential Indoor General Lighting: LED Fixture replaces pre-existing standard lighting Wattage. Measure includes Code case. | DEER2020 | D20v1 | 2020-11-24 16:30 | Res-Iltg-SI-dWatt | DEER | Scaled | BaseRatio |  |  | None |  | 0 |  | 1 | Res | Any | Lighting | InGen-ScrewIn | Ltg_Fixture | LED_fixt |  | ILtg-Res-LED-50000hr+12yr |  |  |  | LEDratio0296 | LEDratio0242 | LEDFixt(17w) | Available |  | 0 | 0 |  | ArNrNc |  | LtgFixture-Default |  | None | 2020-01-01 | 2020-03-18 | [5 empty] | Standard | DEER2020 update for: ISP/Title 24 wattage baseline; revised impacts, IEFs and peak demand | 1 | 1 | 0 | Deemed Ex Ante Team |  | DEER2020 update for: ISP/Title 24 wattage baseline; revised impacts, IEFs and peak demand |  | Updated to indicate claim/filing status
2020 | R-In-LEDFixt(20w)-dWP39-dWC28 | Residential Indoor General Lighting: LED Fixture replaces pre-existing standard lighting Wattage. Measure includes Code case. | DEER2020 | D20v1 | 2020-11-24 16:30 | Res-Iltg-SI-dWatt | DEER | Scaled | BaseRatio |  |  | None |  | 0 |  | 1 | Res | Any | Lighting | InGen-ScrewIn | Ltg_Fixture | LED_fixt |  | ILtg-Res-LED-50000hr+12yr |  |  |  | LEDratio0296 | LEDratio0242 | LEDFixt(20w) | Available |  | 0 | 0 |  | ArNrNc |  | LtgFixture-Default |  | None | 2020-01-01 | 2020-03-18 | [5 empty] | Standard | DEER2020 update for: ISP/Title 24 wattage baseline; revised impacts, IEFs and peak demand | 1 | 1 | 0 | Deemed Ex Ante Team |  | DEER2020 update for: ISP/Title 24 wattage baseline; revised impacts, IEFs and peak demand |  | Updated to indicate claim/filing status
2020 | R-In-LEDFixt-2(13w)-dWP25-dWC18 | Residential Indoor General Lighting: LED Fixture replaces pre-existing standard lighting Wattage. Measure includes Code case. | DEER2020 | D20v1 | 2020-11-24 16:30 | Res-Iltg-SI-dWatt | DEER | Scaled | BaseRatio |  |  | None |  | 0 |  | 1 | Res | Any | Lighting | InGen-ScrewIn | Ltg_Fixture | LED_fixt |  | ILtg-Res-LED-50000hr+12yr |  |  |  | LEDratio0296 | LEDratio0242 | LEDFixt-2(13w) | Available |  | 0 | 0 |  | ArNrNc |  | LtgFixture-Default |  | None | 2020-01-01 | 2020-03-18 | [5 empty] | Standard | DEER2020 update for: ISP/Title 24 wattage baseline; revised impacts, IEFs and peak demand | 1 | 1 | 0 | Deemed Ex Ante Team |  | DEER2020 update for: ISP/Title 24 wattage baseline; revised impacts, IEFs and peak demand |  | Updated to indicate claim/filing status
2020 | R-In-LEDFixt-2(24w)-dWP47-dWC34 | Residential Indoor General Lighting: LED Fixture replaces pre-existing standard lighting Wattage. Measure includes Code case. | DEER2020 | D20v1 | 2020-11-24 16:30 | Res-Iltg-SI-dWatt | DEER | Scaled | BaseRatio |  |  | None |  | 0 |  | 1 | Res | Any | Lighting | InGen-ScrewIn | Ltg_Fixture | LED_fixt |  | ILtg-Res-LED-50000hr+12yr |  |  |  | LEDratio0296 | LEDratio0242 | LEDFixt-2(24w) | Available |  | 0 | 0 |  | ArNrNc |  | LtgFixture-Default |  | None | 2020-01-01 | 2020-03-18 | [5 empty] | Standard | DEER2020 update for: ISP/Title 24 wattage baseline; revised impacts, IEFs and peak demand | 1 | 1 | 0 | Deemed Ex Ante Team |  | DEER2020 update for: ISP/Title 24 wattage baseline; revised impacts, IEFs and peak demand |  | Updated to indicate claim/filing status
2020 | R-In-LEDFixt-2(25w)-dWP49-dWC35 | Residential Indoor General Lighting: LED Fixture replaces pre-existing standard lighting Wattage. Measure includes Code case. | DEER2020 | D20v1 | 2020-11-24 16:30 | Res-Iltg-SI-dWatt | DEER | Scaled | BaseRatio |  |  | None |  | 0 |  | 1 | Res | Any | Lighting | InGen-ScrewIn | Ltg_Fixture | LED_fixt |  | ILtg-Res-LED-50000hr+12yr |  |  |  | LEDratio0296 | LEDratio0242 | LEDFixt-2(25w) | Available |  | 0 | 0 |  | ArNrNc |  | LtgFixture-Default |  | None | 2020-01-01 | 2020-03-18 | [5 empty] | Standard | DEER2020 update for: ISP/Title 24 wattage baseline; revised impacts, IEFs and peak demand | 1 | 1 | 0 | Deemed Ex Ante Team |  | DEER2020 update for: ISP/Title 24 wattage baseline; revised impacts, IEFs and peak demand |  | Updated to indicate claim/filing status
2020 | R-In-LEDFixt(22w)-dWP43-dWC31 | Residential Indoor General Lighting: LED Fixture replaces pre-existing standard lighting Wattage. Measure includes Code case. | DEER2020 | D20v1 | 2020-11-24 16:30 | Res-Iltg-SI-dWatt | DEER | Scaled | BaseRatio |  |  | None |  | 0 |  | 1 | Res | Any | Lighting | InGen-ScrewIn | Ltg_Fixture | LED_fixt |  | ILtg-Res-LED-50000hr+12yr |  |  |  | LEDratio0296 | LEDratio0242 | LEDFixt(22w) | Available |  | 0 | 0 |  | ArNrNc |  | LtgFixture-Default |  | None | 2020-01-01 | 2020-03-18 | [5 empty] | Standard | DEER2020 update for: ISP/Title 24 wattage baseline; revised impacts, IEFs and peak demand | 1 | 1 | 0 | Deemed Ex Ante Team |  | DEER2020 update for: ISP/Title 24 wattage baseline; revised impacts, IEFs and peak demand |  | Updated to indicate claim/filing status
2020 | R-In-LEDFixt-2(3w)-dWP5-dWC4 | Residential Indoor General Lighting: LED Fixture replaces pre-existing standard lighting Wattage. Measure includes Code case. | DEER2020 | D20v1 | 2020-11-24 16:30 | Res-Iltg-SI-dWatt | DEER | Scaled | BaseRatio |  |  | None |  | 0 |  | 1 | Res | Any | Lighting | InGen-ScrewIn | Ltg_Fixture | LED_fixt |  | ILtg-Res-LED-50000hr+12yr |  |  |  | LEDratio0296 | LEDratio0242 | LEDFixt-2(3w) | Available |  | 0 | 0 |  | ArNrNc |  | LtgFixture-Default |  | None | 2020-01-01 | 2020-03-18 | [5 empty] | Standard | DEER2020 update for: ISP/Title 24 wattage baseline; revised impacts, IEFs and peak demand | 1 | 1 | 0 | Deemed Ex Ante Team |  | DEER2020 update for: ISP/Title 24 wattage baseline; revised impacts, IEFs and peak demand |  | Updated to indicate claim/filing status
2020 | R-In-LEDFixt(27w)-dWP52-dWC38 | Residential Indoor General Lighting: LED Fixture replaces pre-existing standard lighting Wattage. Measure includes Code case. | DEER2020 | D20v1 | 2020-11-24 16:30 | Res-Iltg-SI-dWatt | DEER | Scaled | BaseRatio |  |  | None |  | 0 |  | 1 | Res | Any | Lighting | InGen-ScrewIn | Ltg_Fixture | LED_fixt |  | ILtg-Res-LED-50000hr+12yr |  |  |  | LEDratio0296 | LEDratio0242 | LEDFixt(27w) | Available |  | 0 | 0 |  | ArNrNc |  | LtgFixture-Default |  | None | 2020-01-01 | 2020-03-18 | [5 empty] | Standard | DEER2020 update for: ISP/Title 24 wattage baseline; revised impacts, IEFs and peak demand | 1 | 1 | 0 | Deemed Ex Ante Team |  | DEER2020 update for: ISP/Title 24 wattage baseline; revised impacts, IEFs and peak demand |  | Updated to indicate claim/filing status
2020 | R-In-LEDFixt(28w)-dWP54-dWC39 | Residential Indoor General Lighting: LED Fixture replaces pre-existing standard lighting Wattage. Measure includes Code case. | DEER2020 | D20v1 | 2020-11-24 16:30 | Res-Iltg-SI-dWatt | DEER | Scaled | BaseRatio |  |  | None |  | 0 |  | 1 | Res | Any | Lighting | InGen-ScrewIn | Ltg_Fixture | LED_fixt |  | ILtg-Res-LED-50000hr+12yr |  |  |  | LEDratio0296 | LEDratio0242 | LEDFixt(28w) | Available |  | 0 | 0 |  | ArNrNc |  | LtgFixture-Default |  | None | 2020-01-01 | 2020-03-18 | [5 empty] | Standard | DEER2020 update for: ISP/Title 24 wattage baseline; revised impacts, IEFs and peak demand | 1 | 1 | 0 | Deemed Ex Ante Team |  | DEER2020 update for: ISP/Title 24 wattage baseline; revised impacts, IEFs and peak demand |  | Updated to indicate claim/filing status
2020 | R-In-LEDFixt(29w)-dWP56-dWC41 | Residential Indoor General Lighting: LED Fixture replaces pre-existing standard lighting Wattage. Measure includes Code case. | DEER2020 | D20v1 | 2020-11-24 16:30 | Res-Iltg-SI-dWatt | DEER | Scaled | BaseRatio |  |  | None |  | 0 |  | 1 | Res | Any | Lighting | InGen-ScrewIn | Ltg_Fixture | LED_fixt |  | ILtg-Res-LED-50000hr+12yr |  |  |  | LEDratio0296 | LEDratio0242 | LEDFixt(29w) | Available |  | 0 | 0 |  | ArNrNc |  | LtgFixture-Default |  | None | 2020-01-01 | 2020-03-18 | [5 empty] | Standard | DEER2020 update for: ISP/Title 24 wattage baseline; revised impacts, IEFs and peak demand | 1 | 1 | 0 | Deemed Ex Ante Team |  | DEER2020 update for: ISP/Title 24 wattage baseline; revised impacts, IEFs and peak demand |  | Updated to indicate claim/filing status
2020 | R-In-LEDFixt(30w)-dWP58-dWC42 | Residential Indoor General Lighting: LED Fixture replaces pre-existing standard lighting Wattage. Measure includes Code case. | DEER2020 | D20v1 | 2020-11-24 16:30 | Res-Iltg-SI-dWatt | DEER | Scaled | BaseRatio |  |  | None |  | 0 |  | 1 | Res | Any | Lighting | InGen-ScrewIn | Ltg_Fixture | LED_fixt |  | ILtg-Res-LED-50000hr+12yr |  |  |  | LEDratio0296 | LEDratio0242 | LEDFixt(30w) | Available |  | 0 | 0 |  | ArNrNc |  | LtgFixture-Default |  | None | 2020-01-01 | 2020-03-18 | [5 empty] | Standard | DEER2020 update for: ISP/Title 24 wattage baseline; revised impacts, IEFs and peak demand | 1 | 1 | 0 | Deemed Ex Ante Team |  | DEER2020 update for: ISP/Title 24 wattage baseline; revised impacts, IEFs and peak demand |  | Updated to indicate claim/filing status
2020 | R-In-LEDFixt-3(15w)-dWP29-dWC21 | Residential Indoor General Lighting: LED Fixture replaces pre-existing standard lighting Wattage. Measure includes Code case. | DEER2020 | D20v1 | 2020-11-24 16:30 | Res-Iltg-SI-dWatt | DEER | Scaled | BaseRatio |  |  | None |  | 0 |  | 1 | Res | Any | Lighting | InGen-ScrewIn | Ltg_Fixture | LED_fixt |  | ILtg-Res-LED-50000hr+12yr |  |  |  | LEDratio0296 | LEDratio0242 | LEDFixt-3(15w) | Available |  | 0 | 0 |  | ArNrNc |  | LtgFixture-Default |  | None | 2020-01-01 | 2020-03-18 | [5 empty] | Standard | DEER2020 update for: ISP/Title 24 wattage baseline; revised impacts, IEFs and peak demand | 1 | 1 | 0 | Deemed Ex Ante Team |  | DEER2020 update for: ISP/Title 24 wattage baseline; revised impacts, IEFs and peak demand |  | Updated to indicate claim/filing status
2020 | R-In-LEDFixt-3(18w)-dWP35-dWC25 | Residential Indoor General Lighting: LED Fixture replaces pre-existing standard lighting Wattage. Measure includes Code case. | DEER2020 | D20v1 | 2020-11-24 16:30 | Res-Iltg-SI-dWatt | DEER | Scaled | BaseRatio |  |  | None |  | 0 |  | 1 | Res | Any | Lighting | InGen-ScrewIn | Ltg_Fixture | LED_fixt |  | ILtg-Res-LED-50000hr+12yr |  |  |  | LEDratio0296 | LEDratio0242 | LEDFixt-3(18w) | Available |  | 0 | 0 |  | ArNrNc |  | LtgFixture-Default |  | None | 2020-01-01 | 2020-03-18 | [5 empty] | Standard | DEER2020 update for: ISP/Title 24 wattage baseline; revised impacts, IEFs and peak demand | 1 | 1 | 0 | Deemed Ex Ante Team |  | DEER2020 update for: ISP/Title 24 wattage baseline; revised impacts, IEFs and peak demand |  | Updated to indicate claim/filing status
2020 | R-In-LEDFixt-3(19w)-dWP37-dWC26 | Residential Indoor General Lighting: LED Fixture replaces pre-existing standard lighting Wattage. Measure includes Code case. | DEER2020 | D20v1 | 2020-11-24 16:30 | Res-Iltg-SI-dWatt | DEER | Scaled | BaseRatio |  |  | None |  | 0 |  | 1 | Res | Any | Lighting | InGen-ScrewIn | Ltg_Fixture | LED_fixt |  | ILtg-Res-LED-50000hr+12yr |  |  |  | LEDratio0296 | LEDratio0242 | LEDFixt-3(19w) | Available |  | 0 | 0 |  | ArNrNc |  | LtgFixture-Default |  | None | 2020-01-01 | 2020-03-18 | [5 empty] | Standard | DEER2020 update for: ISP/Title 24 wattage baseline; revised impacts, IEFs and peak demand | 1 | 1 | 0 | Deemed Ex Ante Team |  | DEER2020 update for: ISP/Title 24 wattage baseline; revised impacts, IEFs and peak demand |  | Updated to indicate claim/filing status
2020 | R-In-LEDFixt(31w)-dWP60-dWC44 | Residential Indoor General Lighting: LED Fixture replaces pre-existing standard lighting Wattage. Measure includes Code case. | DEER2020 | D20v1 | 2020-11-24 16:30 | Res-Iltg-SI-dWatt | DEER | Scaled | BaseRatio |  |  | None |  | 0 |  | 1 | Res | Any | Lighting | InGen-ScrewIn | Ltg_Fixture | LED_fixt |  | ILtg-Res-LED-50000hr+12yr |  |  |  | LEDratio0296 | LEDratio0242 | LEDFixt(31w) | Available |  | 0 | 0 |  | ArNrNc |  | LtgFixture-Default |  | None | 2020-01-01 | 2020-03-18 | [5 empty] | Standard | DEER2020 update for: ISP/Title 24 wattage baseline; revised impacts, IEFs and peak demand | 1 | 1 | 0 | Deemed Ex Ante Team |  | DEER2020 update for: ISP/Title 24 wattage baseline; revised impacts, IEFs and peak demand |  | Updated to indicate claim/filing status
2020 | R-In-LEDFixt-3(21w)-dWP41-dWC29 | Residential Indoor General Lighting: LED Fixture replaces pre-existing standard lighting Wattage. Measure includes Code case. | DEER2020 | D20v1 | 2020-11-24 16:30 | Res-Iltg-SI-dWatt | DEER | Scaled | BaseRatio |  |  | None |  | 0 |  | 1 | Res | Any | Lighting | InGen-ScrewIn | Ltg_Fixture | LED_fixt |  | ILtg-Res-LED-50000hr+12yr |  |  |  | LEDratio0296 | LEDratio0242 | LEDFixt-3(21w) | Available |  | 0 | 0 |  | ArNrNc |  | LtgFixture-Default |  | None | 2020-01-01 | 2020-03-18 | [5 empty] | Standard | DEER2020 update for: ISP/Title 24 wattage baseline; revised impacts, IEFs and peak demand | 1 | 1 | 0 | Deemed Ex Ante Team |  | DEER2020 update for: ISP/Title 24 wattage baseline; revised impacts, IEFs and peak demand |  | Updated to indicate claim/filing status
2020 | R-In-LEDFixt(32w)-dWP62-dWC45 | Residential Indoor General Lighting: LED Fixture replaces pre-existing standard lighting Wattage. Measure includes Code case. | DEER2020 | D20v1 | 2020-11-24 16:30 | Res-Iltg-SI-dWatt | DEER | Scaled | BaseRatio |  |  | None |  | 0 |  | 1 | Res | Any | Lighting | InGen-ScrewIn | Ltg_Fixture | LED_fixt |  | ILtg-Res-LED-50000hr+12yr |  |  |  | LEDratio0296 | LEDratio0242 | LEDFixt(32w) | Available |  | 0 | 0 |  | ArNrNc |  | LtgFixture-Default |  | None | 2020-01-01 | 2020-03-18 | [5 empty] | Standard | DEER2020 update for: ISP/Title 24 wattage baseline; revised impacts, IEFs and peak demand | 1 | 1 | 0 | Deemed Ex Ante Team |  | DEER2020 update for: ISP/Title 24 wattage baseline; revised impacts, IEFs and peak demand |  | Updated to indicate claim/filing status
2020 | R-In-LEDFixt(33w)-dWP64-dWC46 | Residential Indoor General Lighting: LED Fixture replaces pre-existing standard lighting Wattage. Measure includes Code case. | DEER2020 | D20v1 | 2020-11-24 16:30 | Res-Iltg-SI-dWatt | DEER | Scaled | BaseRatio |  |  | None |  | 0 |  | 1 | Res | Any | Lighting | InGen-ScrewIn | Ltg_Fixture | LED_fixt |  | ILtg-Res-LED-50000hr+12yr |  |  |  | LEDratio0296 | LEDratio0242 | LEDFixt(33w) | Available |  | 0 | 0 |  | ArNrNc |  | LtgFixture-Default |  | None | 2020-01-01 | 2020-03-18 | [5 empty] | Standard | DEER2020 update for: ISP/Title 24 wattage baseline; revised impacts, IEFs and peak demand | 1 | 1 | 0 | Deemed Ex Ante Team |  | DEER2020 update for: ISP/Title 24 wattage baseline; revised impacts, IEFs and peak demand |  | Updated to indicate claim/filing status
2020 | R-In-LEDFixt(34w)-dWP66-dWC48 | Residential Indoor General Lighting: LED Fixture replaces pre-existing standard lighting Wattage. Measure includes Code case. | DEER2020 | D20v1 | 2020-11-24 16:30 | Res-Iltg-SI-dWatt | DEER | Scaled | BaseRatio |  |  | None |  | 0 |  | 1 | Res | Any | Lighting | InGen-ScrewIn | Ltg_Fixture | LED_fixt |  | ILtg-Res-LED-50000hr+12yr |  |  |  | LEDratio0296 | LEDratio0242 | LEDFixt(34w) | Available |  | 0 | 0 |  | ArNrNc |  | LtgFixture-Default |  | None | 2020-01-01 | 2020-03-18 | [5 empty] | Standard | DEER2020 update for: ISP/Title 24 wattage baseline; revised impacts, IEFs and peak demand | 1 | 1 | 0 | Deemed Ex Ante Team |  | DEER2020 update for: ISP/Title 24 wattage baseline; revised impacts, IEFs and peak demand |  | Updated to indicate claim/filing status
2020 | R-In-LEDFixt(36w)-dWP70-dWC51 | Residential Indoor General Lighting: LED Fixture replaces pre-existing standard lighting Wattage. Measure includes Code case. | DEER2020 | D20v1 | 2020-11-24 16:30 | Res-Iltg-SI-dWatt | DEER | Scaled | BaseRatio |  |  | None |  | 0 |  | 1 | Res | Any | Lighting | InGen-ScrewIn | Ltg_Fixture | LED_fixt |  | ILtg-Res-LED-50000hr+12yr |  |  |  | LEDratio0296 | LEDratio0242 | LEDFixt(36w) | Available |  | 0 | 0 |  | ArNrNc |  | LtgFixture-Default |  | None | 2020-01-01 | 2020-03-18 | [5 empty] | Standard | DEER2020 update for: ISP/Title 24 wattage baseline; revised impacts, IEFs and peak demand | 1 | 1 | 0 | Deemed Ex Ante Team |  | DEER2020 update for: ISP/Title 24 wattage baseline; revised impacts, IEFs and peak demand |  | Updated to indicate claim/filing status
2020 | R-In-LEDFixt-3(8w)-dWP15-dWC11 | Residential Indoor General Lighting: LED Fixture replaces pre-existing standard lighting Wattage. Measure includes Code case. | DEER2020 | D20v1 | 2020-11-24 16:30 | Res-Iltg-SI-dWatt | DEER | Scaled | BaseRatio |  |  | None |  | 0 |  | 1 | Res | Any | Lighting | InGen-ScrewIn | Ltg_Fixture | LED_fixt |  | ILtg-Res-LED-50000hr+12yr |  |  |  | LEDratio0296 | LEDratio0242 | LEDFixt-3(8w) | Available |  | 0 | 0 |  | ArNrNc |  | LtgFixture-Default |  | None | 2020-01-01 | 2020-03-18 | [5 empty] | Standard | DEER2020 update for: ISP/Title 24 wattage baseline; revised impacts, IEFs and peak demand | 1 | 1 | 0 | Deemed Ex Ante Team |  | DEER2020 update for: ISP/Title 24 wattage baseline; revised impacts, IEFs and peak demand |  | Updated to indicate claim/filing status
2020 | R-In-LEDFixt-3(9w)-dWP17-dWC12 | Residential Indoor General Lighting: LED Fixture replaces pre-existing standard lighting Wattage. Measure includes Code case. | DEER2020 | D20v1 | 2020-11-24 16:30 | Res-Iltg-SI-dWatt | DEER | Scaled | BaseRatio |  |  | None |  | 0 |  | 1 | Res | Any | Lighting | InGen-ScrewIn | Ltg_Fixture | LED_fixt |  | ILtg-Res-LED-50000hr+12yr |  |  |  | LEDratio0296 | LEDratio0242 | LEDFixt-3(9w) | Available |  | 0 | 0 |  | ArNrNc |  | LtgFixture-Default |  | None | 2020-01-01 | 2020-03-18 | [5 empty] | Standard | DEER2020 update for: ISP/Title 24 wattage baseline; revised impacts, IEFs and peak demand | 1 | 1 | 0 | Deemed Ex Ante Team |  | DEER2020 update for: ISP/Title 24 wattage baseline; revised impacts, IEFs and peak demand |  | Updated to indicate claim/filing status
2020 | R-In-LEDFixt(39w)-dWP76-dWC55 | Residential Indoor General Lighting: LED Fixture replaces pre-existing standard lighting Wattage. Measure includes Code case. | DEER2020 | D20v1 | 2020-11-24 16:30 | Res-Iltg-SI-dWatt | DEER | Scaled | BaseRatio |  |  | None |  | 0 |  | 1 | Res | Any | Lighting | InGen-ScrewIn | Ltg_Fixture | LED_fixt |  | ILtg-Res-LED-50000hr+12yr |  |  |  | LEDratio0296 | LEDratio0242 | LEDFixt(39w) | Available |  | 0 | 0 |  | ArNrNc |  | LtgFixture-Default |  | None | 2020-01-01 | 2020-03-18 | [5 empty] | Standard | DEER2020 update for: ISP/Title 24 wattage baseline; revised impacts, IEFs and peak demand | 1 | 1 | 0 | Deemed Ex Ante Team |  | DEER2020 update for: ISP/Title 24 wattage baseline; revised impacts, IEFs and peak demand |  | Updated to indicate claim/filing status
2020 | R-In-LEDFixt(40w)-dWP78-dWC56 | Residential Indoor General Lighting: LED Fixture replaces pre-existing standard lighting Wattage. Measure includes Code case. | DEER2020 | D20v1 | 2020-11-24 16:30 | Res-Iltg-SI-dWatt | DEER | Scaled | BaseRatio |  |  | None |  | 0 |  | 1 | Res | Any | Lighting | InGen-ScrewIn | Ltg_Fixture | LED_fixt |  | ILtg-Res-LED-50000hr+12yr |  |  |  | LEDratio0296 | LEDratio0242 | LEDFixt(40w) | Available |  | 0 | 0 |  | ArNrNc |  | LtgFixture-Default |  | None | 2020-01-01 | 2020-03-18 | [5 empty] | Standard | DEER2020 update for: ISP/Title 24 wattage baseline; revised impacts, IEFs and peak demand | 1 | 1 | 0 | Deemed Ex Ante Team |  | DEER2020 update for: ISP/Title 24 wattage baseline; revised impacts, IEFs and peak demand |  | Updated to indicate claim/filing status
2020 | R-In-LEDFixt-4(23w)-dWP45-dWC32 | Residential Indoor General Lighting: LED Fixture replaces pre-existing standard lighting Wattage. Measure includes Code case. | DEER2020 | D20v1 | 2020-11-24 16:30 | Res-Iltg-SI-dWatt | DEER | Scaled | BaseRatio |  |  | None |  | 0 |  | 1 | Res | Any | Lighting | InGen-ScrewIn | Ltg_Fixture | LED_fixt |  | ILtg-Res-LED-50000hr+12yr |  |  |  | LEDratio0296 | LEDratio0242 | LEDFixt-4(23w) | Available |  | 0 | 0 |  | ArNrNc |  | LtgFixture-Default |  | None | 2020-01-01 | 2020-03-18 | [5 empty] | Standard | DEER2020 update for: ISP/Title 24 wattage baseline; revised impacts, IEFs and peak demand | 1 | 1 | 0 | Deemed Ex Ante Team |  | DEER2020 update for: ISP/Title 24 wattage baseline; revised impacts, IEFs and peak demand |  | Updated to indicate claim/filing status
2020 | R-In-LEDFixt-6(12w)-dWP23-dWC17 | Residential Indoor General Lighting: LED Fixture replaces pre-existing standard lighting Wattage. Measure includes Code case. | DEER2020 | D20v1 | 2020-11-24 16:30 | Res-Iltg-SI-dWatt | DEER | Scaled | BaseRatio |  |  | None |  | 0 |  | 1 | Res | Any | Lighting | InGen-ScrewIn | Ltg_Fixture | LED_fixt |  | ILtg-Res-LED-50000hr+12yr |  |  |  | LEDratio0296 | LEDratio0242 | LEDFixt-6(12w) | Available |  | 0 | 0 |  | ArNrNc |  | LtgFixture-Default |  | None | 2020-01-01 | 2020-03-18 | [5 empty] | Standard | DEER2020 update for: ISP/Title 24 wattage baseline; revised impacts, IEFs and peak demand | 1 | 1 | 0 | Deemed Ex Ante Team |  | DEER2020 update for: ISP/Title 24 wattage baseline; revised impacts, IEFs and peak demand |  | Updated to indicate claim/filing status
2020 | R-In-LEDFixt-7(10w)-dWP19-dWC14 | Residential Indoor General Lighting: LED Fixture replaces pre-existing standard lighting Wattage. Measure includes Code case. | DEER2020 | D20v1 | 2020-11-24 16:30 | Res-Iltg-SI-dWatt | DEER | Scaled | BaseRatio |  |  | None |  | 0 |  | 1 | Res | Any | Lighting | InGen-ScrewIn | Ltg_Fixture | LED_fixt |  | ILtg-Res-LED-50000hr+12yr |  |  |  | LEDratio0296 | LEDratio0242 | LEDFixt-7(10w) | Available |  | 0 | 0 |  | ArNrNc |  | LtgFixture-Default |  | None | 2020-01-01 | 2020-03-18 | [5 empty] | Standard | DEER2020 update for: ISP/Title 24 wattage baseline; revised impacts, IEFs and peak demand | 1 | 1 | 0 | Deemed Ex Ante Team |  | DEER2020 update for: ISP/Title 24 wattage baseline; revised impacts, IEFs and peak demand |  | Updated to indicate claim/filing status
2020 | R-In-LEDFixt(7w)-dWP13-dWC9 | Residential Indoor General Lighting: LED Fixture replaces pre-existing standard lighting Wattage. Measure includes Code case. | DEER2020 | D20v1 | 2020-11-24 16:30 | Res-Iltg-SI-dWatt | DEER | Scaled | BaseRatio |  |  | None |  | 0 |  | 1 | Res | Any | Lighting | InGen-ScrewIn | Ltg_Fixture | LED_fixt |  | ILtg-Res-LED-50000hr+12yr |  |  |  | LEDratio0296 | LEDratio0242 | LEDFixt(7w) | Available |  | 0 | 0 |  | ArNrNc |  | LtgFixture-Default |  | None | 2020-01-01 | 2020-03-18 | [5 empty] | Standard | DEER2020 update for: ISP/Title 24 wattage baseline; revised impacts, IEFs and peak demand | 1 | 1 | 0 | Deemed Ex Ante Team |  | DEER2020 update for: ISP/Title 24 wattage baseline; revised impacts, IEFs and peak demand |  | Updated to indicate claim/filing status
2020 | R-In-LED-Glb(10w)-dWP21 | Residential Indoor General Lighting: LED Lamp replaces pre-existing standard lighting Wattage. Measure includes Code case. | DEER2020 | D20v1 | 2020-11-24 16:30 | Res-Iltg-SI-dWatt | DEER | Scaled | BaseRatio |  |  | None |  | 0 |  | 1 | Res | Any | Lighting | InGen-ScrewIn | Ltg_Lamp | LED_lamp |  | ILtg-Res-LED-20000hr |  |  |  | LEDratio0310 | LEDratio0310 | LED-Glb(10w) | Available |  | 0 | 0 |  | NrNc |  |  |  | None | 2020-01-01 | 2020-03-18 | [5 empty] | Standard | DEER2020 update for: revised impacts, IEFs and peak demand | 1 | 1 | 0 | Deemed Ex Ante Team |  | DEER2020 update for: revised impacts, IEFs and peak demand |  | Updated to indicate claim/filing status
2020 | R-In-LED-Glb(1w)-dWP4 | Residential Indoor General Lighting: LED Lamp replaces pre-existing standard lighting Wattage. Measure includes Code case. Impacts: CFL-based HOU (varies by BldgType) | DEER2020 | D20v1 | 2020-11-24 16:30 | Res-Iltg-SI-dWatt | DEER | Scaled | BaseRatio |  |  | None |  | 0 |  | 1 | Res | Any | Lighting | InGen-ScrewIn | Ltg_Lamp | LED_lamp |  | ILtg-Res-LED-15000hr |  |  |  | LEDratio0468 | LEDratio0468 | LED-Glb(1w) | Available |  | 0 | 0 |  | NrNc |  |  |  | None | 2020-01-01 | 2020-03-18 | [5 empty] | Standard | DEER2020 update for: revised impacts, IEFs and peak demand | 1 | 1 | 0 | Deemed Ex Ante Team |  | DEER2020 update for: revised impacts, IEFs and peak demand |  | Updated to indicate claim/filing status
2020 | R-In-LED-Glb(2w)-dWP7 | Residential Indoor General Lighting: LED Lamp replaces pre-existing standard lighting Wattage. Measure includes Code case. Impacts: CFL-based HOU (varies by BldgType) | DEER2020 | D20v1 | 2020-11-24 16:30 | Res-Iltg-SI-dWatt | DEER | Scaled | BaseRatio |  |  | None |  | 0 |  | 1 | Res | Any | Lighting | InGen-ScrewIn | Ltg_Lamp | LED_lamp |  | ILtg-Res-LED-15000hr |  |  |  | LEDratio0468 | LEDratio0468 | LED-Glb(2w) | Available |  | 0 | 0 |  | NrNc |  |  |  | None | 2020-01-01 | 2020-03-18 | [5 empty] | Standard | DEER2020 update for: revised impacts, IEFs and peak demand | 1 | 1 | 0 | Deemed Ex Ante Team |  | DEER2020 update for: revised impacts, IEFs and peak demand |  | Updated to indicate claim/filing status
2020 | R-In-LED-Glb(3w)-dWP6 | Residential Indoor General Lighting: LED Lamp replaces pre-existing standard lighting Wattage. Measure includes Code case. Impacts: CFL-based HOU (varies by BldgType) | DEER2020 | D20v1 | 2020-11-24 16:30 | Res-Iltg-SI-dWatt | DEER | Scaled | BaseRatio |  |  | None |  | 0 |  | 1 | Res | Any | Lighting | InGen-ScrewIn | Ltg_Lamp | LED_lamp |  | ILtg-Res-LED-20000hr |  |  |  | LEDratio0310 | LEDratio0310 | LED-Glb(3w) | Available |  | 0 | 0 |  | NrNc |  |  |  | None | 2020-01-01 | 2020-03-18 | [5 empty] | Standard | DEER2020 update for: revised impacts, IEFs and peak demand | 1 | 1 | 0 | Deemed Ex Ante Team |  | DEER2020 update for: revised impacts, IEFs and peak demand |  | Updated to indicate claim/filing status
2020 | R-In-LED-Glb(4w)-dWP8 | Residential Indoor General Lighting: LED Lamp replaces pre-existing standard lighting Wattage. Measure includes Code case. | DEER2020 | D20v1 | 2020-11-24 16:30 | Res-Iltg-SI-dWatt | DEER | Scaled | BaseRatio |  |  | None |  | 0 |  | 1 | Res | Any | Lighting | InGen-ScrewIn | Ltg_Lamp | LED_lamp |  | ILtg-Res-LED-20000hr |  |  |  | LEDratio0310 | LEDratio0310 | LED-Glb(4w) | Available |  | 0 | 0 |  | NrNc |  |  |  | None | 2020-01-01 | 2020-03-18 | [5 empty] | Standard | DEER2020 update for: revised impacts, IEFs and peak demand | 1 | 1 | 0 | Deemed Ex Ante Team |  | DEER2020 update for: revised impacts, IEFs and peak demand |  | Updated to indicate claim/filing status
2020 | R-In-LED-Glb(5w)-dWP11 | Residential Indoor General Lighting: LED Lamp replaces pre-existing standard lighting Wattage. Measure includes Code case. | DEER2020 | D20v1 | 2020-11-24 16:30 | Res-Iltg-SI-dWatt | DEER | Scaled | BaseRatio |  |  | None |  | 0 |  | 1 | Res | Any | Lighting | InGen-ScrewIn | Ltg_Lamp | LED_lamp |  | ILtg-Res-LED-20000hr |  |  |  | LEDratio0310 | LEDratio0310 | LED-Glb(5w) | Available |  | 0 | 0 |  | NrNc |  |  |  | None | 2020-01-01 | 2020-03-18 | [5 empty] | Standard | DEER2020 update for: revised impacts, IEFs and peak demand | 1 | 1 | 0 | Deemed Ex Ante Team |  | DEER2020 update for: revised impacts, IEFs and peak demand |  | Updated to indicate claim/filing status
2020 | R-In-LED-Glb(6w)-dWP13 | Residential Indoor General Lighting: LED Lamp replaces pre-existing standard lighting Wattage. Measure includes Code case. | DEER2020 | D20v1 | 2020-11-24 16:30 | Res-Iltg-SI-dWatt | DEER | Scaled | BaseRatio |  |  | None |  | 0 |  | 1 | Res | Any | Lighting | InGen-ScrewIn | Ltg_Lamp | LED_lamp |  | ILtg-Res-LED-20000hr |  |  |  | LEDratio0310 | LEDratio0310 | LED-Glb(6w) | Available |  | 0 | 0 |  | NrNc |  |  |  | None | 2020-01-01 | 2020-03-18 | [5 empty] | Standard | DEER2020 update for: revised impacts, IEFs and peak demand | 1 | 1 | 0 | Deemed Ex Ante Team |  | DEER2020 update for: revised impacts, IEFs and peak demand |  | Updated to indicate claim/filing status
2020 | R-In-LED-Glb(7w)-dWP15 | Residential Indoor General Lighting: LED Lamp replaces pre-existing standard lighting Wattage. Measure includes Code case. | DEER2020 | D20v1 | 2020-11-24 16:30 | Res-Iltg-SI-dWatt | DEER | Scaled | BaseRatio |  |  | None |  | 0 |  | 1 | Res | Any | Lighting | InGen-ScrewIn | Ltg_Lamp | LED_lamp |  | ILtg-Res-LED-20000hr |  |  |  | LEDratio0310 | LEDratio0310 | LED-Glb(7w) | Available |  | 0 | 0 |  | NrNc |  |  |  | None | 2020-01-01 | 2020-03-18 | [5 empty] | Standard | DEER2020 update for: revised impacts, IEFs and peak demand | 1 | 1 | 0 | Deemed Ex Ante Team |  | DEER2020 update for: revised impacts, IEFs and peak demand |  | Updated to indicate claim/filing status
2020 | R-In-LED-Glb(8w)-dWP17 | Residential Indoor General Lighting: LED Lamp replaces pre-existing standard lighting Wattage. Measure includes Code case. Impacts: CFL-based HOU (varies by BldgType) | DEER2020 | D20v1 | 2020-11-24 16:30 | Res-Iltg-SI-dWatt | DEER | Scaled | BaseRatio |  |  | None |  | 0 |  | 1 | Res | Any | Lighting | InGen-ScrewIn | Ltg_Lamp | LED_lamp |  | ILtg-Res-LED-20000hr |  |  |  | LEDratio0310 | LEDratio0310 | LED-Glb(8w) | Available |  | 0 | 0 |  | NrNc |  |  |  | None | 2020-01-01 | 2020-03-18 | [5 empty] | Standard | DEER2020 update for: revised impacts, IEFs and peak demand | 1 | 1 | 0 | Deemed Ex Ante Team |  | DEER2020 update for: revised impacts, IEFs and peak demand |  | Updated to indicate claim/filing status
2020 | R-In-LED-Glb(9w)-dWP19 | Residential Indoor General Lighting: LED Lamp replaces pre-existing standard lighting Wattage. Measure includes Code case. | DEER2020 | D20v1 | 2020-11-24 16:30 | Res-Iltg-SI-dWatt | DEER | Scaled | BaseRatio |  |  | None |  | 0 |  | 1 | Res | Any | Lighting | InGen-ScrewIn | Ltg_Lamp | LED_lamp |  | ILtg-Res-LED-20000hr |  |  |  | LEDratio0310 | LEDratio0310 | LED-Glb(9w) | Available |  | 0 | 0 |  | NrNc |  |  |  | None | 2020-01-01 | 2020-03-18 | [5 empty] | Standard | DEER2020 update for: revised impacts, IEFs and peak demand | 1 | 1 | 0 | Deemed Ex Ante Team |  | DEER2020 update for: revised impacts, IEFs and peak demand |  | Updated to indicate claim/filing status
2020 | R-In-LED-PAR20(10w)-dWP22 | Residential Indoor General Lighting: LED Lamp replaces pre-existing standard lighting Wattage. Measure includes Code case. Impacts: CFL-based HOU (varies by BldgType) | DEER2020 | D20v1 | 2020-11-24 16:30 | Res-Iltg-SI-dWatt | DEER | Scaled | BaseRatio |  |  | None |  | 0 |  | 1 | Res | Any | Lighting | InGen-ScrewIn | Ltg_Lamp | LED_lamp |  | ILtg-Res-LED-20000hr |  |  |  | LEDratio0321 | LEDratio0321 | LED-PAR20(10w) | Available |  | 0 | 0 |  | NrNc |  |  |  | None | 2020-01-01 | 2020-03-18 | [5 empty] | Standard | DEER2020 update for: revised impacts, IEFs and peak demand | 1 | 1 | 0 | Deemed Ex Ante Team |  | DEER2020 update for: revised impacts, IEFs and peak demand |  | Updated to indicate claim/filing status
2020 | R-In-LED-PAR20(13w)-dWP29 | Residential Indoor General Lighting: LED Lamp replaces pre-existing standard lighting Wattage. Measure includes Code case. Impacts: CFL-based HOU (varies by BldgType) | DEER2020 | D20v1 | 2020-11-24 16:30 | Res-Iltg-SI-dWatt | DEER | Scaled | BaseRatio |  |  | None |  | 0 |  | 1 | Res | Any | Lighting | InGen-ScrewIn | Ltg_Lamp | LED_lamp |  | ILtg-Res-LED-20000hr |  |  |  | LEDratio0321 | LEDratio0321 | LED-PAR20(13w) | Available |  | 0 | 0 |  | NrNc |  |  |  | None | 2020-01-01 | 2020-03-18 | [5 empty] | Standard | DEER2020 update for: revised impacts, IEFs and peak demand | 1 | 1 | 0 | Deemed Ex Ante Team |  | DEER2020 update for: revised impacts, IEFs and peak demand |  | Updated to indicate claim/filing status
2020 | R-In-LED-PAR20(4w)-dWP9 | Residential Indoor General Lighting: LED Lamp replaces pre-existing standard lighting Wattage. Measure includes Code case. Impacts: CFL-based HOU (varies by BldgType) | DEER2020 | D20v1 | 2020-11-24 16:30 | Res-Iltg-SI-dWatt | DEER | Scaled | BaseRatio |  |  | None |  | 0 |  | 1 | Res | Any | Lighting | InGen-ScrewIn | Ltg_Lamp | LED_lamp |  | ILtg-Res-LED-20000hr |  |  |  | LEDratio0321 | LEDratio0321 | LED-PAR20(4w) | Available |  | 0 | 0 |  | NrNc |  |  |  | None | 2020-01-01 | 2020-03-18 | [5 empty] | Standard | DEER2020 update for: revised impacts, IEFs and peak demand | 1 | 1 | 0 | Deemed Ex Ante Team |  | DEER2020 update for: revised impacts, IEFs and peak demand |  | Updated to indicate claim/filing status
2020 | R-In-LED-PAR20(5.5w)-dWP12 | Residential Indoor General Lighting: LED Lamp replaces pre-existing standard lighting Wattage. Measure includes Code case. Impacts: CFL-based HOU (varies by BldgType) | DEER2020 | D20v1 | 2020-11-24 16:30 | Res-Iltg-SI-dWatt | DEER | Scaled | BaseRatio |  |  | None |  | 0 |  | 1 | Res | Any | Lighting | InGen-ScrewIn | Ltg_Lamp | LED_lamp |  | ILtg-Res-LED-20000hr |  |  |  | LEDratio0321 | LEDratio0321 | LED-PAR20(5.5w) | Available |  | 0 | 0 |  | NrNc |  |  |  | None | 2020-01-01 | 2020-03-18 | [5 empty] | Standard | DEER2020 update for: revised impacts, IEFs and peak demand | 1 | 1 | 0 | Deemed Ex Ante Team |  | DEER2020 update for: revised impacts, IEFs and peak demand |  | Updated to indicate claim/filing status
2020 | R-In-LED-PAR20(6w)-dWP13 | Residential Indoor General Lighting: LED Lamp replaces pre-existing standard lighting Wattage. Measure includes Code case. Impacts: CFL-based HOU (varies by BldgType) | DEER2020 | D20v1 | 2020-11-24 16:30 | Res-Iltg-SI-dWatt | DEER | Scaled | BaseRatio |  |  | None |  | 0 |  | 1 | Res | Any | Lighting | InGen-ScrewIn | Ltg_Lamp | LED_lamp |  | ILtg-Res-LED-20000hr |  |  |  | LEDratio0321 | LEDratio0321 | LED-PAR20(6w) | Available |  | 0 | 0 |  | NrNc |  |  |  | None | 2020-01-01 | 2020-03-18 | [5 empty] | Standard | DEER2020 update for: revised impacts, IEFs and peak demand | 1 | 1 | 0 | Deemed Ex Ante Team |  | DEER2020 update for: revised impacts, IEFs and peak demand |  | Updated to indicate claim/filing status
2020 | R-In-LED-PAR20(7w)-dWP15 | Residential Indoor General Lighting: LED Lamp replaces pre-existing standard lighting Wattage. Measure includes Code case. Impacts: CFL-based HOU (varies by BldgType) | DEER2020 | D20v1 | 2020-11-24 16:30 | Res-Iltg-SI-dWatt | DEER | Scaled | BaseRatio |  |  | None |  | 0 |  | 1 | Res | Any | Lighting | InGen-ScrewIn | Ltg_Lamp | LED_lamp |  | ILtg-Res-LED-20000hr |  |  |  | LEDratio0321 | LEDratio0321 | LED-PAR20(7w) | Available |  | 0 | 0 |  | NrNc |  |  |  | None | 2020-01-01 | 2020-03-18 | [5 empty] | Standard | DEER2020 update for: revised impacts, IEFs and peak demand | 1 | 1 | 0 | Deemed Ex Ante Team |  | DEER2020 update for: revised impacts, IEFs and peak demand |  | Updated to indicate claim/filing status
2020 | R-In-LED-PAR20(8w)-dWP18 | Residential Indoor General Lighting: LED Lamp replaces pre-existing standard lighting Wattage. Measure includes Code case. Impacts: CFL-based HOU (varies by BldgType) | DEER2020 | D20v1 | 2020-11-24 16:30 | Res-Iltg-SI-dWatt | DEER | Scaled | BaseRatio |  |  | None |  | 0 |  | 1 | Res | Any | Lighting | InGen-ScrewIn | Ltg_Lamp | LED_lamp |  | ILtg-Res-LED-20000hr |  |  |  | LEDratio0321 | LEDratio0321 | LED-PAR20(8w) | Available |  | 0 | 0 |  | NrNc |  |  |  | None | 2020-01-01 | 2020-03-18 | [5 empty] | Standard | DEER2020 update for: revised impacts, IEFs and peak demand | 1 | 1 | 0 | Deemed Ex Ante Team |  | DEER2020 update for: revised impacts, IEFs and peak demand |  | Updated to indicate claim/filing status
2020 | R-In-LED-PAR20(9w)-dWP20 | Residential Indoor General Lighting: LED Lamp replaces pre-existing standard lighting Wattage. Measure includes Code case. Impacts: CFL-based HOU (varies by BldgType) | DEER2020 | D20v1 | 2020-11-24 16:30 | Res-Iltg-SI-dWatt | DEER | Scaled | BaseRatio |  |  | None |  | 0 |  | 1 | Res | Any | Lighting | InGen-ScrewIn | Ltg_Lamp | LED_lamp |  | ILtg-Res-LED-20000hr |  |  |  | LEDratio0321 | LEDratio0321 | LED-PAR20(9w) | Available |  | 0 | 0 |  | NrNc |  |  |  | None | 2020-01-01 | 2020-03-18 | [5 empty] | Standard | DEER2020 update for: revised impacts, IEFs and peak demand | 1 | 1 | 0 | Deemed Ex Ante Team |  | DEER2020 update for: revised impacts, IEFs and peak demand |  | Updated to indicate claim/filing status
2020 | R-In-LED-PAR30(10w)-dWP13 | Residential Indoor General Lighting: LED Lamp replaces pre-existing standard lighting Wattage. Measure includes Code case. Impacts: CFL-based HOU (varies by BldgType) | DEER2020 | D20v1 | 2020-11-24 16:30 | Res-Iltg-SI-dWatt | DEER | Scaled | BaseRatio |  |  | None |  | 0 |  | 1 | Res | Any | Lighting | InGen-ScrewIn | Ltg_Lamp | LED_lamp |  | ILtg-Res-LED-20000hr |  |  |  | LEDratio0234 | LEDratio0234 | LED-PAR30(10w) | Available |  | 0 | 0 |  | NrNc |  |  |  | None | 2020-01-01 | 2020-03-18 | [5 empty] | Standard | DEER2020 update for: revised impacts, IEFs and peak demand | 1 | 1 | 0 | Deemed Ex Ante Team |  | DEER2020 update for: revised impacts, IEFs and peak demand |  | Updated to indicate claim/filing status
2020 | R-In-LED-PAR30(11w)-dWP15 | Residential Indoor General Lighting: LED Lamp replaces pre-existing standard lighting Wattage. Measure includes Code case. Impacts: CFL-based HOU (varies by BldgType) | DEER2020 | D20v1 | 2020-11-24 16:30 | Res-Iltg-SI-dWatt | DEER | Scaled | BaseRatio |  |  | None |  | 0 |  | 1 | Res | Any | Lighting | InGen-ScrewIn | Ltg_Lamp | LED_lamp |  | ILtg-Res-LED-20000hr |  |  |  | LEDratio0234 | LEDratio0234 | LED-PAR30(11w) | Available |  | 0 | 0 |  | NrNc |  |  |  | None | 2020-01-01 | 2020-03-18 | [5 empty] | Standard | DEER2020 update for: revised impacts, IEFs and peak demand | 1 | 1 | 0 | Deemed Ex Ante Team |  | DEER2020 update for: revised impacts, IEFs and peak demand |  | Updated to indicate claim/filing status
2020 | R-In-LED-PAR30(12w)-dWP16 | Residential Indoor General Lighting: LED Lamp replaces pre-existing standard lighting Wattage. Measure includes Code case. Impacts: CFL-based HOU (varies by BldgType) | DEER2020 | D20v1 | 2020-11-24 16:30 | Res-Iltg-SI-dWatt | DEER | Scaled | BaseRatio |  |  | None |  | 0 |  | 1 | Res | Any | Lighting | InGen-ScrewIn | Ltg_Lamp | LED_lamp |  | ILtg-Res-LED-20000hr |  |  |  | LEDratio0234 | LEDratio0234 | LED-PAR30(12w) | Available |  | 0 | 0 |  | NrNc |  |  |  | None | 2020-01-01 | 2020-03-18 | [5 empty] | Standard | DEER2020 update for: revised impacts, IEFs and peak demand | 1 | 1 | 0 | Deemed Ex Ante Team |  | DEER2020 update for: revised impacts, IEFs and peak demand |  | Updated to indicate claim/filing status
2020 | R-In-LED-PAR30(13w)-dWP17 | Residential Indoor General Lighting: LED Lamp replaces pre-existing standard lighting Wattage. Measure includes Code case. Impacts: CFL-based HOU (varies by BldgType) | DEER2020 | D20v1 | 2020-11-24 16:30 | Res-Iltg-SI-dWatt | DEER | Scaled | BaseRatio |  |  | None |  | 0 |  | 1 | Res | Any | Lighting | InGen-ScrewIn | Ltg_Lamp | LED_lamp |  | ILtg-Res-LED-20000hr |  |  |  | LEDratio0234 | LEDratio0234 | LED-PAR30(13w) | Available |  | 0 | 0 |  | NrNc |  |  |  | None | 2020-01-01 | 2020-03-18 | [5 empty] | Standard | DEER2020 update for: revised impacts, IEFs and peak demand | 1 | 1 | 0 | Deemed Ex Ante Team |  | DEER2020 update for: revised impacts, IEFs and peak demand |  | Updated to indicate claim/filing status
2020 | R-In-LED-PAR30(14w)-dWP19 | Residential Indoor General Lighting: LED Lamp replaces pre-existing standard lighting Wattage. Measure includes Code case. Impacts: CFL-based HOU (varies by BldgType) | DEER2020 | D20v1 | 2020-11-24 16:30 | Res-Iltg-SI-dWatt | DEER | Scaled | BaseRatio |  |  | None |  | 0 |  | 1 | Res | Any | Lighting | InGen-ScrewIn | Ltg_Lamp | LED_lamp |  | ILtg-Res-LED-20000hr |  |  |  | LEDratio0234 | LEDratio0234 | LED-PAR30(14w) | Available |  | 0 | 0 |  | NrNc |  |  |  | None | 2020-01-01 | 2020-03-18 | [5 empty] | Standard | DEER2020 update for: revised impacts, IEFs and peak demand | 1 | 1 | 0 | Deemed Ex Ante Team |  | DEER2020 update for: revised impacts, IEFs and peak demand |  | Updated to indicate claim/filing status
2020 | R-In-LED-PAR30(15w)-dWP20 | Residential Indoor General Lighting: LED Lamp replaces pre-existing standard lighting Wattage. Measure includes Code case. Impacts: CFL-based HOU (varies by BldgType) | DEER2020 | D20v1 | 2020-11-24 16:30 | Res-Iltg-SI-dWatt | DEER | Scaled | BaseRatio |  |  | None |  | 0 |  | 1 | Res | Any | Lighting | InGen-ScrewIn | Ltg_Lamp | LED_lamp |  | ILtg-Res-LED-20000hr |  |  |  | LEDratio0234 | LEDratio0234 | LED-PAR30(15w) | Available |  | 0 | 0 |  | NrNc |  |  |  | None | 2020-01-01 | 2020-03-18 | [5 empty] | Standard | DEER2020 update for: revised impacts, IEFs and peak demand | 1 | 1 | 0 | Deemed Ex Ante Team |  | DEER2020 update for: revised impacts, IEFs and peak demand |  | Updated to indicate claim/filing status
2020 | R-In-LED-PAR30(16w)-dWP21 | Residential Indoor General Lighting: LED Lamp replaces pre-existing standard lighting Wattage. Measure includes Code case. Impacts: CFL-based HOU (varies by BldgType) | DEER2020 | D20v1 | 2020-11-24 16:30 | Res-Iltg-SI-dWatt | DEER | Scaled | BaseRatio |  |  | None |  | 0 |  | 1 | Res | Any | Lighting | InGen-ScrewIn | Ltg_Lamp | LED_lamp |  | ILtg-Res-LED-20000hr |  |  |  | LEDratio0234 | LEDratio0234 | LED-PAR30(16w) | Available |  | 0 | 0 |  | NrNc |  |  |  | None | 2020-01-01 | 2020-03-18 | [5 empty] | Standard | DEER2020 update for: revised impacts, IEFs and peak demand | 1 | 1 | 0 | Deemed Ex Ante Team |  | DEER2020 update for: revised impacts, IEFs and peak demand |  | Updated to indicate claim/filing status
2020 | R-In-LED-PAR30(17w)-dWP23 | Residential Indoor General Lighting: LED Lamp replaces pre-existing standard lighting Wattage. Measure includes Code case. Impacts: CFL-based HOU (varies by BldgType) | DEER2020 | D20v1 | 2020-11-24 16:30 | Res-Iltg-SI-dWatt | DEER | Scaled | BaseRatio |  |  | None |  | 0 |  | 1 | Res | Any | Lighting | InGen-ScrewIn | Ltg_Lamp | LED_lamp |  | ILtg-Res-LED-20000hr |  |  |  | LEDratio0234 | LEDratio0234 | LED-PAR30(17w) | Available |  | 0 | 0 |  | NrNc |  |  |  | None | 2020-01-01 | 2020-03-18 | [5 empty] | Standard | DEER2020 update for: revised impacts, IEFs and peak demand | 1 | 1 | 0 | Deemed Ex Ante Team |  | DEER2020 update for: revised impacts, IEFs and peak demand |  | Updated to indicate claim/filing status
2020 | R-In-LED-PAR30(18w)-dWP24 | Residential Indoor General Lighting: LED Lamp replaces pre-existing standard lighting Wattage. Measure includes Code case. Impacts: CFL-based HOU (varies by BldgType) | DEER2020 | D20v1 | 2020-11-24 16:30 | Res-Iltg-SI-dWatt | DEER | Scaled | BaseRatio |  |  | None |  | 0 |  | 1 | Res | Any | Lighting | InGen-ScrewIn | Ltg_Lamp | LED_lamp |  | ILtg-Res-LED-20000hr |  |  |  | LEDratio0234 | LEDratio0234 | LED-PAR30(18w) | Available |  | 0 | 0 |  | NrNc |  |  |  | None | 2020-01-01 | 2020-03-18 | [5 empty] | Standard | DEER2020 update for: revised impacts, IEFs and peak demand | 1 | 1 | 0 | Deemed Ex Ante Team |  | DEER2020 update for: revised impacts, IEFs and peak demand |  | Updated to indicate claim/filing status
2020 | R-In-LED-PAR30(19w)-dWP25 | Residential Indoor General Lighting: LED Lamp replaces pre-existing standard lighting Wattage. Measure includes Code case. Impacts: CFL-based HOU (varies by BldgType) | DEER2020 | D20v1 | 2020-11-24 16:30 | Res-Iltg-SI-dWatt | DEER | Scaled | BaseRatio |  |  | None |  | 0 |  | 1 | Res | Any | Lighting | InGen-ScrewIn | Ltg_Lamp | LED_lamp |  | ILtg-Res-LED-20000hr |  |  |  | LEDratio0234 | LEDratio0234 | LED-PAR30(19w) | Available |  | 0 | 0 |  | NrNc |  |  |  | None | 2020-01-01 | 2020-03-18 | [5 empty] | Standard | DEER2020 update for: revised impacts, IEFs and peak demand | 1 | 1 | 0 | Deemed Ex Ante Team |  | DEER2020 update for: revised impacts, IEFs and peak demand |  | Updated to indicate claim/filing status
2020 | R-In-LED-PAR30(20w)-dWP27 | Residential Indoor General Lighting: LED Lamp replaces pre-existing standard lighting Wattage. Measure includes Code case. Impacts: CFL-based HOU (varies by BldgType) | DEER2020 | D20v1 | 2020-11-24 16:30 | Res-Iltg-SI-dWatt | DEER | Scaled | BaseRatio |  |  | None |  | 0 |  | 1 | Res | Any | Lighting | InGen-ScrewIn | Ltg_Lamp | LED_lamp |  | ILtg-Res-LED-20000hr |  |  |  | LEDratio0234 | LEDratio0234 | LED-PAR30(20w) | Available |  | 0 | 0 |  | NrNc |  |  |  | None | 2020-01-01 | 2020-03-18 | [5 empty] | Standard | DEER2020 update for: revised impacts, IEFs and peak demand | 1 | 1 | 0 | Deemed Ex Ante Team |  | DEER2020 update for: revised impacts, IEFs and peak demand |  | Updated to indicate claim/filing status
2020 | R-In-LED-PAR30(21w)-dWP28 | Residential Indoor General Lighting: LED Lamp replaces pre-existing standard lighting Wattage. Measure includes Code case. Impacts: CFL-based HOU (varies by BldgType) | DEER2020 | D20v1 | 2020-11-24 16:30 | Res-Iltg-SI-dWatt | DEER | Scaled | BaseRatio |  |  | None |  | 0 |  | 1 | Res | Any | Lighting | InGen-ScrewIn | Ltg_Lamp | LED_lamp |  | ILtg-Res-LED-20000hr |  |  |  | LEDratio0234 | LEDratio0234 | LED-PAR30(21w) | Available |  | 0 | 0 |  | NrNc |  |  |  | None | 2020-01-01 | 2020-03-18 | [5 empty] | Standard | DEER2020 update for: revised impacts, IEFs and peak demand | 1 | 1 | 0 | Deemed Ex Ante Team |  | DEER2020 update for: revised impacts, IEFs and peak demand |  | Updated to indicate claim/filing status
2020 | R-In-LED-PAR30(6w)-dWP8 | Residential Indoor General Lighting: LED Lamp replaces pre-existing standard lighting Wattage. Measure includes Code case. Impacts: CFL-based HOU (varies by BldgType) | DEER2020 | D20v1 | 2020-11-24 16:30 | Res-Iltg-SI-dWatt | DEER | Scaled | BaseRatio |  |  | None |  | 0 |  | 1 | Res | Any | Lighting | InGen-ScrewIn | Ltg_Lamp | LED_lamp |  | ILtg-Res-LED-20000hr |  |  |  | LEDratio0234 | LEDratio0234 | LED-PAR30(6w) | Available |  | 0 | 0 |  | NrNc |  |  |  | None | 2020-01-01 | 2020-03-18 | [5 empty] | Standard | DEER2020 update for: revised impacts, IEFs and peak demand | 1 | 1 | 0 | Deemed Ex Ante Team |  | DEER2020 update for: revised impacts, IEFs and peak demand |  | Updated to indicate claim/filing status
2020 | R-In-LED-PAR30(7w)-dWP9 | Residential Indoor General Lighting: LED Lamp replaces pre-existing standard lighting Wattage. Measure includes Code case. Impacts: CFL-based HOU (varies by BldgType) | DEER2020 | D20v1 | 2020-11-24 16:30 | Res-Iltg-SI-dWatt | DEER | Scaled | BaseRatio |  |  | None |  | 0 |  | 1 | Res | Any | Lighting | InGen-ScrewIn | Ltg_Lamp | LED_lamp |  | ILtg-Res-LED-20000hr |  |  |  | LEDratio0234 | LEDratio0234 | LED-PAR30(7w) | Available |  | 0 | 0 |  | NrNc |  |  |  | None | 2020-01-01 | 2020-03-18 | [5 empty] | Standard | DEER2020 update for: revised impacts, IEFs and peak demand | 1 | 1 | 0 | Deemed Ex Ante Team |  | DEER2020 update for: revised impacts, IEFs and peak demand |  | Updated to indicate claim/filing status
2020 | R-In-LED-PAR30(8w)-dWP11 | Residential Indoor General Lighting: LED Lamp replaces pre-existing standard lighting Wattage. Measure includes Code case. Impacts: CFL-based HOU (varies by BldgType) | DEER2020 | D20v1 | 2020-11-24 16:30 | Res-Iltg-SI-dWatt | DEER | Scaled | BaseRatio |  |  | None |  | 0 |  | 1 | Res | Any | Lighting | InGen-ScrewIn | Ltg_Lamp | LED_lamp |  | ILtg-Res-LED-20000hr |  |  |  | LEDratio0234 | LEDratio0234 | LED-PAR30(8w) | Available |  | 0 | 0 |  | NrNc |  |  |  | None | 2020-01-01 | 2020-03-18 | [5 empty] | Standard | DEER2020 update for: revised impacts, IEFs and peak demand | 1 | 1 | 0 | Deemed Ex Ante Team |  | DEER2020 update for: revised impacts, IEFs and peak demand |  | Updated to indicate claim/filing status
2020 | R-In-LED-PAR30(9w)-dWP12 | Residential Indoor General Lighting: LED Lamp replaces pre-existing standard lighting Wattage. Measure includes Code case. Impacts: CFL-based HOU (varies by BldgType) | DEER2020 | D20v1 | 2020-11-24 16:30 | Res-Iltg-SI-dWatt | DEER | Scaled | BaseRatio |  |  | None |  | 0 |  | 1 | Res | Any | Lighting | InGen-ScrewIn | Ltg_Lamp | LED_lamp |  | ILtg-Res-LED-20000hr |  |  |  | LEDratio0234 | LEDratio0234 | LED-PAR30(9w) | Available |  | 0 | 0 |  | NrNc |  |  |  | None | 2020-01-01 | 2020-03-18 | [5 empty] | Standard | DEER2020 update for: revised impacts, IEFs and peak demand | 1 | 1 | 0 | Deemed Ex Ante Team |  | DEER2020 update for: revised impacts, IEFs and peak demand |  | Updated to indicate claim/filing status
2020 | R-In-LED-PAR38(10w)-dWP16 | Residential Indoor General Lighting: LED Lamp replaces pre-existing standard lighting Wattage. Measure includes Code case. Impacts: CFL-based HOU (varies by BldgType) | DEER2020 | D20v1 | 2020-11-24 16:30 | Res-Iltg-SI-dWatt | DEER | Scaled | BaseRatio |  |  | None |  | 0 |  | 1 | Res | Any | Lighting | InGen-ScrewIn | Ltg_Lamp | LED_lamp |  | ILtg-Res-LED-20000hr |  |  |  | LEDratio0260 | LEDratio0260 | LED-PAR38(10w) | Available |  | 0 | 0 |  | NrNc |  |  |  | None | 2020-01-01 | 2020-03-18 | [5 empty] | Standard | DEER2020 update for: revised impacts, IEFs and peak demand | 1 | 1 | 0 | Deemed Ex Ante Team |  | DEER2020 update for: revised impacts, IEFs and peak demand |  | Updated to indicate claim/filing status
2020 | R-In-LED-PAR38(11w)-dWP18 | Residential Indoor General Lighting: LED Lamp replaces pre-existing standard lighting Wattage. Measure includes Code case. Impacts: CFL-based HOU (varies by BldgType) | DEER2020 | D20v1 | 2020-11-24 16:30 | Res-Iltg-SI-dWatt | DEER | Scaled | BaseRatio |  |  | None |  | 0 |  | 1 | Res | Any | Lighting | InGen-ScrewIn | Ltg_Lamp | LED_lamp |  | ILtg-Res-LED-20000hr |  |  |  | LEDratio0260 | LEDratio0260 | LED-PAR38(11w) | Available |  | 0 | 0 |  | NrNc |  |  |  | None | 2020-01-01 | 2020-03-18 | [5 empty] | Standard | DEER2020 update for: revised impacts, IEFs and peak demand | 1 | 1 | 0 | Deemed Ex Ante Team |  | DEER2020 update for: revised impacts, IEFs and peak demand |  | Updated to indicate claim/filing status
2020 | R-In-LED-PAR38(12w)-dWP19 | Residential Indoor General Lighting: LED Lamp replaces pre-existing standard lighting Wattage. Measure includes Code case. Impacts: CFL-based HOU (varies by BldgType) | DEER2020 | D20v1 | 2020-11-24 16:30 | Res-Iltg-SI-dWatt | DEER | Scaled | BaseRatio |  |  | None |  | 0 |  | 1 | Res | Any | Lighting | InGen-ScrewIn | Ltg_Lamp | LED_lamp |  | ILtg-Res-LED-20000hr |  |  |  | LEDratio0260 | LEDratio0260 | LED-PAR38(12w) | Available |  | 0 | 0 |  | NrNc |  |  |  | None | 2020-01-01 | 2020-03-18 | [5 empty] | Standard | DEER2020 update for: revised impacts, IEFs and peak demand | 1 | 1 | 0 | Deemed Ex Ante Team |  | DEER2020 update for: revised impacts, IEFs and peak demand |  | Updated to indicate claim/filing status
2020 | R-In-LED-PAR38(13w)-dWP21 | Residential Indoor General Lighting: LED Lamp replaces pre-existing standard lighting Wattage. Measure includes Code case. Impacts: CFL-based HOU (varies by BldgType) | DEER2020 | D20v1 | 2020-11-24 16:30 | Res-Iltg-SI-dWatt | DEER | Scaled | BaseRatio |  |  | None |  | 0 |  | 1 | Res | Any | Lighting | InGen-ScrewIn | Ltg_Lamp | LED_lamp |  | ILtg-Res-LED-20000hr |  |  |  | LEDratio0260 | LEDratio0260 | LED-PAR38(13w) | Available |  | 0 | 0 |  | NrNc |  |  |  | None | 2020-01-01 | 2020-03-18 | [5 empty] | Standard | DEER2020 update for: revised impacts, IEFs and peak demand | 1 | 1 | 0 | Deemed Ex Ante Team |  | DEER2020 update for: revised impacts, IEFs and peak demand |  | Updated to indicate claim/filing status
2020 | R-In-LED-PAR38(14w)-dWP22 | Residential Indoor General Lighting: LED Lamp replaces pre-existing standard lighting Wattage. Measure includes Code case. Impacts: CFL-based HOU (varies by BldgType) | DEER2020 | D20v1 | 2020-11-24 16:30 | Res-Iltg-SI-dWatt | DEER | Scaled | BaseRatio |  |  | None |  | 0 |  | 1 | Res | Any | Lighting | InGen-ScrewIn | Ltg_Lamp | LED_lamp |  | ILtg-Res-LED-20000hr |  |  |  | LEDratio0260 | LEDratio0260 | LED-PAR38(14w) | Available |  | 0 | 0 |  | NrNc |  |  |  | None | 2020-01-01 | 2020-03-18 | [5 empty] | Standard | DEER2020 update for: revised impacts, IEFs and peak demand | 1 | 1 | 0 | Deemed Ex Ante Team |  | DEER2020 update for: revised impacts, IEFs and peak demand |  | Updated to indicate claim/filing status
2020 | R-In-LED-PAR38(15w)-dWP24 | Residential Indoor General Lighting: LED Lamp replaces pre-existing standard lighting Wattage. Measure includes Code case. Impacts: CFL-based HOU (varies by BldgType) | DEER2020 | D20v1 | 2020-11-24 16:30 | Res-Iltg-SI-dWatt | DEER | Scaled | BaseRatio |  |  | None |  | 0 |  | 1 | Res | Any | Lighting | InGen-ScrewIn | Ltg_Lamp | LED_lamp |  | ILtg-Res-LED-20000hr |  |  |  | LEDratio0260 | LEDratio0260 | LED-PAR38(15w) | Available |  | 0 | 0 |  | NrNc |  |  |  | None | 2020-01-01 | 2020-03-18 | [5 empty] | Standard | DEER2020 update for: revised impacts, IEFs and peak demand | 1 | 1 | 0 | Deemed Ex Ante Team |  | DEER2020 update for: revised impacts, IEFs and peak demand |  | Updated to indicate claim/filing status
2020 | R-In-LED-PAR38(16w)-dWP26 | Residential Indoor General Lighting: LED Lamp replaces pre-existing standard lighting Wattage. Measure includes Code case. Impacts: CFL-based HOU (varies by BldgType) | DEER2020 | D20v1 | 2020-11-24 16:30 | Res-Iltg-SI-dWatt | DEER | Scaled | BaseRatio |  |  | None |  | 0 |  | 1 | Res | Any | Lighting | InGen-ScrewIn | Ltg_Lamp | LED_lamp |  | ILtg-Res-LED-20000hr |  |  |  | LEDratio0260 | LEDratio0260 | LED-PAR38(16w) | Available |  | 0 | 0 |  | NrNc |  |  |  | None | 2020-01-01 | 2020-03-18 | [5 empty] | Standard | DEER2020 update for: revised impacts, IEFs and peak demand | 1 | 1 | 0 | Deemed Ex Ante Team |  | DEER2020 update for: revised impacts, IEFs and peak demand |  | Updated to indicate claim/filing status
2020 | R-In-LED-PAR38(17w)-dWP27 | Residential Indoor General Lighting: LED Lamp replaces pre-existing standard lighting Wattage. Measure includes Code case. Impacts: CFL-based HOU (varies by BldgType) | DEER2020 | D20v1 | 2020-11-24 16:30 | Res-Iltg-SI-dWatt | DEER | Scaled | BaseRatio |  |  | None |  | 0 |  | 1 | Res | Any | Lighting | InGen-ScrewIn | Ltg_Lamp | LED_lamp |  | ILtg-Res-LED-20000hr |  |  |  | LEDratio0260 | LEDratio0260 | LED-PAR38(17w) | Available |  | 0 | 0 |  | NrNc |  |  |  | None | 2020-01-01 | 2020-03-18 | [5 empty] | Standard | DEER2020 update for: revised impacts, IEFs and peak demand | 1 | 1 | 0 | Deemed Ex Ante Team |  | DEER2020 update for: revised impacts, IEFs and peak demand |  | Updated to indicate claim/filing status
2020 | R-In-LED-PAR38(18w)-dWP29 | Residential Indoor General Lighting: LED Lamp replaces pre-existing standard lighting Wattage. Measure includes Code case. Impacts: CFL-based HOU (varies by BldgType) | DEER2020 | D20v1 | 2020-11-24 16:30 | Res-Iltg-SI-dWatt | DEER | Scaled | BaseRatio |  |  | None |  | 0 |  | 1 | Res | Any | Lighting | InGen-ScrewIn | Ltg_Lamp | LED_lamp |  | ILtg-Res-LED-20000hr |  |  |  | LEDratio0260 | LEDratio0260 | LED-PAR38(18w) | Available |  | 0 | 0 |  | NrNc |  |  |  | None | 2020-01-01 | 2020-03-18 | [5 empty] | Standard | DEER2020 update for: revised impacts, IEFs and peak demand | 1 | 1 | 0 | Deemed Ex Ante Team |  | DEER2020 update for: revised impacts, IEFs and peak demand |  | Updated to indicate claim/filing status
2020 | R-In-LED-PAR38(19w)-dWP30 | Residential Indoor General Lighting: LED Lamp replaces pre-existing standard lighting Wattage. Measure includes Code case. Impacts: CFL-based HOU (varies by BldgType) | DEER2020 | D20v1 | 2020-11-24 16:30 | Res-Iltg-SI-dWatt | DEER | Scaled | BaseRatio |  |  | None |  | 0 |  | 1 | Res | Any | Lighting | InGen-ScrewIn | Ltg_Lamp | LED_lamp |  | ILtg-Res-LED-20000hr |  |  |  | LEDratio0260 | LEDratio0260 | LED-PAR38(19w) | Available |  | 0 | 0 |  | NrNc |  |  |  | None | 2020-01-01 | 2020-03-18 | [5 empty] | Standard | DEER2020 update for: revised impacts, IEFs and peak demand | 1 | 1 | 0 | Deemed Ex Ante Team |  | DEER2020 update for: revised impacts, IEFs and peak demand |  | Updated to indicate claim/filing status
2020 | R-In-LED-PAR38(20.1w)-dWP32 | Residential Indoor General Lighting: LED Lamp replaces pre-existing standard lighting Wattage. Measure includes Code case. Impacts: CFL-based HOU (varies by BldgType) | DEER2020 | D20v1 | 2020-11-24 16:30 | Res-Iltg-SI-dWatt | DEER | Scaled | BaseRatio |  |  | None |  | 0 |  | 1 | Res | Any | Lighting | InGen-ScrewIn | Ltg_Lamp | LED_lamp |  | ILtg-Res-LED-20000hr |  |  |  | LEDratio0260 | LEDratio0260 | LED-PAR38(20.1w) | Available |  | 0 | 0 |  | NrNc |  |  |  | None | 2020-01-01 | 2020-03-18 | [5 empty] | Standard | DEER2020 update for: revised impacts, IEFs and peak demand | 1 | 1 | 0 | Deemed Ex Ante Team |  | DEER2020 update for: revised impacts, IEFs and peak demand |  | Updated to indicate claim/filing status
2020 | R-In-LED-PAR38(20w)-dWP32 | Residential Indoor General Lighting: LED Lamp replaces pre-existing standard lighting Wattage. Measure includes Code case. Impacts: CFL-based HOU (varies by BldgType) | DEER2020 | D20v1 | 2020-11-24 16:30 | Res-Iltg-SI-dWatt | DEER | Scaled | BaseRatio |  |  | None |  | 0 |  | 1 | Res | Any | Lighting | InGen-ScrewIn | Ltg_Lamp | LED_lamp |  | ILtg-Res-LED-20000hr |  |  |  | LEDratio0260 | LEDratio0260 | LED-PAR38(20w) | Available |  | 0 | 0 |  | NrNc |  |  |  | None | 2020-01-01 | 2020-03-18 | [5 empty] | Standard | DEER2020 update for: revised impacts, IEFs and peak demand | 1 | 1 | 0 | Deemed Ex Ante Team |  | DEER2020 update for: revised impacts, IEFs and peak demand |  | Updated to indicate claim/filing status
2020 | R-In-LED-PAR38(21w)-dWP34 | Residential Indoor General Lighting: LED Lamp replaces pre-existing standard lighting Wattage. Measure includes Code case. Impacts: CFL-based HOU (varies by BldgType) | DEER2020 | D20v1 | 2020-11-24 16:30 | Res-Iltg-SI-dWatt | DEER | Scaled | BaseRatio |  |  | None |  | 0 |  | 1 | Res | Any | Lighting | InGen-ScrewIn | Ltg_Lamp | LED_lamp |  | ILtg-Res-LED-20000hr |  |  |  | LEDratio0260 | LEDratio0260 | LED-PAR38(21w) | Available |  | 0 | 0 |  | NrNc |  |  |  | None | 2020-01-01 | 2020-03-18 | [5 empty] | Standard | DEER2020 update for: revised impacts, IEFs and peak demand | 1 | 1 | 0 | Deemed Ex Ante Team |  | DEER2020 update for: revised impacts, IEFs and peak demand |  | Updated to indicate claim/filing status
2020 | R-In-LED-PAR38(22w)-dWP35 | Residential Indoor General Lighting: LED Lamp replaces pre-existing standard lighting Wattage. Measure includes Code case. Impacts: CFL-based HOU (varies by BldgType) | DEER2020 | D20v1 | 2020-11-24 16:30 | Res-Iltg-SI-dWatt | DEER | Scaled | BaseRatio |  |  | None |  | 0 |  | 1 | Res | Any | Lighting | InGen-ScrewIn | Ltg_Lamp | LED_lamp |  | ILtg-Res-LED-20000hr |  |  |  | LEDratio0260 | LEDratio0260 | LED-PAR38(22w) | Available |  | 0 | 0 |  | NrNc |  |  |  | None | 2020-01-01 | 2020-03-18 | [5 empty] | Standard | DEER2020 update for: revised impacts, IEFs and peak demand | 1 | 1 | 0 | Deemed Ex Ante Team |  | DEER2020 update for: revised impacts, IEFs and peak demand |  | Updated to indicate claim/filing status
2020 | R-In-LED-PAR38(23w)-dWP37 | Residential Indoor General Lighting: LED Lamp replaces pre-existing standard lighting Wattage. Measure includes Code case. Impacts: CFL-based HOU (varies by BldgType) | DEER2020 | D20v1 | 2020-11-24 16:30 | Res-Iltg-SI-dWatt | DEER | Scaled | BaseRatio |  |  | None |  | 0 |  | 1 | Res | Any | Lighting | InGen-ScrewIn | Ltg_Lamp | LED_lamp |  | ILtg-Res-LED-20000hr |  |  |  | LEDratio0260 | LEDratio0260 | LED-PAR38(23w) | Available |  | 0 | 0 |  | NrNc |  |  |  | None | 2020-01-01 | 2020-03-18 | [5 empty] | Standard | DEER2020 update for: revised impacts, IEFs and peak demand | 1 | 1 | 0 | Deemed Ex Ante Team |  | DEER2020 update for: revised impacts, IEFs and peak demand |  | Updated to indicate claim/filing status
2020 | R-In-LED-PAR38(24w)-dWP38 | Residential Indoor General Lighting: LED Lamp replaces pre-existing standard lighting Wattage. Measure includes Code case. Impacts: CFL-based HOU (varies by BldgType) | DEER2020 | D20v1 | 2020-11-24 16:30 | Res-Iltg-SI-dWatt | DEER | Scaled | BaseRatio |  |  | None |  | 0 |  | 1 | Res | Any | Lighting | InGen-ScrewIn | Ltg_Lamp | LED_lamp |  | ILtg-Res-LED-20000hr |  |  |  | LEDratio0260 | LEDratio0260 | LED-PAR38(24w) | Available |  | 0 | 0 |  | NrNc |  |  |  | None | 2020-01-01 | 2020-03-18 | [5 empty] | Standard | DEER2020 update for: revised impacts, IEFs and peak demand | 1 | 1 | 0 | Deemed Ex Ante Team |  | DEER2020 update for: revised impacts, IEFs and peak demand |  | Updated to indicate claim/filing status
2020 | R-In-LED-PAR38(25w)-dWP40 | Residential Indoor General Lighting: LED Lamp replaces pre-existing standard lighting Wattage. Measure includes Code case. Impacts: CFL-based HOU (varies by BldgType) | DEER2020 | D20v1 | 2020-11-24 16:30 | Res-Iltg-SI-dWatt | DEER | Scaled | BaseRatio |  |  | None |  | 0 |  | 1 | Res | Any | Lighting | InGen-ScrewIn | Ltg_Lamp | LED_lamp |  | ILtg-Res-LED-20000hr |  |  |  | LEDratio0260 | LEDratio0260 | LED-PAR38(25w) | Available |  | 0 | 0 |  | NrNc |  |  |  | None | 2020-01-01 | 2020-03-18 | [5 empty] | Standard | DEER2020 update for: revised impacts, IEFs and peak demand | 1 | 1 | 0 | Deemed Ex Ante Team |  | DEER2020 update for: revised impacts, IEFs and peak demand |  | Updated to indicate claim/filing status
2020 | R-In-LED-PAR38(26w)-dWP42 | Residential Indoor General Lighting: LED Lamp replaces pre-existing standard lighting Wattage. Measure includes Code case. Impacts: CFL-based HOU (varies by BldgType) | DEER2020 | D20v1 | 2020-11-24 16:30 | Res-Iltg-SI-dWatt | DEER | Scaled | BaseRatio |  |  | None |  | 0 |  | 1 | Res | Any | Lighting | InGen-ScrewIn | Ltg_Lamp | LED_lamp |  | ILtg-Res-LED-20000hr |  |  |  | LEDratio0260 | LEDratio0260 | LED-PAR38(26w) | Available |  | 0 | 0 |  | NrNc |  |  |  | None | 2020-01-01 | 2020-03-18 | [5 empty] | Standard | DEER2020 update for: revised impacts, IEFs and peak demand | 1 | 1 | 0 | Deemed Ex Ante Team |  | DEER2020 update for: revised impacts, IEFs and peak demand |  | Updated to indicate claim/filing status
2020 | R-In-LED-PAR38(27w)-dWP43 | Residential Indoor General Lighting: LED Lamp replaces pre-existing standard lighting Wattage. Measure includes Code case. Impacts: CFL-based HOU (varies by BldgType) | DEER2020 | D20v1 | 2020-11-24 16:30 | Res-Iltg-SI-dWatt | DEER | Scaled | BaseRatio |  |  | None |  | 0 |  | 1 | Res | Any | Lighting | InGen-ScrewIn | Ltg_Lamp | LED_lamp |  | ILtg-Res-LED-20000hr |  |  |  | LEDratio0260 | LEDratio0260 | LED-PAR38(27w) | Available |  | 0 | 0 |  | NrNc |  |  |  | None | 2020-01-01 | 2020-03-18 | [5 empty] | Standard | DEER2020 update for: revised impacts, IEFs and peak demand | 1 | 1 | 0 | Deemed Ex Ante Team |  | DEER2020 update for: revised impacts, IEFs and peak demand |  | Updated to indicate claim/filing status
2020 | R-In-LED-PAR38(7w)-dWP11 | Residential Indoor General Lighting: LED Lamp replaces pre-existing standard lighting Wattage. Measure includes Code case. Impacts: CFL-based HOU (varies by BldgType) | DEER2020 | D20v1 | 2020-11-24 16:30 | Res-Iltg-SI-dWatt | DEER | Scaled | BaseRatio |  |  | None |  | 0 |  | 1 | Res | Any | Lighting | InGen-ScrewIn | Ltg_Lamp | LED_lamp |  | ILtg-Res-LED-20000hr |  |  |  | LEDratio0260 | LEDratio0260 | LED-PAR38(7w) | Available |  | 0 | 0 |  | NrNc |  |  |  | None | 2020-01-01 | 2020-03-18 | [5 empty] | Standard | DEER2020 update for: revised impacts, IEFs and peak demand | 1 | 1 | 0 | Deemed Ex Ante Team |  | DEER2020 update for: revised impacts, IEFs and peak demand |  | Updated to indicate claim/filing status
2020 | R-In-LED-PAR38(8w)-dWP13 | Residential Indoor General Lighting: LED Lamp replaces pre-existing standard lighting Wattage. Measure includes Code case. Impacts: CFL-based HOU (varies by BldgType) | DEER2020 | D20v1 | 2020-11-24 16:30 | Res-Iltg-SI-dWatt | DEER | Scaled | BaseRatio |  |  | None |  | 0 |  | 1 | Res | Any | Lighting | InGen-ScrewIn | Ltg_Lamp | LED_lamp |  | ILtg-Res-LED-20000hr |  |  |  | LEDratio0260 | LEDratio0260 | LED-PAR38(8w) | Available |  | 0 | 0 |  | NrNc |  |  |  | None | 2020-01-01 | 2020-03-18 | [5 empty] | Standard | DEER2020 update for: revised impacts, IEFs and peak demand | 1 | 1 | 0 | Deemed Ex Ante Team |  | DEER2020 update for: revised impacts, IEFs and peak demand |  | Updated to indicate claim/filing status
2020 | R-In-LED-PAR38(9w)-dWP14 | Residential Indoor General Lighting: LED Lamp replaces pre-existing standard lighting Wattage. Measure includes Code case. Impacts: CFL-based HOU (varies by BldgType) | DEER2020 | D20v1 | 2020-11-24 16:30 | Res-Iltg-SI-dWatt | DEER | Scaled | BaseRatio |  |  | None |  | 0 |  | 1 | Res | Any | Lighting | InGen-ScrewIn | Ltg_Lamp | LED_lamp |  | ILtg-Res-LED-20000hr |  |  |  | LEDratio0260 | LEDratio0260 | LED-PAR38(9w) | Available |  | 0 | 0 |  | NrNc |  |  |  | None | 2020-01-01 | 2020-03-18 | [5 empty] | Standard | DEER2020 update for: revised impacts, IEFs and peak demand | 1 | 1 | 0 | Deemed Ex Ante Team |  | DEER2020 update for: revised impacts, IEFs and peak demand |  | Updated to indicate claim/filing status
2020 | R-In-LED-RefR(10w)-dWP32 | Residential Indoor General Lighting: LED Lamp replaces pre-existing standard lighting Wattage. Measure includes Code case. Impacts: CFL-based HOU (varies by BldgType) | DEER2020 | D20v1 | 2020-11-24 16:30 | Res-Iltg-SI-dWatt | DEER | Scaled | BaseRatio |  |  | None |  | 0 |  | 1 | Res | Any | Lighting | InGen-ScrewIn | Ltg_Lamp | LED_lamp |  | ILtg-Res-LED-20000hr |  |  |  | LEDratio0417 | LEDratio0417 | LED-RefR(10w) | Available |  | 0 | 0 |  | NrNc |  |  |  | None | 2020-01-01 | 2020-03-18 | [5 empty] | Standard | DEER2020 update for: revised impacts, IEFs and peak demand | 1 | 1 | 0 | Deemed Ex Ante Team |  | DEER2020 update for: revised impacts, IEFs and peak demand |  | Updated to indicate claim/filing status
2020 | R-In-LED-RefR(11w)-dWP25 | Residential Indoor General Lighting: LED Lamp replaces pre-existing standard lighting Wattage. Measure includes Code case. Impacts: CFL-based HOU (varies by BldgType) | DEER2020 | D20v1 | 2020-11-24 16:30 | Res-Iltg-SI-dWatt | DEER | Scaled | BaseRatio |  |  | None |  | 0 |  | 1 | Res | Any | Lighting | InGen-ScrewIn | Ltg_Lamp | LED_lamp |  | ILtg-Res-LED-20000hr |  |  |  | LEDratio0328 | LEDratio0328 | LED-RefR(11w) | Available |  | 0 | 0 |  | NrNc |  |  |  | None | 2020-01-01 | 2020-03-18 | [5 empty] | Standard | DEER2020 update for: revised impacts, IEFs and peak demand | 1 | 1 | 0 | Deemed Ex Ante Team |  | DEER2020 update for: revised impacts, IEFs and peak demand |  | Updated to indicate claim/filing status
2020 | R-In-LED-RefR(12w)-dWP27 | Residential Indoor General Lighting: LED Lamp replaces pre-existing standard lighting Wattage. Measure includes Code case. Impacts: CFL-based HOU (varies by BldgType) | DEER2020 | D20v1 | 2020-11-24 16:30 | Res-Iltg-SI-dWatt | DEER | Scaled | BaseRatio |  |  | None |  | 0 |  | 1 | Res | Any | Lighting | InGen-ScrewIn | Ltg_Lamp | LED_lamp |  | ILtg-Res-LED-20000hr |  |  |  | LEDratio0328 | LEDratio0328 | LED-RefR(12w) | Available |  | 0 | 0 |  | NrNc |  |  |  | None | 2020-01-01 | 2020-03-18 | [5 empty] | Standard | DEER2020 update for: revised impacts, IEFs and peak demand | 1 | 1 | 0 | Deemed Ex Ante Team |  | DEER2020 update for: revised impacts, IEFs and peak demand |  | Updated to indicate claim/filing status
2020 | R-In-LED-RefR(13w)-dWP30 | Residential Indoor General Lighting: LED Lamp replaces pre-existing standard lighting Wattage. Measure includes Code case. Impacts: CFL-based HOU (varies by BldgType) | DEER2020 | D20v1 | 2020-11-24 16:30 | Res-Iltg-SI-dWatt | DEER | Scaled | BaseRatio |  |  | None |  | 0 |  | 1 | Res | Any | Lighting | InGen-ScrewIn | Ltg_Lamp | LED_lamp |  | ILtg-Res-LED-20000hr |  |  |  | LEDratio0328 | LEDratio0328 | LED-RefR(13w) | Available |  | 0 | 0 |  | NrNc |  |  |  | None | 2020-01-01 | 2020-03-18 | [5 empty] | Standard | DEER2020 update for: revised impacts, IEFs and peak demand | 1 | 1 | 0 | Deemed Ex Ante Team |  | DEER2020 update for: revised impacts, IEFs and peak demand |  | Updated to indicate claim/filing status
2020 | R-In-LED-RefR(14w)-dWP28 | Residential Indoor General Lighting: LED Lamp replaces pre-existing standard lighting Wattage. Measure includes Code case. Impacts: CFL-based HOU (varies by BldgType) | DEER2020 | D20v1 | 2020-11-24 16:30 | Res-Iltg-SI-dWatt | DEER | Scaled | BaseRatio |  |  | None |  | 0 |  | 1 | Res | Any | Lighting | InGen-ScrewIn | Ltg_Lamp | LED_lamp |  | ILtg-Res-LED-20000hr |  |  |  | LEDratio0297 | LEDratio0297 | LED-RefR(14w) | Available |  | 0 | 0 |  | NrNc |  |  |  | None | 2020-01-01 | 2020-03-18 | [5 empty] | Standard | DEER2020 update for: revised impacts, IEFs and peak demand | 1 | 1 | 0 | Deemed Ex Ante Team |  | DEER2020 update for: revised impacts, IEFs and peak demand |  | Updated to indicate claim/filing status
2020 | R-In-LED-RefR(15w)-dWP30 | Residential Indoor General Lighting: LED Lamp replaces pre-existing standard lighting Wattage. Measure includes Code case. Impacts: CFL-based HOU (varies by BldgType) | DEER2020 | D20v1 | 2020-11-24 16:30 | Res-Iltg-SI-dWatt | DEER | Scaled | BaseRatio |  |  | None |  | 0 |  | 1 | Res | Any | Lighting | InGen-ScrewIn | Ltg_Lamp | LED_lamp |  | ILtg-Res-LED-20000hr |  |  |  | LEDratio0297 | LEDratio0297 | LED-RefR(15w) | Available |  | 0 | 0 |  | NrNc |  |  |  | None | 2020-01-01 | 2020-03-18 | [5 empty] | Standard | DEER2020 update for: revised impacts, IEFs and peak demand | 1 | 1 | 0 | Deemed Ex Ante Team |  | DEER2020 update for: revised impacts, IEFs and peak demand |  | Updated to indicate claim/filing status
2020 | R-In-LED-RefR(16w)-dWP32 | Residential Indoor General Lighting: LED Lamp replaces pre-existing standard lighting Wattage. Measure includes Code case. Impacts: CFL-based HOU (varies by BldgType) | DEER2020 | D20v1 | 2020-11-24 16:30 | Res-Iltg-SI-dWatt | DEER | Scaled | BaseRatio |  |  | None |  | 0 |  | 1 | Res | Any | Lighting | InGen-ScrewIn | Ltg_Lamp | LED_lamp |  | ILtg-Res-LED-20000hr |  |  |  | LEDratio0297 | LEDratio0297 | LED-RefR(16w) | Available |  | 0 | 0 |  | NrNc |  |  |  | None | 2020-01-01 | 2020-03-18 | [5 empty] | Standard | DEER2020 update for: revised impacts, IEFs and peak demand | 1 | 1 | 0 | Deemed Ex Ante Team |  | DEER2020 update for: revised impacts, IEFs and peak demand |  | Updated to indicate claim/filing status
2020 | R-In-LED-RefR(17w)-dWP33 | Residential Indoor General Lighting: LED Lamp replaces pre-existing standard lighting Wattage. Measure includes Code case. Impacts: CFL-based HOU (varies by BldgType) | DEER2020 | D20v1 | 2020-11-24 16:30 | Res-Iltg-SI-dWatt | DEER | Scaled | BaseRatio |  |  | None |  | 0 |  | 1 | Res | Any | Lighting | InGen-ScrewIn | Ltg_Lamp | LED_lamp |  | ILtg-Res-LED-20000hr |  |  |  | LEDratio0297 | LEDratio0297 | LED-RefR(17w) | Available |  | 0 | 0 |  | NrNc |  |  |  | None | 2020-01-01 | 2020-03-18 | [5 empty] | Standard | DEER2020 update for: revised impacts, IEFs and peak demand | 1 | 1 | 0 | Deemed Ex Ante Team |  | DEER2020 update for: revised impacts, IEFs and peak demand |  | Updated to indicate claim/filing status
2020 | R-In-LED-RefR(18w)-dWP35 | Residential Indoor General Lighting: LED Lamp replaces pre-existing standard lighting Wattage. Measure includes Code case. Impacts: CFL-based HOU (varies by BldgType) | DEER2020 | D20v1 | 2020-11-24 16:30 | Res-Iltg-SI-dWatt | DEER | Scaled | BaseRatio |  |  | None |  | 0 |  | 1 | Res | Any | Lighting | InGen-ScrewIn | Ltg_Lamp | LED_lamp |  | ILtg-Res-LED-20000hr |  |  |  | LEDratio0297 | LEDratio0297 | LED-RefR(18w) | Available |  | 0 | 0 |  | NrNc |  |  |  | None | 2020-01-01 | 2020-03-18 | [5 empty] | Standard | DEER2020 update for: revised impacts, IEFs and peak demand | 1 | 1 | 0 | Deemed Ex Ante Team |  | DEER2020 update for: revised impacts, IEFs and peak demand |  | Updated to indicate claim/filing status
2020 | R-In-LED-RefR(19w)-dWP37 | Residential Indoor General Lighting: LED Lamp replaces pre-existing standard lighting Wattage. Measure includes Code case. Impacts: CFL-based HOU (varies by BldgType) | DEER2020 | D20v1 | 2020-11-24 16:30 | Res-Iltg-SI-dWatt | DEER | Scaled | BaseRatio |  |  | None |  | 0 |  | 1 | Res | Any | Lighting | InGen-ScrewIn | Ltg_Lamp | LED_lamp |  | ILtg-Res-LED-20000hr |  |  |  | LEDratio0297 | LEDratio0297 | LED-RefR(19w) | Available |  | 0 | 0 |  | NrNc |  |  |  | None | 2020-01-01 | 2020-03-18 | [5 empty] | Standard | DEER2020 update for: revised impacts, IEFs and peak demand | 1 | 1 | 0 | Deemed Ex Ante Team |  | DEER2020 update for: revised impacts, IEFs and peak demand |  | Updated to indicate claim/filing status
2020 | R-In-LED-RefR(20w)-dWP39 | Residential Indoor General Lighting: LED Lamp replaces pre-existing standard lighting Wattage. Measure includes Code case. Impacts: CFL-based HOU (varies by BldgType) | DEER2020 | D20v1 | 2020-11-24 16:30 | Res-Iltg-SI-dWatt | DEER | Scaled | BaseRatio |  |  | None |  | 0 |  | 1 | Res | Any | Lighting | InGen-ScrewIn | Ltg_Lamp | LED_lamp |  | ILtg-Res-LED-20000hr |  |  |  | LEDratio0297 | LEDratio0297 | LED-RefR(20w) | Available |  | 0 | 0 |  | NrNc |  |  |  | None | 2020-01-01 | 2020-03-18 | [5 empty] | Standard | DEER2020 update for: revised impacts, IEFs and peak demand | 1 | 1 | 0 | Deemed Ex Ante Team |  | DEER2020 update for: revised impacts, IEFs and peak demand |  | Updated to indicate claim/filing status
2020 | R-In-LED-RefR(22w)-dWP43 | Residential Indoor General Lighting: LED Lamp replaces pre-existing standard lighting Wattage. Measure includes Code case. Impacts: CFL-based HOU (varies by BldgType) | DEER2020 | D20v1 | 2020-11-24 16:30 | Res-Iltg-SI-dWatt | DEER | Scaled | BaseRatio |  |  | None |  | 0 |  | 1 | Res | Any | Lighting | InGen-ScrewIn | Ltg_Lamp | LED_lamp |  | ILtg-Res-LED-20000hr |  |  |  | LEDratio0297 | LEDratio0297 | LED-RefR(22w) | Available |  | 0 | 0 |  | NrNc |  |  |  | None | 2020-01-01 | 2020-03-18 | [5 empty] | Standard | DEER2020 update for: revised impacts, IEFs and peak demand | 1 | 1 | 0 | Deemed Ex Ante Team |  | DEER2020 update for: revised impacts, IEFs and peak demand |  | Updated to indicate claim/filing status
2020 | R-In-LED-RefR(6w)-dWP19 | Residential Indoor General Lighting: LED Lamp replaces pre-existing standard lighting Wattage. Measure includes Code case. Impacts: CFL-based HOU (varies by BldgType) | DEER2020 | D20v1 | 2020-11-24 16:30 | Res-Iltg-SI-dWatt | DEER | Scaled | BaseRatio |  |  | None |  | 0 |  | 1 | Res | Any | Lighting | InGen-ScrewIn | Ltg_Lamp | LED_lamp |  | ILtg-Res-LED-20000hr |  |  |  | LEDratio0417 | LEDratio0417 | LED-RefR(6w) | Available |  | 0 | 0 |  | NrNc |  |  |  | None | 2020-01-01 | 2020-03-18 | [5 empty] | Standard | DEER2020 update for: revised impacts, IEFs and peak demand | 1 | 1 | 0 | Deemed Ex Ante Team |  | DEER2020 update for: revised impacts, IEFs and peak demand |  | Updated to indicate claim/filing status
2020 | R-In-LED-RefR(7w)-dWP22 | Residential Indoor General Lighting: LED Lamp replaces pre-existing standard lighting Wattage. Measure includes Code case. Impacts: CFL-based HOU (varies by BldgType) | DEER2020 | D20v1 | 2020-11-24 16:30 | Res-Iltg-SI-dWatt | DEER | Scaled | BaseRatio |  |  | None |  | 0 |  | 1 | Res | Any | Lighting | InGen-ScrewIn | Ltg_Lamp | LED_lamp |  | ILtg-Res-LED-20000hr |  |  |  | LEDratio0417 | LEDratio0417 | LED-RefR(7w) | Available |  | 0 | 0 |  | NrNc |  |  |  | None | 2020-01-01 | 2020-03-18 | [5 empty] | Standard | DEER2020 update for: revised impacts, IEFs and peak demand | 1 | 1 | 0 | Deemed Ex Ante Team |  | DEER2020 update for: revised impacts, IEFs and peak demand |  | Updated to indicate claim/filing status
2020 | R-In-LED-RefR(8w)-dWP25 | Residential Indoor General Lighting: LED Lamp replaces pre-existing standard lighting Wattage. Measure includes Code case. Impacts: CFL-based HOU (varies by BldgType) | DEER2020 | D20v1 | 2020-11-24 16:30 | Res-Iltg-SI-dWatt | DEER | Scaled | BaseRatio |  |  | None |  | 0 |  | 1 | Res | Any | Lighting | InGen-ScrewIn | Ltg_Lamp | LED_lamp |  | ILtg-Res-LED-20000hr |  |  |  | LEDratio0417 | LEDratio0417 | LED-RefR(8w) | Available |  | 0 | 0 |  | NrNc |  |  |  | None | 2020-01-01 | 2020-03-18 | [5 empty] | Standard | DEER2020 update for: revised impacts, IEFs and peak demand | 1 | 1 | 0 | Deemed Ex Ante Team |  | DEER2020 update for: revised impacts, IEFs and peak demand |  | Updated to indicate claim/filing status
2020 | R-In-LED-RefR(9w)-dWP29 | Residential Indoor General Lighting: LED Lamp replaces pre-existing standard lighting Wattage. Measure includes Code case. Impacts: CFL-based HOU (varies by BldgType) | DEER2020 | D20v1 | 2020-11-24 16:30 | Res-Iltg-SI-dWatt | DEER | Scaled | BaseRatio |  |  | None |  | 0 |  | 1 | Res | Any | Lighting | InGen-ScrewIn | Ltg_Lamp | LED_lamp |  | ILtg-Res-LED-20000hr |  |  |  | LEDratio0417 | LEDratio0417 | LED-RefR(9w) | Available |  | 0 | 0 |  | NrNc |  |  |  | None | 2020-01-01 | 2020-03-18 | [5 empty] | Standard | DEER2020 update for: revised impacts, IEFs and peak demand | 1 | 1 | 0 | Deemed Ex Ante Team |  | DEER2020 update for: revised impacts, IEFs and peak demand |  | Updated to indicate claim/filing status
2020 | R-OutCmn-LED-A19(EISA-Bin-100w-100LPW)-dWP2p4 | LED A Lamp replaces pre-existing standard lighting Wattage based on EISA bin and LPW | DEER2019 | D20 v0 | 2020-11-24 16:30 | All-Oltg-dWatt-MS | NonDEER | Scaled | DeltaWatts | 2.4 | 2.4 | None |  | 0 |  | 0 | Res | Any | Lighting | OutCommon | Ltg_Lamp | LED_lamp |  | OLtg-Res-LED-20000hr-Cmn | LED A19 Basecase, 75% LED, 25% CFL | LED A19 Basecase, 75% LED, 25% CFL | LED Lamp: A19, EISA Bin 100, 100 LPW |  |  |  | Available |  | 0 | 0 | DEER2019 Proposed Update | RobNc |  |  |  |  | 2019-01-01 | 2019-12-31 | [5 empty] | Standard | Measures expire 12/31/2019. In addition to HOU revision for 2019, impacts are revised to include DEER2020 update to the peak demand period definition | 1 | 1 | 0 | Deemed Ex Ante Team |  | Measures expire 12/31/2019. In addition to HOU revision for 2019, impacts are revised to include DEER2020 update to the peak demand period definition |  | Updated to indicate claim/filing status
2020 | R-OutCmn-LED-A19(EISA-Bin-100w-100LPW)-dWP2p4 | LED A Lamp replaces pre-existing standard lighting Wattage based on EISA bin and LPW | DEER2020 | D20v1 | 2020-11-24 16:30 | All-Oltg-dWatt-MS | NonDEER | Scaled | DeltaWatts | 2.4 | 2.4 | None |  | 0 |  | 0 | Res | Any | Lighting | OutCommon | Ltg_Lamp | LED_lamp |  | OLtg-Res-LED-20000hr-Cmn | LED A19 Basecase, 75% LED, 25% CFL | LED A19 Basecase, 75% LED, 25% CFL | LED Lamp: A19, EISA Bin 100, 100 LPW |  |  |  | Available |  | 0 | 0 |  | RobNc |  |  |  | None | 2020-01-01 | 2020-03-18 | [5 empty] | Standard |  | 1 | 1 | 0 | Deemed Ex Ante Team |  |  |  | Updated to indicate claim/filing status
2020 | R-OutCmn-LED-A19(EISA-Bin-100w-110LPW)-dWP2p6 | LED A Lamp replaces pre-existing standard lighting Wattage based on EISA bin and LPW | DEER2019 | D20 v0 | 2020-11-24 16:30 | All-Oltg-dWatt-MS | NonDEER | Scaled | DeltaWatts | 2.6 | 2.6 | None |  | 0 |  | 0 | Res | Any | Lighting | OutCommon | Ltg_Lamp | LED_lamp |  | OLtg-Res-LED-20000hr-Cmn | LED A19 Basecase, 75% LED, 25% CFL | LED A19 Basecase, 75% LED, 25% CFL | LED Lamp: A19, EISA Bin 100, 110 LPW |  |  |  | Available |  | 0 | 0 | DEER2019 Proposed Update | RobNc |  |  |  |  | 2019-01-01 | 2019-12-31 | [5 empty] | Standard | Measures expire 12/31/2019. In addition to HOU revision for 2019, impacts are revised to include DEER2020 update to the peak demand period definition | 1 | 1 | 0 | Deemed Ex Ante Team |  | Measures expire 12/31/2019. In addition to HOU revision for 2019, impacts are revised to include DEER2020 update to the peak demand period definition |  | Updated to indicate claim/filing status
2020 | R-OutCmn-LED-A19(EISA-Bin-100w-110LPW)-dWP2p6 | LED A Lamp replaces pre-existing standard lighting Wattage based on EISA bin and LPW | DEER2020 | D20v1 | 2020-11-24 16:30 | All-Oltg-dWatt-MS | NonDEER | Scaled | DeltaWatts | 2.6 | 2.6 | None |  | 0 |  | 0 | Res | Any | Lighting | OutCommon | Ltg_Lamp | LED_lamp |  | OLtg-Res-LED-20000hr-Cmn | LED A19 Basecase, 75% LED, 25% CFL | LED A19 Basecase, 75% LED, 25% CFL | LED Lamp: A19, EISA Bin 100, 110 LPW |  |  |  | Available |  | 0 | 0 |  | RobNc |  |  |  | None | 2020-01-01 | 2020-03-18 | [5 empty] | Standard |  | 1 | 1 | 0 | Deemed Ex Ante Team |  |  |  | Updated to indicate claim/filing status
2020 | R-OutCmn-LED-A19(EISA-Bin-100w-120LPW)-dWP3p3 | LED A Lamp replaces pre-existing standard lighting Wattage based on EISA bin and LPW | DEER2020 | D20v1 | 2020-11-24 16:30 | All-Oltg-dWatt-MS | NonDEER | Scaled | DeltaWatts | 3.3 | 3.3 | None |  | 0 |  | 0 | Res | Any | Lighting | OutCommon | Ltg_Lamp | LED_lamp |  | OLtg-Res-LED-20000hr-Cmn | LED A19 Basecase, 75% LED, 25% CFL | LED A19 Basecase, 75% LED, 25% CFL | LED Lamp: A19, EISA Bin 100, 120 LPW |  |  |  | Available |  | 0 | 0 |  | RobNc |  |  |  | None | 2020-01-01 | 2020-03-18 | [5 empty] | Standard |  | 1 | 1 | 0 | Deemed Ex Ante Team |  |  |  | Updated to indicate claim/filing status
2020 | R-OutCmn-LED-A19(EISA-Bin-100w-120LPW)-dWP3p3 | LED A Lamp replaces pre-existing standard lighting Wattage based on EISA bin and LPW | DEER2019 | D20 v0 | 2020-11-24 16:30 | All-Oltg-dWatt-MS | NonDEER | Scaled | DeltaWatts | 3.3 | 3.3 | None |  | 0 |  | 0 | Res | Any | Lighting | OutCommon | Ltg_Lamp | LED_lamp |  | OLtg-Res-LED-20000hr-Cmn | LED A19 Basecase, 75% LED, 25% CFL | LED A19 Basecase, 75% LED, 25% CFL | LED Lamp: A19, EISA Bin 100, 120 LPW |  |  |  | Available |  | 0 | 0 | DEER2019 Proposed Update | RobNc |  |  |  |  | 2019-01-01 | 2019-12-31 | [5 empty] | Standard | Measures expire 12/31/2019. In addition to HOU revision for 2019, impacts are revised to include DEER2020 update to the peak demand period definition | 1 | 1 | 0 | Deemed Ex Ante Team |  | Measures expire 12/31/2019. In addition to HOU revision for 2019, impacts are revised to include DEER2020 update to the peak demand period definition |  | Updated to indicate claim/filing status
2020 | R-OutCmn-LED-A19(EISA-Bin-100w-90LPW)-dWP2p0 | LED A Lamp replaces pre-existing standard lighting Wattage based on EISA bin and LPW | DEER2019 | D20 v0 | 2020-11-24 16:30 | All-Oltg-dWatt-MS | NonDEER | Scaled | DeltaWatts | 2 | 2 | None |  | 0 |  | 0 | Res | Any | Lighting | OutCommon | Ltg_Lamp | LED_lamp |  | OLtg-Res-LED-20000hr-Cmn | LED A19 Basecase, 75% LED, 25% CFL | LED A19 Basecase, 75% LED, 25% CFL | LED Lamp: A19, EISA Bin 100, 90 LPW |  |  |  | Available |  | 0 | 0 | DEER2019 Proposed Update | RobNc |  |  |  |  | 2019-01-01 | 2019-12-31 | [5 empty] | Standard | Measures expire 12/31/2019. In addition to HOU revision for 2019, impacts are revised to include DEER2020 update to the peak demand period definition | 1 | 1 | 0 | Deemed Ex Ante Team |  | Measures expire 12/31/2019. In addition to HOU revision for 2019, impacts are revised to include DEER2020 update to the peak demand period definition |  | Updated to indicate claim/filing status
2020 | R-OutCmn-LED-A19(EISA-Bin-100w-90LPW)-dWP2p0 | LED A Lamp replaces pre-existing standard lighting Wattage based on EISA bin and LPW | DEER2020 | D20v1 | 2020-11-24 16:30 | All-Oltg-dWatt-MS | NonDEER | Scaled | DeltaWatts | 2 | 2 | None |  | 0 |  | 0 | Res | Any | Lighting | OutCommon | Ltg_Lamp | LED_lamp |  | OLtg-Res-LED-20000hr-Cmn | LED A19 Basecase, 75% LED, 25% CFL | LED A19 Basecase, 75% LED, 25% CFL | LED Lamp: A19, EISA Bin 100, 90 LPW |  |  |  | Available |  | 0 | 0 |  | RobNc |  |  |  | None | 2020-01-01 | 2020-03-18 | [5 empty] | Standard |  | 1 | 1 | 0 | Deemed Ex Ante Team |  |  |  | Updated to indicate claim/filing status
2020 | R-OutCmn-LED-A19(EISA-Bin-40w-100LPW)-dWP1p1 | LED A Lamp replaces pre-existing standard lighting Wattage based on EISA bin and LPW | DEER2019 | D20 v0 | 2020-11-24 16:30 | All-Oltg-dWatt-MS | NonDEER | Scaled | DeltaWatts | 1.1 | 1.1 | None |  | 0 |  | 0 | Res | Any | Lighting | OutCommon | Ltg_Lamp | LED_lamp |  | OLtg-Res-LED-20000hr-Cmn | LED A19 Basecase, 75% LED, 25% CFL | LED A19 Basecase, 75% LED, 25% CFL | LED Lamp: A19, EISA Bin 40, 100 LPW |  |  |  | Available |  | 0 | 0 | DEER2019 Proposed Update | RobNc |  |  |  |  | 2019-01-01 | 2019-12-31 | [5 empty] | Standard | Measures expire 12/31/2019. In addition to HOU revision for 2019, impacts are revised to include DEER2020 update to the peak demand period definition | 1 | 1 | 0 | Deemed Ex Ante Team |  | Measures expire 12/31/2019. In addition to HOU revision for 2019, impacts are revised to include DEER2020 update to the peak demand period definition |  | Updated to indicate claim/filing status
2020 | R-OutCmn-LED-A19(EISA-Bin-40w-100LPW)-dWP1p1 | LED A Lamp replaces pre-existing standard lighting Wattage based on EISA bin and LPW | DEER2020 | D20v1 | 2020-11-24 16:30 | All-Oltg-dWatt-MS | NonDEER | Scaled | DeltaWatts | 1.1 | 1.1 | None |  | 0 |  | 0 | Res | Any | Lighting | OutCommon | Ltg_Lamp | LED_lamp |  | OLtg-Res-LED-20000hr-Cmn | LED A19 Basecase, 75% LED, 25% CFL | LED A19 Basecase, 75% LED, 25% CFL | LED Lamp: A19, EISA Bin 40, 100 LPW |  |  |  | Available |  | 0 | 0 |  | RobNc |  |  |  | None | 2020-01-01 | 2020-03-18 | [5 empty] | Standard |  | 1 | 1 | 0 | Deemed Ex Ante Team |  |  |  | Updated to indicate claim/filing status
2020 | R-OutCmn-LED-A19(EISA-Bin-40w-110LPW)-dWP1p2 | LED A Lamp replaces pre-existing standard lighting Wattage based on EISA bin and LPW | DEER2019 | D20 v0 | 2020-11-24 16:30 | All-Oltg-dWatt-MS | NonDEER | Scaled | DeltaWatts | 1.2 | 1.2 | None |  | 0 |  | 0 | Res | Any | Lighting | OutCommon | Ltg_Lamp | LED_lamp |  | OLtg-Res-LED-20000hr-Cmn | LED A19 Basecase, 75% LED, 25% CFL | LED A19 Basecase, 75% LED, 25% CFL | LED Lamp: A19, EISA Bin 40, 110 LPW |  |  |  | Available |  | 0 | 0 | DEER2019 Proposed Update | RobNc |  |  |  |  | 2019-01-01 | 2019-12-31 | [5 empty] | Standard | Measures expire 12/31/2019. In addition to HOU revision for 2019, impacts are revised to include DEER2020 update to the peak demand period definition | 1 | 1 | 0 | Deemed Ex Ante Team |  | Measures expire 12/31/2019. In addition to HOU revision for 2019, impacts are revised to include DEER2020 update to the peak demand period definition |  | Updated to indicate claim/filing status
2020 | R-OutCmn-LED-A19(EISA-Bin-40w-110LPW)-dWP1p2 | LED A Lamp replaces pre-existing standard lighting Wattage based on EISA bin and LPW | DEER2020 | D20v1 | 2020-11-24 16:30 | All-Oltg-dWatt-MS | NonDEER | Scaled | DeltaWatts | 1.2 | 1.2 | None |  | 0 |  | 0 | Res | Any | Lighting | OutCommon | Ltg_Lamp | LED_lamp |  | OLtg-Res-LED-20000hr-Cmn | LED A19 Basecase, 75% LED, 25% CFL | LED A19 Basecase, 75% LED, 25% CFL | LED Lamp: A19, EISA Bin 40, 110 LPW |  |  |  | Available |  | 0 | 0 |  | RobNc |  |  |  | None | 2020-01-01 | 2020-03-18 | [5 empty] | Standard |  | 1 | 1 | 0 | Deemed Ex Ante Team |  |  |  | Updated to indicate claim/filing status
2020 | R-OutCmn-LED-A19(EISA-Bin-40w-120LPW)-dWP1p5 | LED A Lamp replaces pre-existing standard lighting Wattage based on EISA bin and LPW | DEER2019 | D20 v0 | 2020-11-24 16:30 | All-Oltg-dWatt-MS | NonDEER | Scaled | DeltaWatts | 1.5 | 1.5 | None |  | 0 |  | 0 | Res | Any | Lighting | OutCommon | Ltg_Lamp | LED_lamp |  | OLtg-Res-LED-20000hr-Cmn | LED A19 Basecase, 75% LED, 25% CFL | LED A19 Basecase, 75% LED, 25% CFL | LED Lamp: A19, EISA Bin 40, 120 LPW |  |  |  | Available |  | 0 | 0 | DEER2019 Proposed Update | RobNc |  |  |  |  | 2019-01-01 | 2019-12-31 | [5 empty] | Standard | Measures expire 12/31/2019. In addition to HOU revision for 2019, impacts are revised to include DEER2020 update to the peak demand period definition | 1 | 1 | 0 | Deemed Ex Ante Team |  | Measures expire 12/31/2019. In addition to HOU revision for 2019, impacts are revised to include DEER2020 update to the peak demand period definition |  | Updated to indicate claim/filing status
2020 | R-OutCmn-LED-A19(EISA-Bin-40w-120LPW)-dWP1p5 | LED A Lamp replaces pre-existing standard lighting Wattage based on EISA bin and LPW | DEER2020 | D20v1 | 2020-11-24 16:30 | All-Oltg-dWatt-MS | NonDEER | Scaled | DeltaWatts | 1.5 | 1.5 | None |  | 0 |  | 0 | Res | Any | Lighting | OutCommon | Ltg_Lamp | LED_lamp |  | OLtg-Res-LED-20000hr-Cmn | LED A19 Basecase, 75% LED, 25% CFL | LED A19 Basecase, 75% LED, 25% CFL | LED Lamp: A19, EISA Bin 40, 120 LPW |  |  |  | Available |  | 0 | 0 |  | RobNc |  |  |  | None | 2020-01-01 | 2020-03-18 | [5 empty] | Standard |  | 1 | 1 | 0 | Deemed Ex Ante Team |  |  |  | Updated to indicate claim/filing status
2020 | R-OutCmn-LED-A19(EISA-Bin-40w-80LPW)-dWP0p8 | LED A Lamp replaces pre-existing standard lighting Wattage based on EISA bin and LPW | DEER2019 | D20 v0 | 2020-11-24 16:30 | All-Oltg-dWatt-MS | NonDEER | Scaled | DeltaWatts | 0.8 | 0.8 | None |  | 0 |  | 0 | Res | Any | Lighting | OutCommon | Ltg_Lamp | LED_lamp |  | OLtg-Res-LED-20000hr-Cmn | LED A19 Basecase, 75% LED, 25% CFL | LED A19 Basecase, 75% LED, 25% CFL | LED Lamp: A19, EISA Bin 40, 80 LPW |  |  |  | Available |  | 0 | 0 | DEER2019 Proposed Update | RobNc |  |  |  |  | 2019-01-01 | 2019-12-31 | [5 empty] | Standard | Measures expire 12/31/2019. In addition to HOU revision for 2019, impacts are revised to include DEER2020 update to the peak demand period definition | 1 | 1 | 0 | Deemed Ex Ante Team |  | Measures expire 12/31/2019. In addition to HOU revision for 2019, impacts are revised to include DEER2020 update to the peak demand period definition |  | Updated to indicate claim/filing status
2020 | R-OutCmn-LED-A19(EISA-Bin-40w-80LPW)-dWP0p8 | LED A Lamp replaces pre-existing standard lighting Wattage based on EISA bin and LPW | DEER2020 | D20v1 | 2020-11-24 16:30 | All-Oltg-dWatt-MS | NonDEER | Scaled | DeltaWatts | 0.8 | 0.8 | None |  | 0 |  | 0 | Res | Any | Lighting | OutCommon | Ltg_Lamp | LED_lamp |  | OLtg-Res-LED-20000hr-Cmn | LED A19 Basecase, 75% LED, 25% CFL | LED A19 Basecase, 75% LED, 25% CFL | LED Lamp: A19, EISA Bin 40, 80 LPW |  |  |  | Available |  | 0 | 0 |  | RobNc |  |  |  | None | 2020-01-01 | 2020-03-18 | [5 empty] | Standard |  | 1 | 1 | 0 | Deemed Ex Ante Team |  |  |  | Updated to indicate claim/filing status
2020 | R-OutCmn-LED-A19(EISA-Bin-40w-90LPW)-dWP1p0 | LED A Lamp replaces pre-existing standard lighting Wattage based on EISA bin and LPW | DEER2019 | D20 v0 | 2020-11-24 16:30 | All-Oltg-dWatt-MS | NonDEER | Scaled | DeltaWatts | 1 | 1 | None |  | 0 |  | 0 | Res | Any | Lighting | OutCommon | Ltg_Lamp | LED_lamp |  | OLtg-Res-LED-20000hr-Cmn | LED A19 Basecase, 75% LED, 25% CFL | LED A19 Basecase, 75% LED, 25% CFL | LED Lamp: A19, EISA Bin 40, 90 LPW |  |  |  | Available |  | 0 | 0 | DEER2019 Proposed Update | RobNc |  |  |  |  | 2019-01-01 | 2019-12-31 | [5 empty] | Standard | Measures expire 12/31/2019. In addition to HOU revision for 2019, impacts are revised to include DEER2020 update to the peak demand period definition | 1 | 1 | 0 | Deemed Ex Ante Team |  | Measures expire 12/31/2019. In addition to HOU revision for 2019, impacts are revised to include DEER2020 update to the peak demand period definition |  | Updated to indicate claim/filing status
2020 | R-OutCmn-LED-A19(EISA-Bin-40w-90LPW)-dWP1p0 | LED A Lamp replaces pre-existing standard lighting Wattage based on EISA bin and LPW | DEER2020 | D20v1 | 2020-11-24 16:30 | All-Oltg-dWatt-MS | NonDEER | Scaled | DeltaWatts | 1 | 1 | None |  | 0 |  | 0 | Res | Any | Lighting | OutCommon | Ltg_Lamp | LED_lamp |  | OLtg-Res-LED-20000hr-Cmn | LED A19 Basecase, 75% LED, 25% CFL | LED A19 Basecase, 75% LED, 25% CFL | LED Lamp: A19, EISA Bin 40, 90 LPW |  |  |  | Available |  | 0 | 0 |  | RobNc |  |  |  | None | 2020-01-01 | 2020-03-18 | [5 empty] | Standard |  | 1 | 1 | 0 | Deemed Ex Ante Team |  |  |  | Updated to indicate claim/filing status
2020 | R-OutCmn-LED-A19(EISA-Bin-60w-100LPW)-dWP1p4 | LED A Lamp replaces pre-existing standard lighting Wattage based on EISA bin and LPW | DEER2020 | D20v1 | 2020-11-24 16:30 | All-Oltg-dWatt-MS | NonDEER | Scaled | DeltaWatts | 1.4 | 1.4 | None |  | 0 |  | 0 | Res | Any | Lighting | OutCommon | Ltg_Lamp | LED_lamp |  | OLtg-Res-LED-20000hr-Cmn | LED A19 Basecase, 75% LED, 25% CFL | LED A19 Basecase, 75% LED, 25% CFL | LED Lamp: A19, EISA Bin 60, 100 LPW |  |  |  | Available |  | 0 | 0 |  | RobNc |  |  |  | None | 2020-01-01 | 2020-03-18 | [5 empty] | Standard |  | 1 | 1 | 0 | Deemed Ex Ante Team |  |  |  | Updated to indicate claim/filing status
2020 | R-OutCmn-LED-A19(EISA-Bin-60w-100LPW)-dWP1p4 | LED A Lamp replaces pre-existing standard lighting Wattage based on EISA bin and LPW | DEER2019 | D20 v0 | 2020-11-24 16:30 | All-Oltg-dWatt-MS | NonDEER | Scaled | DeltaWatts | 1.4 | 1.4 | None |  | 0 |  | 0 | Res | Any | Lighting | OutCommon | Ltg_Lamp | LED_lamp |  | OLtg-Res-LED-20000hr-Cmn | LED A19 Basecase, 75% LED, 25% CFL | LED A19 Basecase, 75% LED, 25% CFL | LED Lamp: A19, EISA Bin 60, 100 LPW |  |  |  | Available |  | 0 | 0 | DEER2019 Proposed Update | RobNc |  |  |  |  | 2019-01-01 | 2019-12-31 | [5 empty] | Standard | Measures expire 12/31/2019. In addition to HOU revision for 2019, impacts are revised to include DEER2020 update to the peak demand period definition | 1 | 1 | 0 | Deemed Ex Ante Team |  | Measures expire 12/31/2019. In addition to HOU revision for 2019, impacts are revised to include DEER2020 update to the peak demand period definition |  | Updated to indicate claim/filing status
2020 | R-OutCmn-LED-A19(EISA-Bin-60w-110LPW)-dWP1p5 | LED A Lamp replaces pre-existing standard lighting Wattage based on EISA bin and LPW | DEER2020 | D20v1 | 2020-11-24 16:30 | All-Oltg-dWatt-MS | NonDEER | Scaled | DeltaWatts | 1.5 | 1.5 | None |  | 0 |  | 0 | Res | Any | Lighting | OutCommon | Ltg_Lamp | LED_lamp |  | OLtg-Res-LED-20000hr-Cmn | LED A19 Basecase, 75% LED, 25% CFL | LED A19 Basecase, 75% LED, 25% CFL | LED Lamp: A19, EISA Bin 60, 110 LPW |  |  |  | Available |  | 0 | 0 |  | RobNc |  |  |  | None | 2020-01-01 | 2020-03-18 | [5 empty] | Standard |  | 1 | 1 | 0 | Deemed Ex Ante Team |  |  |  | Updated to indicate claim/filing status
2020 | R-OutCmn-LED-A19(EISA-Bin-60w-110LPW)-dWP1p5 | LED A Lamp replaces pre-existing standard lighting Wattage based on EISA bin and LPW | DEER2019 | D20 v0 | 2020-11-24 16:30 | All-Oltg-dWatt-MS | NonDEER | Scaled | DeltaWatts | 1.5 | 1.5 | None |  | 0 |  | 0 | Res | Any | Lighting | OutCommon | Ltg_Lamp | LED_lamp |  | OLtg-Res-LED-20000hr-Cmn | LED A19 Basecase, 75% LED, 25% CFL | LED A19 Basecase, 75% LED, 25% CFL | LED Lamp: A19, EISA Bin 60, 110 LPW |  |  |  | Available |  | 0 | 0 | DEER2019 Proposed Update | RobNc |  |  |  |  | 2019-01-01 | 2019-12-31 | [5 empty] | Standard | Measures expire 12/31/2019. In addition to HOU revision for 2019, impacts are revised to include DEER2020 update to the peak demand period definition | 1 | 1 | 0 | Deemed Ex Ante Team |  | Measures expire 12/31/2019. In addition to HOU revision for 2019, impacts are revised to include DEER2020 update to the peak demand period definition |  | Updated to indicate claim/filing status
2020 | R-OutCmn-LED-A19(EISA-Bin-60w-120LPW)-dWP1p8 | LED A Lamp replaces pre-existing standard lighting Wattage based on EISA bin and LPW | DEER2020 | D20v1 | 2020-11-24 16:30 | All-Oltg-dWatt-MS | NonDEER | Scaled | DeltaWatts | 1.8 | 1.8 | None |  | 0 |  | 0 | Res | Any | Lighting | OutCommon | Ltg_Lamp | LED_lamp |  | OLtg-Res-LED-20000hr-Cmn | LED A19 Basecase, 75% LED, 25% CFL | LED A19 Basecase, 75% LED, 25% CFL | LED Lamp: A19, EISA Bin 60, 120 LPW |  |  |  | Available |  | 0 | 0 |  | RobNc |  |  |  | None | 2020-01-01 | 2020-03-18 | [5 empty] | Standard |  | 1 | 1 | 0 | Deemed Ex Ante Team |  |  |  | Updated to indicate claim/filing status
2020 | R-OutCmn-LED-A19(EISA-Bin-60w-120LPW)-dWP1p8 | LED A Lamp replaces pre-existing standard lighting Wattage based on EISA bin and LPW | DEER2019 | D20 v0 | 2020-11-24 16:30 | All-Oltg-dWatt-MS | NonDEER | Scaled | DeltaWatts | 1.8 | 1.8 | None |  | 0 |  | 0 | Res | Any | Lighting | OutCommon | Ltg_Lamp | LED_lamp |  | OLtg-Res-LED-20000hr-Cmn | LED A19 Basecase, 75% LED, 25% CFL | LED A19 Basecase, 75% LED, 25% CFL | LED Lamp: A19, EISA Bin 60, 120 LPW |  |  |  | Available |  | 0 | 0 | DEER2019 Proposed Update | RobNc |  |  |  |  | 2019-01-01 | 2019-12-31 | [5 empty] | Standard | Measures expire 12/31/2019. In addition to HOU revision for 2019, impacts are revised to include DEER2020 update to the peak demand period definition | 1 | 1 | 0 | Deemed Ex Ante Team |  | Measures expire 12/31/2019. In addition to HOU revision for 2019, impacts are revised to include DEER2020 update to the peak demand period definition |  | Updated to indicate claim/filing status
2020 | R-OutCmn-LED-A19(EISA-Bin-60w-90LPW)-dWP1p3 | LED A Lamp replaces pre-existing standard lighting Wattage based on EISA bin and LPW | DEER2020 | D20v1 | 2020-11-24 16:30 | All-Oltg-dWatt-MS | NonDEER | Scaled | DeltaWatts | 1.3 | 1.3 | None |  | 0 |  | 0 | Res | Any | Lighting | OutCommon | Ltg_Lamp | LED_lamp |  | OLtg-Res-LED-20000hr-Cmn | LED A19 Basecase, 75% LED, 25% CFL | LED A19 Basecase, 75% LED, 25% CFL | LED Lamp: A19, EISA Bin 60, 90 LPW |  |  |  | Available |  | 0 | 0 |  | RobNc |  |  |  | None | 2020-01-01 | 2020-03-18 | [5 empty] | Standard |  | 1 | 1 | 0 | Deemed Ex Ante Team |  |  |  | Updated to indicate claim/filing status
2020 | R-OutCmn-LED-A19(EISA-Bin-60w-90LPW)-dWP1p3 | LED A Lamp replaces pre-existing standard lighting Wattage based on EISA bin and LPW | DEER2019 | D20 v0 | 2020-11-24 16:30 | All-Oltg-dWatt-MS | NonDEER | Scaled | DeltaWatts | 1.3 | 1.3 | None |  | 0 |  | 0 | Res | Any | Lighting | OutCommon | Ltg_Lamp | LED_lamp |  | OLtg-Res-LED-20000hr-Cmn | LED A19 Basecase, 75% LED, 25% CFL | LED A19 Basecase, 75% LED, 25% CFL | LED Lamp: A19, EISA Bin 60, 90 LPW |  |  |  | Available |  | 0 | 0 | DEER2019 Proposed Update | RobNc |  |  |  |  | 2019-01-01 | 2019-12-31 | [5 empty] | Standard | Measures expire 12/31/2019. In addition to HOU revision for 2019, impacts are revised to include DEER2020 update to the peak demand period definition | 1 | 1 | 0 | Deemed Ex Ante Team |  | Measures expire 12/31/2019. In addition to HOU revision for 2019, impacts are revised to include DEER2020 update to the peak demand period definition |  | Updated to indicate claim/filing status
2020 | R-OutCmn-LED-A19(EISA-Bin-75w-100LPW)-dWP1p7 | LED A Lamp replaces pre-existing standard lighting Wattage based on EISA bin and LPW | DEER2019 | D20 v0 | 2020-11-24 16:30 | All-Oltg-dWatt-MS | NonDEER | Scaled | DeltaWatts | 1.7 | 1.7 | None |  | 0 |  | 0 | Res | Any | Lighting | OutCommon | Ltg_Lamp | LED_lamp |  | OLtg-Res-LED-20000hr-Cmn | LED A19 Basecase, 75% LED, 25% CFL | LED A19 Basecase, 75% LED, 25% CFL | LED Lamp: A19, EISA Bin 75, 100 LPW |  |  |  | Available |  | 0 | 0 | DEER2019 Proposed Update | RobNc |  |  |  |  | 2019-01-01 | 2019-12-31 | [5 empty] | Standard | Measures expire 12/31/2019. In addition to HOU revision for 2019, impacts are revised to include DEER2020 update to the peak demand period definition | 1 | 1 | 0 | Deemed Ex Ante Team |  | Measures expire 12/31/2019. In addition to HOU revision for 2019, impacts are revised to include DEER2020 update to the peak demand period definition |  | Updated to indicate claim/filing status
2020 | R-OutCmn-LED-A19(EISA-Bin-75w-100LPW)-dWP1p7 | LED A Lamp replaces pre-existing standard lighting Wattage based on EISA bin and LPW | DEER2020 | D20v1 | 2020-11-24 16:30 | All-Oltg-dWatt-MS | NonDEER | Scaled | DeltaWatts | 1.7 | 1.7 | None |  | 0 |  | 0 | Res | Any | Lighting | OutCommon | Ltg_Lamp | LED_lamp |  | OLtg-Res-LED-20000hr-Cmn | LED A19 Basecase, 75% LED, 25% CFL | LED A19 Basecase, 75% LED, 25% CFL | LED Lamp: A19, EISA Bin 75, 100 LPW |  |  |  | Available |  | 0 | 0 |  | RobNc |  |  |  | None | 2020-01-01 | 2020-03-18 | [5 empty] | Standard |  | 1 | 1 | 0 | Deemed Ex Ante Team |  |  |  | Updated to indicate claim/filing status
2020 | R-OutCmn-LED-A19(EISA-Bin-75w-110LPW)-dWP1p9 | LED A Lamp replaces pre-existing standard lighting Wattage based on EISA bin and LPW | DEER2020 | D20v1 | 2020-11-24 16:30 | All-Oltg-dWatt-MS | NonDEER | Scaled | DeltaWatts | 1.9 | 1.9 | None |  | 0 |  | 0 | Res | Any | Lighting | OutCommon | Ltg_Lamp | LED_lamp |  | OLtg-Res-LED-20000hr-Cmn | LED A19 Basecase, 75% LED, 25% CFL | LED A19 Basecase, 75% LED, 25% CFL | LED Lamp: A19, EISA Bin 75, 110 LPW |  |  |  | Available |  | 0 | 0 |  | RobNc |  |  |  | None | 2020-01-01 | 2020-03-18 | [5 empty] | Standard |  | 1 | 1 | 0 | Deemed Ex Ante Team |  |  |  | Updated to indicate claim/filing status
2020 | R-OutCmn-LED-A19(EISA-Bin-75w-110LPW)-dWP1p9 | LED A Lamp replaces pre-existing standard lighting Wattage based on EISA bin and LPW | DEER2019 | D20 v0 | 2020-11-24 16:30 | All-Oltg-dWatt-MS | NonDEER | Scaled | DeltaWatts | 1.9 | 1.9 | None |  | 0 |  | 0 | Res | Any | Lighting | OutCommon | Ltg_Lamp | LED_lamp |  | OLtg-Res-LED-20000hr-Cmn | LED A19 Basecase, 75% LED, 25% CFL | LED A19 Basecase, 75% LED, 25% CFL | LED Lamp: A19, EISA Bin 75, 110 LPW |  |  |  | Available |  | 0 | 0 | DEER2019 Proposed Update | RobNc |  |  |  |  | 2019-01-01 | 2019-12-31 | [5 empty] | Standard | Measures expire 12/31/2019. In addition to HOU revision for 2019, impacts are revised to include DEER2020 update to the peak demand period definition | 1 | 1 | 0 | Deemed Ex Ante Team |  | Measures expire 12/31/2019. In addition to HOU revision for 2019, impacts are revised to include DEER2020 update to the peak demand period definition |  | Updated to indicate claim/filing status
2020 | R-OutCmn-LED-A19(EISA-Bin-75w-120LPW)-dWP2p3 | LED A Lamp replaces pre-existing standard lighting Wattage based on EISA bin and LPW | DEER2019 | D20 v0 | 2020-11-24 16:30 | All-Oltg-dWatt-MS | NonDEER | Scaled | DeltaWatts | 2.3 | 2.3 | None |  | 0 |  | 0 | Res | Any | Lighting | OutCommon | Ltg_Lamp | LED_lamp |  | OLtg-Res-LED-20000hr-Cmn | LED A19 Basecase, 75% LED, 25% CFL | LED A19 Basecase, 75% LED, 25% CFL | LED Lamp: A19, EISA Bin 75, 80 LPW |  |  |  | Available |  | 0 | 0 | DEER2019 Proposed Update | RobNc |  |  |  |  | 2019-01-01 | 2019-12-31 | [5 empty] | Standard | Measures expire 12/31/2019. In addition to HOU revision for 2019, impacts are revised to include DEER2020 update to the peak demand period definition | 1 | 1 | 0 | Deemed Ex Ante Team |  | Measures expire 12/31/2019. In addition to HOU revision for 2019, impacts are revised to include DEER2020 update to the peak demand period definition |  | Updated to indicate claim/filing status
2020 | R-OutCmn-LED-A19(EISA-Bin-75w-120LPW)-dWP2p3 | LED A Lamp replaces pre-existing standard lighting Wattage based on EISA bin and LPW | DEER2020 | D20v1 | 2020-11-24 16:30 | All-Oltg-dWatt-MS | NonDEER | Scaled | DeltaWatts | 2.3 | 2.3 | None |  | 0 |  | 0 | Res | Any | Lighting | OutCommon | Ltg_Lamp | LED_lamp |  | OLtg-Res-LED-20000hr-Cmn | LED A19 Basecase, 75% LED, 25% CFL | LED A19 Basecase, 75% LED, 25% CFL | LED Lamp: A19, EISA Bin 75, 80 LPW |  |  |  | Available |  | 0 | 0 |  | RobNc |  |  |  | None | 2020-01-01 | 2020-03-18 | [5 empty] | Standard |  | 1 | 1 | 0 | Deemed Ex Ante Team |  |  |  | Updated to indicate claim/filing status
2020 | R-OutCmn-LED-A19(EISA-Bin-75w-90LPW)-dWP1p5 | LED A Lamp replaces pre-existing standard lighting Wattage based on EISA bin and LPW | DEER2020 | D20v1 | 2020-11-24 16:30 | All-Oltg-dWatt-MS | NonDEER | Scaled | DeltaWatts | 1.5 | 1.5 | None |  | 0 |  | 0 | Res | Any | Lighting | OutCommon | Ltg_Lamp | LED_lamp |  | OLtg-Res-LED-20000hr-Cmn | LED A19 Basecase, 75% LED, 25% CFL | LED A19 Basecase, 75% LED, 25% CFL | LED Lamp: A19, EISA Bin 75, 90 LPW |  |  |  | Available |  | 0 | 0 |  | RobNc |  |  |  | None | 2020-01-01 | 2020-03-18 | [5 empty] | Standard |  | 1 | 1 | 0 | Deemed Ex Ante Team |  |  |  | Updated to indicate claim/filing status
2020 | R-OutCmn-LED-A19(EISA-Bin-75w-90LPW)-dWP1p5 | LED A Lamp replaces pre-existing standard lighting Wattage based on EISA bin and LPW | DEER2019 | D20 v0 | 2020-11-24 16:30 | All-Oltg-dWatt-MS | NonDEER | Scaled | DeltaWatts | 1.5 | 1.5 | None |  | 0 |  | 0 | Res | Any | Lighting | OutCommon | Ltg_Lamp | LED_lamp |  | OLtg-Res-LED-20000hr-Cmn | LED A19 Basecase, 75% LED, 25% CFL | LED A19 Basecase, 75% LED, 25% CFL | LED Lamp: A19, EISA Bin 75, 90 LPW |  |  |  | Available |  | 0 | 0 | DEER2019 Proposed Update | RobNc |  |  |  |  | 2019-01-01 | 2019-12-31 | [5 empty] | Standard | Measures expire 12/31/2019. In addition to HOU revision for 2019, impacts are revised to include DEER2020 update to the peak demand period definition | 1 | 1 | 0 | Deemed Ex Ante Team |  | Measures expire 12/31/2019. In addition to HOU revision for 2019, impacts are revised to include DEER2020 update to the peak demand period definition |  | Updated to indicate claim/filing status
2020 | R-OutCmn-LEDFixt-Ext(10w)-dWP19-dWC14 | Residential Outdoor Common Area Lighting: LED Fixture replaces pre-existing standard lighting Wattage. Measure includes Code case. | DEER2019 | D20 v0 | 2020-11-24 16:30 | All-Oltg-dWatt-MS | NonDEER | Scaled | BaseRatio | 0 | 0 | None |  | 0 |  | 1 | Res | Any | Lighting | OutCommon | Ltg_Fixture | LED_fixt |  | OLtg-Res-LED-50000hr-Cmn | LED A19 Basecase, Total Watts = 2.96 x Msr Watts | LED Fixture Basecase, Total Watts = 2.42 x Msr Watts | LED fixture: Any type of housing Fixture Type, Exterior Rated; Total Watts = 10 | LEDratio0296 | LEDratio0242 | LEDFixt-Ext(10w) | Available | From LED WRR Disposition July 2016 | 0 | 0 | DEER2019 Proposed Update | ErRobNc |  | LtgFixture-Default |  | None | 2019-01-01 | 2019-12-31 |  | LT-80865 |  |  |  | Standard | Measures expire 12/31/2019. In addition to HOU revision for 2019, impacts are revised to include DEER2020 update to the peak demand period definition | 1 | 1 | 0 | Deemed Ex Ante Team |  | Measures expire 12/31/2019. In addition to HOU revision for 2019, impacts are revised to include DEER2020 update to the peak demand period definition |  | Updated to indicate claim/filing status
2020 | R-OutCmn-LEDFixt-Ext(10w)-dWP19-dWC14 | Residential Outdoor Common Area Lighting: LED Fixture replaces pre-existing standard lighting Wattage. Measure includes Code case. | DEER2020 | D20v1 | 2020-11-24 16:30 | All-Oltg-dWatt-MS | NonDEER | Scaled | BaseRatio | 0 | 0 | None |  | 0 |  | 1 | Res | Any | Lighting | OutCommon | Ltg_Fixture | LED_fixt |  | OLtg-Res-LED-50000hr-Cmn | LED A19 Basecase, Total Watts = 2.96 x Msr Watts | LED Fixture Basecase, Total Watts = 2.42 x Msr Watts | LED fixture: Any type of housing Fixture Type, Exterior Rated; Total Watts = 10 | LEDratio0296 | LEDratio0242 | LEDFixt-Ext(10w) | Available | From LED WRR Disposition July 2016 | 0 | 0 |  | ErRobNc |  | LtgFixture-Default |  | None | 2020-01-01 | 2020-03-18 |  | LT-80865 |  |  |  | Standard |  | 1 | 1 | 0 | Deemed Ex Ante Team |  |  |  | Updated to indicate claim/filing status
2020 | R-OutCmn-LEDFixt-Ext(11w)-dWP21-dWC15 | Residential Outdoor Common Area Lighting: LED Fixture replaces pre-existing standard lighting Wattage. Measure includes Code case. | DEER2019 | D20 v0 | 2020-11-24 16:30 | All-Oltg-dWatt-MS | NonDEER | Scaled | BaseRatio | 0 | 0 | None |  | 0 |  | 1 | Res | Any | Lighting | OutCommon | Ltg_Fixture | LED_fixt |  | OLtg-Res-LED-50000hr-Cmn | LED A19 Basecase, Total Watts = 2.96 x Msr Watts | LED Fixture Basecase, Total Watts = 2.42 x Msr Watts | LED fixture: Any type of housing Fixture Type, Exterior Rated; Total Watts = 11 | LEDratio0296 | LEDratio0242 | LEDFixt-Ext(11w) | Available | From LED WRR Disposition July 2016 | 0 | 0 | DEER2019 Proposed Update | ErRobNc |  | LtgFixture-Default |  | None | 2019-01-01 | 2019-12-31 |  | LT-95082 |  |  |  | Standard | Measures expire 12/31/2019. In addition to HOU revision for 2019, impacts are revised to include DEER2020 update to the peak demand period definition | 1 | 1 | 0 | Deemed Ex Ante Team |  | Measures expire 12/31/2019. In addition to HOU revision for 2019, impacts are revised to include DEER2020 update to the peak demand period definition |  | Updated to indicate claim/filing status
2020 | R-OutCmn-LEDFixt-Ext(11w)-dWP21-dWC15 | Residential Outdoor Common Area Lighting: LED Fixture replaces pre-existing standard lighting Wattage. Measure includes Code case. | DEER2020 | D20v1 | 2020-11-24 16:30 | All-Oltg-dWatt-MS | NonDEER | Scaled | BaseRatio | 0 | 0 | None |  | 0 |  | 1 | Res | Any | Lighting | OutCommon | Ltg_Fixture | LED_fixt |  | OLtg-Res-LED-50000hr-Cmn | LED A19 Basecase, Total Watts = 2.96 x Msr Watts | LED Fixture Basecase, Total Watts = 2.42 x Msr Watts | LED fixture: Any type of housing Fixture Type, Exterior Rated; Total Watts = 11 | LEDratio0296 | LEDratio0242 | LEDFixt-Ext(11w) | Available | From LED WRR Disposition July 2016 | 0 | 0 |  | ErRobNc |  | LtgFixture-Default |  | None | 2020-01-01 | 2020-03-18 |  | LT-95082 |  |  |  | Standard |  | 1 | 1 | 0 | Deemed Ex Ante Team |  |  |  | Updated to indicate claim/filing status
2020 | R-OutCmn-LEDFixt-Ext-1(26w)-dWP50-dWC36 | Residential Outdoor Common Area Lighting: LED Fixture replaces pre-existing standard lighting Wattage. Measure includes Code case. | DEER2020 | D20v1 | 2020-11-24 16:30 | All-Oltg-dWatt-MS | NonDEER | Scaled | BaseRatio | 0 | 0 | None |  | 0 |  | 1 | Res | Any | Lighting | OutCommon | Ltg_Fixture | LED_fixt |  | OLtg-Res-LED-50000hr-Cmn | LED A19 Basecase, Total Watts = 2.96 x Msr Watts | LED Fixture Basecase, Total Watts = 2.42 x Msr Watts | LED fixture: Any type of housing Fixture Type, 2060 min lm, Exterior Rated; Total Watts = 26 | LEDratio0296 | LEDratio0242 | LEDFixt-Ext-1(26w) | Available | From LED WRR Disposition July 2016 | 0 | 0 |  | ErRobNc |  | LtgFixture-Default |  | None | 2020-01-01 | 2020-03-18 |  | LT-96871 |  |  |  | Standard |  | 1 | 1 | 0 | Deemed Ex Ante Team |  |  |  | Updated to indicate claim/filing status
2020 | R-OutCmn-LEDFixt-Ext-1(26w)-dWP50-dWC36 | Residential Outdoor Common Area Lighting: LED Fixture replaces pre-existing standard lighting Wattage. Measure includes Code case. | DEER2019 | D20 v0 | 2020-11-24 16:30 | All-Oltg-dWatt-MS | NonDEER | Scaled | BaseRatio | 0 | 0 | None |  | 0 |  | 1 | Res | Any | Lighting | OutCommon | Ltg_Fixture | LED_fixt |  | OLtg-Res-LED-50000hr-Cmn | LED A19 Basecase, Total Watts = 2.96 x Msr Watts | LED Fixture Basecase, Total Watts = 2.42 x Msr Watts | LED fixture: Any type of housing Fixture Type, 2060 min lm, Exterior Rated; Total Watts = 26 | LEDratio0296 | LEDratio0242 | LEDFixt-Ext-1(26w) | Available | From LED WRR Disposition July 2016 | 0 | 0 | DEER2019 Proposed Update | ErRobNc |  | LtgFixture-Default |  | None | 2019-01-01 | 2019-12-31 |  | LT-96871 |  |  |  | Standard | Measures expire 12/31/2019. In addition to HOU revision for 2019, impacts are revised to include DEER2020 update to the peak demand period definition | 1 | 1 | 0 | Deemed Ex Ante Team |  | Measures expire 12/31/2019. In addition to HOU revision for 2019, impacts are revised to include DEER2020 update to the peak demand period definition |  | Updated to indicate claim/filing status
2020 | R-OutCmn-LEDFixt-Ext(12w)-dWP23-dWC17 | Residential Outdoor Common Area Lighting: LED Fixture replaces pre-existing standard lighting Wattage. Measure includes Code case. | DEER2020 | D20v1 | 2020-11-24 16:30 | All-Oltg-dWatt-MS | NonDEER | Scaled | BaseRatio | 0 | 0 | None |  | 0 |  | 1 | Res | Any | Lighting | OutCommon | Ltg_Fixture | LED_fixt |  | OLtg-Res-LED-50000hr-Cmn | LED A19 Basecase, Total Watts = 2.96 x Msr Watts | LED Fixture Basecase, Total Watts = 2.42 x Msr Watts | LED fixture: Any type of housing Fixture Type, Exterior Rated; Total Watts = 12 | LEDratio0296 | LEDratio0242 | LEDFixt-Ext(12w) | Available | From LED WRR Disposition July 2016 | 0 | 0 |  | ErRobNc |  | LtgFixture-Default |  | None | 2020-01-01 | 2020-03-18 |  | LT-65709 |  |  |  | Standard |  | 1 | 1 | 0 | Deemed Ex Ante Team |  |  |  | Updated to indicate claim/filing status
2020 | R-OutCmn-LEDFixt-Ext(12w)-dWP23-dWC17 | Residential Outdoor Common Area Lighting: LED Fixture replaces pre-existing standard lighting Wattage. Measure includes Code case. | DEER2019 | D20 v0 | 2020-11-24 16:30 | All-Oltg-dWatt-MS | NonDEER | Scaled | BaseRatio | 0 | 0 | None |  | 0 |  | 1 | Res | Any | Lighting | OutCommon | Ltg_Fixture | LED_fixt |  | OLtg-Res-LED-50000hr-Cmn | LED A19 Basecase, Total Watts = 2.96 x Msr Watts | LED Fixture Basecase, Total Watts = 2.42 x Msr Watts | LED fixture: Any type of housing Fixture Type, Exterior Rated; Total Watts = 12 | LEDratio0296 | LEDratio0242 | LEDFixt-Ext(12w) | Available | From LED WRR Disposition July 2016 | 0 | 0 | DEER2019 Proposed Update | ErRobNc |  | LtgFixture-Default |  | None | 2019-01-01 | 2019-12-31 |  | LT-65709 |  |  |  | Standard | Measures expire 12/31/2019. In addition to HOU revision for 2019, impacts are revised to include DEER2020 update to the peak demand period definition | 1 | 1 | 0 | Deemed Ex Ante Team |  | Measures expire 12/31/2019. In addition to HOU revision for 2019, impacts are revised to include DEER2020 update to the peak demand period definition |  | Updated to indicate claim/filing status
2020 | R-OutCmn-LEDFixt-Ext(13w)-dWP25-dWC18 | Residential Outdoor Common Area Lighting: LED Fixture replaces pre-existing standard lighting Wattage. Measure includes Code case. | DEER2019 | D20 v0 | 2020-11-24 16:30 | All-Oltg-dWatt-MS | NonDEER | Scaled | BaseRatio | 0 | 0 | None |  | 0 |  | 1 | Res | Any | Lighting | OutCommon | Ltg_Fixture | LED_fixt |  | OLtg-Res-LED-50000hr-Cmn | LED A19 Basecase, Total Watts = 2.96 x Msr Watts | LED Fixture Basecase, Total Watts = 2.42 x Msr Watts | LED fixture: Any type of housing Fixture Type, 780 min lm, Exterior Rated; Total Watts = 13 | LEDratio0296 | LEDratio0242 | LEDFixt-Ext(13w) | Available | From LED WRR Disposition July 2016 | 0 | 0 | DEER2019 Proposed Update | ErRobNc |  | LtgFixture-Default |  | None | 2019-01-01 | 2019-12-31 |  | LT-53830 |  |  |  | Standard | Measures expire 12/31/2019. In addition to HOU revision for 2019, impacts are revised to include DEER2020 update to the peak demand period definition | 1 | 1 | 0 | Deemed Ex Ante Team |  | Measures expire 12/31/2019. In addition to HOU revision for 2019, impacts are revised to include DEER2020 update to the peak demand period definition |  | Updated to indicate claim/filing status
2020 | R-OutCmn-LEDFixt-Ext(13w)-dWP25-dWC18 | Residential Outdoor Common Area Lighting: LED Fixture replaces pre-existing standard lighting Wattage. Measure includes Code case. | DEER2020 | D20v1 | 2020-11-24 16:30 | All-Oltg-dWatt-MS | NonDEER | Scaled | BaseRatio | 0 | 0 | None |  | 0 |  | 1 | Res | Any | Lighting | OutCommon | Ltg_Fixture | LED_fixt |  | OLtg-Res-LED-50000hr-Cmn | LED A19 Basecase, Total Watts = 2.96 x Msr Watts | LED Fixture Basecase, Total Watts = 2.42 x Msr Watts | LED fixture: Any type of housing Fixture Type, 780 min lm, Exterior Rated; Total Watts = 13 | LEDratio0296 | LEDratio0242 | LEDFixt-Ext(13w) | Available | From LED WRR Disposition July 2016 | 0 | 0 |  | ErRobNc |  | LtgFixture-Default |  | None | 2020-01-01 | 2020-03-18 |  | LT-53830 |  |  |  | Standard |  | 1 | 1 | 0 | Deemed Ex Ante Team |  |  |  | Updated to indicate claim/filing status
2020 | R-OutCmn-LEDFixt-Ext(14w)-dWP27-dWC19 | Residential Outdoor Common Area Lighting: LED Fixture replaces pre-existing standard lighting Wattage. Measure includes Code case. | DEER2020 | D20v1 | 2020-11-24 16:30 | All-Oltg-dWatt-MS | NonDEER | Scaled | BaseRatio | 0 | 0 | None |  | 0 |  | 1 | Res | Any | Lighting | OutCommon | Ltg_Fixture | LED_fixt |  | OLtg-Res-LED-50000hr-Cmn | LED A19 Basecase, Total Watts = 2.96 x Msr Watts | LED Fixture Basecase, Total Watts = 2.42 x Msr Watts | LED fixture: Any type of housing Fixture Type, 860 min lm, Exterior Rated; Total Watts = 14 | LEDratio0296 | LEDratio0242 | LEDFixt-Ext(14w) | Available | From LED WRR Disposition July 2016 | 0 | 0 |  | ErRobNc |  | LtgFixture-Default |  | None | 2020-01-01 | 2020-03-18 |  | LT-62909 |  |  |  | Standard |  | 1 | 1 | 0 | Deemed Ex Ante Team |  |  |  | Updated to indicate claim/filing status
2020 | R-OutCmn-LEDFixt-Ext(14w)-dWP27-dWC19 | Residential Outdoor Common Area Lighting: LED Fixture replaces pre-existing standard lighting Wattage. Measure includes Code case. | DEER2019 | D20 v0 | 2020-11-24 16:30 | All-Oltg-dWatt-MS | NonDEER | Scaled | BaseRatio | 0 | 0 | None |  | 0 |  | 1 | Res | Any | Lighting | OutCommon | Ltg_Fixture | LED_fixt |  | OLtg-Res-LED-50000hr-Cmn | LED A19 Basecase, Total Watts = 2.96 x Msr Watts | LED Fixture Basecase, Total Watts = 2.42 x Msr Watts | LED fixture: Any type of housing Fixture Type, 860 min lm, Exterior Rated; Total Watts = 14 | LEDratio0296 | LEDratio0242 | LEDFixt-Ext(14w) | Available | From LED WRR Disposition July 2016 | 0 | 0 | DEER2019 Proposed Update | ErRobNc |  | LtgFixture-Default |  | None | 2019-01-01 | 2019-12-31 |  | LT-62909 |  |  |  | Standard | Measures expire 12/31/2019. In addition to HOU revision for 2019, impacts are revised to include DEER2020 update to the peak demand period definition | 1 | 1 | 0 | Deemed Ex Ante Team |  | Measures expire 12/31/2019. In addition to HOU revision for 2019, impacts are revised to include DEER2020 update to the peak demand period definition |  | Updated to indicate claim/filing status
2020 | R-OutCmn-LEDFixt-Ext(15w)-dWP29-dWC21 | Residential Outdoor Common Area Lighting: LED Fixture replaces pre-existing standard lighting Wattage. Measure includes Code case. | DEER2020 | D20v1 | 2020-11-24 16:30 | All-Oltg-dWatt-MS | NonDEER | Scaled | BaseRatio | 0 | 0 | None |  | 0 |  | 1 | Res | Any | Lighting | OutCommon | Ltg_Fixture | LED_fixt |  | OLtg-Res-LED-50000hr-Cmn | LED A19 Basecase, Total Watts = 2.96 x Msr Watts | LED Fixture Basecase, Total Watts = 2.42 x Msr Watts | LED fixture: Any type of housing Fixture Type, Exterior Rated; Total Watts = 15 | LEDratio0296 | LEDratio0242 | LEDFixt-Ext(15w) | Available | From LED WRR Disposition July 2016 | 0 | 0 |  | ErRobNc |  | LtgFixture-Default |  | None | 2020-01-01 | 2020-03-18 |  | LT-64091 |  |  |  | Standard |  | 1 | 1 | 0 | Deemed Ex Ante Team |  |  |  | Updated to indicate claim/filing status
2020 | R-OutCmn-LEDFixt-Ext(15w)-dWP29-dWC21 | Residential Outdoor Common Area Lighting: LED Fixture replaces pre-existing standard lighting Wattage. Measure includes Code case. | DEER2019 | D20 v0 | 2020-11-24 16:30 | All-Oltg-dWatt-MS | NonDEER | Scaled | BaseRatio | 0 | 0 | None |  | 0 |  | 1 | Res | Any | Lighting | OutCommon | Ltg_Fixture | LED_fixt |  | OLtg-Res-LED-50000hr-Cmn | LED A19 Basecase, Total Watts = 2.96 x Msr Watts | LED Fixture Basecase, Total Watts = 2.42 x Msr Watts | LED fixture: Any type of housing Fixture Type, Exterior Rated; Total Watts = 15 | LEDratio0296 | LEDratio0242 | LEDFixt-Ext(15w) | Available | From LED WRR Disposition July 2016 | 0 | 0 | DEER2019 Proposed Update | ErRobNc |  | LtgFixture-Default |  | None | 2019-01-01 | 2019-12-31 |  | LT-64091 |  |  |  | Standard | Measures expire 12/31/2019. In addition to HOU revision for 2019, impacts are revised to include DEER2020 update to the peak demand period definition | 1 | 1 | 0 | Deemed Ex Ante Team |  | Measures expire 12/31/2019. In addition to HOU revision for 2019, impacts are revised to include DEER2020 update to the peak demand period definition |  | Updated to indicate claim/filing status
2020 | R-OutCmn-LEDFixt-Ext(16w)-dWP31-dWC22 | Residential Outdoor Common Area Lighting: LED Fixture replaces pre-existing standard lighting Wattage. Measure includes Code case. | DEER2020 | D20v1 | 2020-11-24 16:30 | All-Oltg-dWatt-MS | NonDEER | Scaled | BaseRatio | 0 | 0 | None |  | 0 |  | 1 | Res | Any | Lighting | OutCommon | Ltg_Fixture | LED_fixt |  | OLtg-Res-LED-50000hr-Cmn | LED A19 Basecase, Total Watts = 2.96 x Msr Watts | LED Fixture Basecase, Total Watts = 2.42 x Msr Watts | LED fixture: Any type of housing Fixture Type, Exterior Rated; Total Watts = 16 | LEDratio0296 | LEDratio0242 | LEDFixt-Ext(16w) | Available | From LED WRR Disposition July 2016 | 0 | 0 |  | ErRobNc |  | LtgFixture-Default |  | None | 2020-01-01 | 2020-03-18 |  | LT-68031 |  |  |  | Standard |  | 1 | 1 | 0 | Deemed Ex Ante Team |  |  |  | Updated to indicate claim/filing status
2020 | R-OutCmn-LEDFixt-Ext(16w)-dWP31-dWC22 | Residential Outdoor Common Area Lighting: LED Fixture replaces pre-existing standard lighting Wattage. Measure includes Code case. | DEER2019 | D20 v0 | 2020-11-24 16:30 | All-Oltg-dWatt-MS | NonDEER | Scaled | BaseRatio | 0 | 0 | None |  | 0 |  | 1 | Res | Any | Lighting | OutCommon | Ltg_Fixture | LED_fixt |  | OLtg-Res-LED-50000hr-Cmn | LED A19 Basecase, Total Watts = 2.96 x Msr Watts | LED Fixture Basecase, Total Watts = 2.42 x Msr Watts | LED fixture: Any type of housing Fixture Type, Exterior Rated; Total Watts = 16 | LEDratio0296 | LEDratio0242 | LEDFixt-Ext(16w) | Available | From LED WRR Disposition July 2016 | 0 | 0 | DEER2019 Proposed Update | ErRobNc |  | LtgFixture-Default |  | None | 2019-01-01 | 2019-12-31 |  | LT-68031 |  |  |  | Standard | Measures expire 12/31/2019. In addition to HOU revision for 2019, impacts are revised to include DEER2020 update to the peak demand period definition | 1 | 1 | 0 | Deemed Ex Ante Team |  | Measures expire 12/31/2019. In addition to HOU revision for 2019, impacts are revised to include DEER2020 update to the peak demand period definition |  | Updated to indicate claim/filing status
2020 | R-OutCmn-LEDFixt-Ext(17w)-dWP33-dWC24 | Residential Outdoor Common Area Lighting: LED Fixture replaces pre-existing standard lighting Wattage. Measure includes Code case. | DEER2020 | D20v1 | 2020-11-24 16:30 | All-Oltg-dWatt-MS | NonDEER | Scaled | BaseRatio | 0 | 0 | None |  | 0 |  | 1 | Res | Any | Lighting | OutCommon | Ltg_Fixture | LED_fixt |  | OLtg-Res-LED-50000hr-Cmn | LED A19 Basecase, Total Watts = 2.96 x Msr Watts | LED Fixture Basecase, Total Watts = 2.42 x Msr Watts | LED fixture: Any type of housing Fixture Type, Exterior Rated; Total Watts = 17 | LEDratio0296 | LEDratio0242 | LEDFixt-Ext(17w) | Available | From LED WRR Disposition July 2016 | 0 | 0 |  | ErRobNc |  | LtgFixture-Default |  | None | 2020-01-01 | 2020-03-18 |  | LT-92930 |  |  |  | Standard |  | 1 | 1 | 0 | Deemed Ex Ante Team |  |  |  | Updated to indicate claim/filing status
2020 | R-OutCmn-LEDFixt-Ext(17w)-dWP33-dWC24 | Residential Outdoor Common Area Lighting: LED Fixture replaces pre-existing standard lighting Wattage. Measure includes Code case. | DEER2019 | D20 v0 | 2020-11-24 16:30 | All-Oltg-dWatt-MS | NonDEER | Scaled | BaseRatio | 0 | 0 | None |  | 0 |  | 1 | Res | Any | Lighting | OutCommon | Ltg_Fixture | LED_fixt |  | OLtg-Res-LED-50000hr-Cmn | LED A19 Basecase, Total Watts = 2.96 x Msr Watts | LED Fixture Basecase, Total Watts = 2.42 x Msr Watts | LED fixture: Any type of housing Fixture Type, Exterior Rated; Total Watts = 17 | LEDratio0296 | LEDratio0242 | LEDFixt-Ext(17w) | Available | From LED WRR Disposition July 2016 | 0 | 0 | DEER2019 Proposed Update | ErRobNc |  | LtgFixture-Default |  | None | 2019-01-01 | 2019-12-31 |  | LT-92930 |  |  |  | Standard | Measures expire 12/31/2019. In addition to HOU revision for 2019, impacts are revised to include DEER2020 update to the peak demand period definition | 1 | 1 | 0 | Deemed Ex Ante Team |  | Measures expire 12/31/2019. In addition to HOU revision for 2019, impacts are revised to include DEER2020 update to the peak demand period definition |  | Updated to indicate claim/filing status
2020 | R-OutCmn-LEDFixt-Ext(18w)-dWP35-dWC25 | Residential Outdoor Common Area Lighting: LED Fixture replaces pre-existing standard lighting Wattage. Measure includes Code case. | DEER2019 | D20 v0 | 2020-11-24 16:30 | All-Oltg-dWatt-MS | NonDEER | Scaled | BaseRatio | 0 | 0 | None |  | 0 |  | 1 | Res | Any | Lighting | OutCommon | Ltg_Fixture | LED_fixt |  | OLtg-Res-LED-50000hr-Cmn | LED A19 Basecase, Total Watts = 2.96 x Msr Watts | LED Fixture Basecase, Total Watts = 2.42 x Msr Watts | LED fixture: Any type of housing Fixture Type, Exterior Rated; Total Watts = 18 | LEDratio0296 | LEDratio0242 | LEDFixt-Ext(18w) | Available | From LED WRR Disposition July 2016 | 0 | 0 | DEER2019 Proposed Update | ErRobNc |  | LtgFixture-Default |  | None | 2019-01-01 | 2019-12-31 |  | LT-68234 |  |  |  | Standard | Measures expire 12/31/2019. In addition to HOU revision for 2019, impacts are revised to include DEER2020 update to the peak demand period definition | 1 | 1 | 0 | Deemed Ex Ante Team |  | Measures expire 12/31/2019. In addition to HOU revision for 2019, impacts are revised to include DEER2020 update to the peak demand period definition |  | Updated to indicate claim/filing status
2020 | R-OutCmn-LEDFixt-Ext(18w)-dWP35-dWC25 | Residential Outdoor Common Area Lighting: LED Fixture replaces pre-existing standard lighting Wattage. Measure includes Code case. | DEER2020 | D20v1 | 2020-11-24 16:30 | All-Oltg-dWatt-MS | NonDEER | Scaled | BaseRatio | 0 | 0 | None |  | 0 |  | 1 | Res | Any | Lighting | OutCommon | Ltg_Fixture | LED_fixt |  | OLtg-Res-LED-50000hr-Cmn | LED A19 Basecase, Total Watts = 2.96 x Msr Watts | LED Fixture Basecase, Total Watts = 2.42 x Msr Watts | LED fixture: Any type of housing Fixture Type, Exterior Rated; Total Watts = 18 | LEDratio0296 | LEDratio0242 | LEDFixt-Ext(18w) | Available | From LED WRR Disposition July 2016 | 0 | 0 |  | ErRobNc |  | LtgFixture-Default |  | None | 2020-01-01 | 2020-03-18 |  | LT-68234 |  |  |  | Standard |  | 1 | 1 | 0 | Deemed Ex Ante Team |  |  |  | Updated to indicate claim/filing status
2020 | R-OutCmn-LEDFixt-Ext(19w)-dWP37-dWC26 | Residential Outdoor Common Area Lighting: LED Fixture replaces pre-existing standard lighting Wattage. Measure includes Code case. | DEER2019 | D20 v0 | 2020-11-24 16:30 | All-Oltg-dWatt-MS | NonDEER | Scaled | BaseRatio | 0 | 0 | None |  | 0 |  | 1 | Res | Any | Lighting | OutCommon | Ltg_Fixture | LED_fixt |  | OLtg-Res-LED-50000hr-Cmn | LED A19 Basecase, Total Watts = 2.96 x Msr Watts | LED Fixture Basecase, Total Watts = 2.42 x Msr Watts | LED fixture: Any type of housing Fixture Type, Exterior Rated; Total Watts = 19 | LEDratio0296 | LEDratio0242 | LEDFixt-Ext(19w) | Available | From LED WRR Disposition July 2016 | 0 | 0 | DEER2019 Proposed Update | ErRobNc |  | LtgFixture-Default |  | None | 2019-01-01 | 2019-12-31 |  | LT-79044 |  |  |  | Standard | Measures expire 12/31/2019. In addition to HOU revision for 2019, impacts are revised to include DEER2020 update to the peak demand period definition | 1 | 1 | 0 | Deemed Ex Ante Team |  | Measures expire 12/31/2019. In addition to HOU revision for 2019, impacts are revised to include DEER2020 update to the peak demand period definition |  | Updated to indicate claim/filing status
2020 | R-OutCmn-LEDFixt-Ext(19w)-dWP37-dWC26 | Residential Outdoor Common Area Lighting: LED Fixture replaces pre-existing standard lighting Wattage. Measure includes Code case. | DEER2020 | D20v1 | 2020-11-24 16:30 | All-Oltg-dWatt-MS | NonDEER | Scaled | BaseRatio | 0 | 0 | None |  | 0 |  | 1 | Res | Any | Lighting | OutCommon | Ltg_Fixture | LED_fixt |  | OLtg-Res-LED-50000hr-Cmn | LED A19 Basecase, Total Watts = 2.96 x Msr Watts | LED Fixture Basecase, Total Watts = 2.42 x Msr Watts | LED fixture: Any type of housing Fixture Type, Exterior Rated; Total Watts = 19 | LEDratio0296 | LEDratio0242 | LEDFixt-Ext(19w) | Available | From LED WRR Disposition July 2016 | 0 | 0 |  | ErRobNc |  | LtgFixture-Default |  | None | 2020-01-01 | 2020-03-18 |  | LT-79044 |  |  |  | Standard |  | 1 | 1 | 0 | Deemed Ex Ante Team |  |  |  | Updated to indicate claim/filing status
2020 | R-OutCmn-LEDFixt-Ext(20w)-dWP39-dWC28 | Residential Outdoor Common Area Lighting: LED Fixture replaces pre-existing standard lighting Wattage. Measure includes Code case. | DEER2019 | D20 v0 | 2020-11-24 16:30 | All-Oltg-dWatt-MS | NonDEER | Scaled | BaseRatio | 0 | 0 | None |  | 0 |  | 1 | Res | Any | Lighting | OutCommon | Ltg_Fixture | LED_fixt |  | OLtg-Res-LED-50000hr-Cmn | LED A19 Basecase, Total Watts = 2.96 x Msr Watts | LED Fixture Basecase, Total Watts = 2.42 x Msr Watts | LED fixture: Any type of housing Fixture Type, Exterior Rated; Total Watts = 20 | LEDratio0296 | LEDratio0242 | LEDFixt-Ext(20w) | Available | From LED WRR Disposition July 2016 | 0 | 0 | DEER2019 Proposed Update | ErRobNc |  | LtgFixture-Default |  | None | 2019-01-01 | 2019-12-31 |  | LT-73170 |  |  |  | Standard | Measures expire 12/31/2019. In addition to HOU revision for 2019, impacts are revised to include DEER2020 update to the peak demand period definition | 1 | 1 | 0 | Deemed Ex Ante Team |  | Measures expire 12/31/2019. In addition to HOU revision for 2019, impacts are revised to include DEER2020 update to the peak demand period definition |  | Updated to indicate claim/filing status
2020 | R-OutCmn-LEDFixt-Ext(20w)-dWP39-dWC28 | Residential Outdoor Common Area Lighting: LED Fixture replaces pre-existing standard lighting Wattage. Measure includes Code case. | DEER2020 | D20v1 | 2020-11-24 16:30 | All-Oltg-dWatt-MS | NonDEER | Scaled | BaseRatio | 0 | 0 | None |  | 0 |  | 1 | Res | Any | Lighting | OutCommon | Ltg_Fixture | LED_fixt |  | OLtg-Res-LED-50000hr-Cmn | LED A19 Basecase, Total Watts = 2.96 x Msr Watts | LED Fixture Basecase, Total Watts = 2.42 x Msr Watts | LED fixture: Any type of housing Fixture Type, Exterior Rated; Total Watts = 20 | LEDratio0296 | LEDratio0242 | LEDFixt-Ext(20w) | Available | From LED WRR Disposition July 2016 | 0 | 0 |  | ErRobNc |  | LtgFixture-Default |  | None | 2020-01-01 | 2020-03-18 |  | LT-73170 |  |  |  | Standard |  | 1 | 1 | 0 | Deemed Ex Ante Team |  |  |  | Updated to indicate claim/filing status
2020 | R-OutCmn-LEDFixt-Ext(21w)-dWP41-dWC29 | Residential Outdoor Common Area Lighting: LED Fixture replaces pre-existing standard lighting Wattage. Measure includes Code case. | DEER2019 | D20 v0 | 2020-11-24 16:30 | All-Oltg-dWatt-MS | NonDEER | Scaled | BaseRatio | 0 | 0 | None |  | 0 |  | 1 | Res | Any | Lighting | OutCommon | Ltg_Fixture | LED_fixt |  | OLtg-Res-LED-50000hr-Cmn | LED A19 Basecase, Total Watts = 2.96 x Msr Watts | LED Fixture Basecase, Total Watts = 2.42 x Msr Watts | LED fixture: Any type of housing Fixture Type, 1360 min lm, Exterior Rated; Total Watts = 21 | LEDratio0296 | LEDratio0242 | LEDFixt-Ext(21w) | Available | From LED WRR Disposition July 2016 | 0 | 0 | DEER2019 Proposed Update | ErRobNc |  | LtgFixture-Default |  | None | 2019-01-01 | 2019-12-31 |  | LT-90794 |  |  |  | Standard | Measures expire 12/31/2019. In addition to HOU revision for 2019, impacts are revised to include DEER2020 update to the peak demand period definition | 1 | 1 | 0 | Deemed Ex Ante Team |  | Measures expire 12/31/2019. In addition to HOU revision for 2019, impacts are revised to include DEER2020 update to the peak demand period definition |  | Updated to indicate claim/filing status
2020 | R-OutCmn-LEDFixt-Ext(21w)-dWP41-dWC29 | Residential Outdoor Common Area Lighting: LED Fixture replaces pre-existing standard lighting Wattage. Measure includes Code case. | DEER2020 | D20v1 | 2020-11-24 16:30 | All-Oltg-dWatt-MS | NonDEER | Scaled | BaseRatio | 0 | 0 | None |  | 0 |  | 1 | Res | Any | Lighting | OutCommon | Ltg_Fixture | LED_fixt |  | OLtg-Res-LED-50000hr-Cmn | LED A19 Basecase, Total Watts = 2.96 x Msr Watts | LED Fixture Basecase, Total Watts = 2.42 x Msr Watts | LED fixture: Any type of housing Fixture Type, 1360 min lm, Exterior Rated; Total Watts = 21 | LEDratio0296 | LEDratio0242 | LEDFixt-Ext(21w) | Available | From LED WRR Disposition July 2016 | 0 | 0 |  | ErRobNc |  | LtgFixture-Default |  | None | 2020-01-01 | 2020-03-18 |  | LT-90794 |  |  |  | Standard |  | 1 | 1 | 0 | Deemed Ex Ante Team |  |  |  | Updated to indicate claim/filing status
2020 | R-OutCmn-LEDFixt-Ext(22w)-dWP43-dWC31 | Residential Outdoor Common Area Lighting: LED Fixture replaces pre-existing standard lighting Wattage. Measure includes Code case. | DEER2020 | D20v1 | 2020-11-24 16:30 | All-Oltg-dWatt-MS | NonDEER | Scaled | BaseRatio | 0 | 0 | None |  | 0 |  | 1 | Res | Any | Lighting | OutCommon | Ltg_Fixture | LED_fixt |  | OLtg-Res-LED-50000hr-Cmn | LED A19 Basecase, Total Watts = 2.96 x Msr Watts | LED Fixture Basecase, Total Watts = 2.42 x Msr Watts | LED fixture: Any type of housing Fixture Type, Exterior Rated; Total Watts = 22 | LEDratio0296 | LEDratio0242 | LEDFixt-Ext(22w) | Available | From LED WRR Disposition July 2016 | 0 | 0 |  | ErRobNc |  | LtgFixture-Default |  | None | 2020-01-01 | 2020-03-18 |  | LT-87921 |  |  |  | Standard |  | 1 | 1 | 0 | Deemed Ex Ante Team |  |  |  | Updated to indicate claim/filing status
2020 | R-OutCmn-LEDFixt-Ext(22w)-dWP43-dWC31 | Residential Outdoor Common Area Lighting: LED Fixture replaces pre-existing standard lighting Wattage. Measure includes Code case. | DEER2019 | D20 v0 | 2020-11-24 16:30 | All-Oltg-dWatt-MS | NonDEER | Scaled | BaseRatio | 0 | 0 | None |  | 0 |  | 1 | Res | Any | Lighting | OutCommon | Ltg_Fixture | LED_fixt |  | OLtg-Res-LED-50000hr-Cmn | LED A19 Basecase, Total Watts = 2.96 x Msr Watts | LED Fixture Basecase, Total Watts = 2.42 x Msr Watts | LED fixture: Any type of housing Fixture Type, Exterior Rated; Total Watts = 22 | LEDratio0296 | LEDratio0242 | LEDFixt-Ext(22w) | Available | From LED WRR Disposition July 2016 | 0 | 0 | DEER2019 Proposed Update | ErRobNc |  | LtgFixture-Default |  | None | 2019-01-01 | 2019-12-31 |  | LT-87921 |  |  |  | Standard | Measures expire 12/31/2019. In addition to HOU revision for 2019, impacts are revised to include DEER2020 update to the peak demand period definition | 1 | 1 | 0 | Deemed Ex Ante Team |  | Measures expire 12/31/2019. In addition to HOU revision for 2019, impacts are revised to include DEER2020 update to the peak demand period definition |  | Updated to indicate claim/filing status
2020 | R-OutCmn-LEDFixt-Ext(23w)-dWP45-dWC32 | Residential Outdoor Common Area Lighting: LED Fixture replaces pre-existing standard lighting Wattage. Measure includes Code case. | DEER2019 | D20 v0 | 2020-11-24 16:30 | All-Oltg-dWatt-MS | NonDEER | Scaled | BaseRatio | 0 | 0 | None |  | 0 |  | 1 | Res | Any | Lighting | OutCommon | Ltg_Fixture | LED_fixt |  | OLtg-Res-LED-50000hr-Cmn | LED A19 Basecase, Total Watts = 2.96 x Msr Watts | LED Fixture Basecase, Total Watts = 2.42 x Msr Watts | LED fixture: Any type of housing Fixture Type, Exterior Rated; Total Watts = 23 | LEDratio0296 | LEDratio0242 | LEDFixt-Ext(23w) | Available | From LED WRR Disposition July 2016 | 0 | 0 | DEER2019 Proposed Update | ErRobNc |  | LtgFixture-Default |  | None | 2019-01-01 | 2019-12-31 |  | LT-59818 |  |  |  | Standard | Measures expire 12/31/2019. In addition to HOU revision for 2019, impacts are revised to include DEER2020 update to the peak demand period definition | 1 | 1 | 0 | Deemed Ex Ante Team |  | Measures expire 12/31/2019. In addition to HOU revision for 2019, impacts are revised to include DEER2020 update to the peak demand period definition |  | Updated to indicate claim/filing status
2020 | R-OutCmn-LEDFixt-Ext(23w)-dWP45-dWC32 | Residential Outdoor Common Area Lighting: LED Fixture replaces pre-existing standard lighting Wattage. Measure includes Code case. | DEER2020 | D20v1 | 2020-11-24 16:30 | All-Oltg-dWatt-MS | NonDEER | Scaled | BaseRatio | 0 | 0 | None |  | 0 |  | 1 | Res | Any | Lighting | OutCommon | Ltg_Fixture | LED_fixt |  | OLtg-Res-LED-50000hr-Cmn | LED A19 Basecase, Total Watts = 2.96 x Msr Watts | LED Fixture Basecase, Total Watts = 2.42 x Msr Watts | LED fixture: Any type of housing Fixture Type, Exterior Rated; Total Watts = 23 | LEDratio0296 | LEDratio0242 | LEDFixt-Ext(23w) | Available | From LED WRR Disposition July 2016 | 0 | 0 |  | ErRobNc |  | LtgFixture-Default |  | None | 2020-01-01 | 2020-03-18 |  | LT-59818 |  |  |  | Standard |  | 1 | 1 | 0 | Deemed Ex Ante Team |  |  |  | Updated to indicate claim/filing status
2020 | R-OutCmn-LEDFixt-Ext(24w)-dWP47-dWC34 | Residential Outdoor Common Area Lighting: LED Fixture replaces pre-existing standard lighting Wattage. Measure includes Code case. | DEER2019 | D20 v0 | 2020-11-24 16:30 | All-Oltg-dWatt-MS | NonDEER | Scaled | BaseRatio | 0 | 0 | None |  | 0 |  | 1 | Res | Any | Lighting | OutCommon | Ltg_Fixture | LED_fixt |  | OLtg-Res-LED-50000hr-Cmn | LED A19 Basecase, Total Watts = 2.96 x Msr Watts | LED Fixture Basecase, Total Watts = 2.42 x Msr Watts | LED fixture: Any type of housing Fixture Type, 1920 min lm, Exterior Rated; Total Watts = 24 | LEDratio0296 | LEDratio0242 | LEDFixt-Ext(24w) | Available | From LED WRR Disposition July 2016 | 0 | 0 | DEER2019 Proposed Update | ErRobNc |  | LtgFixture-Default |  | None | 2019-01-01 | 2019-12-31 |  | LT-80849 |  |  |  | Standard | Measures expire 12/31/2019. In addition to HOU revision for 2019, impacts are revised to include DEER2020 update to the peak demand period definition | 1 | 1 | 0 | Deemed Ex Ante Team |  | Measures expire 12/31/2019. In addition to HOU revision for 2019, impacts are revised to include DEER2020 update to the peak demand period definition |  | Updated to indicate claim/filing status
2020 | R-OutCmn-LEDFixt-Ext(24w)-dWP47-dWC34 | Residential Outdoor Common Area Lighting: LED Fixture replaces pre-existing standard lighting Wattage. Measure includes Code case. | DEER2020 | D20v1 | 2020-11-24 16:30 | All-Oltg-dWatt-MS | NonDEER | Scaled | BaseRatio | 0 | 0 | None |  | 0 |  | 1 | Res | Any | Lighting | OutCommon | Ltg_Fixture | LED_fixt |  | OLtg-Res-LED-50000hr-Cmn | LED A19 Basecase, Total Watts = 2.96 x Msr Watts | LED Fixture Basecase, Total Watts = 2.42 x Msr Watts | LED fixture: Any type of housing Fixture Type, 1920 min lm, Exterior Rated; Total Watts = 24 | LEDratio0296 | LEDratio0242 | LEDFixt-Ext(24w) | Available | From LED WRR Disposition July 2016 | 0 | 0 |  | ErRobNc |  | LtgFixture-Default |  | None | 2020-01-01 | 2020-03-18 |  | LT-80849 |  |  |  | Standard |  | 1 | 1 | 0 | Deemed Ex Ante Team |  |  |  | Updated to indicate claim/filing status
2020 | R-OutCmn-LEDFixt-Ext(25w)-dWP49-dWC35 | Residential Outdoor Common Area Lighting: LED Fixture replaces pre-existing standard lighting Wattage. Measure includes Code case. | DEER2020 | D20v1 | 2020-11-24 16:30 | All-Oltg-dWatt-MS | NonDEER | Scaled | BaseRatio | 0 | 0 | None |  | 0 |  | 1 | Res | Any | Lighting | OutCommon | Ltg_Fixture | LED_fixt |  | OLtg-Res-LED-50000hr-Cmn | LED A19 Basecase, Total Watts = 2.96 x Msr Watts | LED Fixture Basecase, Total Watts = 2.42 x Msr Watts | LED fixture: Any type of housing Fixture Type, 1960 min lm, Exterior Rated; Total Watts = 25 | LEDratio0296 | LEDratio0242 | LEDFixt-Ext(25w) | Available | From LED WRR Disposition July 2016 | 0 | 0 |  | ErRobNc |  | LtgFixture-Default |  | None | 2020-01-01 | 2020-03-18 |  | LT-54477 |  |  |  | Standard |  | 1 | 1 | 0 | Deemed Ex Ante Team |  |  |  | Updated to indicate claim/filing status
2020 | R-OutCmn-LEDFixt-Ext(25w)-dWP49-dWC35 | Residential Outdoor Common Area Lighting: LED Fixture replaces pre-existing standard lighting Wattage. Measure includes Code case. | DEER2019 | D20 v0 | 2020-11-24 16:30 | All-Oltg-dWatt-MS | NonDEER | Scaled | BaseRatio | 0 | 0 | None |  | 0 |  | 1 | Res | Any | Lighting | OutCommon | Ltg_Fixture | LED_fixt |  | OLtg-Res-LED-50000hr-Cmn | LED A19 Basecase, Total Watts = 2.96 x Msr Watts | LED Fixture Basecase, Total Watts = 2.42 x Msr Watts | LED fixture: Any type of housing Fixture Type, 1960 min lm, Exterior Rated; Total Watts = 25 | LEDratio0296 | LEDratio0242 | LEDFixt-Ext(25w) | Available | From LED WRR Disposition July 2016 | 0 | 0 | DEER2019 Proposed Update | ErRobNc |  | LtgFixture-Default |  | None | 2019-01-01 | 2019-12-31 |  | LT-54477 |  |  |  | Standard | Measures expire 12/31/2019. In addition to HOU revision for 2019, impacts are revised to include DEER2020 update to the peak demand period definition | 1 | 1 | 0 | Deemed Ex Ante Team |  | Measures expire 12/31/2019. In addition to HOU revision for 2019, impacts are revised to include DEER2020 update to the peak demand period definition |  | Updated to indicate claim/filing status
2020 | R-OutCmn-LEDFixt-Ext(27w)-dWP52-dWC38 | Residential Outdoor Common Area Lighting: LED Fixture replaces pre-existing standard lighting Wattage. Measure includes Code case. | DEER2019 | D20 v0 | 2020-11-24 16:30 | All-Oltg-dWatt-MS | NonDEER | Scaled | BaseRatio | 0 | 0 | None |  | 0 |  | 1 | Res | Any | Lighting | OutCommon | Ltg_Fixture | LED_fixt |  | OLtg-Res-LED-50000hr-Cmn | LED A19 Basecase, Total Watts = 2.96 x Msr Watts | LED Fixture Basecase, Total Watts = 2.42 x Msr Watts | LED fixture: Any type of housing Fixture Type, Exterior Rated; Total Watts = 27 | LEDratio0296 | LEDratio0242 | LEDFixt-Ext(27w) | Available | From LED WRR Disposition July 2016 | 0 | 0 | DEER2019 Proposed Update | ErRobNc |  | LtgFixture-Default |  | None | 2019-01-01 | 2019-12-31 |  | LT-93132 |  |  |  | Standard | Measures expire 12/31/2019. In addition to HOU revision for 2019, impacts are revised to include DEER2020 update to the peak demand period definition | 1 | 1 | 0 | Deemed Ex Ante Team |  | Measures expire 12/31/2019. In addition to HOU revision for 2019, impacts are revised to include DEER2020 update to the peak demand period definition |  | Updated to indicate claim/filing status
2020 | R-OutCmn-LEDFixt-Ext(27w)-dWP52-dWC38 | Residential Outdoor Common Area Lighting: LED Fixture replaces pre-existing standard lighting Wattage. Measure includes Code case. | DEER2020 | D20v1 | 2020-11-24 16:30 | All-Oltg-dWatt-MS | NonDEER | Scaled | BaseRatio | 0 | 0 | None |  | 0 |  | 1 | Res | Any | Lighting | OutCommon | Ltg_Fixture | LED_fixt |  | OLtg-Res-LED-50000hr-Cmn | LED A19 Basecase, Total Watts = 2.96 x Msr Watts | LED Fixture Basecase, Total Watts = 2.42 x Msr Watts | LED fixture: Any type of housing Fixture Type, Exterior Rated; Total Watts = 27 | LEDratio0296 | LEDratio0242 | LEDFixt-Ext(27w) | Available | From LED WRR Disposition July 2016 | 0 | 0 |  | ErRobNc |  | LtgFixture-Default |  | None | 2020-01-01 | 2020-03-18 |  | LT-93132 |  |  |  | Standard |  | 1 | 1 | 0 | Deemed Ex Ante Team |  |  |  | Updated to indicate claim/filing status
2020 | R-OutCmn-LEDFixt-Ext(28w)-dWP54-dWC39 | Residential Outdoor Common Area Lighting: LED Fixture replaces pre-existing standard lighting Wattage. Measure includes Code case. | DEER2019 | D20 v0 | 2020-11-24 16:30 | All-Oltg-dWatt-MS | NonDEER | Scaled | BaseRatio | 0 | 0 | None |  | 0 |  | 1 | Res | Any | Lighting | OutCommon | Ltg_Fixture | LED_fixt |  | OLtg-Res-LED-50000hr-Cmn | LED A19 Basecase, Total Watts = 2.96 x Msr Watts | LED Fixture Basecase, Total Watts = 2.42 x Msr Watts | LED fixture: Any type of housing Fixture Type, 2400 min lm, Exterior Rated; Total Watts = 28 | LEDratio0296 | LEDratio0242 | LEDFixt-Ext(28w) | Available | From LED WRR Disposition July 2016 | 0 | 0 | DEER2019 Proposed Update | ErRobNc |  | LtgFixture-Default |  | None | 2019-01-01 | 2019-12-31 |  | LT-54348 |  |  |  | Standard | Measures expire 12/31/2019. In addition to HOU revision for 2019, impacts are revised to include DEER2020 update to the peak demand period definition | 1 | 1 | 0 | Deemed Ex Ante Team |  | Measures expire 12/31/2019. In addition to HOU revision for 2019, impacts are revised to include DEER2020 update to the peak demand period definition |  | Updated to indicate claim/filing status
2020 | R-OutCmn-LEDFixt-Ext(28w)-dWP54-dWC39 | Residential Outdoor Common Area Lighting: LED Fixture replaces pre-existing standard lighting Wattage. Measure includes Code case. | DEER2020 | D20v1 | 2020-11-24 16:30 | All-Oltg-dWatt-MS | NonDEER | Scaled | BaseRatio | 0 | 0 | None |  | 0 |  | 1 | Res | Any | Lighting | OutCommon | Ltg_Fixture | LED_fixt |  | OLtg-Res-LED-50000hr-Cmn | LED A19 Basecase, Total Watts = 2.96 x Msr Watts | LED Fixture Basecase, Total Watts = 2.42 x Msr Watts | LED fixture: Any type of housing Fixture Type, 2400 min lm, Exterior Rated; Total Watts = 28 | LEDratio0296 | LEDratio0242 | LEDFixt-Ext(28w) | Available | From LED WRR Disposition July 2016 | 0 | 0 |  | ErRobNc |  | LtgFixture-Default |  | None | 2020-01-01 | 2020-03-18 |  | LT-54348 |  |  |  | Standard |  | 1 | 1 | 0 | Deemed Ex Ante Team |  |  |  | Updated to indicate claim/filing status
2020 | R-OutCmn-LEDFixt-Ext(29w)-dWP56-dWC41 | Residential Outdoor Common Area Lighting: LED Fixture replaces pre-existing standard lighting Wattage. Measure includes Code case. | DEER2019 | D20 v0 | 2020-11-24 16:30 | All-Oltg-dWatt-MS | NonDEER | Scaled | BaseRatio | 0 | 0 | None |  | 0 |  | 1 | Res | Any | Lighting | OutCommon | Ltg_Fixture | LED_fixt |  | OLtg-Res-LED-50000hr-Cmn | LED A19 Basecase, Total Watts = 2.96 x Msr Watts | LED Fixture Basecase, Total Watts = 2.42 x Msr Watts | LED fixture: Any type of housing Fixture Type, Exterior Rated; Total Watts = 29 | LEDratio0296 | LEDratio0242 | LEDFixt-Ext(29w) | Available | From LED WRR Disposition July 2016 | 0 | 0 | DEER2019 Proposed Update | ErRobNc |  | LtgFixture-Default |  | None | 2019-01-01 | 2019-12-31 |  | LT-70702 |  |  |  | Standard | Measures expire 12/31/2019. In addition to HOU revision for 2019, impacts are revised to include DEER2020 update to the peak demand period definition | 1 | 1 | 0 | Deemed Ex Ante Team |  | Measures expire 12/31/2019. In addition to HOU revision for 2019, impacts are revised to include DEER2020 update to the peak demand period definition |  | Updated to indicate claim/filing status
2020 | R-OutCmn-LEDFixt-Ext(29w)-dWP56-dWC41 | Residential Outdoor Common Area Lighting: LED Fixture replaces pre-existing standard lighting Wattage. Measure includes Code case. | DEER2020 | D20v1 | 2020-11-24 16:30 | All-Oltg-dWatt-MS | NonDEER | Scaled | BaseRatio | 0 | 0 | None |  | 0 |  | 1 | Res | Any | Lighting | OutCommon | Ltg_Fixture | LED_fixt |  | OLtg-Res-LED-50000hr-Cmn | LED A19 Basecase, Total Watts = 2.96 x Msr Watts | LED Fixture Basecase, Total Watts = 2.42 x Msr Watts | LED fixture: Any type of housing Fixture Type, Exterior Rated; Total Watts = 29 | LEDratio0296 | LEDratio0242 | LEDFixt-Ext(29w) | Available | From LED WRR Disposition July 2016 | 0 | 0 |  | ErRobNc |  | LtgFixture-Default |  | None | 2020-01-01 | 2020-03-18 |  | LT-70702 |  |  |  | Standard |  | 1 | 1 | 0 | Deemed Ex Ante Team |  |  |  | Updated to indicate claim/filing status
2020 | R-OutCmn-LEDFixt-Ext(30w)-dWP58-dWC42 | Residential Outdoor Common Area Lighting: LED Fixture replaces pre-existing standard lighting Wattage. Measure includes Code case. | DEER2020 | D20v1 | 2020-11-24 16:30 | All-Oltg-dWatt-MS | NonDEER | Scaled | BaseRatio | 0 | 0 | None |  | 0 |  | 1 | Res | Any | Lighting | OutCommon | Ltg_Fixture | LED_fixt |  | OLtg-Res-LED-50000hr-Cmn | LED A19 Basecase, Total Watts = 2.96 x Msr Watts | LED Fixture Basecase, Total Watts = 2.42 x Msr Watts | LED fixture: Any type of housing Fixture Type, 2640 min lm, Exterior Rated; Total Watts = 30 | LEDratio0296 | LEDratio0242 | LEDFixt-Ext(30w) | Available | From LED WRR Disposition July 2016 | 0 | 0 |  | ErRobNc |  | LtgFixture-Default |  | None | 2020-01-01 | 2020-03-18 |  | LT-84919 |  |  |  | Standard |  | 1 | 1 | 0 | Deemed Ex Ante Team |  |  |  | Updated to indicate claim/filing status
2020 | R-OutCmn-LEDFixt-Ext(30w)-dWP58-dWC42 | Residential Outdoor Common Area Lighting: LED Fixture replaces pre-existing standard lighting Wattage. Measure includes Code case. | DEER2019 | D20 v0 | 2020-11-24 16:30 | All-Oltg-dWatt-MS | NonDEER | Scaled | BaseRatio | 0 | 0 | None |  | 0 |  | 1 | Res | Any | Lighting | OutCommon | Ltg_Fixture | LED_fixt |  | OLtg-Res-LED-50000hr-Cmn | LED A19 Basecase, Total Watts = 2.96 x Msr Watts | LED Fixture Basecase, Total Watts = 2.42 x Msr Watts | LED fixture: Any type of housing Fixture Type, 2640 min lm, Exterior Rated; Total Watts = 30 | LEDratio0296 | LEDratio0242 | LEDFixt-Ext(30w) | Available | From LED WRR Disposition July 2016 | 0 | 0 | DEER2019 Proposed Update | ErRobNc |  | LtgFixture-Default |  | None | 2019-01-01 | 2019-12-31 |  | LT-84919 |  |  |  | Standard | Measures expire 12/31/2019. In addition to HOU revision for 2019, impacts are revised to include DEER2020 update to the peak demand period definition | 1 | 1 | 0 | Deemed Ex Ante Team |  | Measures expire 12/31/2019. In addition to HOU revision for 2019, impacts are revised to include DEER2020 update to the peak demand period definition |  | Updated to indicate claim/filing status
2020 | R-OutCmn-LEDFixt-Ext(31w)-dWP60-dWC44 | Residential Outdoor Common Area Lighting: LED Fixture replaces pre-existing standard lighting Wattage. Measure includes Code case. | DEER2020 | D20v1 | 2020-11-24 16:30 | All-Oltg-dWatt-MS | NonDEER | Scaled | BaseRatio | 0 | 0 | None |  | 0 |  | 1 | Res | Any | Lighting | OutCommon | Ltg_Fixture | LED_fixt |  | OLtg-Res-LED-50000hr-Cmn | LED A19 Basecase, Total Watts = 2.96 x Msr Watts | LED Fixture Basecase, Total Watts = 2.42 x Msr Watts | LED fixture: Any type of housing Fixture Type, Exterior Rated; Total Watts = 31 | LEDratio0296 | LEDratio0242 | LEDFixt-Ext(31w) | Available | From LED WRR Disposition July 2016 | 0 | 0 |  | ErRobNc |  | LtgFixture-Default |  | None | 2020-01-01 | 2020-03-18 |  | LT-55545 |  |  |  | Standard |  | 1 | 1 | 0 | Deemed Ex Ante Team |  |  |  | Updated to indicate claim/filing status
2020 | R-OutCmn-LEDFixt-Ext(31w)-dWP60-dWC44 | Residential Outdoor Common Area Lighting: LED Fixture replaces pre-existing standard lighting Wattage. Measure includes Code case. | DEER2019 | D20 v0 | 2020-11-24 16:30 | All-Oltg-dWatt-MS | NonDEER | Scaled | BaseRatio | 0 | 0 | None |  | 0 |  | 1 | Res | Any | Lighting | OutCommon | Ltg_Fixture | LED_fixt |  | OLtg-Res-LED-50000hr-Cmn | LED A19 Basecase, Total Watts = 2.96 x Msr Watts | LED Fixture Basecase, Total Watts = 2.42 x Msr Watts | LED fixture: Any type of housing Fixture Type, Exterior Rated; Total Watts = 31 | LEDratio0296 | LEDratio0242 | LEDFixt-Ext(31w) | Available | From LED WRR Disposition July 2016 | 0 | 0 | DEER2019 Proposed Update | ErRobNc |  | LtgFixture-Default |  | None | 2019-01-01 | 2019-12-31 |  | LT-55545 |  |  |  | Standard | Measures expire 12/31/2019. In addition to HOU revision for 2019, impacts are revised to include DEER2020 update to the peak demand period definition | 1 | 1 | 0 | Deemed Ex Ante Team |  | Measures expire 12/31/2019. In addition to HOU revision for 2019, impacts are revised to include DEER2020 update to the peak demand period definition |  | Updated to indicate claim/filing status
2020 | R-OutCmn-LEDFixt-Ext(32w)-dWP62-dWC45 | Residential Outdoor Common Area Lighting: LED Fixture replaces pre-existing standard lighting Wattage. Measure includes Code case. | DEER2020 | D20v1 | 2020-11-24 16:30 | All-Oltg-dWatt-MS | NonDEER | Scaled | BaseRatio | 0 | 0 | None |  | 0 |  | 1 | Res | Any | Lighting | OutCommon | Ltg_Fixture | LED_fixt |  | OLtg-Res-LED-50000hr-Cmn | LED A19 Basecase, Total Watts = 2.96 x Msr Watts | LED Fixture Basecase, Total Watts = 2.42 x Msr Watts | LED fixture: Any type of housing Fixture Type, Exterior Rated; Total Watts = 32 | LEDratio0296 | LEDratio0242 | LEDFixt-Ext(32w) | Available | From LED WRR Disposition July 2016 | 0 | 0 |  | ErRobNc |  | LtgFixture-Default |  | None | 2020-01-01 | 2020-03-18 |  | LT-93666 |  |  |  | Standard |  | 1 | 1 | 0 | Deemed Ex Ante Team |  |  |  | Updated to indicate claim/filing status
2020 | R-OutCmn-LEDFixt-Ext(32w)-dWP62-dWC45 | Residential Outdoor Common Area Lighting: LED Fixture replaces pre-existing standard lighting Wattage. Measure includes Code case. | DEER2019 | D20 v0 | 2020-11-24 16:30 | All-Oltg-dWatt-MS | NonDEER | Scaled | BaseRatio | 0 | 0 | None |  | 0 |  | 1 | Res | Any | Lighting | OutCommon | Ltg_Fixture | LED_fixt |  | OLtg-Res-LED-50000hr-Cmn | LED A19 Basecase, Total Watts = 2.96 x Msr Watts | LED Fixture Basecase, Total Watts = 2.42 x Msr Watts | LED fixture: Any type of housing Fixture Type, Exterior Rated; Total Watts = 32 | LEDratio0296 | LEDratio0242 | LEDFixt-Ext(32w) | Available | From LED WRR Disposition July 2016 | 0 | 0 | DEER2019 Proposed Update | ErRobNc |  | LtgFixture-Default |  | None | 2019-01-01 | 2019-12-31 |  | LT-93666 |  |  |  | Standard | Measures expire 12/31/2019. In addition to HOU revision for 2019, impacts are revised to include DEER2020 update to the peak demand period definition | 1 | 1 | 0 | Deemed Ex Ante Team |  | Measures expire 12/31/2019. In addition to HOU revision for 2019, impacts are revised to include DEER2020 update to the peak demand period definition |  | Updated to indicate claim/filing status
2020 | R-OutCmn-LEDFixt-Ext(33w)-dWP64-dWC46 | Residential Outdoor Common Area Lighting: LED Fixture replaces pre-existing standard lighting Wattage. Measure includes Code case. | DEER2019 | D20 v0 | 2020-11-24 16:30 | All-Oltg-dWatt-MS | NonDEER | Scaled | BaseRatio | 0 | 0 | None |  | 0 |  | 1 | Res | Any | Lighting | OutCommon | Ltg_Fixture | LED_fixt |  | OLtg-Res-LED-50000hr-Cmn | LED A19 Basecase, Total Watts = 2.96 x Msr Watts | LED Fixture Basecase, Total Watts = 2.42 x Msr Watts | LED fixture: Any type of housing Fixture Type, Exterior Rated; Total Watts = 33 | LEDratio0296 | LEDratio0242 | LEDFixt-Ext(33w) | Available | From LED WRR Disposition July 2016 | 0 | 0 | DEER2019 Proposed Update | ErRobNc |  | LtgFixture-Default |  | None | 2019-01-01 | 2019-12-31 |  | LT-52746 |  |  |  | Standard | Measures expire 12/31/2019. In addition to HOU revision for 2019, impacts are revised to include DEER2020 update to the peak demand period definition | 1 | 1 | 0 | Deemed Ex Ante Team |  | Measures expire 12/31/2019. In addition to HOU revision for 2019, impacts are revised to include DEER2020 update to the peak demand period definition |  | Updated to indicate claim/filing status
2020 | R-OutCmn-LEDFixt-Ext(33w)-dWP64-dWC46 | Residential Outdoor Common Area Lighting: LED Fixture replaces pre-existing standard lighting Wattage. Measure includes Code case. | DEER2020 | D20v1 | 2020-11-24 16:30 | All-Oltg-dWatt-MS | NonDEER | Scaled | BaseRatio | 0 | 0 | None |  | 0 |  | 1 | Res | Any | Lighting | OutCommon | Ltg_Fixture | LED_fixt |  | OLtg-Res-LED-50000hr-Cmn | LED A19 Basecase, Total Watts = 2.96 x Msr Watts | LED Fixture Basecase, Total Watts = 2.42 x Msr Watts | LED fixture: Any type of housing Fixture Type, Exterior Rated; Total Watts = 33 | LEDratio0296 | LEDratio0242 | LEDFixt-Ext(33w) | Available | From LED WRR Disposition July 2016 | 0 | 0 |  | ErRobNc |  | LtgFixture-Default |  | None | 2020-01-01 | 2020-03-18 |  | LT-52746 |  |  |  | Standard |  | 1 | 1 | 0 | Deemed Ex Ante Team |  |  |  | Updated to indicate claim/filing status
2020 | R-OutCmn-LEDFixt-Ext(34w)-dWP66-dWC48 | Residential Outdoor Common Area Lighting: LED Fixture replaces pre-existing standard lighting Wattage. Measure includes Code case. | DEER2020 | D20v1 | 2020-11-24 16:30 | All-Oltg-dWatt-MS | NonDEER | Scaled | BaseRatio | 0 | 0 | None |  | 0 |  | 1 | Res | Any | Lighting | OutCommon | Ltg_Fixture | LED_fixt |  | OLtg-Res-LED-50000hr-Cmn | LED A19 Basecase, Total Watts = 2.96 x Msr Watts | LED Fixture Basecase, Total Watts = 2.42 x Msr Watts | LED fixture: Any type of housing Fixture Type, Exterior Rated; Total Watts = 34 | LEDratio0296 | LEDratio0242 | LEDFixt-Ext(34w) | Available | From LED WRR Disposition July 2016 | 0 | 0 |  | ErRobNc |  | LtgFixture-Default |  | None | 2020-01-01 | 2020-03-18 |  | LT-75508 |  |  |  | Standard |  | 1 | 1 | 0 | Deemed Ex Ante Team |  |  |  | Updated to indicate claim/filing status
2020 | R-OutCmn-LEDFixt-Ext(34w)-dWP66-dWC48 | Residential Outdoor Common Area Lighting: LED Fixture replaces pre-existing standard lighting Wattage. Measure includes Code case. | DEER2019 | D20 v0 | 2020-11-24 16:30 | All-Oltg-dWatt-MS | NonDEER | Scaled | BaseRatio | 0 | 0 | None |  | 0 |  | 1 | Res | Any | Lighting | OutCommon | Ltg_Fixture | LED_fixt |  | OLtg-Res-LED-50000hr-Cmn | LED A19 Basecase, Total Watts = 2.96 x Msr Watts | LED Fixture Basecase, Total Watts = 2.42 x Msr Watts | LED fixture: Any type of housing Fixture Type, Exterior Rated; Total Watts = 34 | LEDratio0296 | LEDratio0242 | LEDFixt-Ext(34w) | Available | From LED WRR Disposition July 2016 | 0 | 0 | DEER2019 Proposed Update | ErRobNc |  | LtgFixture-Default |  | None | 2019-01-01 | 2019-12-31 |  | LT-75508 |  |  |  | Standard | Measures expire 12/31/2019. In addition to HOU revision for 2019, impacts are revised to include DEER2020 update to the peak demand period definition | 1 | 1 | 0 | Deemed Ex Ante Team |  | Measures expire 12/31/2019. In addition to HOU revision for 2019, impacts are revised to include DEER2020 update to the peak demand period definition |  | Updated to indicate claim/filing status
2020 | R-OutCmn-LEDFixt-Ext(35w)-dWP68-dWC49 | Residential Outdoor Common Area Lighting: LED Fixture replaces pre-existing standard lighting Wattage. Measure includes Code case. | DEER2019 | D20 v0 | 2020-11-24 16:30 | All-Oltg-dWatt-MS | NonDEER | Scaled | BaseRatio | 0 | 0 | None |  | 0 |  | 1 | Res | Any | Lighting | OutCommon | Ltg_Fixture | LED_fixt |  | OLtg-Res-LED-50000hr-Cmn | LED A19 Basecase, Total Watts = 2.96 x Msr Watts | LED Fixture Basecase, Total Watts = 2.42 x Msr Watts | LED fixture: Any type of housing Fixture Type, Exterior Rated; Total Watts = 35 | LEDratio0296 | LEDratio0242 | LEDFixt-Ext(35w) | Available | From LED WRR Disposition July 2016 | 0 | 0 | DEER2019 Proposed Update | ErRobNc |  | LtgFixture-Default |  | None | 2019-01-01 | 2019-12-31 |  | LT-70499 |  |  |  | Standard | Measures expire 12/31/2019. In addition to HOU revision for 2019, impacts are revised to include DEER2020 update to the peak demand period definition | 1 | 1 | 0 | Deemed Ex Ante Team |  | Measures expire 12/31/2019. In addition to HOU revision for 2019, impacts are revised to include DEER2020 update to the peak demand period definition |  | Updated to indicate claim/filing status
2020 | R-OutCmn-LEDFixt-Ext(35w)-dWP68-dWC49 | Residential Outdoor Common Area Lighting: LED Fixture replaces pre-existing standard lighting Wattage. Measure includes Code case. | DEER2020 | D20v1 | 2020-11-24 16:30 | All-Oltg-dWatt-MS | NonDEER | Scaled | BaseRatio | 0 | 0 | None |  | 0 |  | 1 | Res | Any | Lighting | OutCommon | Ltg_Fixture | LED_fixt |  | OLtg-Res-LED-50000hr-Cmn | LED A19 Basecase, Total Watts = 2.96 x Msr Watts | LED Fixture Basecase, Total Watts = 2.42 x Msr Watts | LED fixture: Any type of housing Fixture Type, Exterior Rated; Total Watts = 35 | LEDratio0296 | LEDratio0242 | LEDFixt-Ext(35w) | Available | From LED WRR Disposition July 2016 | 0 | 0 |  | ErRobNc |  | LtgFixture-Default |  | None | 2020-01-01 | 2020-03-18 |  | LT-70499 |  |  |  | Standard |  | 1 | 1 | 0 | Deemed Ex Ante Team |  |  |  | Updated to indicate claim/filing status
2020 | R-OutCmn-LEDFixt-Ext(36w)-dWP70-dWC51 | Residential Outdoor Common Area Lighting: LED Fixture replaces pre-existing standard lighting Wattage. Measure includes Code case. | DEER2019 | D20 v0 | 2020-11-24 16:30 | All-Oltg-dWatt-MS | NonDEER | Scaled | BaseRatio | 0 | 0 | None |  | 0 |  | 1 | Res | Any | Lighting | OutCommon | Ltg_Fixture | LED_fixt |  | OLtg-Res-LED-50000hr-Cmn | LED A19 Basecase, Total Watts = 2.96 x Msr Watts | LED Fixture Basecase, Total Watts = 2.42 x Msr Watts | LED fixture: Any type of housing Fixture Type, Exterior Rated; Total Watts = 36 | LEDratio0296 | LEDratio0242 | LEDFixt-Ext(36w) | Available | From LED WRR Disposition July 2016 | 0 | 0 | DEER2019 Proposed Update | ErRobNc |  | LtgFixture-Default |  | None | 2019-01-01 | 2019-12-31 |  | LT-98805 |  |  |  | Standard | Measures expire 12/31/2019. In addition to HOU revision for 2019, impacts are revised to include DEER2020 update to the peak demand period definition | 1 | 1 | 0 | Deemed Ex Ante Team |  | Measures expire 12/31/2019. In addition to HOU revision for 2019, impacts are revised to include DEER2020 update to the peak demand period definition |  | Updated to indicate claim/filing status
2020 | R-OutCmn-LEDFixt-Ext(36w)-dWP70-dWC51 | Residential Outdoor Common Area Lighting: LED Fixture replaces pre-existing standard lighting Wattage. Measure includes Code case. | DEER2020 | D20v1 | 2020-11-24 16:30 | All-Oltg-dWatt-MS | NonDEER | Scaled | BaseRatio | 0 | 0 | None |  | 0 |  | 1 | Res | Any | Lighting | OutCommon | Ltg_Fixture | LED_fixt |  | OLtg-Res-LED-50000hr-Cmn | LED A19 Basecase, Total Watts = 2.96 x Msr Watts | LED Fixture Basecase, Total Watts = 2.42 x Msr Watts | LED fixture: Any type of housing Fixture Type, Exterior Rated; Total Watts = 36 | LEDratio0296 | LEDratio0242 | LEDFixt-Ext(36w) | Available | From LED WRR Disposition July 2016 | 0 | 0 |  | ErRobNc |  | LtgFixture-Default |  | None | 2020-01-01 | 2020-03-18 |  | LT-98805 |  |  |  | Standard |  | 1 | 1 | 0 | Deemed Ex Ante Team |  |  |  | Updated to indicate claim/filing status
2020 | R-OutCmn-LEDFixt-Ext(37w)-dWP72-dWC52 | Residential Outdoor Common Area Lighting: LED Fixture replaces pre-existing standard lighting Wattage. Measure includes Code case. | DEER2020 | D20v1 | 2020-11-24 16:30 | All-Oltg-dWatt-MS | NonDEER | Scaled | BaseRatio | 0 | 0 | None |  | 0 |  | 1 | Res | Any | Lighting | OutCommon | Ltg_Fixture | LED_fixt |  | OLtg-Res-LED-50000hr-Cmn | LED A19 Basecase, Total Watts = 2.96 x Msr Watts | LED Fixture Basecase, Total Watts = 2.42 x Msr Watts | LED fixture: Any type of housing Fixture Type, 2540 min lm, Exterior Rated; Total Watts = 37 | LEDratio0296 | LEDratio0242 | LEDFixt-Ext(37w) | Available | From LED WRR Disposition July 2016 | 0 | 0 |  | ErRobNc |  | LtgFixture-Default |  | None | 2020-01-01 | 2020-03-18 |  | LT-50609 |  |  |  | Standard |  | 1 | 1 | 0 | Deemed Ex Ante Team |  |  |  | Updated to indicate claim/filing status
2020 | R-OutCmn-LEDFixt-Ext(37w)-dWP72-dWC52 | Residential Outdoor Common Area Lighting: LED Fixture replaces pre-existing standard lighting Wattage. Measure includes Code case. | DEER2019 | D20 v0 | 2020-11-24 16:30 | All-Oltg-dWatt-MS | NonDEER | Scaled | BaseRatio | 0 | 0 | None |  | 0 |  | 1 | Res | Any | Lighting | OutCommon | Ltg_Fixture | LED_fixt |  | OLtg-Res-LED-50000hr-Cmn | LED A19 Basecase, Total Watts = 2.96 x Msr Watts | LED Fixture Basecase, Total Watts = 2.42 x Msr Watts | LED fixture: Any type of housing Fixture Type, 2540 min lm, Exterior Rated; Total Watts = 37 | LEDratio0296 | LEDratio0242 | LEDFixt-Ext(37w) | Available | From LED WRR Disposition July 2016 | 0 | 0 | DEER2019 Proposed Update | ErRobNc |  | LtgFixture-Default |  | None | 2019-01-01 | 2019-12-31 |  | LT-50609 |  |  |  | Standard | Measures expire 12/31/2019. In addition to HOU revision for 2019, impacts are revised to include DEER2020 update to the peak demand period definition | 1 | 1 | 0 | Deemed Ex Ante Team |  | Measures expire 12/31/2019. In addition to HOU revision for 2019, impacts are revised to include DEER2020 update to the peak demand period definition |  | Updated to indicate claim/filing status
2020 | R-OutCmn-LEDFixt-Ext(38w)-dWP74-dWC53 | Residential Outdoor Common Area Lighting: LED Fixture replaces pre-existing standard lighting Wattage. Measure includes Code case. | DEER2020 | D20v1 | 2020-11-24 16:30 | All-Oltg-dWatt-MS | NonDEER | Scaled | BaseRatio | 0 | 0 | None |  | 0 |  | 1 | Res | Any | Lighting | OutCommon | Ltg_Fixture | LED_fixt |  | OLtg-Res-LED-50000hr-Cmn | LED A19 Basecase, Total Watts = 2.96 x Msr Watts | LED Fixture Basecase, Total Watts = 2.42 x Msr Watts | LED fixture: Any type of housing Fixture Type, 1330 min lm, Exterior Rated; Total Watts = 38 | LEDratio0296 | LEDratio0242 | LEDFixt-Ext(38w) | Available | From LED WRR Disposition July 2016 | 0 | 0 |  | ErRobNc |  | LtgFixture-Default |  | None | 2020-01-01 | 2020-03-18 |  | LT-81917 |  |  |  | Standard |  | 1 | 1 | 0 | Deemed Ex Ante Team |  |  |  | Updated to indicate claim/filing status
2020 | R-OutCmn-LEDFixt-Ext(38w)-dWP74-dWC53 | Residential Outdoor Common Area Lighting: LED Fixture replaces pre-existing standard lighting Wattage. Measure includes Code case. | DEER2019 | D20 v0 | 2020-11-24 16:30 | All-Oltg-dWatt-MS | NonDEER | Scaled | BaseRatio | 0 | 0 | None |  | 0 |  | 1 | Res | Any | Lighting | OutCommon | Ltg_Fixture | LED_fixt |  | OLtg-Res-LED-50000hr-Cmn | LED A19 Basecase, Total Watts = 2.96 x Msr Watts | LED Fixture Basecase, Total Watts = 2.42 x Msr Watts | LED fixture: Any type of housing Fixture Type, 1330 min lm, Exterior Rated; Total Watts = 38 | LEDratio0296 | LEDratio0242 | LEDFixt-Ext(38w) | Available | From LED WRR Disposition July 2016 | 0 | 0 | DEER2019 Proposed Update | ErRobNc |  | LtgFixture-Default |  | None | 2019-01-01 | 2019-12-31 |  | LT-81917 |  |  |  | Standard | Measures expire 12/31/2019. In addition to HOU revision for 2019, impacts are revised to include DEER2020 update to the peak demand period definition | 1 | 1 | 0 | Deemed Ex Ante Team |  | Measures expire 12/31/2019. In addition to HOU revision for 2019, impacts are revised to include DEER2020 update to the peak demand period definition |  | Updated to indicate claim/filing status
2020 | R-OutCmn-LEDFixt-Ext(39w)-dWP76-dWC55 | Residential Outdoor Common Area Lighting: LED Fixture replaces pre-existing standard lighting Wattage. Measure includes Code case. | DEER2020 | D20v1 | 2020-11-24 16:30 | All-Oltg-dWatt-MS | NonDEER | Scaled | BaseRatio | 0 | 0 | None |  | 0 |  | 1 | Res | Any | Lighting | OutCommon | Ltg_Fixture | LED_fixt |  | OLtg-Res-LED-50000hr-Cmn | LED A19 Basecase, Total Watts = 2.96 x Msr Watts | LED Fixture Basecase, Total Watts = 2.42 x Msr Watts | LED fixture: Any type of housing Fixture Type, Exterior Rated; Total Watts = 39 | LEDratio0296 | LEDratio0242 | LEDFixt-Ext(39w) | Available | From LED WRR Disposition July 2016 | 0 | 0 |  | ErRobNc |  | LtgFixture-Default |  | None | 2020-01-01 | 2020-03-18 |  | LT-51273 |  |  |  | Standard |  | 1 | 1 | 0 | Deemed Ex Ante Team |  |  |  | Updated to indicate claim/filing status
2020 | R-OutCmn-LEDFixt-Ext(39w)-dWP76-dWC55 | Residential Outdoor Common Area Lighting: LED Fixture replaces pre-existing standard lighting Wattage. Measure includes Code case. | DEER2019 | D20 v0 | 2020-11-24 16:30 | All-Oltg-dWatt-MS | NonDEER | Scaled | BaseRatio | 0 | 0 | None |  | 0 |  | 1 | Res | Any | Lighting | OutCommon | Ltg_Fixture | LED_fixt |  | OLtg-Res-LED-50000hr-Cmn | LED A19 Basecase, Total Watts = 2.96 x Msr Watts | LED Fixture Basecase, Total Watts = 2.42 x Msr Watts | LED fixture: Any type of housing Fixture Type, Exterior Rated; Total Watts = 39 | LEDratio0296 | LEDratio0242 | LEDFixt-Ext(39w) | Available | From LED WRR Disposition July 2016 | 0 | 0 | DEER2019 Proposed Update | ErRobNc |  | LtgFixture-Default |  | None | 2019-01-01 | 2019-12-31 |  | LT-51273 |  |  |  | Standard | Measures expire 12/31/2019. In addition to HOU revision for 2019, impacts are revised to include DEER2020 update to the peak demand period definition | 1 | 1 | 0 | Deemed Ex Ante Team |  | Measures expire 12/31/2019. In addition to HOU revision for 2019, impacts are revised to include DEER2020 update to the peak demand period definition |  | Updated to indicate claim/filing status
2020 | R-OutCmn-LEDFixt-Ext(40w)-dWP78-dWC56 | Residential Outdoor Common Area Lighting: LED Fixture replaces pre-existing standard lighting Wattage. Measure includes Code case. | DEER2019 | D20 v0 | 2020-11-24 16:30 | All-Oltg-dWatt-MS | NonDEER | Scaled | BaseRatio | 0 | 0 | None |  | 0 |  | 1 | Res | Any | Lighting | OutCommon | Ltg_Fixture | LED_fixt |  | OLtg-Res-LED-50000hr-Cmn | LED A19 Basecase, Total Watts = 2.96 x Msr Watts | LED Fixture Basecase, Total Watts = 2.42 x Msr Watts | LED fixture: Any type of housing Fixture Type, Exterior Rated; Total Watts = 40 | LEDratio0296 | LEDratio0242 | LEDFixt-Ext(40w) | Available | From LED WRR Disposition July 2016 | 0 | 0 | DEER2019 Proposed Update | ErRobNc |  | LtgFixture-Default |  | None | 2019-01-01 | 2019-12-31 |  | LT-56484 |  |  |  | Standard | Measures expire 12/31/2019. In addition to HOU revision for 2019, impacts are revised to include DEER2020 update to the peak demand period definition | 1 | 1 | 0 | Deemed Ex Ante Team |  | Measures expire 12/31/2019. In addition to HOU revision for 2019, impacts are revised to include DEER2020 update to the peak demand period definition |  | Updated to indicate claim/filing status
2020 | R-OutCmn-LEDFixt-Ext(40w)-dWP78-dWC56 | Residential Outdoor Common Area Lighting: LED Fixture replaces pre-existing standard lighting Wattage. Measure includes Code case. | DEER2020 | D20v1 | 2020-11-24 16:30 | All-Oltg-dWatt-MS | NonDEER | Scaled | BaseRatio | 0 | 0 | None |  | 0 |  | 1 | Res | Any | Lighting | OutCommon | Ltg_Fixture | LED_fixt |  | OLtg-Res-LED-50000hr-Cmn | LED A19 Basecase, Total Watts = 2.96 x Msr Watts | LED Fixture Basecase, Total Watts = 2.42 x Msr Watts | LED fixture: Any type of housing Fixture Type, Exterior Rated; Total Watts = 40 | LEDratio0296 | LEDratio0242 | LEDFixt-Ext(40w) | Available | From LED WRR Disposition July 2016 | 0 | 0 |  | ErRobNc |  | LtgFixture-Default |  | None | 2020-01-01 | 2020-03-18 |  | LT-56484 |  |  |  | Standard |  | 1 | 1 | 0 | Deemed Ex Ante Team |  |  |  | Updated to indicate claim/filing status
2020 | R-OutCmn-LEDFixt-Ext(8w)-dWP15-dWC11 | Residential Outdoor Common Area Lighting: LED Fixture replaces pre-existing standard lighting Wattage. Measure includes Code case. | DEER2020 | D20v1 | 2020-11-24 16:30 | All-Oltg-dWatt-MS | NonDEER | Scaled | BaseRatio | 0 | 0 | None |  | 0 |  | 1 | Res | Any | Lighting | OutCommon | Ltg_Fixture | LED_fixt |  | OLtg-Res-LED-50000hr-Cmn | LED A19 Basecase, Total Watts = 2.96 x Msr Watts | LED Fixture Basecase, Total Watts = 2.42 x Msr Watts | LED fixture: Any type of housing Fixture Type, Exterior Rated; Total Watts = 8 | LEDratio0296 | LEDratio0242 | LEDFixt-Ext(8w) | Available | From LED WRR Disposition July 2016 | 0 | 0 |  | ErRobNc |  | LtgFixture-Default |  | None | 2020-01-01 | 2020-03-18 |  | LT-53295 |  |  |  | Standard |  | 1 | 1 | 0 | Deemed Ex Ante Team |  |  |  | Updated to indicate claim/filing status
2020 | R-OutCmn-LEDFixt-Ext(8w)-dWP15-dWC11 | Residential Outdoor Common Area Lighting: LED Fixture replaces pre-existing standard lighting Wattage. Measure includes Code case. | DEER2019 | D20 v0 | 2020-11-24 16:30 | All-Oltg-dWatt-MS | NonDEER | Scaled | BaseRatio | 0 | 0 | None |  | 0 |  | 1 | Res | Any | Lighting | OutCommon | Ltg_Fixture | LED_fixt |  | OLtg-Res-LED-50000hr-Cmn | LED A19 Basecase, Total Watts = 2.96 x Msr Watts | LED Fixture Basecase, Total Watts = 2.42 x Msr Watts | LED fixture: Any type of housing Fixture Type, Exterior Rated; Total Watts = 8 | LEDratio0296 | LEDratio0242 | LEDFixt-Ext(8w) | Available | From LED WRR Disposition July 2016 | 0 | 0 | DEER2019 Proposed Update | ErRobNc |  | LtgFixture-Default |  | None | 2019-01-01 | 2019-12-31 |  | LT-53295 |  |  |  | Standard | Measures expire 12/31/2019. In addition to HOU revision for 2019, impacts are revised to include DEER2020 update to the peak demand period definition | 1 | 1 | 0 | Deemed Ex Ante Team |  | Measures expire 12/31/2019. In addition to HOU revision for 2019, impacts are revised to include DEER2020 update to the peak demand period definition |  | Updated to indicate claim/filing status
2020 | R-OutCmn-LEDFixt-Ext(9w)-dWP17-dWC12 | Residential Outdoor Common Area Lighting: LED Fixture replaces pre-existing standard lighting Wattage. Measure includes Code case. | DEER2020 | D20v1 | 2020-11-24 16:30 | All-Oltg-dWatt-MS | NonDEER | Scaled | BaseRatio | 0 | 0 | None |  | 0 |  | 1 | Res | Any | Lighting | OutCommon | Ltg_Fixture | LED_fixt |  | OLtg-Res-LED-50000hr-Cmn | LED A19 Basecase, Total Watts = 2.96 x Msr Watts | LED Fixture Basecase, Total Watts = 2.42 x Msr Watts | LED fixture: Any type of housing Fixture Type, Exterior Rated; Total Watts = 9 | LEDratio0296 | LEDratio0242 | LEDFixt-Ext(9w) | Available | From LED WRR Disposition July 2016 | 0 | 0 |  | ErRobNc |  | LtgFixture-Default |  | None | 2020-01-01 | 2020-03-18 |  | LT-64511 |  |  |  | Standard |  | 1 | 1 | 0 | Deemed Ex Ante Team |  |  |  | Updated to indicate claim/filing status
2020 | R-OutCmn-LEDFixt-Ext(9w)-dWP17-dWC12 | Residential Outdoor Common Area Lighting: LED Fixture replaces pre-existing standard lighting Wattage. Measure includes Code case. | DEER2019 | D20 v0 | 2020-11-24 16:30 | All-Oltg-dWatt-MS | NonDEER | Scaled | BaseRatio | 0 | 0 | None |  | 0 |  | 1 | Res | Any | Lighting | OutCommon | Ltg_Fixture | LED_fixt |  | OLtg-Res-LED-50000hr-Cmn | LED A19 Basecase, Total Watts = 2.96 x Msr Watts | LED Fixture Basecase, Total Watts = 2.42 x Msr Watts | LED fixture: Any type of housing Fixture Type, Exterior Rated; Total Watts = 9 | LEDratio0296 | LEDratio0242 | LEDFixt-Ext(9w) | Available | From LED WRR Disposition July 2016 | 0 | 0 | DEER2019 Proposed Update | ErRobNc |  | LtgFixture-Default |  | None | 2019-01-01 | 2019-12-31 |  | LT-64511 |  |  |  | Standard | Measures expire 12/31/2019. In addition to HOU revision for 2019, impacts are revised to include DEER2020 update to the peak demand period definition | 1 | 1 | 0 | Deemed Ex Ante Team |  | Measures expire 12/31/2019. In addition to HOU revision for 2019, impacts are revised to include DEER2020 update to the peak demand period definition |  | Updated to indicate claim/filing status
2020 | R-OutCmn-LED-PAR30-Ext(12w)-dWP16 | Residential Outdoor Common-Area Lighting: LED Lamp replaces pre-existing standard lighting Wattage. Measure includes Code case. Impacts: HOU = 3390; CDF = 0.09 | DEER2020 | D20v1 | 2020-11-24 16:30 | All-Oltg-dWatt-MS | NonDEER | Scaled | BaseRatio | 0 | 0 | None |  | 0 |  | 1 | Res | Any | Lighting | OutCommon | Ltg_Lamp | LED_lamp |  | OLtg-Res-LED-20000hr-Cmn | LED PAR30 Basecase, Total Watts = 2.34 x Msr Watts | LED PAR30 Basecase, Total Watts = 2.34 x Msr Watts | LED Lamp: Exterior PAR30, 12 Watts, non-dimmable | LEDratio0234 | LEDratio0234 | LED-PAR30-Ext(12w) | Available |  | 0 | 0 |  | RobNc |  |  |  | None | 2020-01-01 | 2020-03-18 | [5 empty] | Standard |  | 1 | 1 | 0 | Deemed Ex Ante Team |  |  |  | Updated to indicate claim/filing status
2020 | R-OutCmn-LED-PAR30-Ext(12w)-dWP16 | Residential Outdoor Common-Area Lighting: LED Lamp replaces pre-existing standard lighting Wattage. Measure includes Code case. Impacts: HOU = 3390; CDF = 0.09 | DEER2019 | D20 v0 | 2020-11-24 16:30 | All-Oltg-dWatt-MS | NonDEER | Scaled | BaseRatio | 0 | 0 | None |  | 0 |  | 1 | Res | Any | Lighting | OutCommon | Ltg_Lamp | LED_lamp |  | OLtg-Res-LED-20000hr-Cmn | LED PAR30 Basecase, Total Watts = 2.34 x Msr Watts | LED PAR30 Basecase, Total Watts = 2.34 x Msr Watts | LED Lamp: Exterior PAR30, 12 Watts, non-dimmable | LEDratio0234 | LEDratio0234 | LED-PAR30-Ext(12w) | Available |  | 0 | 0 | DEER2019 Proposed Update | RobNc |  |  |  |  | 2019-01-01 | 2019-12-31 | [5 empty] | Standard | Measures expire 12/31/2019. In addition to HOU revision for 2019, impacts are revised to include DEER2020 update to the peak demand period definition | 1 | 1 | 0 | Deemed Ex Ante Team |  | Measures expire 12/31/2019. In addition to HOU revision for 2019, impacts are revised to include DEER2020 update to the peak demand period definition |  | Updated to indicate claim/filing status
2020 | R-OutCmn-LED-PAR30-Ext(15w)-dWP20 | Residential Outdoor Common-Area Lighting: LED Lamp replaces pre-existing standard lighting Wattage. Measure includes Code case. Impacts: HOU = 3390; CDF = 0.09 | DEER2019 | D20 v0 | 2020-11-24 16:30 | All-Oltg-dWatt-MS | NonDEER | Scaled | BaseRatio | 0 | 0 | None |  | 0 |  | 1 | Res | Any | Lighting | OutCommon | Ltg_Lamp | LED_lamp |  | OLtg-Res-LED-20000hr-Cmn | LED PAR30 Basecase, Total Watts = 2.34 x Msr Watts | LED PAR30 Basecase, Total Watts = 2.34 x Msr Watts | LED Lamp: Exterior PAR30, 15 Watts, non-dimmable | LEDratio0234 | LEDratio0234 | LED-PAR30-Ext(15w) | Available |  | 0 | 0 | DEER2019 Proposed Update | RobNc |  |  |  |  | 2019-01-01 | 2019-12-31 | [5 empty] | Standard | Measures expire 12/31/2019. In addition to HOU revision for 2019, impacts are revised to include DEER2020 update to the peak demand period definition | 1 | 1 | 0 | Deemed Ex Ante Team |  | Measures expire 12/31/2019. In addition to HOU revision for 2019, impacts are revised to include DEER2020 update to the peak demand period definition |  | Updated to indicate claim/filing status
2020 | R-OutCmn-LED-PAR30-Ext(15w)-dWP20 | Residential Outdoor Common-Area Lighting: LED Lamp replaces pre-existing standard lighting Wattage. Measure includes Code case. Impacts: HOU = 3390; CDF = 0.09 | DEER2020 | D20v1 | 2020-11-24 16:30 | All-Oltg-dWatt-MS | NonDEER | Scaled | BaseRatio | 0 | 0 | None |  | 0 |  | 1 | Res | Any | Lighting | OutCommon | Ltg_Lamp | LED_lamp |  | OLtg-Res-LED-20000hr-Cmn | LED PAR30 Basecase, Total Watts = 2.34 x Msr Watts | LED PAR30 Basecase, Total Watts = 2.34 x Msr Watts | LED Lamp: Exterior PAR30, 15 Watts, non-dimmable | LEDratio0234 | LEDratio0234 | LED-PAR30-Ext(15w) | Available |  | 0 | 0 |  | RobNc |  |  |  | None | 2020-01-01 | 2020-03-18 | [5 empty] | Standard |  | 1 | 1 | 0 | Deemed Ex Ante Team |  |  |  | Updated to indicate claim/filing status
2020 | R-OutCmn-LED-PAR30-Ext(6w)-dWP8 | Residential Outdoor Common-Area Lighting: LED Lamp replaces pre-existing standard lighting Wattage. Measure includes Code case. Impacts: HOU = 3390; CDF = 0.09 | DEER2020 | D20v1 | 2020-11-24 16:30 | All-Oltg-dWatt-MS | NonDEER | Scaled | BaseRatio | 0 | 0 | None |  | 0 |  | 1 | Res | Any | Lighting | OutCommon | Ltg_Lamp | LED_lamp |  | OLtg-Res-LED-20000hr-Cmn | LED PAR30 Basecase, Total Watts = 2.34 x Msr Watts | LED PAR30 Basecase, Total Watts = 2.34 x Msr Watts | LED Lamp: Exterior PAR30, 6 Watts, non-dimmable | LEDratio0234 | LEDratio0234 | LED-PAR30-Ext(6w) | Available |  | 0 | 0 |  | RobNc |  |  |  | None | 2020-01-01 | 2020-03-18 | [5 empty] | Standard |  | 1 | 1 | 0 | Deemed Ex Ante Team |  |  |  | Updated to indicate claim/filing status
2020 | R-OutCmn-LED-PAR30-Ext(6w)-dWP8 | Residential Outdoor Common-Area Lighting: LED Lamp replaces pre-existing standard lighting Wattage. Measure includes Code case. Impacts: HOU = 3390; CDF = 0.09 | DEER2019 | D20 v0 | 2020-11-24 16:30 | All-Oltg-dWatt-MS | NonDEER | Scaled | BaseRatio | 0 | 0 | None |  | 0 |  | 1 | Res | Any | Lighting | OutCommon | Ltg_Lamp | LED_lamp |  | OLtg-Res-LED-20000hr-Cmn | LED PAR30 Basecase, Total Watts = 2.34 x Msr Watts | LED PAR30 Basecase, Total Watts = 2.34 x Msr Watts | LED Lamp: Exterior PAR30, 6 Watts, non-dimmable | LEDratio0234 | LEDratio0234 | LED-PAR30-Ext(6w) | Available |  | 0 | 0 | DEER2019 Proposed Update | RobNc |  |  |  |  | 2019-01-01 | 2019-12-31 | [5 empty] | Standard | Measures expire 12/31/2019. In addition to HOU revision for 2019, impacts are revised to include DEER2020 update to the peak demand period definition | 1 | 1 | 0 | Deemed Ex Ante Team |  | Measures expire 12/31/2019. In addition to HOU revision for 2019, impacts are revised to include DEER2020 update to the peak demand period definition |  | Updated to indicate claim/filing status
2020 | R-OutCmn-LED-PAR38-Ext(17w)-dWP27 | Residential Outdoor Common-Area Lighting: LED Lamp replaces pre-existing standard lighting Wattage. Measure includes Code case. Impacts: HOU = 3390; CDF = 0.09 | DEER2020 | D20v1 | 2020-11-24 16:30 | All-Oltg-dWatt-MS | NonDEER | Scaled | BaseRatio | 0 | 0 | None |  | 0 |  | 1 | Res | Any | Lighting | OutCommon | Ltg_Lamp | LED_lamp |  | OLtg-Res-LED-20000hr-Cmn | LED PAR38 Basecase, Total Watts = 2.60 x Msr Watts | LED PAR38 Basecase, Total Watts = 2.60 x Msr Watts | LED Lamp: Exterior PAR38, 17 Watts, non-dimmable | LEDratio0260 | LEDratio0260 | LED-PAR38-Ext(17w) | Available |  | 0 | 0 |  | RobNc |  |  |  | None | 2020-01-01 | 2020-03-18 | [5 empty] | Standard |  | 1 | 1 | 0 | Deemed Ex Ante Team |  |  |  | Updated to indicate claim/filing status
2020 | R-OutCmn-LED-PAR38-Ext(17w)-dWP27 | Residential Outdoor Common-Area Lighting: LED Lamp replaces pre-existing standard lighting Wattage. Measure includes Code case. Impacts: HOU = 3390; CDF = 0.09 | DEER2019 | D20 v0 | 2020-11-24 16:30 | All-Oltg-dWatt-MS | NonDEER | Scaled | BaseRatio | 0 | 0 | None |  | 0 |  | 1 | Res | Any | Lighting | OutCommon | Ltg_Lamp | LED_lamp |  | OLtg-Res-LED-20000hr-Cmn | LED PAR38 Basecase, Total Watts = 2.60 x Msr Watts | LED PAR38 Basecase, Total Watts = 2.60 x Msr Watts | LED Lamp: Exterior PAR38, 17 Watts, non-dimmable | LEDratio0260 | LEDratio0260 | LED-PAR38-Ext(17w) | Available |  | 0 | 0 | DEER2019 Proposed Update | RobNc |  |  |  |  | 2019-01-01 | 2019-12-31 | [5 empty] | Standard | Measures expire 12/31/2019. In addition to HOU revision for 2019, impacts are revised to include DEER2020 update to the peak demand period definition | 1 | 1 | 0 | Deemed Ex Ante Team |  | Measures expire 12/31/2019. In addition to HOU revision for 2019, impacts are revised to include DEER2020 update to the peak demand period definition |  | Updated to indicate claim/filing status
2020 | R-OutCmn-LED-PAR38-Ext(19w)-dWP30 | Residential Outdoor Common-Area Lighting: LED Lamp replaces pre-existing standard lighting Wattage. Measure includes Code case. Impacts: HOU = 3390; CDF = 0.09 | DEER2020 | D20v1 | 2020-11-24 16:30 | All-Oltg-dWatt-MS | NonDEER | Scaled | BaseRatio | 0 | 0 | None |  | 0 |  | 1 | Res | Any | Lighting | OutCommon | Ltg_Lamp | LED_lamp |  | OLtg-Res-LED-20000hr-Cmn | LED PAR38 Basecase, Total Watts = 2.60 x Msr Watts | LED PAR38 Basecase, Total Watts = 2.60 x Msr Watts | LED Lamp: Exterior PAR38, 19 Watts, non-dimmable | LEDratio0260 | LEDratio0260 | LED-PAR38-Ext(19w) | Available |  | 0 | 0 |  | RobNc |  |  |  | None | 2020-01-01 | 2020-03-18 | [5 empty] | Standard |  | 1 | 1 | 0 | Deemed Ex Ante Team |  |  |  | Updated to indicate claim/filing status
2020 | R-OutCmn-LED-PAR38-Ext(19w)-dWP30 | Residential Outdoor Common-Area Lighting: LED Lamp replaces pre-existing standard lighting Wattage. Measure includes Code case. Impacts: HOU = 3390; CDF = 0.09 | DEER2019 | D20 v0 | 2020-11-24 16:30 | All-Oltg-dWatt-MS | NonDEER | Scaled | BaseRatio | 0 | 0 | None |  | 0 |  | 1 | Res | Any | Lighting | OutCommon | Ltg_Lamp | LED_lamp |  | OLtg-Res-LED-20000hr-Cmn | LED PAR38 Basecase, Total Watts = 2.60 x Msr Watts | LED PAR38 Basecase, Total Watts = 2.60 x Msr Watts | LED Lamp: Exterior PAR38, 19 Watts, non-dimmable | LEDratio0260 | LEDratio0260 | LED-PAR38-Ext(19w) | Available |  | 0 | 0 | DEER2019 Proposed Update | RobNc |  |  |  |  | 2019-01-01 | 2019-12-31 | [5 empty] | Standard | Measures expire 12/31/2019. In addition to HOU revision for 2019, impacts are revised to include DEER2020 update to the peak demand period definition | 1 | 1 | 0 | Deemed Ex Ante Team |  | Measures expire 12/31/2019. In addition to HOU revision for 2019, impacts are revised to include DEER2020 update to the peak demand period definition |  | Updated to indicate claim/filing status
2020 | R-OutCmn-LED-PAR38-Ext(7w)-dWP11 | Residential Outdoor Common-Area Lighting: LED Lamp replaces pre-existing standard lighting Wattage. Measure includes Code case. Impacts: HOU = 3390; CDF = 0.09 | DEER2020 | D20v1 | 2020-11-24 16:30 | All-Oltg-dWatt-MS | NonDEER | Scaled | BaseRatio | 0 | 0 | None |  | 0 |  | 1 | Res | Any | Lighting | OutCommon | Ltg_Lamp | LED_lamp |  | OLtg-Res-LED-20000hr-Cmn | LED PAR38 Basecase, Total Watts = 2.60 x Msr Watts | LED PAR38 Basecase, Total Watts = 2.60 x Msr Watts | LED Lamp: Exterior PAR38, 7 Watts, non-dimmable | LEDratio0260 | LEDratio0260 | LED-PAR38-Ext(7w) | Available |  | 0 | 0 |  | RobNc |  |  |  | None | 2020-01-01 | 2020-03-18 | [5 empty] | Standard |  | 1 | 1 | 0 | Deemed Ex Ante Team |  |  |  | Updated to indicate claim/filing status
2020 | R-OutCmn-LED-PAR38-Ext(7w)-dWP11 | Residential Outdoor Common-Area Lighting: LED Lamp replaces pre-existing standard lighting Wattage. Measure includes Code case. Impacts: HOU = 3390; CDF = 0.09 | DEER2019 | D20 v0 | 2020-11-24 16:30 | All-Oltg-dWatt-MS | NonDEER | Scaled | BaseRatio | 0 | 0 | None |  | 0 |  | 1 | Res | Any | Lighting | OutCommon | Ltg_Lamp | LED_lamp |  | OLtg-Res-LED-20000hr-Cmn | LED PAR38 Basecase, Total Watts = 2.60 x Msr Watts | LED PAR38 Basecase, Total Watts = 2.60 x Msr Watts | LED Lamp: Exterior PAR38, 7 Watts, non-dimmable | LEDratio0260 | LEDratio0260 | LED-PAR38-Ext(7w) | Available |  | 0 | 0 | DEER2019 Proposed Update | RobNc |  |  |  |  | 2019-01-01 | 2019-12-31 | [5 empty] | Standard | Measures expire 12/31/2019. In addition to HOU revision for 2019, impacts are revised to include DEER2020 update to the peak demand period definition | 1 | 1 | 0 | Deemed Ex Ante Team |  | Measures expire 12/31/2019. In addition to HOU revision for 2019, impacts are revised to include DEER2020 update to the peak demand period definition |  | Updated to indicate claim/filing status
2020 | R-Out-LED-A19(EISA-Bin-100w-100LPW)-dWP2p4 | LED A Lamp replaces pre-existing standard lighting Wattage based on EISA bin and LPW | DEER2020 | D20v1 | 2020-11-24 16:30 | Res-Oltg-dWatt-SI | DEER | Scaled | DeltaWatts | 2.4 | 2.4 | None |  | 0 |  | 0 | Res | Any | Lighting | OutGen | Ltg_Lamp | LED_lamp |  | OLtg-Res-LED-10000hr | LED A19 Basecase, 75% LED, 25% CFL | LED A19 Basecase, 75% LED, 25% CFL | LED Lamp: A19, EISA Bin 100, 100 LPW |  |  |  | Available |  | 0 | 0 |  | NrNc |  |  |  | None | 2020-01-01 | 2020-03-18 | [5 empty] | Standard | DEER2020 update for: revised EUL; revised impacts, IEFs and peak demand | 1 | 1 | 0 | Deemed Ex Ante Team |  | DEER2020 update for: revised EUL; revised impacts, IEFs and peak demand |  | Updated to indicate claim/filing status
2020 | R-Out-LED-A19(EISA-Bin-100w-110LPW)-dWP2p6 | LED A Lamp replaces pre-existing standard lighting Wattage based on EISA bin and LPW | DEER2020 | D20v1 | 2020-11-24 16:30 | Res-Oltg-dWatt-SI | DEER | Scaled | DeltaWatts | 2.6 | 2.6 | None |  | 0 |  | 0 | Res | Any | Lighting | OutGen | Ltg_Lamp | LED_lamp |  | OLtg-Res-LED-10000hr | LED A19 Basecase, 75% LED, 25% CFL | LED A19 Basecase, 75% LED, 25% CFL | LED Lamp: A19, EISA Bin 100, 110 LPW |  |  |  | Available |  | 0 | 0 |  | NrNc |  |  |  | None | 2020-01-01 | 2020-03-18 | [5 empty] | Standard | DEER2020 update for: revised EUL; revised impacts, IEFs and peak demand | 1 | 1 | 0 | Deemed Ex Ante Team |  | DEER2020 update for: revised EUL; revised impacts, IEFs and peak demand |  | Updated to indicate claim/filing status
2020 | R-Out-LED-A19(EISA-Bin-100w-120LPW)-dWP3p3 | LED A Lamp replaces pre-existing standard lighting Wattage based on EISA bin and LPW | DEER2020 | D20v1 | 2020-11-24 16:30 | Res-Oltg-dWatt-SI | DEER | Scaled | DeltaWatts | 3.3 | 3.3 | None |  | 0 |  | 0 | Res | Any | Lighting | OutGen | Ltg_Lamp | LED_lamp |  | OLtg-Res-LED-10000hr | LED A19 Basecase, 75% LED, 25% CFL | LED A19 Basecase, 75% LED, 25% CFL | LED Lamp: A19, EISA Bin 100, 120 LPW |  |  |  | Available |  | 0 | 0 |  | NrNc |  |  |  | None | 2020-01-01 | 2020-03-18 | [5 empty] | Standard | DEER2020 update for: revised EUL; revised impacts, IEFs and peak demand | 1 | 1 | 0 | Deemed Ex Ante Team |  | DEER2020 update for: revised EUL; revised impacts, IEFs and peak demand |  | Updated to indicate claim/filing status
2020 | R-Out-LED-A19(EISA-Bin-100w-90LPW)-dWP2p0 | LED A Lamp replaces pre-existing standard lighting Wattage based on EISA bin and LPW | DEER2020 | D20v1 | 2020-11-24 16:30 | Res-Oltg-dWatt-SI | DEER | Scaled | DeltaWatts | 2 | 2 | None |  | 0 |  | 0 | Res | Any | Lighting | OutGen | Ltg_Lamp | LED_lamp |  | OLtg-Res-LED-10000hr | LED A19 Basecase, 75% LED, 25% CFL | LED A19 Basecase, 75% LED, 25% CFL | LED Lamp: A19, EISA Bin 100, 90 LPW |  |  |  | Available |  | 0 | 0 |  | NrNc |  |  |  | None | 2020-01-01 | 2020-03-18 | [5 empty] | Standard | DEER2020 update for: revised EUL; revised impacts, IEFs and peak demand | 1 | 1 | 0 | Deemed Ex Ante Team |  | DEER2020 update for: revised EUL; revised impacts, IEFs and peak demand |  | Updated to indicate claim/filing status
2020 | R-Out-LED-A19(EISA-Bin-40w-100LPW)-dWP1p1 | LED A Lamp replaces pre-existing standard lighting Wattage based on EISA bin and LPW | DEER2020 | D20v1 | 2020-11-24 16:30 | Res-Oltg-dWatt-SI | DEER | Scaled | DeltaWatts | 1.1 | 1.1 | None |  | 0 |  | 0 | Res | Any | Lighting | OutGen | Ltg_Lamp | LED_lamp |  | OLtg-Res-LED-10000hr | LED A19 Basecase, 75% LED, 25% CFL | LED A19 Basecase, 75% LED, 25% CFL | LED Lamp: A19, EISA Bin 40, 100 LPW |  |  |  | Available |  | 0 | 0 |  | NrNc |  |  |  | None | 2020-01-01 | 2020-03-18 | [5 empty] | Standard | DEER2020 update for: revised EUL; revised impacts, IEFs and peak demand | 1 | 1 | 0 | Deemed Ex Ante Team |  | DEER2020 update for: revised EUL; revised impacts, IEFs and peak demand |  | Updated to indicate claim/filing status
2020 | R-Out-LED-A19(EISA-Bin-40w-110LPW)-dWP1p2 | LED A Lamp replaces pre-existing standard lighting Wattage based on EISA bin and LPW | DEER2020 | D20v1 | 2020-11-24 16:30 | Res-Oltg-dWatt-SI | DEER | Scaled | DeltaWatts | 1.2 | 1.2 | None |  | 0 |  | 0 | Res | Any | Lighting | OutGen | Ltg_Lamp | LED_lamp |  | OLtg-Res-LED-10000hr | LED A19 Basecase, 75% LED, 25% CFL | LED A19 Basecase, 75% LED, 25% CFL | LED Lamp: A19, EISA Bin 40, 110 LPW |  |  |  | Available |  | 0 | 0 |  | NrNc |  |  |  | None | 2020-01-01 | 2020-03-18 | [5 empty] | Standard | DEER2020 update for: revised EUL; revised impacts, IEFs and peak demand | 1 | 1 | 0 | Deemed Ex Ante Team |  | DEER2020 update for: revised EUL; revised impacts, IEFs and peak demand |  | Updated to indicate claim/filing status
2020 | R-Out-LED-A19(EISA-Bin-40w-120LPW)-dWP1p5 | LED A Lamp replaces pre-existing standard lighting Wattage based on EISA bin and LPW | DEER2020 | D20v1 | 2020-11-24 16:30 | Res-Oltg-dWatt-SI | DEER | Scaled | DeltaWatts | 1.5 | 1.5 | None |  | 0 |  | 0 | Res | Any | Lighting | OutGen | Ltg_Lamp | LED_lamp |  | OLtg-Res-LED-10000hr | LED A19 Basecase, 75% LED, 25% CFL | LED A19 Basecase, 75% LED, 25% CFL | LED Lamp: A19, EISA Bin 40, 120 LPW |  |  |  | Available |  | 0 | 0 |  | NrNc |  |  |  | None | 2020-01-01 | 2020-03-18 | [5 empty] | Standard | DEER2020 update for: revised EUL; revised impacts, IEFs and peak demand | 1 | 1 | 0 | Deemed Ex Ante Team |  | DEER2020 update for: revised EUL; revised impacts, IEFs and peak demand |  | Updated to indicate claim/filing status
2020 | R-Out-LED-A19(EISA-Bin-40w-80LPW)-dWP0p8 | LED A Lamp replaces pre-existing standard lighting Wattage based on EISA bin and LPW | DEER2020 | D20v1 | 2020-11-24 16:30 | Res-Oltg-dWatt-SI | DEER | Scaled | DeltaWatts | 0.8 | 0.8 | None |  | 0 |  | 0 | Res | Any | Lighting | OutGen | Ltg_Lamp | LED_lamp |  | OLtg-Res-LED-10000hr | LED A19 Basecase, 75% LED, 25% CFL | LED A19 Basecase, 75% LED, 25% CFL | LED Lamp: A19, EISA Bin 40, 80 LPW |  |  |  | Available |  | 0 | 0 |  | NrNc |  |  |  | None | 2020-01-01 | 2020-03-18 | [5 empty] | Standard | DEER2020 update for: revised EUL; revised impacts, IEFs and peak demand | 1 | 1 | 0 | Deemed Ex Ante Team |  | DEER2020 update for: revised EUL; revised impacts, IEFs and peak demand |  | Updated to indicate claim/filing status
2020 | R-Out-LED-A19(EISA-Bin-40w-90LPW)-dWP1p0 | LED A Lamp replaces pre-existing standard lighting Wattage based on EISA bin and LPW | DEER2020 | D20v1 | 2020-11-24 16:30 | Res-Oltg-dWatt-SI | DEER | Scaled | DeltaWatts | 1 | 1 | None |  | 0 |  | 0 | Res | Any | Lighting | OutGen | Ltg_Lamp | LED_lamp |  | OLtg-Res-LED-10000hr | LED A19 Basecase, 75% LED, 25% CFL | LED A19 Basecase, 75% LED, 25% CFL | LED Lamp: A19, EISA Bin 40, 90 LPW |  |  |  | Available |  | 0 | 0 |  | NrNc |  |  |  | None | 2020-01-01 | 2020-03-18 | [5 empty] | Standard | DEER2020 update for: revised EUL; revised impacts, IEFs and peak demand | 1 | 1 | 0 | Deemed Ex Ante Team |  | DEER2020 update for: revised EUL; revised impacts, IEFs and peak demand |  | Updated to indicate claim/filing status
2020 | R-Out-LED-A19(EISA-Bin-60w-100LPW)-dWP1p4 | LED A Lamp replaces pre-existing standard lighting Wattage based on EISA bin and LPW | DEER2020 | D20v1 | 2020-11-24 16:30 | Res-Oltg-dWatt-SI | DEER | Scaled | DeltaWatts | 1.4 | 1.4 | None |  | 0 |  | 0 | Res | Any | Lighting | OutGen | Ltg_Lamp | LED_lamp |  | OLtg-Res-LED-10000hr | LED A19 Basecase, 75% LED, 25% CFL | LED A19 Basecase, 75% LED, 25% CFL | LED Lamp: A19, EISA Bin 60, 100 LPW |  |  |  | Available |  | 0 | 0 |  | NrNc |  |  |  | None | 2020-01-01 | 2020-03-18 | [5 empty] | Standard | DEER2020 update for: revised EUL; revised impacts, IEFs and peak demand | 1 | 1 | 0 | Deemed Ex Ante Team |  | DEER2020 update for: revised EUL; revised impacts, IEFs and peak demand |  | Updated to indicate claim/filing status
2020 | R-Out-LED-A19(EISA-Bin-60w-110LPW)-dWP1p5 | LED A Lamp replaces pre-existing standard lighting Wattage based on EISA bin and LPW | DEER2020 | D20v1 | 2020-11-24 16:30 | Res-Oltg-dWatt-SI | DEER | Scaled | DeltaWatts | 1.5 | 1.5 | None |  | 0 |  | 0 | Res | Any | Lighting | OutGen | Ltg_Lamp | LED_lamp |  | OLtg-Res-LED-10000hr | LED A19 Basecase, 75% LED, 25% CFL | LED A19 Basecase, 75% LED, 25% CFL | LED Lamp: A19, EISA Bin 60, 110 LPW |  |  |  | Available |  | 0 | 0 |  | NrNc |  |  |  | None | 2020-01-01 | 2020-03-18 | [5 empty] | Standard | DEER2020 update for: revised EUL; revised impacts, IEFs and peak demand | 1 | 1 | 0 | Deemed Ex Ante Team |  | DEER2020 update for: revised EUL; revised impacts, IEFs and peak demand |  | Updated to indicate claim/filing status
2020 | R-Out-LED-A19(EISA-Bin-60w-120LPW)-dWP1p8 | LED A Lamp replaces pre-existing standard lighting Wattage based on EISA bin and LPW | DEER2020 | D20v1 | 2020-11-24 16:30 | Res-Oltg-dWatt-SI | DEER | Scaled | DeltaWatts | 1.8 | 1.8 | None |  | 0 |  | 0 | Res | Any | Lighting | OutGen | Ltg_Lamp | LED_lamp |  | OLtg-Res-LED-10000hr | LED A19 Basecase, 75% LED, 25% CFL | LED A19 Basecase, 75% LED, 25% CFL | LED Lamp: A19, EISA Bin 60, 120 LPW |  |  |  | Available |  | 0 | 0 |  | NrNc |  |  |  | None | 2020-01-01 | 2020-03-18 | [5 empty] | Standard | DEER2020 update for: revised EUL; revised impacts, IEFs and peak demand | 1 | 1 | 0 | Deemed Ex Ante Team |  | DEER2020 update for: revised EUL; revised impacts, IEFs and peak demand |  | Updated to indicate claim/filing status
2020 | R-Out-LED-A19(EISA-Bin-60w-90LPW)-dWP1p3 | LED A Lamp replaces pre-existing standard lighting Wattage based on EISA bin and LPW | DEER2020 | D20v1 | 2020-11-24 16:30 | Res-Oltg-dWatt-SI | DEER | Scaled | DeltaWatts | 1.3 | 1.3 | None |  | 0 |  | 0 | Res | Any | Lighting | OutGen | Ltg_Lamp | LED_lamp |  | OLtg-Res-LED-10000hr | LED A19 Basecase, 75% LED, 25% CFL | LED A19 Basecase, 75% LED, 25% CFL | LED Lamp: A19, EISA Bin 60, 90 LPW |  |  |  | Available |  | 0 | 0 |  | NrNc |  |  |  | None | 2020-01-01 | 2020-03-18 | [5 empty] | Standard | DEER2020 update for: revised EUL; revised impacts, IEFs and peak demand | 1 | 1 | 0 | Deemed Ex Ante Team |  | DEER2020 update for: revised EUL; revised impacts, IEFs and peak demand |  | Updated to indicate claim/filing status
2020 | R-Out-LED-A19(EISA-Bin-75w-100LPW)-dWP1p7 | LED A Lamp replaces pre-existing standard lighting Wattage based on EISA bin and LPW | DEER2020 | D20v1 | 2020-11-24 16:30 | Res-Oltg-dWatt-SI | DEER | Scaled | DeltaWatts | 1.7 | 1.7 | None |  | 0 |  | 0 | Res | Any | Lighting | OutGen | Ltg_Lamp | LED_lamp |  | OLtg-Res-LED-10000hr | LED A19 Basecase, 75% LED, 25% CFL | LED A19 Basecase, 75% LED, 25% CFL | LED Lamp: A19, EISA Bin 75, 100 LPW |  |  |  | Available |  | 0 | 0 |  | NrNc |  |  |  | None | 2020-01-01 | 2020-03-18 | [5 empty] | Standard | DEER2020 update for: revised EUL; revised impacts, IEFs and peak demand | 1 | 1 | 0 | Deemed Ex Ante Team |  | DEER2020 update for: revised EUL; revised impacts, IEFs and peak demand |  | Updated to indicate claim/filing status
2020 | R-Out-LED-A19(EISA-Bin-75w-110LPW)-dWP1p9 | LED A Lamp replaces pre-existing standard lighting Wattage based on EISA bin and LPW | DEER2020 | D20v1 | 2020-11-24 16:30 | Res-Oltg-dWatt-SI | DEER | Scaled | DeltaWatts | 1.9 | 1.9 | None |  | 0 |  | 0 | Res | Any | Lighting | OutGen | Ltg_Lamp | LED_lamp |  | OLtg-Res-LED-10000hr | LED A19 Basecase, 75% LED, 25% CFL | LED A19 Basecase, 75% LED, 25% CFL | LED Lamp: A19, EISA Bin 75, 110 LPW |  |  |  | Available |  | 0 | 0 |  | NrNc |  |  |  | None | 2020-01-01 | 2020-03-18 | [5 empty] | Standard | DEER2020 update for: revised EUL; revised impacts, IEFs and peak demand | 1 | 1 | 0 | Deemed Ex Ante Team |  | DEER2020 update for: revised EUL; revised impacts, IEFs and peak demand |  | Updated to indicate claim/filing status
2020 | R-Out-LED-A19(EISA-Bin-75w-120LPW)-dWP2p3 | LED A Lamp replaces pre-existing standard lighting Wattage based on EISA bin and LPW | DEER2020 | D20v1 | 2020-11-24 16:30 | Res-Oltg-dWatt-SI | DEER | Scaled | DeltaWatts | 2.3 | 2.3 | None |  | 0 |  | 0 | Res | Any | Lighting | OutGen | Ltg_Lamp | LED_lamp |  | OLtg-Res-LED-10000hr | LED A19 Basecase, 75% LED, 25% CFL | LED A19 Basecase, 75% LED, 25% CFL | LED Lamp: A19, EISA Bin 75, 80 LPW |  |  |  | Available |  | 0 | 0 |  | NrNc |  |  |  | None | 2020-01-01 | 2020-03-18 | [5 empty] | Standard | DEER2020 update for: revised EUL; revised impacts, IEFs and peak demand | 1 | 1 | 0 | Deemed Ex Ante Team |  | DEER2020 update for: revised EUL; revised impacts, IEFs and peak demand |  | Updated to indicate claim/filing status
2020 | R-Out-LED-A19(EISA-Bin-75w-90LPW)-dWP1p5 | LED A Lamp replaces pre-existing standard lighting Wattage based on EISA bin and LPW | DEER2020 | D20v1 | 2020-11-24 16:30 | Res-Oltg-dWatt-SI | DEER | Scaled | DeltaWatts | 1.5 | 1.5 | None |  | 0 |  | 0 | Res | Any | Lighting | OutGen | Ltg_Lamp | LED_lamp |  | OLtg-Res-LED-10000hr | LED A19 Basecase, 75% LED, 25% CFL | LED A19 Basecase, 75% LED, 25% CFL | LED Lamp: A19, EISA Bin 75, 90 LPW |  |  |  | Available |  | 0 | 0 |  | NrNc |  |  |  | None | 2020-01-01 | 2020-03-18 | [5 empty] | Standard | DEER2020 update for: revised EUL; revised impacts, IEFs and peak demand | 1 | 1 | 0 | Deemed Ex Ante Team |  | DEER2020 update for: revised EUL; revised impacts, IEFs and peak demand |  | Updated to indicate claim/filing status
2020 | R-Out-LEDFixt-Ext(10w)-dWP19-dWC14 | Residential Outdoor General Lighting: LED Fixture replaces pre-existing standard lighting Wattage. Measure includes Code case. | DEER2020 | D20v1 | 2020-11-24 16:30 | Res-Oltg-dWatt-SI | DEER | Scaled | BaseRatio |  |  | None |  | 0 |  | 1 | Res | Any | Lighting | OutGen | Ltg_Fixture | LED_fixt |  | OLtg-Res-LED-50000hr |  |  |  | LEDratio0296 | LEDratio0242 | LEDFixt-Ext(10w) | Available |  | 0 | 0 |  | ArNrNc |  | LtgFixture-Default |  | None | 2020-01-01 | 2020-03-18 | [5 empty] | Standard | DEER2020 update for: ISP/Title 24 wattage baseline; revised impacts, IEFs and peak demand | 1 | 1 | 0 | Deemed Ex Ante Team |  | DEER2020 update for: ISP/Title 24 wattage baseline; revised impacts, IEFs and peak demand |  | Updated to indicate claim/filing status
2020 | R-Out-LEDFixt-Ext(11w)-dWP21-dWC15 | Residential Outdoor General Lighting: LED Fixture replaces pre-existing standard lighting Wattage. Measure includes Code case. | DEER2020 | D20v1 | 2020-11-24 16:30 | Res-Oltg-dWatt-SI | DEER | Scaled | BaseRatio |  |  | None |  | 0 |  | 1 | Res | Any | Lighting | OutGen | Ltg_Fixture | LED_fixt |  | OLtg-Res-LED-50000hr |  |  |  | LEDratio0296 | LEDratio0242 | LEDFixt-Ext(11w) | Available |  | 0 | 0 |  | ArNrNc |  | LtgFixture-Default |  | None | 2020-01-01 | 2020-03-18 | [5 empty] | Standard | DEER2020 update for: ISP/Title 24 wattage baseline; revised impacts, IEFs and peak demand | 1 | 1 | 0 | Deemed Ex Ante Team |  | DEER2020 update for: ISP/Title 24 wattage baseline; revised impacts, IEFs and peak demand |  | Updated to indicate claim/filing status
2020 | R-Out-LEDFixt-Ext-1(26w)-dWP50-dWC36 | Residential Outdoor General Lighting: LED Fixture replaces pre-existing standard lighting Wattage. Measure includes Code case. | DEER2020 | D20v1 | 2020-11-24 16:30 | Res-Oltg-dWatt-SI | DEER | Scaled | BaseRatio |  |  | None |  | 0 |  | 1 | Res | Any | Lighting | OutGen | Ltg_Fixture | LED_fixt |  | OLtg-Res-LED-50000hr |  |  |  | LEDratio0296 | LEDratio0242 | LEDFixt-Ext-1(26w) | Available |  | 0 | 0 |  | ArNrNc |  | LtgFixture-Default |  | None | 2020-01-01 | 2020-03-18 | [5 empty] | Standard | DEER2020 update for: ISP/Title 24 wattage baseline; revised impacts, IEFs and peak demand | 1 | 1 | 0 | Deemed Ex Ante Team |  | DEER2020 update for: ISP/Title 24 wattage baseline; revised impacts, IEFs and peak demand |  | Updated to indicate claim/filing status
2020 | R-Out-LEDFixt-Ext(12w)-dWP23-dWC17 | Residential Outdoor General Lighting: LED Fixture replaces pre-existing standard lighting Wattage. Measure includes Code case. | DEER2020 | D20v1 | 2020-11-24 16:30 | Res-Oltg-dWatt-SI | DEER | Scaled | BaseRatio |  |  | None |  | 0 |  | 1 | Res | Any | Lighting | OutGen | Ltg_Fixture | LED_fixt |  | OLtg-Res-LED-50000hr |  |  |  | LEDratio0296 | LEDratio0242 | LEDFixt-Ext(12w) | Available |  | 0 | 0 |  | ArNrNc |  | LtgFixture-Default |  | None | 2020-01-01 | 2020-03-18 | [5 empty] | Standard | DEER2020 update for: ISP/Title 24 wattage baseline; revised impacts, IEFs and peak demand | 1 | 1 | 0 | Deemed Ex Ante Team |  | DEER2020 update for: ISP/Title 24 wattage baseline; revised impacts, IEFs and peak demand |  | Updated to indicate claim/filing status
2020 | R-Out-LEDFixt-Ext(13w)-dWP25-dWC18 | Residential Outdoor General Lighting: LED Fixture replaces pre-existing standard lighting Wattage. Measure includes Code case. | DEER2020 | D20v1 | 2020-11-24 16:30 | Res-Oltg-dWatt-SI | DEER | Scaled | BaseRatio |  |  | None |  | 0 |  | 1 | Res | Any | Lighting | OutGen | Ltg_Fixture | LED_fixt |  | OLtg-Res-LED-50000hr |  |  |  | LEDratio0296 | LEDratio0242 | LEDFixt-Ext(13w) | Available |  | 0 | 0 |  | ArNrNc |  | LtgFixture-Default |  | None | 2020-01-01 | 2020-03-18 | [5 empty] | Standard | DEER2020 update for: ISP/Title 24 wattage baseline; revised impacts, IEFs and peak demand | 1 | 1 | 0 | Deemed Ex Ante Team |  | DEER2020 update for: ISP/Title 24 wattage baseline; revised impacts, IEFs and peak demand |  | Updated to indicate claim/filing status
2020 | R-Out-LEDFixt-Ext(14w)-dWP27-dWC19 | Residential Outdoor General Lighting: LED Fixture replaces pre-existing standard lighting Wattage. Measure includes Code case. | DEER2020 | D20v1 | 2020-11-24 16:30 | Res-Oltg-dWatt-SI | DEER | Scaled | BaseRatio |  |  | None |  | 0 |  | 1 | Res | Any | Lighting | OutGen | Ltg_Fixture | LED_fixt |  | OLtg-Res-LED-50000hr |  |  |  | LEDratio0296 | LEDratio0242 | LEDFixt-Ext(14w) | Available |  | 0 | 0 |  | ArNrNc |  | LtgFixture-Default |  | None | 2020-01-01 | 2020-03-18 | [5 empty] | Standard | DEER2020 update for: ISP/Title 24 wattage baseline; revised impacts, IEFs and peak demand | 1 | 1 | 0 | Deemed Ex Ante Team |  | DEER2020 update for: ISP/Title 24 wattage baseline; revised impacts, IEFs and peak demand |  | Updated to indicate claim/filing status
2020 | R-Out-LEDFixt-Ext(15w)-dWP29-dWC21 | Residential Outdoor General Lighting: LED Fixture replaces pre-existing standard lighting Wattage. Measure includes Code case. | DEER2020 | D20v1 | 2020-11-24 16:30 | Res-Oltg-dWatt-SI | DEER | Scaled | BaseRatio |  |  | None |  | 0 |  | 1 | Res | Any | Lighting | OutGen | Ltg_Fixture | LED_fixt |  | OLtg-Res-LED-50000hr |  |  |  | LEDratio0296 | LEDratio0242 | LEDFixt-Ext(15w) | Available |  | 0 | 0 |  | ArNrNc |  | LtgFixture-Default |  | None | 2020-01-01 | 2020-03-18 | [5 empty] | Standard | DEER2020 update for: ISP/Title 24 wattage baseline; revised impacts, IEFs and peak demand | 1 | 1 | 0 | Deemed Ex Ante Team |  | DEER2020 update for: ISP/Title 24 wattage baseline; revised impacts, IEFs and peak demand |  | Updated to indicate claim/filing status
2020 | R-Out-LEDFixt-Ext(16w)-dWP31-dWC22 | Residential Outdoor General Lighting: LED Fixture replaces pre-existing standard lighting Wattage. Measure includes Code case. | DEER2020 | D20v1 | 2020-11-24 16:30 | Res-Oltg-dWatt-SI | DEER | Scaled | BaseRatio |  |  | None |  | 0 |  | 1 | Res | Any | Lighting | OutGen | Ltg_Fixture | LED_fixt |  | OLtg-Res-LED-50000hr |  |  |  | LEDratio0296 | LEDratio0242 | LEDFixt-Ext(16w) | Available |  | 0 | 0 |  | ArNrNc |  | LtgFixture-Default |  | None | 2020-01-01 | 2020-03-18 | [5 empty] | Standard | DEER2020 update for: ISP/Title 24 wattage baseline; revised impacts, IEFs and peak demand | 1 | 1 | 0 | Deemed Ex Ante Team |  | DEER2020 update for: ISP/Title 24 wattage baseline; revised impacts, IEFs and peak demand |  | Updated to indicate claim/filing status
2020 | R-Out-LEDFixt-Ext(17w)-dWP33-dWC24 | Residential Outdoor General Lighting: LED Fixture replaces pre-existing standard lighting Wattage. Measure includes Code case. | DEER2020 | D20v1 | 2020-11-24 16:30 | Res-Oltg-dWatt-SI | DEER | Scaled | BaseRatio |  |  | None |  | 0 |  | 1 | Res | Any | Lighting | OutGen | Ltg_Fixture | LED_fixt |  | OLtg-Res-LED-50000hr |  |  |  | LEDratio0296 | LEDratio0242 | LEDFixt-Ext(17w) | Available |  | 0 | 0 |  | ArNrNc |  | LtgFixture-Default |  | None | 2020-01-01 | 2020-03-18 | [5 empty] | Standard | DEER2020 update for: ISP/Title 24 wattage baseline; revised impacts, IEFs and peak demand | 1 | 1 | 0 | Deemed Ex Ante Team |  | DEER2020 update for: ISP/Title 24 wattage baseline; revised impacts, IEFs and peak demand |  | Updated to indicate claim/filing status
2020 | R-Out-LEDFixt-Ext(18w)-dWP35-dWC25 | Residential Outdoor General Lighting: LED Fixture replaces pre-existing standard lighting Wattage. Measure includes Code case. | DEER2020 | D20v1 | 2020-11-24 16:30 | Res-Oltg-dWatt-SI | DEER | Scaled | BaseRatio |  |  | None |  | 0 |  | 1 | Res | Any | Lighting | OutGen | Ltg_Fixture | LED_fixt |  | OLtg-Res-LED-50000hr |  |  |  | LEDratio0296 | LEDratio0242 | LEDFixt-Ext(18w) | Available |  | 0 | 0 |  | ArNrNc |  | LtgFixture-Default |  | None | 2020-01-01 | 2020-03-18 | [5 empty] | Standard | DEER2020 update for: ISP/Title 24 wattage baseline; revised impacts, IEFs and peak demand | 1 | 1 | 0 | Deemed Ex Ante Team |  | DEER2020 update for: ISP/Title 24 wattage baseline; revised impacts, IEFs and peak demand |  | Updated to indicate claim/filing status
2020 | R-Out-LEDFixt-Ext(19w)-dWP37-dWC26 | Residential Outdoor General Lighting: LED Fixture replaces pre-existing standard lighting Wattage. Measure includes Code case. | DEER2020 | D20v1 | 2020-11-24 16:30 | Res-Oltg-dWatt-SI | DEER | Scaled | BaseRatio |  |  | None |  | 0 |  | 1 | Res | Any | Lighting | OutGen | Ltg_Fixture | LED_fixt |  | OLtg-Res-LED-50000hr |  |  |  | LEDratio0296 | LEDratio0242 | LEDFixt-Ext(19w) | Available |  | 0 | 0 |  | ArNrNc |  | LtgFixture-Default |  | None | 2020-01-01 | 2020-03-18 | [5 empty] | Standard | DEER2020 update for: ISP/Title 24 wattage baseline; revised impacts, IEFs and peak demand | 1 | 1 | 0 | Deemed Ex Ante Team |  | DEER2020 update for: ISP/Title 24 wattage baseline; revised impacts, IEFs and peak demand |  | Updated to indicate claim/filing status
2020 | R-Out-LEDFixt-Ext(20w)-dWP39-dWC28 | Residential Outdoor General Lighting: LED Fixture replaces pre-existing standard lighting Wattage. Measure includes Code case. | DEER2020 | D20v1 | 2020-11-24 16:30 | Res-Oltg-dWatt-SI | DEER | Scaled | BaseRatio |  |  | None |  | 0 |  | 1 | Res | Any | Lighting | OutGen | Ltg_Fixture | LED_fixt |  | OLtg-Res-LED-50000hr |  |  |  | LEDratio0296 | LEDratio0242 | LEDFixt-Ext(20w) | Available |  | 0 | 0 |  | ArNrNc |  | LtgFixture-Default |  | None | 2020-01-01 | 2020-03-18 | [5 empty] | Standard | DEER2020 update for: ISP/Title 24 wattage baseline; revised impacts, IEFs and peak demand | 1 | 1 | 0 | Deemed Ex Ante Team |  | DEER2020 update for: ISP/Title 24 wattage baseline; revised impacts, IEFs and peak demand |  | Updated to indicate claim/filing status
2020 | R-Out-LEDFixt-Ext(21w)-dWP41-dWC29 | Residential Outdoor General Lighting: LED Fixture replaces pre-existing standard lighting Wattage. Measure includes Code case. | DEER2020 | D20v1 | 2020-11-24 16:30 | Res-Oltg-dWatt-SI | DEER | Scaled | BaseRatio |  |  | None |  | 0 |  | 1 | Res | Any | Lighting | OutGen | Ltg_Fixture | LED_fixt |  | OLtg-Res-LED-50000hr |  |  |  | LEDratio0296 | LEDratio0242 | LEDFixt-Ext(21w) | Available |  | 0 | 0 |  | ArNrNc |  | LtgFixture-Default |  | None | 2020-01-01 | 2020-03-18 | [5 empty] | Standard | DEER2020 update for: ISP/Title 24 wattage baseline; revised impacts, IEFs and peak demand | 1 | 1 | 0 | Deemed Ex Ante Team |  | DEER2020 update for: ISP/Title 24 wattage baseline; revised impacts, IEFs and peak demand |  | Updated to indicate claim/filing status
2020 | R-Out-LEDFixt-Ext(22w)-dWP43-dWC31 | Residential Outdoor General Lighting: LED Fixture replaces pre-existing standard lighting Wattage. Measure includes Code case. | DEER2020 | D20v1 | 2020-11-24 16:30 | Res-Oltg-dWatt-SI | DEER | Scaled | BaseRatio |  |  | None |  | 0 |  | 1 | Res | Any | Lighting | OutGen | Ltg_Fixture | LED_fixt |  | OLtg-Res-LED-50000hr |  |  |  | LEDratio0296 | LEDratio0242 | LEDFixt-Ext(22w) | Available |  | 0 | 0 |  | ArNrNc |  | LtgFixture-Default |  | None | 2020-01-01 | 2020-03-18 | [5 empty] | Standard | DEER2020 update for: ISP/Title 24 wattage baseline; revised impacts, IEFs and peak demand | 1 | 1 | 0 | Deemed Ex Ante Team |  | DEER2020 update for: ISP/Title 24 wattage baseline; revised impacts, IEFs and peak demand |  | Updated to indicate claim/filing status
2020 | R-Out-LEDFixt-Ext(23w)-dWP45-dWC32 | Residential Outdoor General Lighting: LED Fixture replaces pre-existing standard lighting Wattage. Measure includes Code case. | DEER2020 | D20v1 | 2020-11-24 16:30 | Res-Oltg-dWatt-SI | DEER | Scaled | BaseRatio |  |  | None |  | 0 |  | 1 | Res | Any | Lighting | OutGen | Ltg_Fixture | LED_fixt |  | OLtg-Res-LED-50000hr |  |  |  | LEDratio0296 | LEDratio0242 | LEDFixt-Ext(23w) | Available |  | 0 | 0 |  | ArNrNc |  | LtgFixture-Default |  | None | 2020-01-01 | 2020-03-18 | [5 empty] | Standard | DEER2020 update for: ISP/Title 24 wattage baseline; revised impacts, IEFs and peak demand | 1 | 1 | 0 | Deemed Ex Ante Team |  | DEER2020 update for: ISP/Title 24 wattage baseline; revised impacts, IEFs and peak demand |  | Updated to indicate claim/filing status
2020 | R-Out-LEDFixt-Ext(24w)-dWP47-dWC34 | Residential Outdoor General Lighting: LED Fixture replaces pre-existing standard lighting Wattage. Measure includes Code case. | DEER2020 | D20v1 | 2020-11-24 16:30 | Res-Oltg-dWatt-SI | DEER | Scaled | BaseRatio |  |  | None |  | 0 |  | 1 | Res | Any | Lighting | OutGen | Ltg_Fixture | LED_fixt |  | OLtg-Res-LED-50000hr |  |  |  | LEDratio0296 | LEDratio0242 | LEDFixt-Ext(24w) | Available |  | 0 | 0 |  | ArNrNc |  | LtgFixture-Default |  | None | 2020-01-01 | 2020-03-18 | [5 empty] | Standard | DEER2020 update for: ISP/Title 24 wattage baseline; revised impacts, IEFs and peak demand | 1 | 1 | 0 | Deemed Ex Ante Team |  | DEER2020 update for: ISP/Title 24 wattage baseline; revised impacts, IEFs and peak demand |  | Updated to indicate claim/filing status
2020 | R-Out-LEDFixt-Ext(25w)-dWP49-dWC35 | Residential Outdoor General Lighting: LED Fixture replaces pre-existing standard lighting Wattage. Measure includes Code case. | DEER2020 | D20v1 | 2020-11-24 16:30 | Res-Oltg-dWatt-SI | DEER | Scaled | BaseRatio |  |  | None |  | 0 |  | 1 | Res | Any | Lighting | OutGen | Ltg_Fixture | LED_fixt |  | OLtg-Res-LED-50000hr |  |  |  | LEDratio0296 | LEDratio0242 | LEDFixt-Ext(25w) | Available |  | 0 | 0 |  | ArNrNc |  | LtgFixture-Default |  | None | 2020-01-01 | 2020-03-18 | [5 empty] | Standard | DEER2020 update for: ISP/Title 24 wattage baseline; revised impacts, IEFs and peak demand | 1 | 1 | 0 | Deemed Ex Ante Team |  | DEER2020 update for: ISP/Title 24 wattage baseline; revised impacts, IEFs and peak demand |  | Updated to indicate claim/filing status
2020 | R-Out-LEDFixt-Ext(27w)-dWP52-dWC38 | Residential Outdoor General Lighting: LED Fixture replaces pre-existing standard lighting Wattage. Measure includes Code case. | DEER2020 | D20v1 | 2020-11-24 16:30 | Res-Oltg-dWatt-SI | DEER | Scaled | BaseRatio |  |  | None |  | 0 |  | 1 | Res | Any | Lighting | OutGen | Ltg_Fixture | LED_fixt |  | OLtg-Res-LED-50000hr |  |  |  | LEDratio0296 | LEDratio0242 | LEDFixt-Ext(27w) | Available |  | 0 | 0 |  | ArNrNc |  | LtgFixture-Default |  | None | 2020-01-01 | 2020-03-18 | [5 empty] | Standard | DEER2020 update for: ISP/Title 24 wattage baseline; revised impacts, IEFs and peak demand | 1 | 1 | 0 | Deemed Ex Ante Team |  | DEER2020 update for: ISP/Title 24 wattage baseline; revised impacts, IEFs and peak demand |  | Updated to indicate claim/filing status
2020 | R-Out-LEDFixt-Ext(28w)-dWP54-dWC39 | Residential Outdoor General Lighting: LED Fixture replaces pre-existing standard lighting Wattage. Measure includes Code case. | DEER2020 | D20v1 | 2020-11-24 16:30 | Res-Oltg-dWatt-SI | DEER | Scaled | BaseRatio |  |  | None |  | 0 |  | 1 | Res | Any | Lighting | OutGen | Ltg_Fixture | LED_fixt |  | OLtg-Res-LED-50000hr |  |  |  | LEDratio0296 | LEDratio0242 | LEDFixt-Ext(28w) | Available |  | 0 | 0 |  | ArNrNc |  | LtgFixture-Default |  | None | 2020-01-01 | 2020-03-18 | [5 empty] | Standard | DEER2020 update for: ISP/Title 24 wattage baseline; revised impacts, IEFs and peak demand | 1 | 1 | 0 | Deemed Ex Ante Team |  | DEER2020 update for: ISP/Title 24 wattage baseline; revised impacts, IEFs and peak demand |  | Updated to indicate claim/filing status
2020 | R-Out-LEDFixt-Ext(29w)-dWP56-dWC41 | Residential Outdoor General Lighting: LED Fixture replaces pre-existing standard lighting Wattage. Measure includes Code case. | DEER2020 | D20v1 | 2020-11-24 16:30 | Res-Oltg-dWatt-SI | DEER | Scaled | BaseRatio |  |  | None |  | 0 |  | 1 | Res | Any | Lighting | OutGen | Ltg_Fixture | LED_fixt |  | OLtg-Res-LED-50000hr |  |  |  | LEDratio0296 | LEDratio0242 | LEDFixt-Ext(29w) | Available |  | 0 | 0 |  | ArNrNc |  | LtgFixture-Default |  | None | 2020-01-01 | 2020-03-18 | [5 empty] | Standard | DEER2020 update for: ISP/Title 24 wattage baseline; revised impacts, IEFs and peak demand | 1 | 1 | 0 | Deemed Ex Ante Team |  | DEER2020 update for: ISP/Title 24 wattage baseline; revised impacts, IEFs and peak demand |  | Updated to indicate claim/filing status
2020 | R-Out-LEDFixt-Ext(30w)-dWP58-dWC42 | Residential Outdoor General Lighting: LED Fixture replaces pre-existing standard lighting Wattage. Measure includes Code case. | DEER2020 | D20v1 | 2020-11-24 16:30 | Res-Oltg-dWatt-SI | DEER | Scaled | BaseRatio |  |  | None |  | 0 |  | 1 | Res | Any | Lighting | OutGen | Ltg_Fixture | LED_fixt |  | OLtg-Res-LED-50000hr |  |  |  | LEDratio0296 | LEDratio0242 | LEDFixt-Ext(30w) | Available |  | 0 | 0 |  | ArNrNc |  | LtgFixture-Default |  | None | 2020-01-01 | 2020-03-18 | [5 empty] | Standard | DEER2020 update for: ISP/Title 24 wattage baseline; revised impacts, IEFs and peak demand | 1 | 1 | 0 | Deemed Ex Ante Team |  | DEER2020 update for: ISP/Title 24 wattage baseline; revised impacts, IEFs and peak demand |  | Updated to indicate claim/filing status
2020 | R-Out-LEDFixt-Ext(31w)-dWP60-dWC44 | Residential Outdoor General Lighting: LED Fixture replaces pre-existing standard lighting Wattage. Measure includes Code case. | DEER2020 | D20v1 | 2020-11-24 16:30 | Res-Oltg-dWatt-SI | DEER | Scaled | BaseRatio |  |  | None |  | 0 |  | 1 | Res | Any | Lighting | OutGen | Ltg_Fixture | LED_fixt |  | OLtg-Res-LED-50000hr |  |  |  | LEDratio0296 | LEDratio0242 | LEDFixt-Ext(31w) | Available |  | 0 | 0 |  | ArNrNc |  | LtgFixture-Default |  | None | 2020-01-01 | 2020-03-18 | [5 empty] | Standard | DEER2020 update for: ISP/Title 24 wattage baseline; revised impacts, IEFs and peak demand | 1 | 1 | 0 | Deemed Ex Ante Team |  | DEER2020 update for: ISP/Title 24 wattage baseline; revised impacts, IEFs and peak demand |  | Updated to indicate claim/filing status
2020 | R-Out-LEDFixt-Ext(32w)-dWP62-dWC45 | Residential Outdoor General Lighting: LED Fixture replaces pre-existing standard lighting Wattage. Measure includes Code case. | DEER2020 | D20v1 | 2020-11-24 16:30 | Res-Oltg-dWatt-SI | DEER | Scaled | BaseRatio |  |  | None |  | 0 |  | 1 | Res | Any | Lighting | OutGen | Ltg_Fixture | LED_fixt |  | OLtg-Res-LED-50000hr |  |  |  | LEDratio0296 | LEDratio0242 | LEDFixt-Ext(32w) | Available |  | 0 | 0 |  | ArNrNc |  | LtgFixture-Default |  | None | 2020-01-01 | 2020-03-18 | [5 empty] | Standard | DEER2020 update for: ISP/Title 24 wattage baseline; revised impacts, IEFs and peak demand | 1 | 1 | 0 | Deemed Ex Ante Team |  | DEER2020 update for: ISP/Title 24 wattage baseline; revised impacts, IEFs and peak demand |  | Updated to indicate claim/filing status
2020 | R-Out-LEDFixt-Ext(33w)-dWP64-dWC46 | Residential Outdoor General Lighting: LED Fixture replaces pre-existing standard lighting Wattage. Measure includes Code case. | DEER2020 | D20v1 | 2020-11-24 16:30 | Res-Oltg-dWatt-SI | DEER | Scaled | BaseRatio |  |  | None |  | 0 |  | 1 | Res | Any | Lighting | OutGen | Ltg_Fixture | LED_fixt |  | OLtg-Res-LED-50000hr |  |  |  | LEDratio0296 | LEDratio0242 | LEDFixt-Ext(33w) | Available |  | 0 | 0 |  | ArNrNc |  | LtgFixture-Default |  | None | 2020-01-01 | 2020-03-18 | [5 empty] | Standard | DEER2020 update for: ISP/Title 24 wattage baseline; revised impacts, IEFs and peak demand | 1 | 1 | 0 | Deemed Ex Ante Team |  | DEER2020 update for: ISP/Title 24 wattage baseline; revised impacts, IEFs and peak demand |  | Updated to indicate claim/filing status
2020 | R-Out-LEDFixt-Ext(34w)-dWP66-dWC48 | Residential Outdoor General Lighting: LED Fixture replaces pre-existing standard lighting Wattage. Measure includes Code case. | DEER2020 | D20v1 | 2020-11-24 16:30 | Res-Oltg-dWatt-SI | DEER | Scaled | BaseRatio |  |  | None |  | 0 |  | 1 | Res | Any | Lighting | OutGen | Ltg_Fixture | LED_fixt |  | OLtg-Res-LED-50000hr |  |  |  | LEDratio0296 | LEDratio0242 | LEDFixt-Ext(34w) | Available |  | 0 | 0 |  | ArNrNc |  | LtgFixture-Default |  | None | 2020-01-01 | 2020-03-18 | [5 empty] | Standard | DEER2020 update for: ISP/Title 24 wattage baseline; revised impacts, IEFs and peak demand | 1 | 1 | 0 | Deemed Ex Ante Team |  | DEER2020 update for: ISP/Title 24 wattage baseline; revised impacts, IEFs and peak demand |  | Updated to indicate claim/filing status
2020 | R-Out-LEDFixt-Ext(35w)-dWP68-dWC49 | Residential Outdoor General Lighting: LED Fixture replaces pre-existing standard lighting Wattage. Measure includes Code case. | DEER2020 | D20v1 | 2020-11-24 16:30 | Res-Oltg-dWatt-SI | DEER | Scaled | BaseRatio |  |  | None |  | 0 |  | 1 | Res | Any | Lighting | OutGen | Ltg_Fixture | LED_fixt |  | OLtg-Res-LED-50000hr |  |  |  | LEDratio0296 | LEDratio0242 | LEDFixt-Ext(35w) | Available |  | 0 | 0 |  | ArNrNc |  | LtgFixture-Default |  | None | 2020-01-01 | 2020-03-18 | [5 empty] | Standard | DEER2020 update for: ISP/Title 24 wattage baseline; revised impacts, IEFs and peak demand | 1 | 1 | 0 | Deemed Ex Ante Team |  | DEER2020 update for: ISP/Title 24 wattage baseline; revised impacts, IEFs and peak demand |  | Updated to indicate claim/filing status
2020 | R-Out-LEDFixt-Ext(36w)-dWP70-dWC51 | Residential Outdoor General Lighting: LED Fixture replaces pre-existing standard lighting Wattage. Measure includes Code case. | DEER2020 | D20v1 | 2020-11-24 16:30 | Res-Oltg-dWatt-SI | DEER | Scaled | BaseRatio |  |  | None |  | 0 |  | 1 | Res | Any | Lighting | OutGen | Ltg_Fixture | LED_fixt |  | OLtg-Res-LED-50000hr |  |  |  | LEDratio0296 | LEDratio0242 | LEDFixt-Ext(36w) | Available |  | 0 | 0 |  | ArNrNc |  | LtgFixture-Default |  | None | 2020-01-01 | 2020-03-18 | [5 empty] | Standard | DEER2020 update for: ISP/Title 24 wattage baseline; revised impacts, IEFs and peak demand | 1 | 1 | 0 | Deemed Ex Ante Team |  | DEER2020 update for: ISP/Title 24 wattage baseline; revised impacts, IEFs and peak demand |  | Updated to indicate claim/filing status
2020 | R-Out-LEDFixt-Ext(37w)-dWP72-dWC52 | Residential Outdoor General Lighting: LED Fixture replaces pre-existing standard lighting Wattage. Measure includes Code case. | DEER2020 | D20v1 | 2020-11-24 16:30 | Res-Oltg-dWatt-SI | DEER | Scaled | BaseRatio |  |  | None |  | 0 |  | 1 | Res | Any | Lighting | OutGen | Ltg_Fixture | LED_fixt |  | OLtg-Res-LED-50000hr |  |  |  | LEDratio0296 | LEDratio0242 | LEDFixt-Ext(37w) | Available |  | 0 | 0 |  | ArNrNc |  | LtgFixture-Default |  | None | 2020-01-01 | 2020-03-18 | [5 empty] | Standard | DEER2020 update for: ISP/Title 24 wattage baseline; revised impacts, IEFs and peak demand | 1 | 1 | 0 | Deemed Ex Ante Team |  | DEER2020 update for: ISP/Title 24 wattage baseline; revised impacts, IEFs and peak demand |  | Updated to indicate claim/filing status