NE-HVAC-airHP-SpltPkg-240to759kBtuh-10p0eer-3p30cop | DEER2023 | D23 v1 | 2022-10-06 19:02 | Any | RFF | Ex | CZ04 | cDXHP | Cap-Tons | 7.57 | 2500 | None | 583 | 0.0012 | 0 | 85 | 0.064 | 0 | [6 empty] | DEER:HVAC_Split-Package_HP | Annual | 20 | [13 empty] | CZ2022 | None
NE-HVAC-airHP-SpltPkg-240to759kBtuh-10p0eer-3p30cop | DEER2023 | D23 v1 | 2022-10-06 19:02 | Any | RFF | Ex | CZ05 | cDXHP | Cap-Tons | 7.57 | 2500 | None | 620 | 0.0723 | 0 | 41.3 | 0.0245 | 0 | [6 empty] | DEER:HVAC_Split-Package_HP | Annual | 20 | [13 empty] | CZ2022 | None
NE-HVAC-airHP-SpltPkg-240to759kBtuh-10p0eer-3p30cop | DEER2023 | D23 v1 | 2022-10-06 19:02 | Any | RFF | Ex | CZ06 | cDXHP | Cap-Tons | 8.78 | 2500 | None | 535 | 0.0902 | 0 | 80.5 | 0.0387 | 0 | [6 empty] | DEER:HVAC_Split-Package_HP | Annual | 20 | [13 empty] | CZ2022 | None
NE-HVAC-airHP-SpltPkg-240to759kBtuh-10p0eer-3p30cop | DEER2023 | D23 v1 | 2022-10-06 19:02 | Any | RFF | Ex | CZ07 | cDXHP | Cap-Tons | 8.49 | 2500 | None | 504 | 0.0943 | 0 | 73.7 | 0.0336 | 0 | [6 empty] | DEER:HVAC_Split-Package_HP | Annual | 20 | [13 empty] | CZ2022 | None
NE-HVAC-airHP-SpltPkg-240to759kBtuh-10p0eer-3p30cop | DEER2023 | D23 v1 | 2022-10-06 19:02 | Any | RFF | Ex | CZ08 | cDXHP | Cap-Tons | 7.99 | 2500 | None | 497 | 0.0355 | 0 | 123 | 0.0534 | 0 | [6 empty] | DEER:HVAC_Split-Package_HP | Annual | 20 | [13 empty] | CZ2022 | None
NE-HVAC-airHP-SpltPkg-240to759kBtuh-10p0eer-3p30cop | DEER2023 | D23 v1 | 2022-10-06 19:02 | Any | RFF | Ex | CZ09 | cDXHP | Cap-Tons | 10.4 | 2500 | None | 605 | 0.07 | 0 | 86.6 | 0.0491 | 0 | [6 empty] | DEER:HVAC_Split-Package_HP | Annual | 20 | [13 empty] | CZ2022 | None
NE-HVAC-airHP-SpltPkg-240to759kBtuh-10p0eer-3p30cop | DEER2023 | D23 v1 | 2022-10-06 19:02 | Any | RFF | Ex | CZ10 | cDXHP | Cap-Tons | 9.23 | 2500 | None | 616 | 0.0289 | 0 | 110 | 0.0599 | 0 | [6 empty] | DEER:HVAC_Split-Package_HP | Annual | 20 | [13 empty] | CZ2022 | None
NE-HVAC-airHP-SpltPkg-240to759kBtuh-10p0eer-3p30cop | DEER2023 | D23 v1 | 2022-10-06 19:02 | Any | RFF | Ex | CZ11 | cDXHP | Cap-Tons | 10.2 | 2500 | None | 669 | 0.00601 | 0 | 99.4 | 0.0706 | 0 | [6 empty] | DEER:HVAC_Split-Package_HP | Annual | 20 | [13 empty] | CZ2022 | None
NE-HVAC-airHP-SpltPkg-240to759kBtuh-10p0eer-3p30cop | DEER2023 | D23 v1 | 2022-10-06 19:02 | Any | RFF | Ex | CZ12 | cDXHP | Cap-Tons | 9.1 | 2500 | None | 639 | -0.0106 | 0 | 83.9 | 0.0712 | 0 | [6 empty] | DEER:HVAC_Split-Package_HP | Annual | 20 | [13 empty] | CZ2022 | None
NE-HVAC-airHP-SpltPkg-240to759kBtuh-10p0eer-3p30cop | DEER2023 | D23 v1 | 2022-10-06 19:02 | Any | RFF | Ex | CZ13 | cDXHP | Cap-Tons | 10.3 | 2500 | None | 639 | -0.00626 | 0 | 114 | 0.0726 | 0 | [6 empty] | DEER:HVAC_Split-Package_HP | Annual | 20 | [13 empty] | CZ2022 | None
NE-HVAC-airHP-SpltPkg-240to759kBtuh-10p0eer-3p30cop | DEER2023 | D23 v1 | 2022-10-06 19:02 | Any | RFF | Ex | CZ14 | cDXHP | Cap-Tons | 10.2 | 2500 | None | 710 | 0.0383 | 0 | 95.1 | 0.0626 | 0 | [6 empty] | DEER:HVAC_Split-Package_HP | Annual | 20 | [13 empty] | CZ2022 | None
NE-HVAC-airHP-SpltPkg-240to759kBtuh-10p0eer-3p30cop | DEER2023 | D23 v1 | 2022-10-06 19:02 | Any | RFF | Ex | CZ15 | cDXHP | Cap-Tons | 13.5 | 2500 | None | 675 | 0.0189 | 0 | 152 | 0.0745 | 0 | [6 empty] | DEER:HVAC_Split-Package_HP | Annual | 20 | [13 empty] | CZ2022 | None
NE-HVAC-airHP-SpltPkg-240to759kBtuh-10p0eer-3p30cop | DEER2023 | D23 v1 | 2022-10-06 19:02 | Any | RFF | Ex | CZ16 | cDXHP | Cap-Tons | 8.36 | 2500 | None | 941 | 0.0817 | 0 | 41.6 | 0.0368 | 0 | [6 empty] | DEER:HVAC_Split-Package_HP | Annual | 20 | [13 empty] | CZ2022 | None
NE-HVAC-airHP-SpltPkg-240to759kBtuh-10p0eer-3p30cop | DEER2023 | D23 v1 | 2022-10-06 19:02 | Any | RFF | Old | CZ01 | cDXHP | Cap-Tons | 7.86 | 2500 | None | 1020 | 0.0508 | 0 | 6.78 | 0.0201 | 0 | [6 empty] | DEER:HVAC_Split-Package_HP | Annual | 20 | [13 empty] | CZ2022 | None
NE-HVAC-airHP-SpltPkg-240to759kBtuh-10p0eer-3p30cop | DEER2023 | D23 v1 | 2022-10-06 19:02 | Any | RFF | Old | CZ02 | cDXHP | Cap-Tons | 8.24 | 2500 | None | 777 | 0.00836 | 0 | 69.6 | 0.0589 | 0 | [6 empty] | DEER:HVAC_Split-Package_HP | Annual | 20 | [13 empty] | CZ2022 | None
NE-HVAC-airHP-SpltPkg-240to759kBtuh-10p0eer-3p30cop | DEER2023 | D23 v1 | 2022-10-06 19:02 | Any | RFF | Old | CZ03 | cDXHP | Cap-Tons | 8.86 | 2500 | None | 718 | 0.089 | 0 | 36.1 | 0.0364 | 0 | [6 empty] | DEER:HVAC_Split-Package_HP | Annual | 20 | [13 empty] | CZ2022 | None
NE-HVAC-airHP-SpltPkg-240to759kBtuh-10p0eer-3p30cop | DEER2023 | D23 v1 | 2022-10-06 19:02 | Any | RFF | Old | CZ04 | cDXHP | Cap-Tons | 8.52 | 2500 | None | 667 | -0.0179 | 0 | 88.3 | 0.0657 | 0 | [6 empty] | DEER:HVAC_Split-Package_HP | Annual | 20 | [13 empty] | CZ2022 | None
NE-HVAC-airHP-SpltPkg-240to759kBtuh-10p0eer-3p30cop | DEER2023 | D23 v1 | 2022-10-06 19:02 | Any | RFF | Old | CZ05 | cDXHP | Cap-Tons | 8.51 | 2500 | None | 708 | 0.0774 | 0 | 45.1 | 0.026 | 0 | [6 empty] | DEER:HVAC_Split-Package_HP | Annual | 20 | [13 empty] | CZ2022 | None
NE-HVAC-airHP-SpltPkg-240to759kBtuh-10p0eer-3p30cop | DEER2023 | D23 v1 | 2022-10-06 19:02 | Any | RFF | Old | CZ06 | cDXHP | Cap-Tons | 9.63 | 2500 | None | 640 | 0.099 | 0 | 87.1 | 0.0405 | 0 | [6 empty] | DEER:HVAC_Split-Package_HP | Annual | 20 | [13 empty] | CZ2022 | None
NE-HVAC-airHP-SpltPkg-240to759kBtuh-10p0eer-3p30cop | DEER2023 | D23 v1 | 2022-10-06 19:02 | Any | RFF | Old | CZ07 | cDXHP | Cap-Tons | 9.31 | 2500 | None | 596 | 0.108 | 0 | 78.2 | 0.0344 | 0 | [6 empty] | DEER:HVAC_Split-Package_HP | Annual | 20 | [13 empty] | CZ2022 | None
NE-HVAC-airHP-SpltPkg-240to759kBtuh-10p0eer-3p30cop | DEER2023 | D23 v1 | 2022-10-06 19:02 | Any | RFF | Old | CZ08 | cDXHP | Cap-Tons | 8.74 | 2500 | None | 575 | 0.0263 | 0 | 129 | 0.055 | 0 | [6 empty] | DEER:HVAC_Split-Package_HP | Annual | 20 | [13 empty] | CZ2022 | None
NE-HVAC-airHP-SpltPkg-240to759kBtuh-10p0eer-3p30cop | DEER2023 | D23 v1 | 2022-10-06 19:02 | Any | RFF | Old | CZ09 | cDXHP | Cap-Tons | 11.4 | 2500 | None | 711 | 0.0767 | 0 | 90.8 | 0.05 | 0 | [6 empty] | DEER:HVAC_Split-Package_HP | Annual | 20 | [13 empty] | CZ2022 | None
NE-HVAC-airHP-SpltPkg-240to759kBtuh-10p0eer-3p30cop | DEER2023 | D23 v1 | 2022-10-06 19:02 | Any | RFF | Old | CZ10 | cDXHP | Cap-Tons | 10.7 | 2500 | None | 691 | 0.0267 | 0 | 112 | 0.0598 | 0 | [6 empty] | DEER:HVAC_Split-Package_HP | Annual | 20 | [13 empty] | CZ2022 | None
NE-HVAC-airHP-SpltPkg-240to759kBtuh-10p0eer-3p30cop | DEER2023 | D23 v1 | 2022-10-06 19:02 | Any | RFF | Old | CZ11 | cDXHP | Cap-Tons | 11.7 | 2500 | None | 770 | -0.0105 | 0 | 102 | 0.072 | 0 | [6 empty] | DEER:HVAC_Split-Package_HP | Annual | 20 | [13 empty] | CZ2022 | None
NE-HVAC-airHP-SpltPkg-240to759kBtuh-10p0eer-3p30cop | DEER2023 | D23 v1 | 2022-10-06 19:02 | Any | RFF | Old | CZ12 | cDXHP | Cap-Tons | 10.3 | 2500 | None | 727 | -0.0302 | 0 | 86.6 | 0.0726 | 0 | [6 empty] | DEER:HVAC_Split-Package_HP | Annual | 20 | [13 empty] | CZ2022 | None
NE-HVAC-airHP-SpltPkg-240to759kBtuh-10p0eer-3p30cop | DEER2023 | D23 v1 | 2022-10-06 19:02 | Any | RFF | Old | CZ13 | cDXHP | Cap-Tons | 11.6 | 2500 | None | 733 | -0.0244 | 0 | 117 | 0.0738 | 0 | [6 empty] | DEER:HVAC_Split-Package_HP | Annual | 20 | [13 empty] | CZ2022 | None
NE-HVAC-airHP-SpltPkg-240to759kBtuh-10p0eer-3p30cop | DEER2023 | D23 v1 | 2022-10-06 19:02 | Any | RFF | Old | CZ14 | cDXHP | Cap-Tons | 11.6 | 2500 | None | 782 | 0.0233 | 0 | 98.7 | 0.0646 | 0 | [6 empty] | DEER:HVAC_Split-Package_HP | Annual | 20 | [13 empty] | CZ2022 | None
NE-HVAC-airHP-SpltPkg-240to759kBtuh-10p0eer-3p30cop | DEER2023 | D23 v1 | 2022-10-06 19:02 | Any | RFF | Old | CZ15 | cDXHP | Cap-Tons | 15 | 2500 | None | 749 | 0.00407 | 0 | 156 | 0.0761 | 0 | [6 empty] | DEER:HVAC_Split-Package_HP | Annual | 20 | [13 empty] | CZ2022 | None
NE-HVAC-airHP-SpltPkg-240to759kBtuh-10p0eer-3p30cop | DEER2023 | D23 v1 | 2022-10-06 19:02 | Any | RFF | Old | CZ16 | cDXHP | Cap-Tons | 9.67 | 2500 | None | 1010 | 0.0834 | 0 | 43.2 | 0.0384 | 0 | [6 empty] | DEER:HVAC_Split-Package_HP | Annual | 20 | [13 empty] | CZ2022 | None
NE-HVAC-airHP-SpltPkg-240to759kBtuh-10p0eer-3p30cop | DEER2023 | D23 v1 | 2022-10-06 19:02 | Any | RFF | Rec | CZ01 | cDXHP | Cap-Tons | 6.47 | 2500 | None | 11.2 | 0.0004 | 0 | 5.43 | 0.0172 | 0 | [6 empty] | DEER:HVAC_Split-Package_HP | Annual | 20 | [13 empty] | CZ2022 | None
NE-HVAC-airHP-SpltPkg-240to759kBtuh-10p0eer-3p30cop | DEER2023 | D23 v1 | 2022-10-06 19:02 | Any | RFF | Rec | CZ02 | cDXHP | Cap-Tons | 6.73 | 2500 | None | 18.8 | 0.0153 | 0 | 62.7 | 0.0568 | 0 | [6 empty] | DEER:HVAC_Split-Package_HP | Annual | 20 | [13 empty] | CZ2022 | None
NE-HVAC-airHP-SpltPkg-240to759kBtuh-10p0eer-3p30cop | DEER2023 | D23 v1 | 2022-10-06 19:02 | Any | RFF | Rec | CZ03 | cDXHP | Cap-Tons | 7.35 | 2500 | None | -2.65 | 0.0149 | 0 | 30.5 | 0.034 | 0 | [6 empty] | DEER:HVAC_Split-Package_HP | Annual | 20 | [13 empty] | CZ2022 | None
NE-HVAC-airHP-SpltPkg-240to759kBtuh-10p0eer-3p30cop | DEER2023 | D23 v1 | 2022-10-06 19:02 | Any | RFF | Rec | CZ04 | cDXHP | Cap-Tons | 6.97 | 2500 | None | 18.6 | 0.0223 | 0 | 82.4 | 0.064 | 0 | [6 empty] | DEER:HVAC_Split-Package_HP | Annual | 20 | [13 empty] | CZ2022 | None
NE-HVAC-airHP-SpltPkg-240to759kBtuh-10p0eer-3p30cop | DEER2023 | D23 v1 | 2022-10-06 19:02 | Any | RFF | Rec | CZ05 | cDXHP | Cap-Tons | 6.96 | 2500 | None | -4.33 | 0.0073 | 0 | 38.9 | 0.0239 | 0 | [6 empty] | DEER:HVAC_Split-Package_HP | Annual | 20 | [13 empty] | CZ2022 | None
NE-HVAC-airHP-SpltPkg-240to759kBtuh-10p0eer-3p30cop | DEER2023 | D23 v1 | 2022-10-06 19:02 | Any | RFF | Rec | CZ06 | cDXHP | Cap-Tons | 8.05 | 2500 | None | 13.4 | 0.0197 | 0 | 79 | 0.0387 | 0 | [6 empty] | DEER:HVAC_Split-Package_HP | Annual | 20 | [13 empty] | CZ2022 | None
NE-HVAC-airHP-SpltPkg-240to759kBtuh-10p0eer-3p30cop | DEER2023 | D23 v1 | 2022-10-06 19:02 | Any | RFF | Rec | CZ07 | cDXHP | Cap-Tons | 7.83 | 2500 | None | 5.58 | 0.0166 | 0 | 71.9 | 0.0333 | 0 | [6 empty] | DEER:HVAC_Split-Package_HP | Annual | 20 | [13 empty] | CZ2022 | None
NE-HVAC-airHP-SpltPkg-240to759kBtuh-10p0eer-3p30cop | DEER2023 | D23 v1 | 2022-10-06 19:02 | Any | RFF | Rec | CZ08 | cDXHP | Cap-Tons | 7.41 | 2500 | None | 29.5 | 0.0186 | 0 | 121 | 0.0532 | 0 | [6 empty] | DEER:HVAC_Split-Package_HP | Annual | 20 | [13 empty] | CZ2022 | None
NE-HVAC-airHP-SpltPkg-240to759kBtuh-10p0eer-3p30cop | DEER2023 | D23 v1 | 2022-10-06 19:02 | Any | RFF | Rec | CZ09 | cDXHP | Cap-Tons | 9.63 | 2500 | None | 15.2 | 0.0125 | 0 | 84.9 | 0.0487 | 0 | [6 empty] | DEER:HVAC_Split-Package_HP | Annual | 20 | [13 empty] | CZ2022 | None
NE-HVAC-airHP-SpltPkg-240to759kBtuh-10p0eer-3p30cop | DEER2023 | D23 v1 | 2022-10-06 19:02 | Any | RFF | Rec | CZ10 | cDXHP | Cap-Tons | 8.84 | 2500 | None | 24.4 | 0.0219 | 0 | 107 | 0.0593 | 0 | [6 empty] | DEER:HVAC_Split-Package_HP | Annual | 20 | [13 empty] | CZ2022 | None
NE-HVAC-airHP-SpltPkg-240to759kBtuh-10p0eer-3p30cop | DEER2023 | D23 v1 | 2022-10-06 19:02 | Any | RFF | Rec | CZ11 | cDXHP | Cap-Tons | 9.41 | 2500 | None | 26.3 | 0.0207 | 0 | 99 | 0.0702 | 0 | [6 empty] | DEER:HVAC_Split-Package_HP | Annual | 20 | [13 empty] | CZ2022 | None
NE-HVAC-airHP-SpltPkg-240to759kBtuh-10p0eer-3p30cop | DEER2023 | D23 v1 | 2022-10-06 19:02 | Any | RFF | Rec | CZ12 | cDXHP | Cap-Tons | 8.53 | 2500 | None | 18.4 | 0.0229 | 0 | 82.5 | 0.0712 | 0 | [6 empty] | DEER:HVAC_Split-Package_HP | Annual | 20 | [13 empty] | CZ2022 | None
NE-HVAC-airHP-SpltPkg-240to759kBtuh-10p0eer-3p30cop | DEER2023 | D23 v1 | 2022-10-06 19:02 | Any | RFF | Rec | CZ13 | cDXHP | Cap-Tons | 9.56 | 2500 | None | 29 | 0.0255 | 0 | 114 | 0.0722 | 0 | [6 empty] | DEER:HVAC_Split-Package_HP | Annual | 20 | [13 empty] | CZ2022 | None
NE-HVAC-airHP-SpltPkg-240to759kBtuh-10p0eer-3p30cop | DEER2023 | D23 v1 | 2022-10-06 19:02 | Any | RFF | Rec | CZ14 | cDXHP | Cap-Tons | 9.37 | 2500 | None | 22.3 | 0.0158 | 0 | 94 | 0.0616 | 0 | [6 empty] | DEER:HVAC_Split-Package_HP | Annual | 20 | [13 empty] | CZ2022 | None
NE-HVAC-airHP-SpltPkg-240to759kBtuh-10p0eer-3p30cop | DEER2023 | D23 v1 | 2022-10-06 19:02 | Any | RFF | Rec | CZ15 | cDXHP | Cap-Tons | 12.6 | 2500 | None | 41.6 | 0.0236 | 0 | 149 | 0.0725 | 0 | [6 empty] | DEER:HVAC_Split-Package_HP | Annual | 20 | [13 empty] | CZ2022 | None
NE-HVAC-airHP-SpltPkg-240to759kBtuh-10p0eer-3p30cop | DEER2023 | D23 v1 | 2022-10-06 19:02 | Any | RFF | Rec | CZ16 | cDXHP | Cap-Tons | 7.61 | 2500 | None | 28 | 0.013 | 0 | 40.5 | 0.0348 | 0 | [6 empty] | DEER:HVAC_Split-Package_HP | Annual | 20 | [13 empty] | CZ2022 | None
NE-HVAC-airHP-SpltPkg-240to759kBtuh-10p0eer-3p30cop | DEER2023 | D23 v1 | 2022-10-06 19:02 | Any | RSD | Ex | CZ01 | cDXHP | Cap-Tons | 11.9 | 5600 | None | 575 | 0.0531 | 0 | 9.04 | 0.019 | 0 | [6 empty] | DEER:HVAC_Split-Package_HP | Annual | 20 | [13 empty] | CZ2022 | None
NE-HVAC-airHP-SpltPkg-240to759kBtuh-10p0eer-3p30cop | DEER2023 | D23 v1 | 2022-10-06 19:02 | Any | RSD | Ex | CZ02 | cDXHP | Cap-Tons | 12.8 | 5600 | None | 439 | 0.0483 | 0 | 68.4 | 0.0527 | 0 | [6 empty] | DEER:HVAC_Split-Package_HP | Annual | 20 | [13 empty] | CZ2022 | None
NE-HVAC-airHP-SpltPkg-240to759kBtuh-10p0eer-3p30cop | DEER2023 | D23 v1 | 2022-10-06 19:02 | Any | RSD | Ex | CZ03 | cDXHP | Cap-Tons | 13.4 | 5600 | None | 374 | 0.0771 | 0 | 44.5 | 0.036 | 0 | [6 empty] | DEER:HVAC_Split-Package_HP | Annual | 20 | [13 empty] | CZ2022 | None
NE-HVAC-airHP-SpltPkg-240to759kBtuh-10p0eer-3p30cop | DEER2023 | D23 v1 | 2022-10-06 19:02 | Any | RSD | Ex | CZ04 | cDXHP | Cap-Tons | 13.6 | 5600 | None | 379 | 0.0181 | 0 | 87.4 | 0.0612 | 0 | [6 empty] | DEER:HVAC_Split-Package_HP | Annual | 20 | [13 empty] | CZ2022 | None
NE-HVAC-airHP-SpltPkg-240to759kBtuh-10p0eer-3p30cop | DEER2023 | D23 v1 | 2022-10-06 19:02 | Any | RSD | Ex | CZ05 | cDXHP | Cap-Tons | 13.4 | 5600 | None | 379 | 0.0733 | 0 | 51.1 | 0.0244 | 0 | [6 empty] | DEER:HVAC_Split-Package_HP | Annual | 20 | [13 empty] | CZ2022 | None
NE-HVAC-airHP-SpltPkg-240to759kBtuh-10p0eer-3p30cop | DEER2023 | D23 v1 | 2022-10-06 19:02 | Any | RSD | Ex | CZ06 | cDXHP | Cap-Tons | 15 | 5600 | None | 335 | 0.0816 | 0 | 90.6 | 0.0414 | 0 | [6 empty] | DEER:HVAC_Split-Package_HP | Annual | 20 | [13 empty] | CZ2022 | None
NE-HVAC-airHP-SpltPkg-240to759kBtuh-10p0eer-3p30cop | DEER2023 | D23 v1 | 2022-10-06 19:02 | Any | RSD | Ex | CZ07 | cDXHP | Cap-Tons | 14.5 | 5600 | None | 300 | 0.0775 | 0 | 82.3 | 0.0367 | 0 | [6 empty] | DEER:HVAC_Split-Package_HP | Annual | 20 | [13 empty] | CZ2022 | None
NE-HVAC-airHP-SpltPkg-240to759kBtuh-10p0eer-3p30cop | DEER2023 | D23 v1 | 2022-10-06 19:02 | Any | RSD | Ex | CZ08 | cDXHP | Cap-Tons | 14.8 | 5600 | None | 339 | 0.057 | 0 | 114 | 0.0491 | 0 | [6 empty] | DEER:HVAC_Split-Package_HP | Annual | 20 | [13 empty] | CZ2022 | None
NE-HVAC-airHP-SpltPkg-240to759kBtuh-10p0eer-3p30cop | DEER2023 | D23 v1 | 2022-10-06 19:02 | Any | RSD | Ex | CZ09 | cDXHP | Cap-Tons | 18.8 | 5600 | None | 440 | 0.0898 | 0 | 84 | 0.0457 | 0 | [6 empty] | DEER:HVAC_Split-Package_HP | Annual | 20 | [13 empty] | CZ2022 | None
NE-HVAC-airHP-SpltPkg-240to759kBtuh-10p0eer-3p30cop | DEER2023 | D23 v1 | 2022-10-06 19:02 | Any | RSD | Ex | CZ10 | cDXHP | Cap-Tons | 16.4 | 5600 | None | 451 | 0.056 | 0 | 104 | 0.0556 | 0 | [6 empty] | DEER:HVAC_Split-Package_HP | Annual | 20 | [13 empty] | CZ2022 | None
NE-HVAC-airHP-SpltPkg-240to759kBtuh-10p0eer-3p30cop | DEER2023 | D23 v1 | 2022-10-06 19:02 | Any | RSD | Ex | CZ11 | cDXHP | Cap-Tons | 18.6 | 5600 | None | 509 | 0.0426 | 0 | 90.3 | 0.0656 | 0 | [6 empty] | DEER:HVAC_Split-Package_HP | Annual | 20 | [13 empty] | CZ2022 | None
NE-HVAC-airHP-SpltPkg-240to759kBtuh-10p0eer-3p30cop | DEER2023 | D23 v1 | 2022-10-06 19:02 | Any | RSD | Ex | CZ12 | cDXHP | Cap-Tons | 16.3 | 5600 | None | 467 | 0.0214 | 0 | 81.8 | 0.0665 | 0 | [6 empty] | DEER:HVAC_Split-Package_HP | Annual | 20 | [13 empty] | CZ2022 | None
NE-HVAC-airHP-SpltPkg-240to759kBtuh-10p0eer-3p30cop | DEER2023 | D23 v1 | 2022-10-06 19:02 | Any | RSD | Ex | CZ13 | cDXHP | Cap-Tons | 18.6 | 5600 | None | 486 | 0.0251 | 0 | 102 | 0.0683 | 0 | [6 empty] | DEER:HVAC_Split-Package_HP | Annual | 20 | [13 empty] | CZ2022 | None
NE-HVAC-airHP-SpltPkg-240to759kBtuh-10p0eer-3p30cop | DEER2023 | D23 v1 | 2022-10-06 19:02 | Any | RSD | Ex | CZ14 | cDXHP | Cap-Tons | 18.7 | 5600 | None | 525 | 0.0679 | 0 | 86.3 | 0.0583 | 0 | [6 empty] | DEER:HVAC_Split-Package_HP | Annual | 20 | [13 empty] | CZ2022 | None
NE-HVAC-airHP-SpltPkg-240to759kBtuh-10p0eer-3p30cop | DEER2023 | D23 v1 | 2022-10-06 19:02 | Any | RSD | Ex | CZ15 | cDXHP | Cap-Tons | 24.5 | 5600 | None | 536 | 0.0543 | 0 | 128 | 0.0697 | 0 | [6 empty] | DEER:HVAC_Split-Package_HP | Annual | 20 | [13 empty] | CZ2022 | None
NE-HVAC-airHP-SpltPkg-240to759kBtuh-10p0eer-3p30cop | DEER2023 | D23 v1 | 2022-10-06 19:02 | Any | RSD | Ex | CZ16 | cDXHP | Cap-Tons | 13.7 | 5600 | None | 754 | 0.0887 | 0 | 41.8 | 0.0362 | 0 | [6 empty] | DEER:HVAC_Split-Package_HP | Annual | 20 | [13 empty] | CZ2022 | None
NE-HVAC-airHP-SpltPkg-240to759kBtuh-10p0eer-3p30cop | DEER2023 | D23 v1 | 2022-10-06 19:02 | Any | RSD | Old | CZ01 | cDXHP | Cap-Tons | 13.1 | 5600 | None | 721 | 0.0528 | 0 | 10.5 | 0.0203 | 0 | [6 empty] | DEER:HVAC_Split-Package_HP | Annual | 20 | [13 empty] | CZ2022 | None
NE-HVAC-airHP-SpltPkg-240to759kBtuh-10p0eer-3p30cop | DEER2023 | D23 v1 | 2022-10-06 19:02 | Any | RSD | Old | CZ02 | cDXHP | Cap-Tons | 14.4 | 5600 | None | 525 | 0.0487 | 0 | 68.4 | 0.0531 | 0 | [6 empty] | DEER:HVAC_Split-Package_HP | Annual | 20 | [13 empty] | CZ2022 | None
NE-HVAC-airHP-SpltPkg-240to759kBtuh-10p0eer-3p30cop | DEER2023 | D23 v1 | 2022-10-06 19:02 | Any | RSD | Old | CZ03 | cDXHP | Cap-Tons | 14.2 | 5600 | None | 462 | 0.0904 | 0 | 44.3 | 0.0363 | 0 | [6 empty] | DEER:HVAC_Split-Package_HP | Annual | 20 | [13 empty] | CZ2022 | None
NE-HVAC-airHP-SpltPkg-240to759kBtuh-10p0eer-3p30cop | DEER2023 | D23 v1 | 2022-10-06 19:02 | Any | RSD | Old | CZ04 | cDXHP | Cap-Tons | 14.5 | 5600 | None | 456 | 0.0147 | 0 | 86 | 0.0614 | 0 | [6 empty] | DEER:HVAC_Split-Package_HP | Annual | 20 | [13 empty] | CZ2022 | None
NE-HVAC-airHP-SpltPkg-240to759kBtuh-10p0eer-3p30cop | DEER2023 | D23 v1 | 2022-10-06 19:02 | Any | RSD | Old | CZ05 | cDXHP | Cap-Tons | 14 | 5600 | None | 455 | 0.0847 | 0 | 51.6 | 0.0245 | 0 | [6 empty] | DEER:HVAC_Split-Package_HP | Annual | 20 | [13 empty] | CZ2022 | None
NE-HVAC-airHP-SpltPkg-240to759kBtuh-10p0eer-3p30cop | DEER2023 | D23 v1 | 2022-10-06 19:02 | Any | RSD | Old | CZ06 | cDXHP | Cap-Tons | 15.4 | 5600 | None | 406 | 0.096 | 0 | 93 | 0.042 | 0 | [6 empty] | DEER:HVAC_Split-Package_HP | Annual | 20 | [13 empty] | CZ2022 | None
NE-HVAC-airHP-SpltPkg-240to759kBtuh-10p0eer-3p30cop | DEER2023 | D23 v1 | 2022-10-06 19:02 | Any | RSD | Old | CZ07 | cDXHP | Cap-Tons | 14.9 | 5600 | None | 360 | 0.0886 | 0 | 83.4 | 0.0371 | 0 | [6 empty] | DEER:HVAC_Split-Package_HP | Annual | 20 | [13 empty] | CZ2022 | None
NE-HVAC-airHP-SpltPkg-240to759kBtuh-10p0eer-3p30cop | DEER2023 | D23 v1 | 2022-10-06 19:02 | Any | RSD | Old | CZ08 | cDXHP | Cap-Tons | 15.2 | 5600 | None | 407 | 0.0637 | 0 | 116 | 0.0495 | 0 | [6 empty] | DEER:HVAC_Split-Package_HP | Annual | 20 | [13 empty] | CZ2022 | None
NE-HVAC-airHP-SpltPkg-240to759kBtuh-10p0eer-3p30cop | DEER2023 | D23 v1 | 2022-10-06 19:02 | Any | RSD | Old | CZ09 | cDXHP | Cap-Tons | 19.7 | 5600 | None | 531 | 0.105 | 0 | 83.5 | 0.0461 | 0 | [6 empty] | DEER:HVAC_Split-Package_HP | Annual | 20 | [13 empty] | CZ2022 | None
NE-HVAC-airHP-SpltPkg-240to759kBtuh-10p0eer-3p30cop | DEER2023 | D23 v1 | 2022-10-06 19:02 | Any | RSD | Old | CZ10 | cDXHP | Cap-Tons | 18.4 | 5600 | None | 512 | 0.0565 | 0 | 103 | 0.0558 | 0 | [6 empty] | DEER:HVAC_Split-Package_HP | Annual | 20 | [13 empty] | CZ2022 | None
NE-HVAC-airHP-SpltPkg-240to759kBtuh-10p0eer-3p30cop | DEER2023 | D23 v1 | 2022-10-06 19:02 | Any | RSD | Old | CZ11 | cDXHP | Cap-Tons | 20.3 | 5600 | None | 592 | 0.0348 | 0 | 91.3 | 0.0666 | 0 | [6 empty] | DEER:HVAC_Split-Package_HP | Annual | 20 | [13 empty] | CZ2022 | None
NE-HVAC-airHP-SpltPkg-240to759kBtuh-10p0eer-3p30cop | DEER2023 | D23 v1 | 2022-10-06 19:02 | Any | RSD | Old | CZ12 | cDXHP | Cap-Tons | 17.9 | 5600 | None | 538 | 0.0133 | 0 | 82.2 | 0.0673 | 0 | [6 empty] | DEER:HVAC_Split-Package_HP | Annual | 20 | [13 empty] | CZ2022 | None
NE-HVAC-airHP-SpltPkg-240to759kBtuh-10p0eer-3p30cop | DEER2023 | D23 v1 | 2022-10-06 19:02 | Any | RSD | Old | CZ13 | cDXHP | Cap-Tons | 20.3 | 5600 | None | 562 | 0.0162 | 0 | 104 | 0.069 | 0 | [6 empty] | DEER:HVAC_Split-Package_HP | Annual | 20 | [13 empty] | CZ2022 | None
NE-HVAC-airHP-SpltPkg-240to759kBtuh-10p0eer-3p30cop | DEER2023 | D23 v1 | 2022-10-06 19:02 | Any | RSD | Old | CZ14 | cDXHP | Cap-Tons | 20.4 | 5600 | None | 584 | 0.0694 | 0 | 87.9 | 0.0589 | 0 | [6 empty] | DEER:HVAC_Split-Package_HP | Annual | 20 | [13 empty] | CZ2022 | None
NE-HVAC-airHP-SpltPkg-240to759kBtuh-10p0eer-3p30cop | DEER2023 | D23 v1 | 2022-10-06 19:02 | Any | RSD | Old | CZ15 | cDXHP | Cap-Tons | 26.6 | 5600 | None | 600 | 0.0508 | 0 | 131 | 0.0704 | 0 | [6 empty] | DEER:HVAC_Split-Package_HP | Annual | 20 | [13 empty] | CZ2022 | None
NE-HVAC-airHP-SpltPkg-240to759kBtuh-10p0eer-3p30cop | DEER2023 | D23 v1 | 2022-10-06 19:02 | Any | RSD | Old | CZ16 | cDXHP | Cap-Tons | 15.1 | 5600 | None | 830 | 0.0885 | 0 | 42.7 | 0.0377 | 0 | [6 empty] | DEER:HVAC_Split-Package_HP | Annual | 20 | [13 empty] | CZ2022 | None
NE-HVAC-airHP-SpltPkg-240to759kBtuh-10p0eer-3p30cop | DEER2023 | D23 v1 | 2022-10-06 19:02 | Any | RSD | Rec | CZ01 | cDXHP | Cap-Tons | 10.9 | 5600 | None | 6.7 | 0.00339 | 0 | 6.98 | 0.0168 | 0 | [6 empty] | DEER:HVAC_Split-Package_HP | Annual | 20 | [13 empty] | CZ2022 | None
NE-HVAC-airHP-SpltPkg-240to759kBtuh-10p0eer-3p30cop | DEER2023 | D23 v1 | 2022-10-06 19:02 | Any | RSD | Rec | CZ02 | cDXHP | Cap-Tons | 11.9 | 5600 | None | 15.6 | 0.0149 | 0 | 65.8 | 0.053 | 0 | [6 empty] | DEER:HVAC_Split-Package_HP | Annual | 20 | [13 empty] | CZ2022 | None
NE-HVAC-airHP-SpltPkg-240to759kBtuh-10p0eer-3p30cop | DEER2023 | D23 v1 | 2022-10-06 19:02 | Any | RSD | Rec | CZ03 | cDXHP | Cap-Tons | 11.9 | 5600 | None | -0.4 | 0.0168 | 0 | 38.6 | 0.0348 | 0 | [6 empty] | DEER:HVAC_Split-Package_HP | Annual | 20 | [13 empty] | CZ2022 | None
NE-HVAC-airHP-SpltPkg-240to759kBtuh-10p0eer-3p30cop | DEER2023 | D23 v1 | 2022-10-06 19:02 | Any | RSD | Rec | CZ04 | cDXHP | Cap-Tons | 12 | 5600 | None | 21.7 | 0.0215 | 0 | 84.3 | 0.0609 | 0 | [6 empty] | DEER:HVAC_Split-Package_HP | Annual | 20 | [13 empty] | CZ2022 | None
NE-HVAC-airHP-SpltPkg-240to759kBtuh-10p0eer-3p30cop | DEER2023 | D23 v1 | 2022-10-06 19:02 | Any | RSD | Rec | CZ05 | cDXHP | Cap-Tons | 11.7 | 5600 | None | 0.48 | 0.00705 | 0 | 44.7 | 0.0234 | 0 | [6 empty] | DEER:HVAC_Split-Package_HP | Annual | 20 | [13 empty] | CZ2022 | None
NE-HVAC-airHP-SpltPkg-240to759kBtuh-10p0eer-3p30cop | DEER2023 | D23 v1 | 2022-10-06 19:02 | Any | RSD | Rec | CZ06 | cDXHP | Cap-Tons | 13.1 | 5600 | None | 23.4 | 0.0196 | 0 | 87.5 | 0.0417 | 0 | [6 empty] | DEER:HVAC_Split-Package_HP | Annual | 20 | [13 empty] | CZ2022 | None
NE-HVAC-airHP-SpltPkg-240to759kBtuh-10p0eer-3p30cop | DEER2023 | D23 v1 | 2022-10-06 19:02 | Any | RSD | Rec | CZ07 | cDXHP | Cap-Tons | 12.8 | 5600 | None | 15 | 0.0188 | 0 | 78 | 0.0364 | 0 | [6 empty] | DEER:HVAC_Split-Package_HP | Annual | 20 | [13 empty] | CZ2022 | None
NE-HVAC-airHP-SpltPkg-240to759kBtuh-10p0eer-3p30cop | DEER2023 | D23 v1 | 2022-10-06 19:02 | Any | RSD | Rec | CZ08 | cDXHP | Cap-Tons | 13.5 | 5600 | None | 33 | 0.0158 | 0 | 108 | 0.0483 | 0 | [6 empty] | DEER:HVAC_Split-Package_HP | Annual | 20 | [13 empty] | CZ2022 | None
NE-HVAC-airHP-SpltPkg-240to759kBtuh-10p0eer-3p30cop | DEER2023 | D23 v1 | 2022-10-06 19:02 | Any | RSD | Rec | CZ09 | cDXHP | Cap-Tons | 16.8 | 5600 | None | 19.3 | 0.0232 | 0 | 81.6 | 0.0428 | 0 | [6 empty] | DEER:HVAC_Split-Package_HP | Annual | 20 | [13 empty] | CZ2022 | None
NE-HVAC-airHP-SpltPkg-240to759kBtuh-10p0eer-3p30cop | DEER2023 | D23 v1 | 2022-10-06 19:02 | Any | RSD | Rec | CZ10 | cDXHP | Cap-Tons | 15.4 | 5600 | None | 29.1 | 0.0227 | 0 | 102 | 0.0547 | 0 | [6 empty] | DEER:HVAC_Split-Package_HP | Annual | 20 | [13 empty] | CZ2022 | None
NE-HVAC-airHP-SpltPkg-240to759kBtuh-10p0eer-3p30cop | DEER2023 | D23 v1 | 2022-10-06 19:02 | Any | RSD | Rec | CZ11 | cDXHP | Cap-Tons | 17.2 | 5600 | None | 25.9 | 0.0197 | 0 | 89.7 | 0.0654 | 0 | [6 empty] | DEER:HVAC_Split-Package_HP | Annual | 20 | [13 empty] | CZ2022 | None
NE-HVAC-airHP-SpltPkg-240to759kBtuh-10p0eer-3p30cop | DEER2023 | D23 v1 | 2022-10-06 19:02 | Any | RSD | Rec | CZ12 | cDXHP | Cap-Tons | 15.2 | 5600 | None | 18.5 | 0.0234 | 0 | 80.4 | 0.0657 | 0 | [6 empty] | DEER:HVAC_Split-Package_HP | Annual | 20 | [13 empty] | CZ2022 | None
NE-HVAC-airHP-SpltPkg-240to759kBtuh-10p0eer-3p30cop | DEER2023 | D23 v1 | 2022-10-06 19:02 | Any | RSD | Rec | CZ13 | cDXHP | Cap-Tons | 17.5 | 5600 | None | 28.8 | 0.0269 | 0 | 101 | 0.0678 | 0 | [6 empty] | DEER:HVAC_Split-Package_HP | Annual | 20 | [13 empty] | CZ2022 | None
NE-HVAC-airHP-SpltPkg-240to759kBtuh-10p0eer-3p30cop | DEER2023 | D23 v1 | 2022-10-06 19:02 | Any | RSD | Rec | CZ14 | cDXHP | Cap-Tons | 17.5 | 5600 | None | 21.3 | 0.0158 | 0 | 84.6 | 0.0569 | 0 | [6 empty] | DEER:HVAC_Split-Package_HP | Annual | 20 | [13 empty] | CZ2022 | None
NE-HVAC-airHP-SpltPkg-240to759kBtuh-10p0eer-3p30cop | DEER2023 | D23 v1 | 2022-10-06 19:02 | Any | RSD | Rec | CZ15 | cDXHP | Cap-Tons | 23.1 | 5600 | None | 44.7 | 0.0232 | 0 | 126 | 0.0679 | 0 | [6 empty] | DEER:HVAC_Split-Package_HP | Annual | 20 | [13 empty] | CZ2022 | None
NE-HVAC-airHP-SpltPkg-240to759kBtuh-10p0eer-3p30cop | DEER2023 | D23 v1 | 2022-10-06 19:02 | Any | RSD | Rec | CZ16 | cDXHP | Cap-Tons | 12.5 | 5600 | None | 24.3 | 0.0137 | 0 | 40.1 | 0.0353 | 0 | [6 empty] | DEER:HVAC_Split-Package_HP | Annual | 20 | [13 empty] | CZ2022 | None
NE-HVAC-airHP-SpltPkg-240to759kBtuh-10p0eer-3p30cop | DEER2023 | D23 v1 | 2022-10-06 19:02 | Any | Rt3 | Ex | CZ01 | cDXHP | Cap-Tons | 205 | 120000 | None | 537 | 0.0526 | 0 | 15 | 0.0244 | 0 | [6 empty] | DEER:HVAC_Split-Package_HP | Annual | 20 | [13 empty] | CZ2022 | None
NE-HVAC-airHP-SpltPkg-240to759kBtuh-10p0eer-3p30cop | DEER2023 | D23 v1 | 2022-10-06 19:02 | Any | Rt3 | Ex | CZ02 | cDXHP | Cap-Tons | 256 | 120000 | None | 492 | 0.0676 | 0 | 65.2 | 0.0526 | 0 | [6 empty] | DEER:HVAC_Split-Package_HP | Annual | 20 | [13 empty] | CZ2022 | None
NE-HVAC-airHP-SpltPkg-240to759kBtuh-10p0eer-3p30cop | DEER2023 | D23 v1 | 2022-10-06 19:02 | Any | Rt3 | Ex | CZ03 | cDXHP | Cap-Tons | 217 | 120000 | None | 404 | 0.069 | 0 | 51.3 | 0.0443 | 0 | [6 empty] | DEER:HVAC_Split-Package_HP | Annual | 20 | [13 empty] | CZ2022 | None
NE-HVAC-airHP-SpltPkg-240to759kBtuh-10p0eer-3p30cop | DEER2023 | D23 v1 | 2022-10-06 19:02 | Any | Rt3 | Ex | CZ04 | cDXHP | Cap-Tons | 258 | 120000 | None | 452 | 0.0459 | 0 | 81.1 | 0.0591 | 0 | [6 empty] | DEER:HVAC_Split-Package_HP | Annual | 20 | [13 empty] | CZ2022 | None
NE-HVAC-airHP-SpltPkg-240to759kBtuh-10p0eer-3p30cop | DEER2023 | D23 v1 | 2022-10-06 19:02 | Any | Rt3 | Ex | CZ05 | cDXHP | Cap-Tons | 217 | 120000 | None | 405 | 0.0647 | 0 | 60.4 | 0.0331 | 0 | [6 empty] | DEER:HVAC_Split-Package_HP | Annual | 20 | [13 empty] | CZ2022 | None
NE-HVAC-airHP-SpltPkg-240to759kBtuh-10p0eer-3p30cop | DEER2023 | D23 v1 | 2022-10-06 19:02 | Any | Rt3 | Ex | CZ06 | cDXHP | Cap-Tons | 234 | 120000 | None | 412 | 0.0682 | 0 | 105 | 0.0502 | 0 | [6 empty] | DEER:HVAC_Split-Package_HP | Annual | 20 | [13 empty] | CZ2022 | None
NE-HVAC-airHP-SpltPkg-240to759kBtuh-10p0eer-3p30cop | DEER2023 | D23 v1 | 2022-10-06 19:02 | Any | Rt3 | Ex | CZ07 | cDXHP | Cap-Tons | 228 | 120000 | None | 371 | 0.0695 | 0 | 97.7 | 0.0466 | 0 | [6 empty] | DEER:HVAC_Split-Package_HP | Annual | 20 | [13 empty] | CZ2022 | None
NE-HVAC-airHP-SpltPkg-240to759kBtuh-10p0eer-3p30cop | DEER2023 | D23 v1 | 2022-10-06 19:02 | Any | Rt3 | Ex | CZ08 | cDXHP | Cap-Tons | 269 | 120000 | None | 449 | 0.0647 | 0 | 113 | 0.0518 | 0 | [6 empty] | DEER:HVAC_Split-Package_HP | Annual | 20 | [13 empty] | CZ2022 | None
NE-HVAC-airHP-SpltPkg-240to759kBtuh-10p0eer-3p30cop | DEER2023 | D23 v1 | 2022-10-06 19:02 | Any | Rt3 | Ex | CZ09 | cDXHP | Cap-Tons | 340 | 120000 | None | 549 | 0.113 | 0 | 82.2 | 0.0462 | 0 | [6 empty] | DEER:HVAC_Split-Package_HP | Annual | 20 | [13 empty] | CZ2022 | None
NE-HVAC-airHP-SpltPkg-240to759kBtuh-10p0eer-3p30cop | DEER2023 | D23 v1 | 2022-10-06 19:02 | Any | Rt3 | Ex | CZ10 | cDXHP | Cap-Tons | 314 | 120000 | None | 526 | 0.0619 | 0 | 101 | 0.0571 | 0 | [6 empty] | DEER:HVAC_Split-Package_HP | Annual | 20 | [13 empty] | CZ2022 | None
NE-HVAC-airHP-SpltPkg-240to759kBtuh-10p0eer-3p30cop | DEER2023 | D23 v1 | 2022-10-06 19:02 | Any | Rt3 | Ex | CZ11 | cDXHP | Cap-Tons | 344 | 120000 | None | 567 | 0.0564 | 0 | 87.8 | 0.0649 | 0 | [6 empty] | DEER:HVAC_Split-Package_HP | Annual | 20 | [13 empty] | CZ2022 | None
NE-HVAC-airHP-SpltPkg-240to759kBtuh-10p0eer-3p30cop | DEER2023 | D23 v1 | 2022-10-06 19:02 | Any | Rt3 | Ex | CZ12 | cDXHP | Cap-Tons | 313 | 120000 | None | 529 | 0.0388 | 0 | 78.4 | 0.0654 | 0 | [6 empty] | DEER:HVAC_Split-Package_HP | Annual | 20 | [13 empty] | CZ2022 | None
NE-HVAC-airHP-SpltPkg-240to759kBtuh-10p0eer-3p30cop | DEER2023 | D23 v1 | 2022-10-06 19:02 | Any | Rt3 | Ex | CZ13 | cDXHP | Cap-Tons | 345 | 120000 | None | 546 | 0.0421 | 0 | 98.3 | 0.0669 | 0 | [6 empty] | DEER:HVAC_Split-Package_HP | Annual | 20 | [13 empty] | CZ2022 | None
NE-HVAC-airHP-SpltPkg-240to759kBtuh-10p0eer-3p30cop | DEER2023 | D23 v1 | 2022-10-06 19:02 | Any | Rt3 | Ex | CZ14 | cDXHP | Cap-Tons | 345 | 120000 | None | 567 | 0.081 | 0 | 85.5 | 0.0581 | 0 | [6 empty] | DEER:HVAC_Split-Package_HP | Annual | 20 | [13 empty] | CZ2022 | None
NE-HVAC-airHP-SpltPkg-240to759kBtuh-10p0eer-3p30cop | DEER2023 | D23 v1 | 2022-10-06 19:02 | Any | Rt3 | Ex | CZ15 | cDXHP | Cap-Tons | 433 | 120000 | None | 610 | 0.066 | 0 | 129 | 0.0697 | 0 | [6 empty] | DEER:HVAC_Split-Package_HP | Annual | 20 | [13 empty] | CZ2022 | None
NE-HVAC-airHP-SpltPkg-240to759kBtuh-10p0eer-3p30cop | DEER2023 | D23 v1 | 2022-10-06 19:02 | Any | Rt3 | Ex | CZ16 | cDXHP | Cap-Tons | 232 | 120000 | None | 625 | 0.0696 | 0 | 51.9 | 0.045 | 0 | [6 empty] | DEER:HVAC_Split-Package_HP | Annual | 20 | [13 empty] | CZ2022 | None
NE-HVAC-airHP-SpltPkg-240to759kBtuh-10p0eer-3p30cop | DEER2023 | D23 v1 | 2022-10-06 19:02 | Any | Rt3 | Old | CZ01 | cDXHP | Cap-Tons | 213 | 120000 | None | 643 | 0.0607 | 0 | 15.1 | 0.0247 | 0 | [6 empty] | DEER:HVAC_Split-Package_HP | Annual | 20 | [13 empty] | CZ2022 | None
NE-HVAC-airHP-SpltPkg-240to759kBtuh-10p0eer-3p30cop | DEER2023 | D23 v1 | 2022-10-06 19:02 | Any | Rt3 | Old | CZ02 | cDXHP | Cap-Tons | 265 | 120000 | None | 580 | 0.0755 | 0 | 66.2 | 0.0528 | 0 | [6 empty] | DEER:HVAC_Split-Package_HP | Annual | 20 | [13 empty] | CZ2022 | None
NE-HVAC-airHP-SpltPkg-240to759kBtuh-10p0eer-3p30cop | DEER2023 | D23 v1 | 2022-10-06 19:02 | Any | Rt3 | Old | CZ03 | cDXHP | Cap-Tons | 224 | 120000 | None | 480 | 0.0786 | 0 | 52.4 | 0.0446 | 0 | [6 empty] | DEER:HVAC_Split-Package_HP | Annual | 20 | [13 empty] | CZ2022 | None
NE-HVAC-airHP-SpltPkg-240to759kBtuh-10p0eer-3p30cop | DEER2023 | D23 v1 | 2022-10-06 19:02 | Any | Rt3 | Old | CZ04 | cDXHP | Cap-Tons | 265 | 120000 | None | 530 | 0.0481 | 0 | 82.2 | 0.0593 | 0 | [6 empty] | DEER:HVAC_Split-Package_HP | Annual | 20 | [13 empty] | CZ2022 | None
NE-HVAC-airHP-SpltPkg-240to759kBtuh-10p0eer-3p30cop | DEER2023 | D23 v1 | 2022-10-06 19:02 | Any | Rt3 | Old | CZ05 | cDXHP | Cap-Tons | 224 | 120000 | None | 476 | 0.0739 | 0 | 61.6 | 0.0333 | 0 | [6 empty] | DEER:HVAC_Split-Package_HP | Annual | 20 | [13 empty] | CZ2022 | None
NE-HVAC-airHP-SpltPkg-240to759kBtuh-10p0eer-3p30cop | DEER2023 | D23 v1 | 2022-10-06 19:02 | Any | Rt3 | Old | CZ06 | cDXHP | Cap-Tons | 241 | 120000 | None | 486 | 0.0784 | 0 | 107 | 0.0501 | 0 | [6 empty] | DEER:HVAC_Split-Package_HP | Annual | 20 | [13 empty] | CZ2022 | None
NE-HVAC-airHP-SpltPkg-240to759kBtuh-10p0eer-3p30cop | DEER2023 | D23 v1 | 2022-10-06 19:02 | Any | Rt3 | Old | CZ07 | cDXHP | Cap-Tons | 235 | 120000 | None | 433 | 0.0798 | 0 | 98.9 | 0.0465 | 0 | [6 empty] | DEER:HVAC_Split-Package_HP | Annual | 20 | [13 empty] | CZ2022 | None
NE-HVAC-airHP-SpltPkg-240to759kBtuh-10p0eer-3p30cop | DEER2023 | D23 v1 | 2022-10-06 19:02 | Any | Rt3 | Old | CZ08 | cDXHP | Cap-Tons | 275 | 120000 | None | 527 | 0.0725 | 0 | 115 | 0.0519 | 0 | [6 empty] | DEER:HVAC_Split-Package_HP | Annual | 20 | [13 empty] | CZ2022 | None
NE-HVAC-airHP-SpltPkg-240to759kBtuh-10p0eer-3p30cop | DEER2023 | D23 v1 | 2022-10-06 19:02 | Any | Rt3 | Old | CZ09 | cDXHP | Cap-Tons | 347 | 120000 | None | 652 | 0.13 | 0 | 83.5 | 0.0468 | 0 | [6 empty] | DEER:HVAC_Split-Package_HP | Annual | 20 | [13 empty] | CZ2022 | None
NE-HVAC-airHP-SpltPkg-240to759kBtuh-10p0eer-3p30cop | DEER2023 | D23 v1 | 2022-10-06 19:02 | Any | Rt3 | Old | CZ10 | cDXHP | Cap-Tons | 323 | 120000 | None | 617 | 0.0674 | 0 | 102 | 0.0573 | 0 | [6 empty] | DEER:HVAC_Split-Package_HP | Annual | 20 | [13 empty] | CZ2022 | None
NE-HVAC-airHP-SpltPkg-240to759kBtuh-10p0eer-3p30cop | DEER2023 | D23 v1 | 2022-10-06 19:02 | Any | Rt3 | Old | CZ11 | cDXHP | Cap-Tons | 361 | 120000 | None | 670 | 0.0561 | 0 | 88 | 0.0658 | 0 | [6 empty] | DEER:HVAC_Split-Package_HP | Annual | 20 | [13 empty] | CZ2022 | None
NE-HVAC-airHP-SpltPkg-240to759kBtuh-10p0eer-3p30cop | DEER2023 | D23 v1 | 2022-10-06 19:02 | Any | Rt3 | Old | CZ12 | cDXHP | Cap-Tons | 323 | 120000 | None | 614 | 0.0378 | 0 | 79.1 | 0.0658 | 0 | [6 empty] | DEER:HVAC_Split-Package_HP | Annual | 20 | [13 empty] | CZ2022 | None
NE-HVAC-airHP-SpltPkg-240to759kBtuh-10p0eer-3p30cop | DEER2023 | D23 v1 | 2022-10-06 19:02 | Any | Rt3 | Old | CZ13 | cDXHP | Cap-Tons | 361 | 120000 | None | 649 | 0.0409 | 0 | 99 | 0.0675 | 0 | [6 empty] | DEER:HVAC_Split-Package_HP | Annual | 20 | [13 empty] | CZ2022 | None
NE-HVAC-airHP-SpltPkg-240to759kBtuh-10p0eer-3p30cop | DEER2023 | D23 v1 | 2022-10-06 19:02 | Any | Rt3 | Old | CZ14 | cDXHP | Cap-Tons | 363 | 120000 | None | 670 | 0.0886 | 0 | 85.6 | 0.0588 | 0 | [6 empty] | DEER:HVAC_Split-Package_HP | Annual | 20 | [13 empty] | CZ2022 | None
NE-HVAC-airHP-SpltPkg-240to759kBtuh-10p0eer-3p30cop | DEER2023 | D23 v1 | 2022-10-06 19:02 | Any | Rt3 | Old | CZ15 | cDXHP | Cap-Tons | 453 | 120000 | None | 712 | 0.0658 | 0 | 131 | 0.0708 | 0 | [6 empty] | DEER:HVAC_Split-Package_HP | Annual | 20 | [13 empty] | CZ2022 | None
NE-HVAC-airHP-SpltPkg-240to759kBtuh-10p0eer-3p30cop | DEER2023 | D23 v1 | 2022-10-06 19:02 | Any | Rt3 | Old | CZ16 | cDXHP | Cap-Tons | 246 | 120000 | None | 749 | 0.0784 | 0 | 51 | 0.0454 | 0 | [6 empty] | DEER:HVAC_Split-Package_HP | Annual | 20 | [13 empty] | CZ2022 | None
NE-HVAC-airHP-SpltPkg-240to759kBtuh-10p0eer-3p30cop | DEER2023 | D23 v1 | 2022-10-06 19:02 | Any | Rt3 | Rec | CZ01 | cDXHP | Cap-Tons | 190 | 120000 | None | -21.7 | 0.00085 | 0 | 13.9 | 0.0236 | 0 | [6 empty] | DEER:HVAC_Split-Package_HP | Annual | 20 | [13 empty] | CZ2022 | None
NE-HVAC-airHP-SpltPkg-240to759kBtuh-10p0eer-3p30cop | DEER2023 | D23 v1 | 2022-10-06 19:02 | Any | Rt3 | Rec | CZ02 | cDXHP | Cap-Tons | 240 | 120000 | None | -6.22 | 0.0115 | 0 | 63.2 | 0.0524 | 0 | [6 empty] | DEER:HVAC_Split-Package_HP | Annual | 20 | [13 empty] | CZ2022 | None
NE-HVAC-airHP-SpltPkg-240to759kBtuh-10p0eer-3p30cop | DEER2023 | D23 v1 | 2022-10-06 19:02 | Any | Rt3 | Rec | CZ03 | cDXHP | Cap-Tons | 204 | 120000 | None | -16 | 0.0125 | 0 | 47.7 | 0.0433 | 0 | [6 empty] | DEER:HVAC_Split-Package_HP | Annual | 20 | [13 empty] | CZ2022 | None
NE-HVAC-airHP-SpltPkg-240to759kBtuh-10p0eer-3p30cop | DEER2023 | D23 v1 | 2022-10-06 19:02 | Any | Rt3 | Rec | CZ04 | cDXHP | Cap-Tons | 240 | 120000 | None | -3.26 | 0.0135 | 0 | 79 | 0.0593 | 0 | [6 empty] | DEER:HVAC_Split-Package_HP | Annual | 20 | [13 empty] | CZ2022 | None
NE-HVAC-airHP-SpltPkg-240to759kBtuh-10p0eer-3p30cop | DEER2023 | D23 v1 | 2022-10-06 19:02 | Any | Rt3 | Rec | CZ05 | cDXHP | Cap-Tons | 204 | 120000 | None | -12.8 | 0.00438 | 0 | 56.5 | 0.0323 | 0 | [6 empty] | DEER:HVAC_Split-Package_HP | Annual | 20 | [13 empty] | CZ2022 | None
NE-HVAC-airHP-SpltPkg-240to759kBtuh-10p0eer-3p30cop | DEER2023 | D23 v1 | 2022-10-06 19:02 | Any | Rt3 | Rec | CZ06 | cDXHP | Cap-Tons | 221 | 120000 | None | 12.9 | 0.0167 | 0 | 101 | 0.0495 | 0 | [6 empty] | DEER:HVAC_Split-Package_HP | Annual | 20 | [13 empty] | CZ2022 | None
NE-HVAC-airHP-SpltPkg-240to759kBtuh-10p0eer-3p30cop | DEER2023 | D23 v1 | 2022-10-06 19:02 | Any | Rt3 | Rec | CZ07 | cDXHP | Cap-Tons | 215 | 120000 | None | 4.21 | 0.0152 | 0 | 93.3 | 0.0461 | 0 | [6 empty] | DEER:HVAC_Split-Package_HP | Annual | 20 | [13 empty] | CZ2022 | None
NE-HVAC-airHP-SpltPkg-240to759kBtuh-10p0eer-3p30cop | DEER2023 | D23 v1 | 2022-10-06 19:02 | Any | Rt3 | Rec | CZ08 | cDXHP | Cap-Tons | 254 | 120000 | None | 15.6 | 0.0139 | 0 | 110 | 0.0512 | 0 | [6 empty] | DEER:HVAC_Split-Package_HP | Annual | 20 | [13 empty] | CZ2022 | None
NE-HVAC-airHP-SpltPkg-240to759kBtuh-10p0eer-3p30cop | DEER2023 | D23 v1 | 2022-10-06 19:02 | Any | Rt3 | Rec | CZ09 | cDXHP | Cap-Tons | 321 | 120000 | None | 6.3 | 0.012 | 0 | 79.8 | 0.045 | 0 | [6 empty] | DEER:HVAC_Split-Package_HP | Annual | 20 | [13 empty] | CZ2022 | None
NE-HVAC-airHP-SpltPkg-240to759kBtuh-10p0eer-3p30cop | DEER2023 | D23 v1 | 2022-10-06 19:02 | Any | Rt3 | Rec | CZ10 | cDXHP | Cap-Tons | 297 | 120000 | None | 11.6 | 0.0175 | 0 | 98.6 | 0.0571 | 0 | [6 empty] | DEER:HVAC_Split-Package_HP | Annual | 20 | [13 empty] | CZ2022 | None
NE-HVAC-airHP-SpltPkg-240to759kBtuh-10p0eer-3p30cop | DEER2023 | D23 v1 | 2022-10-06 19:02 | Any | Rt3 | Rec | CZ11 | cDXHP | Cap-Tons | 311 | 120000 | None | 6.38 | 0.0156 | 0 | 87.7 | 0.0643 | 0 | [6 empty] | DEER:HVAC_Split-Package_HP | Annual | 20 | [13 empty] | CZ2022 | None
NE-HVAC-airHP-SpltPkg-240to759kBtuh-10p0eer-3p30cop | DEER2023 | D23 v1 | 2022-10-06 19:02 | Any | Rt3 | Rec | CZ12 | cDXHP | Cap-Tons | 291 | 120000 | None | -0.075 | 0.0164 | 0 | 77.3 | 0.0653 | 0 | [6 empty] | DEER:HVAC_Split-Package_HP | Annual | 20 | [13 empty] | CZ2022 | None
NE-HVAC-airHP-SpltPkg-240to759kBtuh-10p0eer-3p30cop | DEER2023 | D23 v1 | 2022-10-06 19:02 | Any | Rt3 | Rec | CZ13 | cDXHP | Cap-Tons | 317 | 120000 | None | 8.48 | 0.0187 | 0 | 97.6 | 0.0666 | 0 | [6 empty] | DEER:HVAC_Split-Package_HP | Annual | 20 | [13 empty] | CZ2022 | None
NE-HVAC-airHP-SpltPkg-240to759kBtuh-10p0eer-3p30cop | DEER2023 | D23 v1 | 2022-10-06 19:02 | Any | Rt3 | Rec | CZ14 | cDXHP | Cap-Tons | 312 | 120000 | None | 5.18 | 0.0152 | 0 | 85.2 | 0.0574 | 0 | [6 empty] | DEER:HVAC_Split-Package_HP | Annual | 20 | [13 empty] | CZ2022 | None
NE-HVAC-airHP-SpltPkg-240to759kBtuh-10p0eer-3p30cop | DEER2023 | D23 v1 | 2022-10-06 19:02 | Any | Rt3 | Rec | CZ15 | cDXHP | Cap-Tons | 397 | 120000 | None | 27.5 | 0.0204 | 0 | 125 | 0.0679 | 0 | [6 empty] | DEER:HVAC_Split-Package_HP | Annual | 20 | [13 empty] | CZ2022 | None
NE-HVAC-airHP-SpltPkg-240to759kBtuh-10p0eer-3p30cop | DEER2023 | D23 v1 | 2022-10-06 19:02 | Any | Rt3 | Rec | CZ16 | cDXHP | Cap-Tons | 207 | 120000 | None | -1.51 | 0.0096 | 0 | 52.2 | 0.044 | 0 | [6 empty] | DEER:HVAC_Split-Package_HP | Annual | 20 | [13 empty] | CZ2022 | None
NE-HVAC-airHP-SpltPkg-240to759kBtuh-10p0eer-3p30cop | DEER2023 | D23 v1 | 2022-10-06 19:02 | Any | RtL | Ex | CZ01 | cDXHP | Cap-Tons | 177 | 130000 | None | 585 | 0.0531 | 0 | 24.9 | 0.0247 | 0 | [6 empty] | DEER:HVAC_Split-Package_HP | Annual | 20 | [13 empty] | CZ2022 | None
NE-HVAC-airHP-SpltPkg-240to759kBtuh-10p0eer-3p30cop | DEER2023 | D23 v1 | 2022-10-06 19:02 | Any | RtL | Ex | CZ02 | cDXHP | Cap-Tons | 222 | 130000 | None | 561 | 0.0754 | 0 | 70 | 0.0514 | 0 | [6 empty] | DEER:HVAC_Split-Package_HP | Annual | 20 | [13 empty] | CZ2022 | None
NE-HVAC-airHP-SpltPkg-240to759kBtuh-10p0eer-3p30cop | DEER2023 | D23 v1 | 2022-10-06 19:02 | Any | RtL | Ex | CZ03 | cDXHP | Cap-Tons | 184 | 130000 | None | 433 | 0.0642 | 0 | 63.7 | 0.0435 | 0 | [6 empty] | DEER:HVAC_Split-Package_HP | Annual | 20 | [13 empty] | CZ2022 | None
NE-HVAC-airHP-SpltPkg-240to759kBtuh-10p0eer-3p30cop | DEER2023 | D23 v1 | 2022-10-06 19:02 | Any | RtL | Ex | CZ04 | cDXHP | Cap-Tons | 219 | 130000 | None | 500 | 0.0498 | 0 | 89.5 | 0.0588 | 0 | [6 empty] | DEER:HVAC_Split-Package_HP | Annual | 20 | [13 empty] | CZ2022 | None
NE-HVAC-airHP-SpltPkg-240to759kBtuh-10p0eer-3p30cop | DEER2023 | D23 v1 | 2022-10-06 19:02 | Any | RtL | Ex | CZ05 | cDXHP | Cap-Tons | 184 | 130000 | None | 444 | 0.0682 | 0 | 71.6 | 0.0316 | 0 | [6 empty] | DEER:HVAC_Split-Package_HP | Annual | 20 | [13 empty] | CZ2022 | None
NE-HVAC-airHP-SpltPkg-240to759kBtuh-10p0eer-3p30cop | DEER2023 | D23 v1 | 2022-10-06 19:02 | Any | RtL | Ex | CZ06 | cDXHP | Cap-Tons | 197 | 130000 | None | 421 | 0.0564 | 0 | 121 | 0.0509 | 0 | [6 empty] | DEER:HVAC_Split-Package_HP | Annual | 20 | [13 empty] | CZ2022 | None
NE-HVAC-airHP-SpltPkg-240to759kBtuh-10p0eer-3p30cop | DEER2023 | D23 v1 | 2022-10-06 19:02 | Any | RtL | Ex | CZ07 | cDXHP | Cap-Tons | 192 | 130000 | None | 401 | 0.0599 | 0 | 110 | 0.0463 | 0 | [6 empty] | DEER:HVAC_Split-Package_HP | Annual | 20 | [13 empty] | CZ2022 | None
NE-HVAC-airHP-SpltPkg-240to759kBtuh-10p0eer-3p30cop | DEER2023 | D23 v1 | 2022-10-06 19:02 | Any | RtL | Ex | CZ08 | cDXHP | Cap-Tons | 240 | 130000 | None | 515 | 0.078 | 0 | 116 | 0.049 | 0 | [6 empty] | DEER:HVAC_Split-Package_HP | Annual | 20 | [13 empty] | CZ2022 | None
NE-HVAC-airHP-SpltPkg-240to759kBtuh-10p0eer-3p30cop | DEER2023 | D23 v1 | 2022-10-06 19:02 | Any | RtL | Ex | CZ09 | cDXHP | Cap-Tons | 296 | 130000 | None | 614 | 0.123 | 0 | 85.8 | 0.0451 | 0 | [6 empty] | DEER:HVAC_Split-Package_HP | Annual | 20 | [13 empty] | CZ2022 | None
NE-HVAC-airHP-SpltPkg-240to759kBtuh-10p0eer-3p30cop | DEER2023 | D23 v1 | 2022-10-06 19:02 | Any | RtL | Ex | CZ10 | cDXHP | Cap-Tons | 270 | 130000 | None | 594 | 0.0787 | 0 | 106 | 0.0545 | 0 | [6 empty] | DEER:HVAC_Split-Package_HP | Annual | 20 | [13 empty] | CZ2022 | None
NE-HVAC-airHP-SpltPkg-240to759kBtuh-10p0eer-3p30cop | DEER2023 | D23 v1 | 2022-10-06 19:02 | Any | RtL | Ex | CZ11 | cDXHP | Cap-Tons | 298 | 130000 | None | 648 | 0.062 | 0 | 94 | 0.0652 | 0 | [6 empty] | DEER:HVAC_Split-Package_HP | Annual | 20 | [13 empty] | CZ2022 | None
NE-HVAC-airHP-SpltPkg-240to759kBtuh-10p0eer-3p30cop | DEER2023 | D23 v1 | 2022-10-06 19:02 | Any | RtL | Ex | CZ12 | cDXHP | Cap-Tons | 270 | 130000 | None | 604 | 0.053 | 0 | 83.2 | 0.0638 | 0 | [6 empty] | DEER:HVAC_Split-Package_HP | Annual | 20 | [13 empty] | CZ2022 | None
NE-HVAC-airHP-SpltPkg-240to759kBtuh-10p0eer-3p30cop | DEER2023 | D23 v1 | 2022-10-06 19:02 | Any | RtL | Ex | CZ13 | cDXHP | Cap-Tons | 299 | 130000 | None | 628 | 0.0518 | 0 | 105 | 0.0662 | 0 | [6 empty] | DEER:HVAC_Split-Package_HP | Annual | 20 | [13 empty] | CZ2022 | None
NE-HVAC-airHP-SpltPkg-240to759kBtuh-10p0eer-3p30cop | DEER2023 | D23 v1 | 2022-10-06 19:02 | Any | RtL | Ex | CZ14 | cDXHP | Cap-Tons | 300 | 130000 | None | 649 | 0.0824 | 0 | 91.1 | 0.0587 | 0 | [6 empty] | DEER:HVAC_Split-Package_HP | Annual | 20 | [13 empty] | CZ2022 | None
NE-HVAC-airHP-SpltPkg-240to759kBtuh-10p0eer-3p30cop | DEER2023 | D23 v1 | 2022-10-06 19:02 | Any | RtL | Ex | CZ15 | cDXHP | Cap-Tons | 381 | 130000 | None | 687 | 0.0682 | 0 | 136 | 0.0704 | 0 | [6 empty] | DEER:HVAC_Split-Package_HP | Annual | 20 | [13 empty] | CZ2022 | None
NE-HVAC-airHP-SpltPkg-240to759kBtuh-10p0eer-3p30cop | DEER2023 | D23 v1 | 2022-10-06 19:02 | Any | RtL | Ex | CZ16 | cDXHP | Cap-Tons | 191 | 130000 | None | 780 | 0.07 | 0 | 56.6 | 0.0441 | 0 | [6 empty] | DEER:HVAC_Split-Package_HP | Annual | 20 | [13 empty] | CZ2022 | None
NE-HVAC-airHP-SpltPkg-240to759kBtuh-10p0eer-3p30cop | DEER2023 | D23 v1 | 2022-10-06 19:02 | Any | RtL | Old | CZ01 | cDXHP | Cap-Tons | 185 | 130000 | None | 691 | 0.0611 | 0 | 25 | 0.0249 | 0 | [6 empty] | DEER:HVAC_Split-Package_HP | Annual | 20 | [13 empty] | CZ2022 | None
NE-HVAC-airHP-SpltPkg-240to759kBtuh-10p0eer-3p30cop | DEER2023 | D23 v1 | 2022-10-06 19:02 | Any | RtL | Old | CZ02 | cDXHP | Cap-Tons | 233 | 130000 | None | 661 | 0.0825 | 0 | 70.3 | 0.0515 | 0 | [6 empty] | DEER:HVAC_Split-Package_HP | Annual | 20 | [13 empty] | CZ2022 | None
NE-HVAC-airHP-SpltPkg-240to759kBtuh-10p0eer-3p30cop | DEER2023 | D23 v1 | 2022-10-06 19:02 | Any | RtL | Old | CZ03 | cDXHP | Cap-Tons | 191 | 130000 | None | 514 | 0.0719 | 0 | 64.1 | 0.0438 | 0 | [6 empty] | DEER:HVAC_Split-Package_HP | Annual | 20 | [13 empty] | CZ2022 | None
NE-HVAC-airHP-SpltPkg-240to759kBtuh-10p0eer-3p30cop | DEER2023 | D23 v1 | 2022-10-06 19:02 | Any | RtL | Old | CZ04 | cDXHP | Cap-Tons | 228 | 130000 | None | 586 | 0.0532 | 0 | 89.9 | 0.0587 | 0 | [6 empty] | DEER:HVAC_Split-Package_HP | Annual | 20 | [13 empty] | CZ2022 | None
NE-HVAC-airHP-SpltPkg-240to759kBtuh-10p0eer-3p30cop | DEER2023 | D23 v1 | 2022-10-06 19:02 | Any | RtL | Old | CZ05 | cDXHP | Cap-Tons | 191 | 130000 | None | 519 | 0.079 | 0 | 72.4 | 0.0317 | 0 | [6 empty] | DEER:HVAC_Split-Package_HP | Annual | 20 | [13 empty] | CZ2022 | None
NE-HVAC-airHP-SpltPkg-240to759kBtuh-10p0eer-3p30cop | DEER2023 | D23 v1 | 2022-10-06 19:02 | Any | RtL | Old | CZ06 | cDXHP | Cap-Tons | 201 | 130000 | None | 485 | 0.0602 | 0 | 124 | 0.0514 | 0 | [6 empty] | DEER:HVAC_Split-Package_HP | Annual | 20 | [13 empty] | CZ2022 | None
NE-HVAC-airHP-SpltPkg-240to759kBtuh-10p0eer-3p30cop | DEER2023 | D23 v1 | 2022-10-06 19:02 | Any | RtL | Old | CZ07 | cDXHP | Cap-Tons | 197 | 130000 | None | 459 | 0.0653 | 0 | 113 | 0.0467 | 0 | [6 empty] | DEER:HVAC_Split-Package_HP | Annual | 20 | [13 empty] | CZ2022 | None
NE-HVAC-airHP-SpltPkg-240to759kBtuh-10p0eer-3p30cop | DEER2023 | D23 v1 | 2022-10-06 19:02 | Any | RtL | Old | CZ08 | cDXHP | Cap-Tons | 243 | 130000 | None | 598 | 0.0851 | 0 | 119 | 0.0496 | 0 | [6 empty] | DEER:HVAC_Split-Package_HP | Annual | 20 | [13 empty] | CZ2022 | None
NE-HVAC-airHP-SpltPkg-240to759kBtuh-10p0eer-3p30cop | DEER2023 | D23 v1 | 2022-10-06 19:02 | Any | RtL | Old | CZ09 | cDXHP | Cap-Tons | 304 | 130000 | None | 727 | 0.144 | 0 | 87.1 | 0.0453 | 0 | [6 empty] | DEER:HVAC_Split-Package_HP | Annual | 20 | [13 empty] | CZ2022 | None
NE-HVAC-airHP-SpltPkg-240to759kBtuh-10p0eer-3p30cop | DEER2023 | D23 v1 | 2022-10-06 19:02 | Any | RtL | Old | CZ10 | cDXHP | Cap-Tons | 285 | 130000 | None | 697 | 0.0883 | 0 | 106 | 0.0545 | 0 | [6 empty] | DEER:HVAC_Split-Package_HP | Annual | 20 | [13 empty] | CZ2022 | None
NE-HVAC-airHP-SpltPkg-240to759kBtuh-10p0eer-3p30cop | DEER2023 | D23 v1 | 2022-10-06 19:02 | Any | RtL | Old | CZ11 | cDXHP | Cap-Tons | 315 | 130000 | None | 765 | 0.0629 | 0 | 93.8 | 0.0658 | 0 | [6 empty] | DEER:HVAC_Split-Package_HP | Annual | 20 | [13 empty] | CZ2022 | None
NE-HVAC-airHP-SpltPkg-240to759kBtuh-10p0eer-3p30cop | DEER2023 | D23 v1 | 2022-10-06 19:02 | Any | RtL | Old | CZ12 | cDXHP | Cap-Tons | 282 | 130000 | None | 700 | 0.0551 | 0 | 83.4 | 0.0639 | 0 | [6 empty] | DEER:HVAC_Split-Package_HP | Annual | 20 | [13 empty] | CZ2022 | None
NE-HVAC-airHP-SpltPkg-240to759kBtuh-10p0eer-3p30cop | DEER2023 | D23 v1 | 2022-10-06 19:02 | Any | RtL | Old | CZ13 | cDXHP | Cap-Tons | 315 | 130000 | None | 744 | 0.0527 | 0 | 106 | 0.0665 | 0 | [6 empty] | DEER:HVAC_Split-Package_HP | Annual | 20 | [13 empty] | CZ2022 | None
NE-HVAC-airHP-SpltPkg-240to759kBtuh-10p0eer-3p30cop | DEER2023 | D23 v1 | 2022-10-06 19:02 | Any | RtL | Old | CZ14 | cDXHP | Cap-Tons | 316 | 130000 | None | 763 | 0.0885 | 0 | 91.1 | 0.0591 | 0 | [6 empty] | DEER:HVAC_Split-Package_HP | Annual | 20 | [13 empty] | CZ2022 | None
NE-HVAC-airHP-SpltPkg-240to759kBtuh-10p0eer-3p30cop | DEER2023 | D23 v1 | 2022-10-06 19:02 | Any | RtL | Old | CZ15 | cDXHP | Cap-Tons | 400 | 130000 | None | 801 | 0.0685 | 0 | 137 | 0.0712 | 0 | [6 empty] | DEER:HVAC_Split-Package_HP | Annual | 20 | [13 empty] | CZ2022 | None
NE-HVAC-airHP-SpltPkg-240to759kBtuh-10p0eer-3p30cop | DEER2023 | D23 v1 | 2022-10-06 19:02 | Any | RtL | Old | CZ16 | cDXHP | Cap-Tons | 204 | 130000 | None | 925 | 0.08 | 0 | 55.4 | 0.044 | 0 | [6 empty] | DEER:HVAC_Split-Package_HP | Annual | 20 | [13 empty] | CZ2022 | None
NE-HVAC-airHP-SpltPkg-240to759kBtuh-10p0eer-3p30cop | DEER2023 | D23 v1 | 2022-10-06 19:02 | Any | RtL | Rec | CZ01 | cDXHP | Cap-Tons | 164 | 130000 | None | -11.2 | 0.00485 | 0 | 26.1 | 0.0253 | 0 | [6 empty] | DEER:HVAC_Split-Package_HP | Annual | 20 | [13 empty] | CZ2022 | None
NE-HVAC-airHP-SpltPkg-240to759kBtuh-10p0eer-3p30cop | DEER2023 | D23 v1 | 2022-10-06 19:02 | Any | RtL | Rec | CZ02 | cDXHP | Cap-Tons | 203 | 130000 | None | 7.09 | 0.0201 | 0 | 71.5 | 0.0529 | 0 | [6 empty] | DEER:HVAC_Split-Package_HP | Annual | 20 | [13 empty] | CZ2022 | None
NE-HVAC-airHP-SpltPkg-240to759kBtuh-10p0eer-3p30cop | DEER2023 | D23 v1 | 2022-10-06 19:02 | Any | RtL | Rec | CZ03 | cDXHP | Cap-Tons | 171 | 130000 | None | -1.1 | 0.0165 | 0 | 64.1 | 0.0438 | 0 | [6 empty] | DEER:HVAC_Split-Package_HP | Annual | 20 | [13 empty] | CZ2022 | None
NE-HVAC-airHP-SpltPkg-240to759kBtuh-10p0eer-3p30cop | DEER2023 | D23 v1 | 2022-10-06 19:02 | Any | RtL | Rec | CZ04 | cDXHP | Cap-Tons | 199 | 130000 | None | 11.4 | 0.0194 | 0 | 91.6 | 0.0603 | 0 | [6 empty] | DEER:HVAC_Split-Package_HP | Annual | 20 | [13 empty] | CZ2022 | None
NE-HVAC-airHP-SpltPkg-240to759kBtuh-10p0eer-3p30cop | DEER2023 | D23 v1 | 2022-10-06 19:02 | Any | RtL | Rec | CZ05 | cDXHP | Cap-Tons | 170 | 130000 | None | 4.23 | 0.0102 | 0 | 72.5 | 0.0321 | 0 | [6 empty] | DEER:HVAC_Split-Package_HP | Annual | 20 | [13 empty] | CZ2022 | None
NE-HVAC-airHP-SpltPkg-240to759kBtuh-10p0eer-3p30cop | DEER2023 | D23 v1 | 2022-10-06 19:02 | Any | RtL | Rec | CZ06 | cDXHP | Cap-Tons | 182 | 130000 | None | 30.4 | 0.0208 | 0 | 121 | 0.0519 | 0 | [6 empty] | DEER:HVAC_Split-Package_HP | Annual | 20 | [13 empty] | CZ2022 | None
NE-HVAC-airHP-SpltPkg-240to759kBtuh-10p0eer-3p30cop | DEER2023 | D23 v1 | 2022-10-06 19:02 | Any | RtL | Rec | CZ07 | cDXHP | Cap-Tons | 179 | 130000 | None | 22.3 | 0.0185 | 0 | 110 | 0.0472 | 0 | [6 empty] | DEER:HVAC_Split-Package_HP | Annual | 20 | [13 empty] | CZ2022 | None
NE-HVAC-airHP-SpltPkg-240to759kBtuh-10p0eer-3p30cop | DEER2023 | D23 v1 | 2022-10-06 19:02 | Any | RtL | Rec | CZ08 | cDXHP | Cap-Tons | 220 | 130000 | None | 34.5 | 0.0165 | 0 | 117 | 0.05 | 0 | [6 empty] | DEER:HVAC_Split-Package_HP | Annual | 20 | [13 empty] | CZ2022 | None
NE-HVAC-airHP-SpltPkg-240to759kBtuh-10p0eer-3p30cop | DEER2023 | D23 v1 | 2022-10-06 19:02 | Any | RtL | Rec | CZ09 | cDXHP | Cap-Tons | 270 | 130000 | None | 24 | 0.0192 | 0 | 86.5 | 0.0456 | 0 | [6 empty] | DEER:HVAC_Split-Package_HP | Annual | 20 | [13 empty] | CZ2022 | None
NE-HVAC-airHP-SpltPkg-240to759kBtuh-10p0eer-3p30cop | DEER2023 | D23 v1 | 2022-10-06 19:02 | Any | RtL | Rec | CZ10 | cDXHP | Cap-Tons | 250 | 130000 | None | 31.8 | 0.0213 | 0 | 106 | 0.0553 | 0 | [6 empty] | DEER:HVAC_Split-Package_HP | Annual | 20 | [13 empty] | CZ2022 | None
NE-HVAC-airHP-SpltPkg-240to759kBtuh-10p0eer-3p30cop | DEER2023 | D23 v1 | 2022-10-06 19:02 | Any | RtL | Rec | CZ11 | cDXHP | Cap-Tons | 268 | 130000 | None | 26.9 | 0.0242 | 0 | 96.5 | 0.0662 | 0 | [6 empty] | DEER:HVAC_Split-Package_HP | Annual | 20 | [13 empty] | CZ2022 | None
NE-HVAC-airHP-SpltPkg-240to759kBtuh-10p0eer-3p30cop | DEER2023 | D23 v1 | 2022-10-06 19:02 | Any | RtL | Rec | CZ12 | cDXHP | Cap-Tons | 245 | 130000 | None | 15.8 | 0.0213 | 0 | 85.2 | 0.0649 | 0 | [6 empty] | DEER:HVAC_Split-Package_HP | Annual | 20 | [13 empty] | CZ2022 | None
NE-HVAC-airHP-SpltPkg-240to759kBtuh-10p0eer-3p30cop | DEER2023 | D23 v1 | 2022-10-06 19:02 | Any | RtL | Rec | CZ13 | cDXHP | Cap-Tons | 271 | 130000 | None | 30.5 | 0.0226 | 0 | 107 | 0.0668 | 0 | [6 empty] | DEER:HVAC_Split-Package_HP | Annual | 20 | [13 empty] | CZ2022 | None
NE-HVAC-airHP-SpltPkg-240to759kBtuh-10p0eer-3p30cop | DEER2023 | D23 v1 | 2022-10-06 19:02 | Any | RtL | Rec | CZ14 | cDXHP | Cap-Tons | 271 | 130000 | None | 27.6 | 0.0236 | 0 | 93 | 0.0593 | 0 | [6 empty] | DEER:HVAC_Split-Package_HP | Annual | 20 | [13 empty] | CZ2022 | None
NE-HVAC-airHP-SpltPkg-240to759kBtuh-10p0eer-3p30cop | DEER2023 | D23 v1 | 2022-10-06 19:02 | Any | RtL | Rec | CZ15 | cDXHP | Cap-Tons | 348 | 130000 | None | 53.8 | 0.0229 | 0 | 135 | 0.0699 | 0 | [6 empty] | DEER:HVAC_Split-Package_HP | Annual | 20 | [13 empty] | CZ2022 | None
NE-HVAC-airHP-SpltPkg-240to759kBtuh-10p0eer-3p30cop | DEER2023 | D23 v1 | 2022-10-06 19:02 | Any | RtL | Rec | CZ16 | cDXHP | Cap-Tons | 173 | 130000 | None | 16.7 | 0.017 | 0 | 58.9 | 0.0445 | 0 | [6 empty] | DEER:HVAC_Split-Package_HP | Annual | 20 | [13 empty] | CZ2022 | None
NE-HVAC-airHP-SpltPkg-240to759kBtuh-10p0eer-3p30cop | DEER2023 | D23 v1 | 2022-10-06 19:02 | Any | RtS | Ex | CZ01 | cDXHP | Cap-Tons | 13.4 | 8000 | None | 632 | 0.105 | 0 | 18.6 | 0.0197 | 0 | [6 empty] | DEER:HVAC_Split-Package_HP | Annual | 20 | [13 empty] | CZ2022 | None
NE-HVAC-airHP-SpltPkg-240to759kBtuh-10p0eer-3p30cop | DEER2023 | D23 v1 | 2022-10-06 19:02 | Any | RtS | Ex | CZ02 | cDXHP | Cap-Tons | 16.4 | 8000 | None | 588 | 0.0946 | 0 | 64.7 | 0.0471 | 0 | [6 empty] | DEER:HVAC_Split-Package_HP | Annual | 20 | [13 empty] | CZ2022 | None
NE-HVAC-airHP-SpltPkg-240to759kBtuh-10p0eer-3p30cop | DEER2023 | D23 v1 | 2022-10-06 19:02 | Any | RtS | Ex | CZ03 | cDXHP | Cap-Tons | 14.8 | 8000 | None | 549 | 0.113 | 0 | 48.5 | 0.0339 | 0 | [6 empty] | DEER:HVAC_Split-Package_HP | Annual | 20 | [13 empty] | CZ2022 | None
NE-HVAC-airHP-SpltPkg-240to759kBtuh-10p0eer-3p30cop | DEER2023 | D23 v1 | 2022-10-06 19:02 | Any | RtS | Ex | CZ04 | cDXHP | Cap-Tons | 17.3 | 8000 | None | 567 | 0.079 | 0 | 77.5 | 0.0527 | 0 | [6 empty] | DEER:HVAC_Split-Package_HP | Annual | 20 | [13 empty] | CZ2022 | None
NE-HVAC-airHP-SpltPkg-240to759kBtuh-10p0eer-3p30cop | DEER2023 | D23 v1 | 2022-10-06 19:02 | Any | RtS | Ex | CZ05 | cDXHP | Cap-Tons | 14.5 | 8000 | None | 550 | 0.117 | 0 | 56.2 | 0.0245 | 0 | [6 empty] | DEER:HVAC_Split-Package_HP | Annual | 20 | [13 empty] | CZ2022 | None
NE-HVAC-airHP-SpltPkg-240to759kBtuh-10p0eer-3p30cop | DEER2023 | D23 v1 | 2022-10-06 19:02 | Any | RtS | Ex | CZ06 | cDXHP | Cap-Tons | 16.1 | 8000 | None | 540 | 0.113 | 0 | 89 | 0.0403 | 0 | [6 empty] | DEER:HVAC_Split-Package_HP | Annual | 20 | [13 empty] | CZ2022 | None
NE-HVAC-airHP-SpltPkg-240to759kBtuh-10p0eer-3p30cop | DEER2023 | D23 v1 | 2022-10-06 19:02 | Any | RtS | Ex | CZ07 | cDXHP | Cap-Tons | 15.5 | 8000 | None | 531 | 0.117 | 0 | 83.8 | 0.035 | 0 | [6 empty] | DEER:HVAC_Split-Package_HP | Annual | 20 | [13 empty] | CZ2022 | None
NE-HVAC-airHP-SpltPkg-240to759kBtuh-10p0eer-3p30cop | DEER2023 | D23 v1 | 2022-10-06 19:02 | Any | RtS | Ex | CZ08 | cDXHP | Cap-Tons | 18.5 | 8000 | None | 549 | 0.0974 | 0 | 103 | 0.0451 | 0 | [6 empty] | DEER:HVAC_Split-Package_HP | Annual | 20 | [13 empty] | CZ2022 | None
NE-HVAC-airHP-SpltPkg-240to759kBtuh-10p0eer-3p30cop | DEER2023 | D23 v1 | 2022-10-06 19:02 | Any | RtS | Ex | CZ09 | cDXHP | Cap-Tons | 23.3 | 8000 | None | 593 | 0.135 | 0 | 80.5 | 0.041 | 0 | [6 empty] | DEER:HVAC_Split-Package_HP | Annual | 20 | [13 empty] | CZ2022 | None
NE-HVAC-airHP-SpltPkg-240to759kBtuh-10p0eer-3p30cop | DEER2023 | D23 v1 | 2022-10-06 19:02 | Any | RtS | Ex | CZ10 | cDXHP | Cap-Tons | 20.9 | 8000 | None | 588 | 0.093 | 0 | 97.1 | 0.0513 | 0 | [6 empty] | DEER:HVAC_Split-Package_HP | Annual | 20 | [13 empty] | CZ2022 | None
NE-HVAC-airHP-SpltPkg-240to759kBtuh-10p0eer-3p30cop | DEER2023 | D23 v1 | 2022-10-06 19:02 | Any | RtS | Ex | CZ11 | cDXHP | Cap-Tons | 22.9 | 8000 | None | 596 | 0.0663 | 0 | 86.5 | 0.0633 | 0 | [6 empty] | DEER:HVAC_Split-Package_HP | Annual | 20 | [13 empty] | CZ2022 | None
NE-HVAC-airHP-SpltPkg-240to759kBtuh-10p0eer-3p30cop | DEER2023 | D23 v1 | 2022-10-06 19:02 | Any | RtS | Ex | CZ12 | cDXHP | Cap-Tons | 20.5 | 8000 | None | 605 | 0.0666 | 0 | 79 | 0.0611 | 0 | [6 empty] | DEER:HVAC_Split-Package_HP | Annual | 20 | [13 empty] | CZ2022 | None
NE-HVAC-airHP-SpltPkg-240to759kBtuh-10p0eer-3p30cop | DEER2023 | D23 v1 | 2022-10-06 19:02 | Any | RtS | Ex | CZ13 | cDXHP | Cap-Tons | 23.1 | 8000 | None | 587 | 0.0644 | 0 | 97.4 | 0.0633 | 0 | [6 empty] | DEER:HVAC_Split-Package_HP | Annual | 20 | [13 empty] | CZ2022 | None
NE-HVAC-airHP-SpltPkg-240to759kBtuh-10p0eer-3p30cop | DEER2023 | D23 v1 | 2022-10-06 19:02 | Any | RtS | Ex | CZ14 | cDXHP | Cap-Tons | 22.9 | 8000 | None | 597 | 0.0873 | 0 | 84.8 | 0.0561 | 0 | [6 empty] | DEER:HVAC_Split-Package_HP | Annual | 20 | [13 empty] | CZ2022 | None
NE-HVAC-airHP-SpltPkg-240to759kBtuh-10p0eer-3p30cop | DEER2023 | D23 v1 | 2022-10-06 19:02 | Any | RtS | Ex | CZ15 | cDXHP | Cap-Tons | 29.4 | 8000 | None | 611 | 0.0716 | 0 | 129 | 0.0686 | 0 | [6 empty] | DEER:HVAC_Split-Package_HP | Annual | 20 | [13 empty] | CZ2022 | None
NE-HVAC-airHP-SpltPkg-240to759kBtuh-10p0eer-3p30cop | DEER2023 | D23 v1 | 2022-10-06 19:02 | Any | RtS | Ex | CZ16 | cDXHP | Cap-Tons | 15.9 | 8000 | None | 729 | 0.0995 | 0 | 49.2 | 0.0372 | 0 | [6 empty] | DEER:HVAC_Split-Package_HP | Annual | 20 | [13 empty] | CZ2022 | None
NE-HVAC-airHP-SpltPkg-240to759kBtuh-10p0eer-3p30cop | DEER2023 | D23 v1 | 2022-10-06 19:02 | Any | RtS | Old | CZ01 | cDXHP | Cap-Tons | 16.5 | 8000 | None | 727 | 0.128 | 0 | 24.9 | 0.0224 | 0 | [6 empty] | DEER:HVAC_Split-Package_HP | Annual | 20 | [13 empty] | CZ2022 | None
NE-HVAC-airHP-SpltPkg-240to759kBtuh-10p0eer-3p30cop | DEER2023 | D23 v1 | 2022-10-06 19:02 | Any | RtS | Old | CZ02 | cDXHP | Cap-Tons | 19.9 | 8000 | None | 686 | 0.0969 | 0 | 72 | 0.0483 | 0 | [6 empty] | DEER:HVAC_Split-Package_HP | Annual | 20 | [13 empty] | CZ2022 | None
NE-HVAC-airHP-SpltPkg-240to759kBtuh-10p0eer-3p30cop | DEER2023 | D23 v1 | 2022-10-06 19:02 | Any | RtS | Old | CZ03 | cDXHP | Cap-Tons | 17.5 | 8000 | None | 658 | 0.127 | 0 | 59.1 | 0.0359 | 0 | [6 empty] | DEER:HVAC_Split-Package_HP | Annual | 20 | [13 empty] | CZ2022 | None
NE-HVAC-airHP-SpltPkg-240to759kBtuh-10p0eer-3p30cop | DEER2023 | D23 v1 | 2022-10-06 19:02 | Any | RtS | Old | CZ04 | cDXHP | Cap-Tons | 20.1 | 8000 | None | 657 | 0.074 | 0 | 86.5 | 0.0546 | 0 | [6 empty] | DEER:HVAC_Split-Package_HP | Annual | 20 | [13 empty] | CZ2022 | None
NE-HVAC-airHP-SpltPkg-240to759kBtuh-10p0eer-3p30cop | DEER2023 | D23 v1 | 2022-10-06 19:02 | Any | RtS | Old | CZ05 | cDXHP | Cap-Tons | 17 | 8000 | None | 650 | 0.139 | 0 | 67.5 | 0.0264 | 0 | [6 empty] | DEER:HVAC_Split-Package_HP | Annual | 20 | [13 empty] | CZ2022 | None
NE-HVAC-airHP-SpltPkg-240to759kBtuh-10p0eer-3p30cop | DEER2023 | D23 v1 | 2022-10-06 19:02 | Any | RtS | Old | CZ06 | cDXHP | Cap-Tons | 18.9 | 8000 | None | 648 | 0.127 | 0 | 98.2 | 0.0407 | 0 | [6 empty] | DEER:HVAC_Split-Package_HP | Annual | 20 | [13 empty] | CZ2022 | None
NE-HVAC-airHP-SpltPkg-240to759kBtuh-10p0eer-3p30cop | DEER2023 | D23 v1 | 2022-10-06 19:02 | Any | RtS | Old | CZ07 | cDXHP | Cap-Tons | 18.3 | 8000 | None | 638 | 0.14 | 0 | 93.1 | 0.0346 | 0 | [6 empty] | DEER:HVAC_Split-Package_HP | Annual | 20 | [13 empty] | CZ2022 | None
NE-HVAC-airHP-SpltPkg-240to759kBtuh-10p0eer-3p30cop | DEER2023 | D23 v1 | 2022-10-06 19:02 | Any | RtS | Old | CZ08 | cDXHP | Cap-Tons | 20.7 | 8000 | None | 638 | 0.105 | 0 | 114 | 0.0463 | 0 | [6 empty] | DEER:HVAC_Split-Package_HP | Annual | 20 | [13 empty] | CZ2022 | None
NE-HVAC-airHP-SpltPkg-240to759kBtuh-10p0eer-3p30cop | DEER2023 | D23 v1 | 2022-10-06 19:02 | Any | RtS | Old | CZ09 | cDXHP | Cap-Tons | 26.3 | 8000 | None | 701 | 0.146 | 0 | 89.8 | 0.043 | 0 | [6 empty] | DEER:HVAC_Split-Package_HP | Annual | 20 | [13 empty] | CZ2022 | None
NE-HVAC-airHP-SpltPkg-240to759kBtuh-10p0eer-3p30cop | DEER2023 | D23 v1 | 2022-10-06 19:02 | Any | RtS | Old | CZ10 | cDXHP | Cap-Tons | 24.9 | 8000 | None | 681 | 0.104 | 0 | 104 | 0.0513 | 0 | [6 empty] | DEER:HVAC_Split-Package_HP | Annual | 20 | [13 empty] | CZ2022 | None
NE-HVAC-airHP-SpltPkg-240to759kBtuh-10p0eer-3p30cop | DEER2023 | D23 v1 | 2022-10-06 19:02 | Any | RtS | Old | CZ11 | cDXHP | Cap-Tons | 26.9 | 8000 | None | 688 | 0.0562 | 0 | 92.7 | 0.0655 | 0 | [6 empty] | DEER:HVAC_Split-Package_HP | Annual | 20 | [13 empty] | CZ2022 | None
NE-HVAC-airHP-SpltPkg-240to759kBtuh-10p0eer-3p30cop | DEER2023 | D23 v1 | 2022-10-06 19:02 | Any | RtS | Old | CZ12 | cDXHP | Cap-Tons | 23.9 | 8000 | None | 691 | 0.0582 | 0 | 86.1 | 0.0628 | 0 | [6 empty] | DEER:HVAC_Split-Package_HP | Annual | 20 | [13 empty] | CZ2022 | None
NE-HVAC-airHP-SpltPkg-240to759kBtuh-10p0eer-3p30cop | DEER2023 | D23 v1 | 2022-10-06 19:02 | Any | RtS | Old | CZ13 | cDXHP | Cap-Tons | 27.1 | 8000 | None | 683 | 0.0529 | 0 | 104 | 0.0654 | 0 | [6 empty] | DEER:HVAC_Split-Package_HP | Annual | 20 | [13 empty] | CZ2022 | None
NE-HVAC-airHP-SpltPkg-240to759kBtuh-10p0eer-3p30cop | DEER2023 | D23 v1 | 2022-10-06 19:02 | Any | RtS | Old | CZ14 | cDXHP | Cap-Tons | 26.9 | 8000 | None | 691 | 0.0909 | 0 | 92.1 | 0.0575 | 0 | [6 empty] | DEER:HVAC_Split-Package_HP | Annual | 20 | [13 empty] | CZ2022 | None
NE-HVAC-airHP-SpltPkg-240to759kBtuh-10p0eer-3p30cop | DEER2023 | D23 v1 | 2022-10-06 19:02 | Any | RtS | Old | CZ15 | cDXHP | Cap-Tons | 33.8 | 8000 | None | 700 | 0.0641 | 0 | 137 | 0.0705 | 0 | [6 empty] | DEER:HVAC_Split-Package_HP | Annual | 20 | [13 empty] | CZ2022 | None
NE-HVAC-airHP-SpltPkg-240to759kBtuh-10p0eer-3p30cop | DEER2023 | D23 v1 | 2022-10-06 19:02 | Any | RtS | Old | CZ16 | cDXHP | Cap-Tons | 19.7 | 8000 | None | 823 | 0.117 | 0 | 55.3 | 0.0379 | 0 | [6 empty] | DEER:HVAC_Split-Package_HP | Annual | 20 | [13 empty] | CZ2022 | None
NE-HVAC-airHP-SpltPkg-240to759kBtuh-10p0eer-3p30cop | DEER2023 | D23 v1 | 2022-10-06 19:02 | Any | RtS | Rec | CZ01 | cDXHP | Cap-Tons | 12.6 | 8000 | None | 87.6 | 0.00478 | 0 | 5.89 | 0.0142 | 0 | [6 empty] | DEER:HVAC_Split-Package_HP | Annual | 20 | [13 empty] | CZ2022 | None
NE-HVAC-airHP-SpltPkg-240to759kBtuh-10p0eer-3p30cop | DEER2023 | D23 v1 | 2022-10-06 19:02 | Any | RtS | Rec | CZ02 | cDXHP | Cap-Tons | 15.3 | 8000 | None | 59.4 | 0.0278 | 0 | 49.9 | 0.0465 | 0 | [6 empty] | DEER:HVAC_Split-Package_HP | Annual | 20 | [13 empty] | CZ2022 | None
NE-HVAC-airHP-SpltPkg-240to759kBtuh-10p0eer-3p30cop | DEER2023 | D23 v1 | 2022-10-06 19:02 | Any | RtS | Rec | CZ03 | cDXHP | Cap-Tons | 13.5 | 8000 | None | 34.5 | 0.0185 | 0 | 29.4 | 0.0325 | 0 | [6 empty] | DEER:HVAC_Split-Package_HP | Annual | 20 | [13 empty] | CZ2022 | None
NE-HVAC-airHP-SpltPkg-240to759kBtuh-10p0eer-3p30cop | DEER2023 | D23 v1 | 2022-10-06 19:02 | Any | RtS | Rec | CZ04 | cDXHP | Cap-Tons | 15.6 | 8000 | None | 47.3 | 0.0245 | 0 | 62.7 | 0.0528 | 0 | [6 empty] | DEER:HVAC_Split-Package_HP | Annual | 20 | [13 empty] | CZ2022 | None
NE-HVAC-airHP-SpltPkg-240to759kBtuh-10p0eer-3p30cop | DEER2023 | D23 v1 | 2022-10-06 19:02 | Any | RtS | Rec | CZ05 | cDXHP | Cap-Tons | 13.3 | 8000 | None | 30.5 | 0.0117 | 0 | 36.6 | 0.0212 | 0 | [6 empty] | DEER:HVAC_Split-Package_HP | Annual | 20 | [13 empty] | CZ2022 | None
NE-HVAC-airHP-SpltPkg-240to759kBtuh-10p0eer-3p30cop | DEER2023 | D23 v1 | 2022-10-06 19:02 | Any | RtS | Rec | CZ06 | cDXHP | Cap-Tons | 14.5 | 8000 | None | 37.3 | 0.0247 | 0 | 74.5 | 0.0403 | 0 | [6 empty] | DEER:HVAC_Split-Package_HP | Annual | 20 | [13 empty] | CZ2022 | None
NE-HVAC-airHP-SpltPkg-240to759kBtuh-10p0eer-3p30cop | DEER2023 | D23 v1 | 2022-10-06 19:02 | Any | RtS | Rec | CZ07 | cDXHP | Cap-Tons | 14.2 | 8000 | None | 24 | 0.0188 | 0 | 64.6 | 0.0347 | 0 | [6 empty] | DEER:HVAC_Split-Package_HP | Annual | 20 | [13 empty] | CZ2022 | None
NE-HVAC-airHP-SpltPkg-240to759kBtuh-10p0eer-3p30cop | DEER2023 | D23 v1 | 2022-10-06 19:02 | Any | RtS | Rec | CZ08 | cDXHP | Cap-Tons | 16.8 | 8000 | None | 51.1 | 0.025 | 0 | 89.4 | 0.0451 | 0 | [6 empty] | DEER:HVAC_Split-Package_HP | Annual | 20 | [13 empty] | CZ2022 | None
NE-HVAC-airHP-SpltPkg-240to759kBtuh-10p0eer-3p30cop | DEER2023 | D23 v1 | 2022-10-06 19:02 | Any | RtS | Rec | CZ09 | cDXHP | Cap-Tons | 21 | 8000 | None | 55.5 | 0.034 | 0 | 67.8 | 0.0406 | 0 | [6 empty] | DEER:HVAC_Split-Package_HP | Annual | 20 | [13 empty] | CZ2022 | None
NE-HVAC-airHP-SpltPkg-240to759kBtuh-10p0eer-3p30cop | DEER2023 | D23 v1 | 2022-10-06 19:02 | Any | RtS | Rec | CZ10 | cDXHP | Cap-Tons | 19.7 | 8000 | None | 62.8 | 0.0268 | 0 | 84 | 0.0504 | 0 | [6 empty] | DEER:HVAC_Split-Package_HP | Annual | 20 | [13 empty] | CZ2022 | None
NE-HVAC-airHP-SpltPkg-240to759kBtuh-10p0eer-3p30cop | DEER2023 | D23 v1 | 2022-10-06 19:02 | Any | RtS | Rec | CZ11 | cDXHP | Cap-Tons | 20.7 | 8000 | None | 78.9 | 0.0317 | 0 | 77.8 | 0.062 | 0 | [6 empty] | DEER:HVAC_Split-Package_HP | Annual | 20 | [13 empty] | CZ2022 | None
NE-HVAC-airHP-SpltPkg-240to759kBtuh-10p0eer-3p30cop | DEER2023 | D23 v1 | 2022-10-06 19:02 | Any | RtS | Rec | CZ12 | cDXHP | Cap-Tons | 18.9 | 8000 | None | 61.9 | 0.0284 | 0 | 66.1 | 0.0605 | 0 | [6 empty] | DEER:HVAC_Split-Package_HP | Annual | 20 | [13 empty] | CZ2022 | None
NE-HVAC-airHP-SpltPkg-240to759kBtuh-10p0eer-3p30cop | DEER2023 | D23 v1 | 2022-10-06 19:02 | Any | RtS | Rec | CZ13 | cDXHP | Cap-Tons | 21.2 | 8000 | None | 73.3 | 0.0293 | 0 | 86.7 | 0.0623 | 0 | [6 empty] | DEER:HVAC_Split-Package_HP | Annual | 20 | [13 empty] | CZ2022 | None
NE-HVAC-airHP-SpltPkg-240to759kBtuh-10p0eer-3p30cop | DEER2023 | D23 v1 | 2022-10-06 19:02 | Any | RtS | Rec | CZ14 | cDXHP | Cap-Tons | 20.8 | 8000 | None | 76.1 | 0.035 | 0 | 75.2 | 0.0542 | 0 | [6 empty] | DEER:HVAC_Split-Package_HP | Annual | 20 | [13 empty] | CZ2022 | None
NE-HVAC-airHP-SpltPkg-240to759kBtuh-10p0eer-3p30cop | DEER2023 | D23 v1 | 2022-10-06 19:02 | Any | RtS | Rec | CZ15 | cDXHP | Cap-Tons | 27 | 8000 | None | 94.9 | 0.0387 | 0 | 119 | 0.0672 | 0 | [6 empty] | DEER:HVAC_Split-Package_HP | Annual | 20 | [13 empty] | CZ2022 | None
NE-HVAC-airHP-SpltPkg-240to759kBtuh-10p0eer-3p30cop | DEER2023 | D23 v1 | 2022-10-06 19:02 | Any | RtS | Rec | CZ16 | cDXHP | Cap-Tons | 14.6 | 8000 | None | 101 | 0.0199 | 0 | 36.7 | 0.0349 | 0 | [6 empty] | DEER:HVAC_Split-Package_HP | Annual | 20 | [13 empty] | CZ2022 | None
NE-HVAC-airHP-SpltPkg-240to759kBtuh-10p0eer-3p30cop | DEER2023 | D23 v1 | 2022-10-06 19:02 | Any | SCn | Ex | CZ01 | cDXHP | Cap-Tons | 364 | 250000 | None | 653 | 0.0832 | 0 | 4.12 | 0.00086 | 0 | [6 empty] | DEER:HVAC_Split-Package_HP | Annual | 20 | [13 empty] | CZ2022 | None
NE-HVAC-airHP-SpltPkg-240to759kBtuh-10p0eer-3p30cop | DEER2023 | D23 v1 | 2022-10-06 19:02 | Any | SCn | Ex | CZ02 | cDXHP | Cap-Tons | 312 | 250000 | None | 624 | 0.0922 | 0 | 18 | 0.021 | 0 | [6 empty] | DEER:HVAC_Split-Package_HP | Annual | 20 | [13 empty] | CZ2022 | None
NE-HVAC-airHP-SpltPkg-240to759kBtuh-10p0eer-3p30cop | DEER2023 | D23 v1 | 2022-10-06 19:02 | Any | SCn | Ex | CZ03 | cDXHP | Cap-Tons | 364 | 250000 | None | 507 | 0.0798 | 0 | 6.68 | 0.00685 | 0 | [6 empty] | DEER:HVAC_Split-Package_HP | Annual | 20 | [13 empty] | CZ2022 | None
NE-HVAC-airHP-SpltPkg-240to759kBtuh-10p0eer-3p30cop | DEER2023 | D23 v1 | 2022-10-06 19:02 | Any | SCn | Ex | CZ04 | cDXHP | Cap-Tons | 316 | 250000 | None | 585 | 0.0869 | 0 | 25.1 | 0.0238 | 0 | [6 empty] | DEER:HVAC_Split-Package_HP | Annual | 20 | [13 empty] | CZ2022 | None
NE-HVAC-airHP-SpltPkg-240to759kBtuh-10p0eer-3p30cop | DEER2023 | D23 v1 | 2022-10-06 19:02 | Any | SCn | Ex | CZ05 | cDXHP | Cap-Tons | 359 | 250000 | None | 554 | 0.0801 | 0 | 7.81 | 0.00335 | 0 | [6 empty] | DEER:HVAC_Split-Package_HP | Annual | 20 | [13 empty] | CZ2022 | None
NE-HVAC-airHP-SpltPkg-240to759kBtuh-10p0eer-3p30cop | DEER2023 | D23 v1 | 2022-10-06 19:02 | Any | SCn | Ex | CZ06 | cDXHP | Cap-Tons | 350 | 250000 | None | 554 | 0.0861 | 0 | 19.4 | 0.0131 | 0 | [6 empty] | DEER:HVAC_Split-Package_HP | Annual | 20 | [13 empty] | CZ2022 | None
NE-HVAC-airHP-SpltPkg-240to759kBtuh-10p0eer-3p30cop | DEER2023 | D23 v1 | 2022-10-06 19:02 | Any | SCn | Ex | CZ07 | cDXHP | Cap-Tons | 335 | 250000 | None | 548 | 0.0813 | 0 | 15.9 | 0.00976 | 0 | [6 empty] | DEER:HVAC_Split-Package_HP | Annual | 20 | [13 empty] | CZ2022 | None
NE-HVAC-airHP-SpltPkg-240to759kBtuh-10p0eer-3p30cop | DEER2023 | D23 v1 | 2022-10-06 19:02 | Any | SCn | Ex | CZ08 | cDXHP | Cap-Tons | 319 | 250000 | None | 574 | 0.0825 | 0 | 43.1 | 0.0229 | 0 | [6 empty] | DEER:HVAC_Split-Package_HP | Annual | 20 | [13 empty] | CZ2022 | None
NE-HVAC-airHP-SpltPkg-240to759kBtuh-10p0eer-3p30cop | DEER2023 | D23 v1 | 2022-10-06 19:02 | Any | SCn | Ex | CZ09 | cDXHP | Cap-Tons | 400 | 250000 | None | 588 | 0.1 | 0 | 33.8 | 0.021 | 0 | [6 empty] | DEER:HVAC_Split-Package_HP | Annual | 20 | [13 empty] | CZ2022 | None
NE-HVAC-airHP-SpltPkg-240to759kBtuh-10p0eer-3p30cop | DEER2023 | D23 v1 | 2022-10-06 19:02 | Any | SCn | Ex | CZ10 | cDXHP | Cap-Tons | 341 | 250000 | None | 581 | 0.0854 | 0 | 46.8 | 0.0264 | 0 | [6 empty] | DEER:HVAC_Split-Package_HP | Annual | 20 | [13 empty] | CZ2022 | None
NE-HVAC-airHP-SpltPkg-240to759kBtuh-10p0eer-3p30cop | DEER2023 | D23 v1 | 2022-10-06 19:02 | Any | SCn | Ex | CZ11 | cDXHP | Cap-Tons | 389 | 250000 | None | 628 | 0.0571 | 0 | 48.5 | 0.0362 | 0 | [6 empty] | DEER:HVAC_Split-Package_HP | Annual | 20 | [13 empty] | CZ2022 | None
NE-HVAC-airHP-SpltPkg-240to759kBtuh-10p0eer-3p30cop | DEER2023 | D23 v1 | 2022-10-06 19:02 | Any | SCn | Ex | CZ12 | cDXHP | Cap-Tons | 346 | 250000 | None | 613 | 0.0616 | 0 | 34.5 | 0.0339 | 0 | [6 empty] | DEER:HVAC_Split-Package_HP | Annual | 20 | [13 empty] | CZ2022 | None
NE-HVAC-airHP-SpltPkg-240to759kBtuh-10p0eer-3p30cop | DEER2023 | D23 v1 | 2022-10-06 19:02 | Any | SCn | Ex | CZ13 | cDXHP | Cap-Tons | 397 | 250000 | None | 633 | 0.071 | 0 | 55 | 0.0339 | 0 | [6 empty] | DEER:HVAC_Split-Package_HP | Annual | 20 | [13 empty] | CZ2022 | None
NE-HVAC-airHP-SpltPkg-240to759kBtuh-10p0eer-3p30cop | DEER2023 | D23 v1 | 2022-10-06 19:02 | Any | SCn | Ex | CZ14 | cDXHP | Cap-Tons | 384 | 250000 | None | 622 | 0.0692 | 0 | 49.1 | 0.0326 | 0 | [6 empty] | DEER:HVAC_Split-Package_HP | Annual | 20 | [13 empty] | CZ2022 | None
NE-HVAC-airHP-SpltPkg-240to759kBtuh-10p0eer-3p30cop | DEER2023 | D23 v1 | 2022-10-06 19:02 | Any | SCn | Ex | CZ15 | cDXHP | Cap-Tons | 524 | 250000 | None | 624 | 0.0695 | 0 | 82.7 | 0.0387 | 0 | [6 empty] | DEER:HVAC_Split-Package_HP | Annual | 20 | [13 empty] | CZ2022 | None
NE-HVAC-airHP-SpltPkg-240to759kBtuh-10p0eer-3p30cop | DEER2023 | D23 v1 | 2022-10-06 19:02 | Any | SCn | Ex | CZ16 | cDXHP | Cap-Tons | 400 | 250000 | None | 700 | 0.0787 | 0 | 13.3 | 0.0117 | 0 | [6 empty] | DEER:HVAC_Split-Package_HP | Annual | 20 | [13 empty] | CZ2022 | None
NE-HVAC-airHP-SpltPkg-240to759kBtuh-10p0eer-3p30cop | DEER2023 | D23 v1 | 2022-10-06 19:02 | Any | SCn | Old | CZ01 | cDXHP | Cap-Tons | 369 | 250000 | None | 752 | 0.102 | 0 | 4.54 | 0.00093 | 0 | [6 empty] | DEER:HVAC_Split-Package_HP | Annual | 20 | [13 empty] | CZ2022 | None
NE-HVAC-airHP-SpltPkg-240to759kBtuh-10p0eer-3p30cop | DEER2023 | D23 v1 | 2022-10-06 19:02 | Any | SCn | Old | CZ02 | cDXHP | Cap-Tons | 325 | 250000 | None | 707 | 0.106 | 0 | 19.2 | 0.0213 | 0 | [6 empty] | DEER:HVAC_Split-Package_HP | Annual | 20 | [13 empty] | CZ2022 | None
NE-HVAC-airHP-SpltPkg-240to759kBtuh-10p0eer-3p30cop | DEER2023 | D23 v1 | 2022-10-06 19:02 | Any | SCn | Old | CZ03 | cDXHP | Cap-Tons | 368 | 250000 | None | 668 | 0.1 | 0 | 7.6 | 0.00718 | 0 | [6 empty] | DEER:HVAC_Split-Package_HP | Annual | 20 | [13 empty] | CZ2022 | None
NE-HVAC-airHP-SpltPkg-240to759kBtuh-10p0eer-3p30cop | DEER2023 | D23 v1 | 2022-10-06 19:02 | Any | SCn | Old | CZ04 | cDXHP | Cap-Tons | 327 | 250000 | None | 690 | 0.1 | 0 | 26.3 | 0.0239 | 0 | [6 empty] | DEER:HVAC_Split-Package_HP | Annual | 20 | [13 empty] | CZ2022 | None
NE-HVAC-airHP-SpltPkg-240to759kBtuh-10p0eer-3p30cop | DEER2023 | D23 v1 | 2022-10-06 19:02 | Any | SCn | Old | CZ05 | cDXHP | Cap-Tons | 361 | 250000 | None | 634 | 0.0935 | 0 | 8.65 | 0.00358 | 0 | [6 empty] | DEER:HVAC_Split-Package_HP | Annual | 20 | [13 empty] | CZ2022 | None
NE-HVAC-airHP-SpltPkg-240to759kBtuh-10p0eer-3p30cop | DEER2023 | D23 v1 | 2022-10-06 19:02 | Any | SCn | Old | CZ06 | cDXHP | Cap-Tons | 349 | 250000 | None | 654 | 0.101 | 0 | 20.6 | 0.013 | 0 | [6 empty] | DEER:HVAC_Split-Package_HP | Annual | 20 | [13 empty] | CZ2022 | None
NE-HVAC-airHP-SpltPkg-240to759kBtuh-10p0eer-3p30cop | DEER2023 | D23 v1 | 2022-10-06 19:02 | Any | SCn | Old | CZ07 | cDXHP | Cap-Tons | 335 | 250000 | None | 641 | 0.0947 | 0 | 17.2 | 0.00996 | 0 | [6 empty] | DEER:HVAC_Split-Package_HP | Annual | 20 | [13 empty] | CZ2022 | None
NE-HVAC-airHP-SpltPkg-240to759kBtuh-10p0eer-3p30cop | DEER2023 | D23 v1 | 2022-10-06 19:02 | Any | SCn | Old | CZ08 | cDXHP | Cap-Tons | 305 | 250000 | None | 674 | 0.0956 | 0 | 45.6 | 0.0234 | 0 | [6 empty] | DEER:HVAC_Split-Package_HP | Annual | 20 | [13 empty] | CZ2022 | None
NE-HVAC-airHP-SpltPkg-240to759kBtuh-10p0eer-3p30cop | DEER2023 | D23 v1 | 2022-10-06 19:02 | Any | SCn | Old | CZ09 | cDXHP | Cap-Tons | 404 | 250000 | None | 687 | 0.116 | 0 | 35 | 0.0211 | 0 | [6 empty] | DEER:HVAC_Split-Package_HP | Annual | 20 | [13 empty] | CZ2022 | None
NE-HVAC-airHP-SpltPkg-240to759kBtuh-10p0eer-3p30cop | DEER2023 | D23 v1 | 2022-10-06 19:02 | Any | SCn | Old | CZ10 | cDXHP | Cap-Tons | 379 | 250000 | None | 701 | 0.102 | 0 | 46.8 | 0.0259 | 0 | [6 empty] | DEER:HVAC_Split-Package_HP | Annual | 20 | [13 empty] | CZ2022 | None
NE-HVAC-airHP-SpltPkg-240to759kBtuh-10p0eer-3p30cop | DEER2023 | D23 v1 | 2022-10-06 19:02 | Any | SCn | Old | CZ11 | cDXHP | Cap-Tons | 428 | 250000 | None | 712 | 0.0672 | 0 | 48 | 0.0358 | 0 | [6 empty] | DEER:HVAC_Split-Package_HP | Annual | 20 | [13 empty] | CZ2022 | None
NE-HVAC-airHP-SpltPkg-240to759kBtuh-10p0eer-3p30cop | DEER2023 | D23 v1 | 2022-10-06 19:02 | Any | SCn | Old | CZ12 | cDXHP | Cap-Tons | 375 | 250000 | None | 731 | 0.0722 | 0 | 34.9 | 0.0334 | 0 | [6 empty] | DEER:HVAC_Split-Package_HP | Annual | 20 | [13 empty] | CZ2022 | None
NE-HVAC-airHP-SpltPkg-240to759kBtuh-10p0eer-3p30cop | DEER2023 | D23 v1 | 2022-10-06 19:02 | Any | SCn | Old | CZ13 | cDXHP | Cap-Tons | 431 | 250000 | None | 732 | 0.0807 | 0 | 55 | 0.0335 | 0 | [6 empty] | DEER:HVAC_Split-Package_HP | Annual | 20 | [13 empty] | CZ2022 | None
NE-HVAC-airHP-SpltPkg-240to759kBtuh-10p0eer-3p30cop | DEER2023 | D23 v1 | 2022-10-06 19:02 | Any | SCn | Old | CZ14 | cDXHP | Cap-Tons | 428 | 250000 | None | 747 | 0.0837 | 0 | 48.2 | 0.0319 | 0 | [6 empty] | DEER:HVAC_Split-Package_HP | Annual | 20 | [13 empty] | CZ2022 | None
NE-HVAC-airHP-SpltPkg-240to759kBtuh-10p0eer-3p30cop | DEER2023 | D23 v1 | 2022-10-06 19:02 | Any | SCn | Old | CZ15 | cDXHP | Cap-Tons | 573 | 250000 | None | 739 | 0.0805 | 0 | 82.9 | 0.039 | 0 | [6 empty] | DEER:HVAC_Split-Package_HP | Annual | 20 | [13 empty] | CZ2022 | None
NE-HVAC-airHP-SpltPkg-240to759kBtuh-10p0eer-3p30cop | DEER2023 | D23 v1 | 2022-10-06 19:02 | Any | SCn | Old | CZ16 | cDXHP | Cap-Tons | 424 | 250000 | None | 848 | 0.0943 | 0 | 14 | 0.0122 | 0 | [6 empty] | DEER:HVAC_Split-Package_HP | Annual | 20 | [13 empty] | CZ2022 | None
NE-HVAC-airHP-SpltPkg-240to759kBtuh-10p0eer-3p30cop | DEER2023 | D23 v1 | 2022-10-06 19:02 | Any | SCn | Rec | CZ01 | cDXHP | Cap-Tons | 348 | 250000 | None | 72.7 | 0.00225 | 0 | 3.01 | 0.00079 | 0 | [6 empty] | DEER:HVAC_Split-Package_HP | Annual | 20 | [13 empty] | CZ2022 | None
NE-HVAC-airHP-SpltPkg-240to759kBtuh-10p0eer-3p30cop | DEER2023 | D23 v1 | 2022-10-06 19:02 | Any | SCn | Rec | CZ02 | cDXHP | Cap-Tons | 285 | 250000 | None | 62.3 | 0.0194 | 0 | 15.3 | 0.021 | 0 | [6 empty] | DEER:HVAC_Split-Package_HP | Annual | 20 | [13 empty] | CZ2022 | None
NE-HVAC-airHP-SpltPkg-240to759kBtuh-10p0eer-3p30cop | DEER2023 | D23 v1 | 2022-10-06 19:02 | Any | SCn | Rec | CZ03 | cDXHP | Cap-Tons | 359 | 250000 | None | 44.8 | 0.00528 | 0 | 4.79 | 0.0062 | 0 | [6 empty] | DEER:HVAC_Split-Package_HP | Annual | 20 | [13 empty] | CZ2022 | None
NE-HVAC-airHP-SpltPkg-240to759kBtuh-10p0eer-3p30cop | DEER2023 | D23 v1 | 2022-10-06 19:02 | Any | SCn | Rec | CZ04 | cDXHP | Cap-Tons | 287 | 250000 | None | 55.1 | 0.0206 | 0 | 22.1 | 0.0238 | 0 | [6 empty] | DEER:HVAC_Split-Package_HP | Annual | 20 | [13 empty] | CZ2022 | None
NE-HVAC-airHP-SpltPkg-240to759kBtuh-10p0eer-3p30cop | DEER2023 | D23 v1 | 2022-10-06 19:02 | Any | SCn | Rec | CZ05 | cDXHP | Cap-Tons | 352 | 250000 | None | 51.9 | 0.00379 | 0 | 5.99 | 0.003 | 0 | [6 empty] | DEER:HVAC_Split-Package_HP | Annual | 20 | [13 empty] | CZ2022 | None
NE-HVAC-airHP-SpltPkg-240to759kBtuh-10p0eer-3p30cop | DEER2023 | D23 v1 | 2022-10-06 19:02 | Any | SCn | Rec | CZ06 | cDXHP | Cap-Tons | 343 | 250000 | None | 27.2 | 0.00913 | 0 | 16.7 | 0.0123 | 0 | [6 empty] | DEER:HVAC_Split-Package_HP | Annual | 20 | [13 empty] | CZ2022 | None
NE-HVAC-airHP-SpltPkg-240to759kBtuh-10p0eer-3p30cop | DEER2023 | D23 v1 | 2022-10-06 19:02 | Any | SCn | Rec | CZ07 | cDXHP | Cap-Tons | 329 | 250000 | None | 26.8 | 0.00561 | 0 | 13.1 | 0.00939 | 0 | [6 empty] | DEER:HVAC_Split-Package_HP | Annual | 20 | [13 empty] | CZ2022 | None
NE-HVAC-airHP-SpltPkg-240to759kBtuh-10p0eer-3p30cop | DEER2023 | D23 v1 | 2022-10-06 19:02 | Any | SCn | Rec | CZ08 | cDXHP | Cap-Tons | 271 | 250000 | None | 46.5 | 0.0163 | 0 | 42 | 0.0238 | 0 | [6 empty] | DEER:HVAC_Split-Package_HP | Annual | 20 | [13 empty] | CZ2022 | None
NE-HVAC-airHP-SpltPkg-240to759kBtuh-10p0eer-3p30cop | DEER2023 | D23 v1 | 2022-10-06 19:02 | Any | SCn | Rec | CZ09 | cDXHP | Cap-Tons | 323 | 250000 | None | 53.8 | 0.0228 | 0 | 32.9 | 0.0221 | 0 | [6 empty] | DEER:HVAC_Split-Package_HP | Annual | 20 | [13 empty] | CZ2022 | None
NE-HVAC-airHP-SpltPkg-240to759kBtuh-10p0eer-3p30cop | DEER2023 | D23 v1 | 2022-10-06 19:02 | Any | SCn | Rec | CZ10 | cDXHP | Cap-Tons | 300 | 250000 | None | 61.8 | 0.0201 | 0 | 45.6 | 0.0276 | 0 | [6 empty] | DEER:HVAC_Split-Package_HP | Annual | 20 | [13 empty] | CZ2022 | None
NE-HVAC-airHP-SpltPkg-240to759kBtuh-10p0eer-3p30cop | DEER2023 | D23 v1 | 2022-10-06 19:02 | Any | SCn | Rec | CZ11 | cDXHP | Cap-Tons | 310 | 250000 | None | 87.1 | 0.0208 | 0 | 49.1 | 0.0375 | 0 | [6 empty] | DEER:HVAC_Split-Package_HP | Annual | 20 | [13 empty] | CZ2022 | None
NE-HVAC-airHP-SpltPkg-240to759kBtuh-10p0eer-3p30cop | DEER2023 | D23 v1 | 2022-10-06 19:02 | Any | SCn | Rec | CZ12 | cDXHP | Cap-Tons | 294 | 250000 | None | 74.1 | 0.0217 | 0 | 32.8 | 0.0351 | 0 | [6 empty] | DEER:HVAC_Split-Package_HP | Annual | 20 | [13 empty] | CZ2022 | None
NE-HVAC-airHP-SpltPkg-240to759kBtuh-10p0eer-3p30cop | DEER2023 | D23 v1 | 2022-10-06 19:02 | Any | SCn | Rec | CZ13 | cDXHP | Cap-Tons | 323 | 250000 | None | 74.6 | 0.0202 | 0 | 54.3 | 0.0353 | 0 | [6 empty] | DEER:HVAC_Split-Package_HP | Annual | 20 | [13 empty] | CZ2022 | None
NE-HVAC-airHP-SpltPkg-240to759kBtuh-10p0eer-3p30cop | DEER2023 | D23 v1 | 2022-10-06 19:02 | Any | SCn | Rec | CZ14 | cDXHP | Cap-Tons | 308 | 250000 | None | 88 | 0.019 | 0 | 50.9 | 0.0347 | 0 | [6 empty] | DEER:HVAC_Split-Package_HP | Annual | 20 | [13 empty] | CZ2022 | None
NE-HVAC-airHP-SpltPkg-240to759kBtuh-10p0eer-3p30cop | DEER2023 | D23 v1 | 2022-10-06 19:02 | Any | SCn | Rec | CZ15 | cDXHP | Cap-Tons | 434 | 250000 | None | 85.1 | 0.0224 | 0 | 83.8 | 0.0396 | 0 | [6 empty] | DEER:HVAC_Split-Package_HP | Annual | 20 | [13 empty] | CZ2022 | None
NE-HVAC-airHP-SpltPkg-240to759kBtuh-10p0eer-3p30cop | DEER2023 | D23 v1 | 2022-10-06 19:02 | Any | SCn | Rec | CZ16 | cDXHP | Cap-Tons | 364 | 250000 | None | 89.2 | 0.00845 | 0 | 11.4 | 0.0108 | 0 | [6 empty] | DEER:HVAC_Split-Package_HP | Annual | 20 | [13 empty] | CZ2022 | None
NE-HVAC-airHP-SpltPkg-240to759kBtuh-9p7eer-3p30cop | DEER2023 | D23 v1 | 2022-10-06 17:53 | Any | Asm | New | CZ01 | cDXHP | Cap-Tons | 285 | 100000 | None | -93.5 | -0.0619 | 0 | 3.17 | 0.00933 | 0 | [6 empty] | DEER:HVAC_Split-Package_HP | Annual | 20 | [13 empty] | CZ2022 | None
NE-HVAC-airHP-SpltPkg-240to759kBtuh-9p7eer-3p30cop | DEER2023 | D23 v1 | 2022-10-06 17:53 | Any | Asm | New | CZ02 | cDXHP | Cap-Tons | 296 | 100000 | None | -221 | -0.123 | 0 | 32 | 0.0303 | 0 | [6 empty] | DEER:HVAC_Split-Package_HP | Annual | 20 | [13 empty] | CZ2022 | None
NE-HVAC-airHP-SpltPkg-240to759kBtuh-9p7eer-3p30cop | DEER2023 | D23 v1 | 2022-10-06 17:53 | Any | Asm | New | CZ03 | cDXHP | Cap-Tons | 305 | 100000 | None | -105 | -0.059 | 0 | 14.2 | 0.0186 | 0 | [6 empty] | DEER:HVAC_Split-Package_HP | Annual | 20 | [13 empty] | CZ2022 | None
NE-HVAC-airHP-SpltPkg-240to759kBtuh-9p7eer-3p30cop | DEER2023 | D23 v1 | 2022-10-06 17:53 | Any | Asm | New | CZ04 | cDXHP | Cap-Tons | 296 | 100000 | None | -217 | -0.124 | 0 | 39.7 | 0.035 | 0 | [6 empty] | DEER:HVAC_Split-Package_HP | Annual | 20 | [13 empty] | CZ2022 | None
NE-HVAC-airHP-SpltPkg-240to759kBtuh-9p7eer-3p30cop | DEER2023 | D23 v1 | 2022-10-06 17:53 | Any | Asm | New | CZ05 | cDXHP | Cap-Tons | 296 | 100000 | None | -149 | -0.055 | 0 | 18.5 | 0.0126 | 0 | [6 empty] | DEER:HVAC_Split-Package_HP | Annual | 20 | [13 empty] | CZ2022 | None
NE-HVAC-airHP-SpltPkg-240to759kBtuh-9p7eer-3p30cop | DEER2023 | D23 v1 | 2022-10-06 17:53 | Any | Asm | New | CZ06 | cDXHP | Cap-Tons | 327 | 100000 | None | -165 | -0.0518 | 0 | 36.4 | 0.0219 | 0 | [6 empty] | DEER:HVAC_Split-Package_HP | Annual | 20 | [13 empty] | CZ2022 | None
NE-HVAC-airHP-SpltPkg-240to759kBtuh-9p7eer-3p30cop | DEER2023 | D23 v1 | 2022-10-06 17:53 | Any | Asm | New | CZ07 | cDXHP | Cap-Tons | 317 | 100000 | None | -161 | -0.0431 | 0 | 30.4 | 0.0184 | 0 | [6 empty] | DEER:HVAC_Split-Package_HP | Annual | 20 | [13 empty] | CZ2022 | None
NE-HVAC-airHP-SpltPkg-240to759kBtuh-9p7eer-3p30cop | DEER2023 | D23 v1 | 2022-10-06 17:53 | Any | Asm | New | CZ08 | cDXHP | Cap-Tons | 315 | 100000 | None | -199 | -0.0929 | 0 | 51.9 | 0.0277 | 0 | [6 empty] | DEER:HVAC_Split-Package_HP | Annual | 20 | [13 empty] | CZ2022 | None
NE-HVAC-airHP-SpltPkg-240to759kBtuh-9p7eer-3p30cop | DEER2023 | D23 v1 | 2022-10-06 17:53 | Any | Asm | New | CZ09 | cDXHP | Cap-Tons | 410 | 100000 | None | -183 | -0.0864 | 0 | 39.9 | 0.0253 | 0 | [6 empty] | DEER:HVAC_Split-Package_HP | Annual | 20 | [13 empty] | CZ2022 | None
NE-HVAC-airHP-SpltPkg-240to759kBtuh-9p7eer-3p30cop | DEER2023 | D23 v1 | 2022-10-06 17:53 | Any | Asm | New | CZ10 | cDXHP | Cap-Tons | 377 | 100000 | None | -211 | -0.0952 | 0 | 50.2 | 0.0317 | 0 | [6 empty] | DEER:HVAC_Split-Package_HP | Annual | 20 | [13 empty] | CZ2022 | None
NE-HVAC-airHP-SpltPkg-240to759kBtuh-9p7eer-3p30cop | DEER2023 | D23 v1 | 2022-10-06 17:53 | Any | Asm | New | CZ11 | cDXHP | Cap-Tons | 408 | 100000 | None | -205 | -0.136 | 0 | 46.6 | 0.0377 | 0 | [6 empty] | DEER:HVAC_Split-Package_HP | Annual | 20 | [13 empty] | CZ2022 | None
NE-HVAC-airHP-SpltPkg-240to759kBtuh-9p7eer-3p30cop | DEER2023 | D23 v1 | 2022-10-06 17:53 | Any | Asm | New | CZ12 | cDXHP | Cap-Tons | 369 | 100000 | None | -192 | -0.134 | 0 | 40.4 | 0.0388 | 0 | [6 empty] | DEER:HVAC_Split-Package_HP | Annual | 20 | [13 empty] | CZ2022 | None
NE-HVAC-airHP-SpltPkg-240to759kBtuh-9p7eer-3p30cop | DEER2023 | D23 v1 | 2022-10-06 17:53 | Any | Asm | New | CZ13 | cDXHP | Cap-Tons | 414 | 100000 | None | -224 | -0.126 | 0 | 51.8 | 0.0391 | 0 | [6 empty] | DEER:HVAC_Split-Package_HP | Annual | 20 | [13 empty] | CZ2022 | None
NE-HVAC-airHP-SpltPkg-240to759kBtuh-9p7eer-3p30cop | DEER2023 | D23 v1 | 2022-10-06 17:53 | Any | Asm | New | CZ14 | cDXHP | Cap-Tons | 411 | 100000 | None | -204 | -0.124 | 0 | 44.7 | 0.0326 | 0 | [6 empty] | DEER:HVAC_Split-Package_HP | Annual | 20 | [13 empty] | CZ2022 | None
NE-HVAC-airHP-SpltPkg-240to759kBtuh-9p7eer-3p30cop | DEER2023 | D23 v1 | 2022-10-06 17:53 | Any | Asm | New | CZ15 | cDXHP | Cap-Tons | 532 | 100000 | None | -239 | -0.145 | 0 | 66.9 | 0.0394 | 0 | [6 empty] | DEER:HVAC_Split-Package_HP | Annual | 20 | [13 empty] | CZ2022 | None
NE-HVAC-airHP-SpltPkg-240to759kBtuh-9p7eer-3p30cop | DEER2023 | D23 v1 | 2022-10-06 17:53 | Any | Asm | New | CZ16 | cDXHP | Cap-Tons | 312 | 100000 | None | -80.4 | -0.0635 | 0 | 19 | 0.019 | 0 | [6 empty] | DEER:HVAC_Split-Package_HP | Annual | 20 | [13 empty] | CZ2022 | None
NE-HVAC-airHP-SpltPkg-240to759kBtuh-9p7eer-3p30cop | DEER2023 | D23 v1 | 2022-10-06 17:53 | Any | ECC | New | CZ01 | cDXHP | Cap-Tons | 697 | 300000 | None | -71.3 | -0.0574 | 0 | 4.1 | 0.0101 | 0 | [6 empty] | DEER:HVAC_Split-Package_HP | Annual | 20 | [13 empty] | CZ2022 | None
NE-HVAC-airHP-SpltPkg-240to759kBtuh-9p7eer-3p30cop | DEER2023 | D23 v1 | 2022-10-06 17:53 | Any | ECC | New | CZ02 | cDXHP | Cap-Tons | 744 | 300000 | None | -149 | -0.108 | 0 | 22.4 | 0.0273 | 0 | [6 empty] | DEER:HVAC_Split-Package_HP | Annual | 20 | [13 empty] | CZ2022 | None
NE-HVAC-airHP-SpltPkg-240to759kBtuh-9p7eer-3p30cop | DEER2023 | D23 v1 | 2022-10-06 17:53 | Any | ECC | New | CZ03 | cDXHP | Cap-Tons | 750 | 300000 | None | -128 | -0.0652 | 0 | 13 | 0.0186 | 0 | [6 empty] | DEER:HVAC_Split-Package_HP | Annual | 20 | [13 empty] | CZ2022 | None
NE-HVAC-airHP-SpltPkg-240to759kBtuh-9p7eer-3p30cop | DEER2023 | D23 v1 | 2022-10-06 17:53 | Any | ECC | New | CZ04 | cDXHP | Cap-Tons | 763 | 300000 | None | -173 | -0.113 | 0 | 27.5 | 0.0304 | 0 | [6 empty] | DEER:HVAC_Split-Package_HP | Annual | 20 | [13 empty] | CZ2022 | None
NE-HVAC-airHP-SpltPkg-240to759kBtuh-9p7eer-3p30cop | DEER2023 | D23 v1 | 2022-10-06 17:53 | Any | ECC | New | CZ05 | cDXHP | Cap-Tons | 733 | 300000 | None | -139 | -0.0552 | 0 | 16.6 | 0.013 | 0 | [6 empty] | DEER:HVAC_Split-Package_HP | Annual | 20 | [13 empty] | CZ2022 | None
NE-HVAC-airHP-SpltPkg-240to759kBtuh-9p7eer-3p30cop | DEER2023 | D23 v1 | 2022-10-06 17:53 | Any | ECC | New | CZ06 | cDXHP | Cap-Tons | 788 | 300000 | None | -173 | -0.0719 | 0 | 32.1 | 0.0221 | 0 | [6 empty] | DEER:HVAC_Split-Package_HP | Annual | 20 | [13 empty] | CZ2022 | None
NE-HVAC-airHP-SpltPkg-240to759kBtuh-9p7eer-3p30cop | DEER2023 | D23 v1 | 2022-10-06 17:53 | Any | ECC | New | CZ07 | cDXHP | Cap-Tons | 778 | 300000 | None | -172 | -0.0559 | 0 | 27.7 | 0.0189 | 0 | [6 empty] | DEER:HVAC_Split-Package_HP | Annual | 20 | [13 empty] | CZ2022 | None
NE-HVAC-airHP-SpltPkg-240to759kBtuh-9p7eer-3p30cop | DEER2023 | D23 v1 | 2022-10-06 17:53 | Any | ECC | New | CZ08 | cDXHP | Cap-Tons | 786 | 300000 | None | -200 | -0.102 | 0 | 41.4 | 0.0263 | 0 | [6 empty] | DEER:HVAC_Split-Package_HP | Annual | 20 | [13 empty] | CZ2022 | None
NE-HVAC-airHP-SpltPkg-240to759kBtuh-9p7eer-3p30cop | DEER2023 | D23 v1 | 2022-10-06 17:53 | Any | ECC | New | CZ09 | cDXHP | Cap-Tons | 977 | 300000 | None | -173 | -0.0845 | 0 | 31 | 0.024 | 0 | [6 empty] | DEER:HVAC_Split-Package_HP | Annual | 20 | [13 empty] | CZ2022 | None
NE-HVAC-airHP-SpltPkg-240to759kBtuh-9p7eer-3p30cop | DEER2023 | D23 v1 | 2022-10-06 17:53 | Any | ECC | New | CZ10 | cDXHP | Cap-Tons | 908 | 300000 | None | -192 | -0.056 | 0 | 37.8 | 0.0194 | 0 | [6 empty] | DEER:HVAC_Split-Package_HP | Annual | 20 | [13 empty] | CZ2022 | None
NE-HVAC-airHP-SpltPkg-240to759kBtuh-9p7eer-3p30cop | DEER2023 | D23 v1 | 2022-10-06 17:53 | Any | ECC | New | CZ11 | cDXHP | Cap-Tons | 901 | 300000 | None | -192 | -0.0797 | 0 | 34.8 | 0.0253 | 0 | [6 empty] | DEER:HVAC_Split-Package_HP | Annual | 20 | [13 empty] | CZ2022 | None
NE-HVAC-airHP-SpltPkg-240to759kBtuh-9p7eer-3p30cop | DEER2023 | D23 v1 | 2022-10-06 17:53 | Any | ECC | New | CZ12 | cDXHP | Cap-Tons | 818 | 300000 | None | -183 | -0.0887 | 0 | 31 | 0.0255 | 0 | [6 empty] | DEER:HVAC_Split-Package_HP | Annual | 20 | [13 empty] | CZ2022 | None
NE-HVAC-airHP-SpltPkg-240to759kBtuh-9p7eer-3p30cop | DEER2023 | D23 v1 | 2022-10-06 17:53 | Any | ECC | New | CZ13 | cDXHP | Cap-Tons | 899 | 300000 | None | -206 | -0.0854 | 0 | 40.4 | 0.0263 | 0 | [6 empty] | DEER:HVAC_Split-Package_HP | Annual | 20 | [13 empty] | CZ2022 | None
NE-HVAC-airHP-SpltPkg-240to759kBtuh-9p7eer-3p30cop | DEER2023 | D23 v1 | 2022-10-06 17:53 | Any | ECC | New | CZ14 | cDXHP | Cap-Tons | 937 | 300000 | None | -181 | -0.0666 | 0 | 33.9 | 0.0214 | 0 | [6 empty] | DEER:HVAC_Split-Package_HP | Annual | 20 | [13 empty] | CZ2022 | None
NE-HVAC-airHP-SpltPkg-240to759kBtuh-9p7eer-3p30cop | DEER2023 | D23 v1 | 2022-10-06 17:53 | Any | ECC | New | CZ15 | cDXHP | Cap-Tons | 1240 | 300000 | None | -217 | -0.0705 | 0 | 52.1 | 0.0255 | 0 | [6 empty] | DEER:HVAC_Split-Package_HP | Annual | 20 | [13 empty] | CZ2022 | None
NE-HVAC-airHP-SpltPkg-240to759kBtuh-9p7eer-3p30cop | DEER2023 | D23 v1 | 2022-10-06 17:53 | Any | ECC | New | CZ16 | cDXHP | Cap-Tons | 783 | 300000 | None | -110 | -0.00842 | 0 | 14.6 | 0.00231 | 0 | [6 empty] | DEER:HVAC_Split-Package_HP | Annual | 20 | [13 empty] | CZ2022 | None
NE-HVAC-airHP-SpltPkg-240to759kBtuh-9p7eer-3p30cop | DEER2023 | D23 v1 | 2022-10-06 17:53 | Any | EPr | New | CZ01 | cDXHP | Cap-Tons | 107 | 50000 | None | -36.8 | -0.0277 | 0 | 3.26 | 0.00467 | 0 | [6 empty] | DEER:HVAC_Split-Package_HP | Annual | 20 | [13 empty] | CZ2022 | None
NE-HVAC-airHP-SpltPkg-240to759kBtuh-9p7eer-3p30cop | DEER2023 | D23 v1 | 2022-10-06 17:53 | Any | EPr | New | CZ02 | cDXHP | Cap-Tons | 116 | 50000 | None | -93.7 | -0.0538 | 0 | 14.8 | 0.0156 | 0 | [6 empty] | DEER:HVAC_Split-Package_HP | Annual | 20 | [13 empty] | CZ2022 | None
NE-HVAC-airHP-SpltPkg-240to759kBtuh-9p7eer-3p30cop | DEER2023 | D23 v1 | 2022-10-06 17:53 | Any | EPr | New | CZ03 | cDXHP | Cap-Tons | 117 | 50000 | None | -78.7 | -0.0364 | 0 | 8.56 | 0.00931 | 0 | [6 empty] | DEER:HVAC_Split-Package_HP | Annual | 20 | [13 empty] | CZ2022 | None
NE-HVAC-airHP-SpltPkg-240to759kBtuh-9p7eer-3p30cop | DEER2023 | D23 v1 | 2022-10-06 17:53 | Any | EPr | New | CZ04 | cDXHP | Cap-Tons | 119 | 50000 | None | -111 | -0.059 | 0 | 17.9 | 0.0169 | 0 | [6 empty] | DEER:HVAC_Split-Package_HP | Annual | 20 | [13 empty] | CZ2022 | None
NE-HVAC-airHP-SpltPkg-240to759kBtuh-9p7eer-3p30cop | DEER2023 | D23 v1 | 2022-10-06 17:53 | Any | EPr | New | CZ05 | cDXHP | Cap-Tons | 114 | 50000 | None | -87.6 | -0.0332 | 0 | 11.8 | 0.00717 | 0 | [6 empty] | DEER:HVAC_Split-Package_HP | Annual | 20 | [13 empty] | CZ2022 | None
NE-HVAC-airHP-SpltPkg-240to759kBtuh-9p7eer-3p30cop | DEER2023 | D23 v1 | 2022-10-06 17:53 | Any | EPr | New | CZ06 | cDXHP | Cap-Tons | 125 | 50000 | None | -112 | -0.0318 | 0 | 20 | 0.0111 | 0 | [6 empty] | DEER:HVAC_Split-Package_HP | Annual | 20 | [13 empty] | CZ2022 | None
NE-HVAC-airHP-SpltPkg-240to759kBtuh-9p7eer-3p30cop | DEER2023 | D23 v1 | 2022-10-06 17:53 | Any | EPr | New | CZ07 | cDXHP | Cap-Tons | 123 | 50000 | None | -107 | -0.031 | 0 | 16.3 | 0.00948 | 0 | [6 empty] | DEER:HVAC_Split-Package_HP | Annual | 20 | [13 empty] | CZ2022 | None
NE-HVAC-airHP-SpltPkg-240to759kBtuh-9p7eer-3p30cop | DEER2023 | D23 v1 | 2022-10-06 17:53 | Any | EPr | New | CZ08 | cDXHP | Cap-Tons | 128 | 50000 | None | -125 | -0.0416 | 0 | 26.1 | 0.0137 | 0 | [6 empty] | DEER:HVAC_Split-Package_HP | Annual | 20 | [13 empty] | CZ2022 | None
NE-HVAC-airHP-SpltPkg-240to759kBtuh-9p7eer-3p30cop | DEER2023 | D23 v1 | 2022-10-06 17:53 | Any | EPr | New | CZ09 | cDXHP | Cap-Tons | 160 | 50000 | None | -118 | -0.0399 | 0 | 19.3 | 0.0131 | 0 | [6 empty] | DEER:HVAC_Split-Package_HP | Annual | 20 | [13 empty] | CZ2022 | None
NE-HVAC-airHP-SpltPkg-240to759kBtuh-9p7eer-3p30cop | DEER2023 | D23 v1 | 2022-10-06 17:53 | Any | EPr | New | CZ10 | cDXHP | Cap-Tons | 147 | 50000 | None | -123 | -0.00491 | 0 | 24.4 | 0.00151 | 0 | [6 empty] | DEER:HVAC_Split-Package_HP | Annual | 20 | [13 empty] | CZ2022 | None
NE-HVAC-airHP-SpltPkg-240to759kBtuh-9p7eer-3p30cop | DEER2023 | D23 v1 | 2022-10-06 17:53 | Any | EPr | New | CZ11 | cDXHP | Cap-Tons | 150 | 50000 | None | -124 | -0.0117 | 0 | 22.1 | 0.00364 | 0 | [6 empty] | DEER:HVAC_Split-Package_HP | Annual | 20 | [13 empty] | CZ2022 | None
NE-HVAC-airHP-SpltPkg-240to759kBtuh-9p7eer-3p30cop | DEER2023 | D23 v1 | 2022-10-06 17:53 | Any | EPr | New | CZ12 | cDXHP | Cap-Tons | 130 | 50000 | None | -114 | -0.006 | 0 | 19.5 | 0.00183 | 0 | [6 empty] | DEER:HVAC_Split-Package_HP | Annual | 20 | [13 empty] | CZ2022 | None
NE-HVAC-airHP-SpltPkg-240to759kBtuh-9p7eer-3p30cop | DEER2023 | D23 v1 | 2022-10-06 17:53 | Any | EPr | New | CZ13 | cDXHP | Cap-Tons | 150 | 50000 | None | -130 | -0.0162 | 0 | 25.3 | 0.00501 | 0 | [6 empty] | DEER:HVAC_Split-Package_HP | Annual | 20 | [13 empty] | CZ2022 | None
NE-HVAC-airHP-SpltPkg-240to759kBtuh-9p7eer-3p30cop | DEER2023 | D23 v1 | 2022-10-06 17:53 | Any | EPr | New | CZ14 | cDXHP | Cap-Tons | 159 | 50000 | None | -114 | -0.00904 | 0 | 21.4 | 0.00289 | 0 | [6 empty] | DEER:HVAC_Split-Package_HP | Annual | 20 | [13 empty] | CZ2022 | None
NE-HVAC-airHP-SpltPkg-240to759kBtuh-9p7eer-3p30cop | DEER2023 | D23 v1 | 2022-10-06 17:53 | Any | EPr | New | CZ15 | cDXHP | Cap-Tons | 218 | 50000 | None | -143 | -0.0201 | 0 | 35 | 0.00712 | 0 | [6 empty] | DEER:HVAC_Split-Package_HP | Annual | 20 | [13 empty] | CZ2022 | None
NE-HVAC-airHP-SpltPkg-240to759kBtuh-9p7eer-3p30cop | DEER2023 | D23 v1 | 2022-10-06 17:53 | Any | EPr | New | CZ16 | cDXHP | Cap-Tons | 124 | 50000 | None | -50.5 | -0.00177 | 0 | 8.86 | 0.00049 | 0 | [6 empty] | DEER:HVAC_Split-Package_HP | Annual | 20 | [13 empty] | CZ2022 | None
NE-HVAC-airHP-SpltPkg-240to759kBtuh-9p7eer-3p30cop | DEER2023 | D23 v1 | 2022-10-06 17:53 | Any | ERC | New | CZ01 | cDXHP | Cap-Tons | 4.6 | 1920 | None | 136 | -0.00152 | 0 | 3.5 | 0.00043 | 0 | [6 empty] | DEER:HVAC_Split-Package_HP | Annual | 20 | [13 empty] | CZ2022 | None
NE-HVAC-airHP-SpltPkg-240to759kBtuh-9p7eer-3p30cop | DEER2023 | D23 v1 | 2022-10-06 17:53 | Any | ERC | New | CZ02 | cDXHP | Cap-Tons | 5.15 | 1920 | None | 11.4 | -0.0225 | 0 | 14.6 | 0.00602 | 0 | [6 empty] | DEER:HVAC_Split-Package_HP | Annual | 20 | [13 empty] | CZ2022 | None
NE-HVAC-airHP-SpltPkg-240to759kBtuh-9p7eer-3p30cop | DEER2023 | D23 v1 | 2022-10-06 17:53 | Any | ERC | New | CZ03 | cDXHP | Cap-Tons | 5.25 | 1920 | None | -1.22 | -0.00991 | 0 | 9.1 | 0.0021 | 0 | [6 empty] | DEER:HVAC_Split-Package_HP | Annual | 20 | [13 empty] | CZ2022 | None
NE-HVAC-airHP-SpltPkg-240to759kBtuh-9p7eer-3p30cop | DEER2023 | D23 v1 | 2022-10-06 17:53 | Any | ERC | New | CZ04 | cDXHP | Cap-Tons | 5.59 | 1920 | None | -35.5 | -0.0243 | 0 | 16.7 | 0.00661 | 0 | [6 empty] | DEER:HVAC_Split-Package_HP | Annual | 20 | [13 empty] | CZ2022 | None
NE-HVAC-airHP-SpltPkg-240to759kBtuh-9p7eer-3p30cop | DEER2023 | D23 v1 | 2022-10-06 17:53 | Any | ERC | New | CZ05 | cDXHP | Cap-Tons | 4.95 | 1920 | None | -24.6 | -0.00606 | 0 | 14.2 | 0.00121 | 0 | [6 empty] | DEER:HVAC_Split-Package_HP | Annual | 20 | [13 empty] | CZ2022 | None
NE-HVAC-airHP-SpltPkg-240to759kBtuh-9p7eer-3p30cop | DEER2023 | D23 v1 | 2022-10-06 17:53 | Any | ERC | New | CZ06 | cDXHP | Cap-Tons | 5.79 | 1920 | None | -78.1 | -0.013 | 0 | 20.2 | 0.00276 | 0 | [6 empty] | DEER:HVAC_Split-Package_HP | Annual | 20 | [13 empty] | CZ2022 | None
NE-HVAC-airHP-SpltPkg-240to759kBtuh-9p7eer-3p30cop | DEER2023 | D23 v1 | 2022-10-06 17:53 | Any | ERC | New | CZ07 | cDXHP | Cap-Tons | 5.57 | 1920 | None | -76.7 | -0.007 | 0 | 16.6 | 0.00143 | 0 | [6 empty] | DEER:HVAC_Split-Package_HP | Annual | 20 | [13 empty] | CZ2022 | None
NE-HVAC-airHP-SpltPkg-240to759kBtuh-9p7eer-3p30cop | DEER2023 | D23 v1 | 2022-10-06 17:53 | Any | ERC | New | CZ08 | cDXHP | Cap-Tons | 6.13 | 1920 | None | -78.5 | -0.0247 | 0 | 25.4 | 0.00588 | 0 | [6 empty] | DEER:HVAC_Split-Package_HP | Annual | 20 | [13 empty] | CZ2022 | None
NE-HVAC-airHP-SpltPkg-240to759kBtuh-9p7eer-3p30cop | DEER2023 | D23 v1 | 2022-10-06 17:53 | Any | ERC | New | CZ09 | cDXHP | Cap-Tons | 7.8 | 1920 | None | -33.4 | -0.0218 | 0 | 17.7 | 0.00538 | 0 | [6 empty] | DEER:HVAC_Split-Package_HP | Annual | 20 | [13 empty] | CZ2022 | None
NE-HVAC-airHP-SpltPkg-240to759kBtuh-9p7eer-3p30cop | DEER2023 | D23 v1 | 2022-10-06 17:53 | Any | ERC | New | CZ10 | cDXHP | Cap-Tons | 7.18 | 1920 | None | -49.3 | -0.0235 | 0 | 23.2 | 0.00446 | 0 | [6 empty] | DEER:HVAC_Split-Package_HP | Annual | 20 | [13 empty] | CZ2022 | None
NE-HVAC-airHP-SpltPkg-240to759kBtuh-9p7eer-3p30cop | DEER2023 | D23 v1 | 2022-10-06 17:53 | Any | ERC | New | CZ11 | cDXHP | Cap-Tons | 7.28 | 1920 | None | -20.9 | -0.0442 | 0 | 21.6 | 0.00947 | 0 | [6 empty] | DEER:HVAC_Split-Package_HP | Annual | 20 | [13 empty] | CZ2022 | None
NE-HVAC-airHP-SpltPkg-240to759kBtuh-9p7eer-3p30cop | DEER2023 | D23 v1 | 2022-10-06 17:53 | Any | ERC | New | CZ12 | cDXHP | Cap-Tons | 6.24 | 1920 | None | -25.9 | -0.0388 | 0 | 18.3 | 0.00817 | 0 | [6 empty] | DEER:HVAC_Split-Package_HP | Annual | 20 | [13 empty] | CZ2022 | None
NE-HVAC-airHP-SpltPkg-240to759kBtuh-9p7eer-3p30cop | DEER2023 | D23 v1 | 2022-10-06 17:53 | Any | ERC | New | CZ13 | cDXHP | Cap-Tons | 7.29 | 1920 | None | -52.8 | -0.0537 | 0 | 25.3 | 0.0102 | 0 | [6 empty] | DEER:HVAC_Split-Package_HP | Annual | 20 | [13 empty] | CZ2022 | None
NE-HVAC-airHP-SpltPkg-240to759kBtuh-9p7eer-3p30cop | DEER2023 | D23 v1 | 2022-10-06 17:53 | Any | ERC | New | CZ14 | cDXHP | Cap-Tons | 7.73 | 1920 | None | -17 | -0.0372 | 0 | 21.4 | 0.00764 | 0 | [6 empty] | DEER:HVAC_Split-Package_HP | Annual | 20 | [13 empty] | CZ2022 | None
NE-HVAC-airHP-SpltPkg-240to759kBtuh-9p7eer-3p30cop | DEER2023 | D23 v1 | 2022-10-06 17:53 | Any | ERC | New | CZ15 | cDXHP | Cap-Tons | 10.3 | 1920 | None | -66.6 | -0.0536 | 0 | 36.3 | 0.0112 | 0 | [6 empty] | DEER:HVAC_Split-Package_HP | Annual | 20 | [13 empty] | CZ2022 | None
NE-HVAC-airHP-SpltPkg-240to759kBtuh-9p7eer-3p30cop | DEER2023 | D23 v1 | 2022-10-06 17:53 | Any | ERC | New | CZ16 | cDXHP | Cap-Tons | 5.33 | 1920 | None | 105 | -0.00338 | 0 | 8.91 | 0.00075 | 0 | [6 empty] | DEER:HVAC_Split-Package_HP | Annual | 20 | [13 empty] | CZ2022 | None
NE-HVAC-airHP-SpltPkg-240to759kBtuh-9p7eer-3p30cop | DEER2023 | D23 v1 | 2022-10-06 17:53 | Any | ESe | New | CZ01 | cDXHP | Cap-Tons | 351 | 150000 | None | -43.2 | -0.0273 | 0 | 3.4 | 0.00488 | 0 | [6 empty] | DEER:HVAC_Split-Package_HP | Annual | 20 | [13 empty] | CZ2022 | None
NE-HVAC-airHP-SpltPkg-240to759kBtuh-9p7eer-3p30cop | DEER2023 | D23 v1 | 2022-10-06 17:53 | Any | ESe | New | CZ02 | cDXHP | Cap-Tons | 390 | 150000 | None | -92.9 | -0.0527 | 0 | 14.4 | 0.0151 | 0 | [6 empty] | DEER:HVAC_Split-Package_HP | Annual | 20 | [13 empty] | CZ2022 | None
NE-HVAC-airHP-SpltPkg-240to759kBtuh-9p7eer-3p30cop | DEER2023 | D23 v1 | 2022-10-06 17:53 | Any | ESe | New | CZ03 | cDXHP | Cap-Tons | 382 | 150000 | None | -82.3 | -0.0326 | 0 | 8.75 | 0.00956 | 0 | [6 empty] | DEER:HVAC_Split-Package_HP | Annual | 20 | [13 empty] | CZ2022 | None
NE-HVAC-airHP-SpltPkg-240to759kBtuh-9p7eer-3p30cop | DEER2023 | D23 v1 | 2022-10-06 17:53 | Any | ESe | New | CZ04 | cDXHP | Cap-Tons | 401 | 150000 | None | -112 | -0.0549 | 0 | 17.8 | 0.0164 | 0 | [6 empty] | DEER:HVAC_Split-Package_HP | Annual | 20 | [13 empty] | CZ2022 | None
NE-HVAC-airHP-SpltPkg-240to759kBtuh-9p7eer-3p30cop | DEER2023 | D23 v1 | 2022-10-06 17:53 | Any | ESe | New | CZ05 | cDXHP | Cap-Tons | 369 | 150000 | None | -92.3 | -0.0317 | 0 | 12.1 | 0.00789 | 0 | [6 empty] | DEER:HVAC_Split-Package_HP | Annual | 20 | [13 empty] | CZ2022 | None
NE-HVAC-airHP-SpltPkg-240to759kBtuh-9p7eer-3p30cop | DEER2023 | D23 v1 | 2022-10-06 17:53 | Any | ESe | New | CZ06 | cDXHP | Cap-Tons | 398 | 150000 | None | -117 | -0.03 | 0 | 20.9 | 0.0111 | 0 | [6 empty] | DEER:HVAC_Split-Package_HP | Annual | 20 | [13 empty] | CZ2022 | None
NE-HVAC-airHP-SpltPkg-240to759kBtuh-9p7eer-3p30cop | DEER2023 | D23 v1 | 2022-10-06 17:53 | Any | ESe | New | CZ07 | cDXHP | Cap-Tons | 389 | 150000 | None | -116 | -0.0284 | 0 | 17.9 | 0.00979 | 0 | [6 empty] | DEER:HVAC_Split-Package_HP | Annual | 20 | [13 empty] | CZ2022 | None
NE-HVAC-airHP-SpltPkg-240to759kBtuh-9p7eer-3p30cop | DEER2023 | D23 v1 | 2022-10-06 17:53 | Any | ESe | New | CZ08 | cDXHP | Cap-Tons | 401 | 150000 | None | -141 | -0.0434 | 0 | 29 | 0.0142 | 0 | [6 empty] | DEER:HVAC_Split-Package_HP | Annual | 20 | [13 empty] | CZ2022 | None
NE-HVAC-airHP-SpltPkg-240to759kBtuh-9p7eer-3p30cop | DEER2023 | D23 v1 | 2022-10-06 17:53 | Any | ESe | New | CZ09 | cDXHP | Cap-Tons | 506 | 150000 | None | -120 | -0.037 | 0 | 21.1 | 0.0132 | 0 | [6 empty] | DEER:HVAC_Split-Package_HP | Annual | 20 | [13 empty] | CZ2022 | None
NE-HVAC-airHP-SpltPkg-240to759kBtuh-9p7eer-3p30cop | DEER2023 | D23 v1 | 2022-10-06 17:53 | Any | ESe | New | CZ10 | cDXHP | Cap-Tons | 465 | 150000 | None | -136 | -0.0179 | 0 | 26.8 | 0.00617 | 0 | [6 empty] | DEER:HVAC_Split-Package_HP | Annual | 20 | [13 empty] | CZ2022 | None
NE-HVAC-airHP-SpltPkg-240to759kBtuh-9p7eer-3p30cop | DEER2023 | D23 v1 | 2022-10-06 17:53 | Any | ESe | New | CZ11 | cDXHP | Cap-Tons | 460 | 150000 | None | -135 | -0.0224 | 0 | 24.2 | 0.00766 | 0 | [6 empty] | DEER:HVAC_Split-Package_HP | Annual | 20 | [13 empty] | CZ2022 | None
NE-HVAC-airHP-SpltPkg-240to759kBtuh-9p7eer-3p30cop | DEER2023 | D23 v1 | 2022-10-06 17:53 | Any | ESe | New | CZ12 | cDXHP | Cap-Tons | 421 | 150000 | None | -122 | -0.0223 | 0 | 20.6 | 0.00714 | 0 | [6 empty] | DEER:HVAC_Split-Package_HP | Annual | 20 | [13 empty] | CZ2022 | None
NE-HVAC-airHP-SpltPkg-240to759kBtuh-9p7eer-3p30cop | DEER2023 | D23 v1 | 2022-10-06 17:53 | Any | ESe | New | CZ13 | cDXHP | Cap-Tons | 460 | 150000 | None | -146 | -0.0243 | 0 | 28.1 | 0.00818 | 0 | [6 empty] | DEER:HVAC_Split-Package_HP | Annual | 20 | [13 empty] | CZ2022 | None
NE-HVAC-airHP-SpltPkg-240to759kBtuh-9p7eer-3p30cop | DEER2023 | D23 v1 | 2022-10-06 17:53 | Any | ESe | New | CZ14 | cDXHP | Cap-Tons | 484 | 150000 | None | -126 | -0.0192 | 0 | 23 | 0.00615 | 0 | [6 empty] | DEER:HVAC_Split-Package_HP | Annual | 20 | [13 empty] | CZ2022 | None
NE-HVAC-airHP-SpltPkg-240to759kBtuh-9p7eer-3p30cop | DEER2023 | D23 v1 | 2022-10-06 17:53 | Any | ESe | New | CZ15 | cDXHP | Cap-Tons | 645 | 150000 | None | -166 | -0.0234 | 0 | 38.7 | 0.00861 | 0 | [6 empty] | DEER:HVAC_Split-Package_HP | Annual | 20 | [13 empty] | CZ2022 | None
NE-HVAC-airHP-SpltPkg-240to759kBtuh-9p7eer-3p30cop | DEER2023 | D23 v1 | 2022-10-06 17:53 | Any | ESe | New | CZ16 | cDXHP | Cap-Tons | 402 | 150000 | None | -63.7 | -0.00677 | 0 | 9.79 | 0.00204 | 0 | [6 empty] | DEER:HVAC_Split-Package_HP | Annual | 20 | [13 empty] | CZ2022 | None
NE-HVAC-airHP-SpltPkg-240to759kBtuh-9p7eer-3p30cop | DEER2023 | D23 v1 | 2022-10-06 17:53 | Any | EUn | New | CZ01 | cDXHP | Cap-Tons | 1860 | 930000 | None | -83.2 | -0.0605 | 0 | 4.77 | 0.011 | 0 | [6 empty] | DEER:HVAC_Split-Package_HP | Annual | 20 | [13 empty] | CZ2022 | None
NE-HVAC-airHP-SpltPkg-240to759kBtuh-9p7eer-3p30cop | DEER2023 | D23 v1 | 2022-10-06 17:53 | Any | EUn | New | CZ02 | cDXHP | Cap-Tons | 1960 | 930000 | None | -175 | -0.117 | 0 | 26.3 | 0.0294 | 0 | [6 empty] | DEER:HVAC_Split-Package_HP | Annual | 20 | [13 empty] | CZ2022 | None
NE-HVAC-airHP-SpltPkg-240to759kBtuh-9p7eer-3p30cop | DEER2023 | D23 v1 | 2022-10-06 17:53 | Any | EUn | New | CZ03 | cDXHP | Cap-Tons | 1970 | 930000 | None | -146 | -0.0719 | 0 | 15.3 | 0.0201 | 0 | [6 empty] | DEER:HVAC_Split-Package_HP | Annual | 20 | [13 empty] | CZ2022 | None
NE-HVAC-airHP-SpltPkg-240to759kBtuh-9p7eer-3p30cop | DEER2023 | D23 v1 | 2022-10-06 17:53 | Any | EUn | New | CZ04 | cDXHP | Cap-Tons | 2010 | 930000 | None | -200 | -0.125 | 0 | 31.8 | 0.0326 | 0 | [6 empty] | DEER:HVAC_Split-Package_HP | Annual | 20 | [13 empty] | CZ2022 | None
NE-HVAC-airHP-SpltPkg-240to759kBtuh-9p7eer-3p30cop | DEER2023 | D23 v1 | 2022-10-06 17:53 | Any | EUn | New | CZ05 | cDXHP | Cap-Tons | 1920 | 930000 | None | -158 | -0.0604 | 0 | 19.3 | 0.0144 | 0 | [6 empty] | DEER:HVAC_Split-Package_HP | Annual | 20 | [13 empty] | CZ2022 | None
NE-HVAC-airHP-SpltPkg-240to759kBtuh-9p7eer-3p30cop | DEER2023 | D23 v1 | 2022-10-06 17:53 | Any | EUn | New | CZ06 | cDXHP | Cap-Tons | 2050 | 930000 | None | -197 | -0.0719 | 0 | 35.9 | 0.0231 | 0 | [6 empty] | DEER:HVAC_Split-Package_HP | Annual | 20 | [13 empty] | CZ2022 | None
NE-HVAC-airHP-SpltPkg-240to759kBtuh-9p7eer-3p30cop | DEER2023 | D23 v1 | 2022-10-06 17:53 | Any | EUn | New | CZ07 | cDXHP | Cap-Tons | 2010 | 930000 | None | -193 | -0.0611 | 0 | 30.6 | 0.0201 | 0 | [6 empty] | DEER:HVAC_Split-Package_HP | Annual | 20 | [13 empty] | CZ2022 | None
NE-HVAC-airHP-SpltPkg-240to759kBtuh-9p7eer-3p30cop | DEER2023 | D23 v1 | 2022-10-06 17:53 | Any | EUn | New | CZ08 | cDXHP | Cap-Tons | 2000 | 930000 | None | -230 | -0.108 | 0 | 47 | 0.0282 | 0 | [6 empty] | DEER:HVAC_Split-Package_HP | Annual | 20 | [13 empty] | CZ2022 | None
NE-HVAC-airHP-SpltPkg-240to759kBtuh-9p7eer-3p30cop | DEER2023 | D23 v1 | 2022-10-06 17:53 | Any | EUn | New | CZ09 | cDXHP | Cap-Tons | 2510 | 930000 | None | -200 | -0.0927 | 0 | 35.6 | 0.0258 | 0 | [6 empty] | DEER:HVAC_Split-Package_HP | Annual | 20 | [13 empty] | CZ2022 | None
NE-HVAC-airHP-SpltPkg-240to759kBtuh-9p7eer-3p30cop | DEER2023 | D23 v1 | 2022-10-06 17:53 | Any | EUn | New | CZ10 | cDXHP | Cap-Tons | 2340 | 930000 | None | -222 | -0.0781 | 0 | 43 | 0.0249 | 0 | [6 empty] | DEER:HVAC_Split-Package_HP | Annual | 20 | [13 empty] | CZ2022 | None
NE-HVAC-airHP-SpltPkg-240to759kBtuh-9p7eer-3p30cop | DEER2023 | D23 v1 | 2022-10-06 17:53 | Any | EUn | New | CZ11 | cDXHP | Cap-Tons | 2330 | 930000 | None | -224 | -0.113 | 0 | 41 | 0.0335 | 0 | [6 empty] | DEER:HVAC_Split-Package_HP | Annual | 20 | [13 empty] | CZ2022 | None
NE-HVAC-airHP-SpltPkg-240to759kBtuh-9p7eer-3p30cop | DEER2023 | D23 v1 | 2022-10-06 17:53 | Any | EUn | New | CZ12 | cDXHP | Cap-Tons | 2140 | 930000 | None | -215 | -0.12 | 0 | 36.3 | 0.0333 | 0 | [6 empty] | DEER:HVAC_Split-Package_HP | Annual | 20 | [13 empty] | CZ2022 | None
NE-HVAC-airHP-SpltPkg-240to759kBtuh-9p7eer-3p30cop | DEER2023 | D23 v1 | 2022-10-06 17:53 | Any | EUn | New | CZ13 | cDXHP | Cap-Tons | 2340 | 930000 | None | -239 | -0.119 | 0 | 46.6 | 0.0343 | 0 | [6 empty] | DEER:HVAC_Split-Package_HP | Annual | 20 | [13 empty] | CZ2022 | None
NE-HVAC-airHP-SpltPkg-240to759kBtuh-9p7eer-3p30cop | DEER2023 | D23 v1 | 2022-10-06 17:53 | Any | EUn | New | CZ14 | cDXHP | Cap-Tons | 2400 | 930000 | None | -214 | -0.0956 | 0 | 39.9 | 0.028 | 0 | [6 empty] | DEER:HVAC_Split-Package_HP | Annual | 20 | [13 empty] | CZ2022 | None
NE-HVAC-airHP-SpltPkg-240to759kBtuh-9p7eer-3p30cop | DEER2023 | D23 v1 | 2022-10-06 17:53 | Any | EUn | New | CZ15 | cDXHP | Cap-Tons | 3160 | 930000 | None | -249 | -0.102 | 0 | 58.8 | 0.0328 | 0 | [6 empty] | DEER:HVAC_Split-Package_HP | Annual | 20 | [13 empty] | CZ2022 | None
NE-HVAC-airHP-SpltPkg-240to759kBtuh-9p7eer-3p30cop | DEER2023 | D23 v1 | 2022-10-06 17:53 | Any | EUn | New | CZ16 | cDXHP | Cap-Tons | 2020 | 930000 | None | -127 | -0.00773 | 0 | 17.3 | 0.00223 | 0 | [6 empty] | DEER:HVAC_Split-Package_HP | Annual | 20 | [13 empty] | CZ2022 | None
NE-HVAC-airHP-SpltPkg-240to759kBtuh-9p7eer-3p30cop | DEER2023 | D23 v1 | 2022-10-06 17:53 | Any | Gro | New | CZ01 | cDXHP | Cap-Tons | 56.5 | 50000 | None | -114 | -0.0453 | 0.00402 | 26.6 | 0.00719 | 0 | [6 empty] | DEER:HVAC_Split-Package_HP | Annual | 20 | [13 empty] | CZ2022 | None
NE-HVAC-airHP-SpltPkg-240to759kBtuh-9p7eer-3p30cop | DEER2023 | D23 v1 | 2022-10-06 17:53 | Any | Gro | New | CZ02 | cDXHP | Cap-Tons | 98.6 | 50000 | None | -178 | -0.0542 | 0.00551 | 44.1 | 0.0161 | 0 | [6 empty] | DEER:HVAC_Split-Package_HP | Annual | 20 | [13 empty] | CZ2022 | None
NE-HVAC-airHP-SpltPkg-240to759kBtuh-9p7eer-3p30cop | DEER2023 | D23 v1 | 2022-10-06 17:53 | Any | Gro | New | CZ03 | cDXHP | Cap-Tons | 68.7 | 50000 | None | -198 | -0.0545 | 0.00582 | 35.2 | 0.0124 | 0 | [6 empty] | DEER:HVAC_Split-Package_HP | Annual | 20 | [13 empty] | CZ2022 | None
NE-HVAC-airHP-SpltPkg-240to759kBtuh-9p7eer-3p30cop | DEER2023 | D23 v1 | 2022-10-06 17:53 | Any | Gro | New | CZ04 | cDXHP | Cap-Tons | 89.7 | 50000 | None | -215 | -0.0615 | 0.00141 | 43.7 | 0.0213 | 0 | [6 empty] | DEER:HVAC_Split-Package_HP | Annual | 20 | [13 empty] | CZ2022 | None
NE-HVAC-airHP-SpltPkg-240to759kBtuh-9p7eer-3p30cop | DEER2023 | D23 v1 | 2022-10-06 17:53 | Any | Gro | New | CZ05 | cDXHP | Cap-Tons | 67.2 | 50000 | None | -206 | -0.0581 | -0.00273 | 35.7 | 0.00889 | 0 | [6 empty] | DEER:HVAC_Split-Package_HP | Annual | 20 | [13 empty] | CZ2022 | None
NE-HVAC-airHP-SpltPkg-240to759kBtuh-9p7eer-3p30cop | DEER2023 | D23 v1 | 2022-10-06 17:53 | Any | Gro | New | CZ06 | cDXHP | Cap-Tons | 81.8 | 50000 | None | -221 | -0.0572 | -0.00057 | 43.1 | 0.0158 | 0 | [6 empty] | DEER:HVAC_Split-Package_HP | Annual | 20 | [13 empty] | CZ2022 | None
NE-HVAC-airHP-SpltPkg-240to759kBtuh-9p7eer-3p30cop | DEER2023 | D23 v1 | 2022-10-06 17:53 | Any | Gro | New | CZ07 | cDXHP | Cap-Tons | 73.2 | 50000 | None | -235 | -0.0596 | -0.00216 | 41 | 0.0134 | 0 | [6 empty] | DEER:HVAC_Split-Package_HP | Annual | 20 | [13 empty] | CZ2022 | None
NE-HVAC-airHP-SpltPkg-240to759kBtuh-9p7eer-3p30cop | DEER2023 | D23 v1 | 2022-10-06 17:53 | Any | Gro | New | CZ08 | cDXHP | Cap-Tons | 87.6 | 50000 | None | -263 | -0.0597 | -0.00027 | 50.9 | 0.0188 | 0 | [6 empty] | DEER:HVAC_Split-Package_HP | Annual | 20 | [13 empty] | CZ2022 | None
NE-HVAC-airHP-SpltPkg-240to759kBtuh-9p7eer-3p30cop | DEER2023 | D23 v1 | 2022-10-06 17:53 | Any | Gro | New | CZ09 | cDXHP | Cap-Tons | 80.5 | 50000 | None | -275 | -0.0632 | 0.00032 | 50.8 | 0.024 | 0 | [6 empty] | DEER:HVAC_Split-Package_HP | Annual | 20 | [13 empty] | CZ2022 | None
NE-HVAC-airHP-SpltPkg-240to759kBtuh-9p7eer-3p30cop | DEER2023 | D23 v1 | 2022-10-06 17:53 | Any | Gro | New | CZ10 | cDXHP | Cap-Tons | 93.1 | 50000 | None | -250 | -0.0659 | -0.00036 | 54.3 | 0.0251 | 0 | [6 empty] | DEER:HVAC_Split-Package_HP | Annual | 20 | [13 empty] | CZ2022 | None
NE-HVAC-airHP-SpltPkg-240to759kBtuh-9p7eer-3p30cop | DEER2023 | D23 v1 | 2022-10-06 17:53 | Any | Gro | New | CZ11 | cDXHP | Cap-Tons | 99.3 | 50000 | None | -232 | -0.0856 | -0.00289 | 57.1 | 0.0295 | 0 | [6 empty] | DEER:HVAC_Split-Package_HP | Annual | 20 | [13 empty] | CZ2022 | None
NE-HVAC-airHP-SpltPkg-240to759kBtuh-9p7eer-3p30cop | DEER2023 | D23 v1 | 2022-10-06 17:53 | Any | Gro | New | CZ12 | cDXHP | Cap-Tons | 107 | 50000 | None | -201 | -0.0522 | 0.00243 | 48.6 | 0.0249 | 0 | [6 empty] | DEER:HVAC_Split-Package_HP | Annual | 20 | [13 empty] | CZ2022 | None
NE-HVAC-airHP-SpltPkg-240to759kBtuh-9p7eer-3p30cop | DEER2023 | D23 v1 | 2022-10-06 17:53 | Any | Gro | New | CZ13 | cDXHP | Cap-Tons | 112 | 50000 | None | -212 | -0.0883 | 0.00103 | 55.9 | 0.0295 | 0 | [6 empty] | DEER:HVAC_Split-Package_HP | Annual | 20 | [13 empty] | CZ2022 | None
NE-HVAC-airHP-SpltPkg-240to759kBtuh-9p7eer-3p30cop | DEER2023 | D23 v1 | 2022-10-06 17:53 | Any | Gro | New | CZ14 | cDXHP | Cap-Tons | 94 | 50000 | None | -244 | -0.0788 | -0.00072 | 55.2 | 0.0269 | 0 | [6 empty] | DEER:HVAC_Split-Package_HP | Annual | 20 | [13 empty] | CZ2022 | None
NE-HVAC-airHP-SpltPkg-240to759kBtuh-9p7eer-3p30cop | DEER2023 | D23 v1 | 2022-10-06 17:53 | Any | Gro | New | CZ15 | cDXHP | Cap-Tons | 124 | 50000 | None | -259 | -0.0781 | 0.00031 | 67.9 | 0.0335 | 0 | [6 empty] | DEER:HVAC_Split-Package_HP | Annual | 20 | [13 empty] | CZ2022 | None
NE-HVAC-airHP-SpltPkg-240to759kBtuh-9p7eer-3p30cop | DEER2023 | D23 v1 | 2022-10-06 17:53 | Any | Gro | New | CZ16 | cDXHP | Cap-Tons | 60.1 | 50000 | None | -94.7 | -0.0728 | 0.00046 | 11.3 | 0.0157 | 0 | [6 empty] | DEER:HVAC_Split-Package_HP | Annual | 20 | [13 empty] | CZ2022 | None
NE-HVAC-airHP-SpltPkg-240to759kBtuh-9p7eer-3p30cop | DEER2023 | D23 v1 | 2022-10-06 17:53 | Any | Hsp | New | CZ01 | cDXHP | Cap-Tons | 680 | 236000 | None | -166 | -0.0455 | 0 | 1.62 | 0.00467 | 0 | [6 empty] | DEER:HVAC_Split-Package_HP | Annual | 20 | [13 empty] | CZ2022 | None
NE-HVAC-airHP-SpltPkg-240to759kBtuh-9p7eer-3p30cop | DEER2023 | D23 v1 | 2022-10-06 17:53 | Any | Hsp | New | CZ02 | cDXHP | Cap-Tons | 680 | 236000 | None | -263 | -0.0679 | 0 | 18.2 | 0.0166 | 0 | [6 empty] | DEER:HVAC_Split-Package_HP | Annual | 20 | [13 empty] | CZ2022 | None
NE-HVAC-airHP-SpltPkg-240to759kBtuh-9p7eer-3p30cop | DEER2023 | D23 v1 | 2022-10-06 17:53 | Any | Hsp | New | CZ03 | cDXHP | Cap-Tons | 680 | 236000 | None | -248 | -0.0551 | 0 | 9.13 | 0.0117 | 0 | [6 empty] | DEER:HVAC_Split-Package_HP | Annual | 20 | [13 empty] | CZ2022 | None
NE-HVAC-airHP-SpltPkg-240to759kBtuh-9p7eer-3p30cop | DEER2023 | D23 v1 | 2022-10-06 17:53 | Any | Hsp | New | CZ04 | cDXHP | Cap-Tons | 680 | 236000 | None | -299 | -0.0761 | 0 | 24.3 | 0.0189 | 0 | [6 empty] | DEER:HVAC_Split-Package_HP | Annual | 20 | [13 empty] | CZ2022 | None
NE-HVAC-airHP-SpltPkg-240to759kBtuh-9p7eer-3p30cop | DEER2023 | D23 v1 | 2022-10-06 17:53 | Any | Hsp | New | CZ05 | cDXHP | Cap-Tons | 680 | 236000 | None | -258 | -0.0524 | 0 | 11.3 | 0.00794 | 0 | [6 empty] | DEER:HVAC_Split-Package_HP | Annual | 20 | [13 empty] | CZ2022 | None
NE-HVAC-airHP-SpltPkg-240to759kBtuh-9p7eer-3p30cop | DEER2023 | D23 v1 | 2022-10-06 17:53 | Any | Hsp | New | CZ06 | cDXHP | Cap-Tons | 680 | 236000 | None | -327 | -0.0533 | 0 | 30.9 | 0.0143 | 0 | [6 empty] | DEER:HVAC_Split-Package_HP | Annual | 20 | [13 empty] | CZ2022 | None
NE-HVAC-airHP-SpltPkg-240to759kBtuh-9p7eer-3p30cop | DEER2023 | D23 v1 | 2022-10-06 17:53 | Any | Hsp | New | CZ07 | cDXHP | Cap-Tons | 680 | 236000 | None | -325 | -0.0521 | 0 | 26.4 | 0.0126 | 0 | [6 empty] | DEER:HVAC_Split-Package_HP | Annual | 20 | [13 empty] | CZ2022 | None
NE-HVAC-airHP-SpltPkg-240to759kBtuh-9p7eer-3p30cop | DEER2023 | D23 v1 | 2022-10-06 17:53 | Any | Hsp | New | CZ08 | cDXHP | Cap-Tons | 680 | 236000 | None | -347 | -0.0694 | 0 | 38.8 | 0.0166 | 0 | [6 empty] | DEER:HVAC_Split-Package_HP | Annual | 20 | [13 empty] | CZ2022 | None
NE-HVAC-airHP-SpltPkg-240to759kBtuh-9p7eer-3p30cop | DEER2023 | D23 v1 | 2022-10-06 17:53 | Any | Hsp | New | CZ09 | cDXHP | Cap-Tons | 686 | 236000 | None | -335 | -0.0752 | 0 | 35.9 | 0.0191 | 0 | [6 empty] | DEER:HVAC_Split-Package_HP | Annual | 20 | [13 empty] | CZ2022 | None
NE-HVAC-airHP-SpltPkg-240to759kBtuh-9p7eer-3p30cop | DEER2023 | D23 v1 | 2022-10-06 17:53 | Any | Hsp | New | CZ10 | cDXHP | Cap-Tons | 681 | 236000 | None | -343 | -0.0823 | 0 | 40.8 | 0.0213 | 0 | [6 empty] | DEER:HVAC_Split-Package_HP | Annual | 20 | [13 empty] | CZ2022 | None
NE-HVAC-airHP-SpltPkg-240to759kBtuh-9p7eer-3p30cop | DEER2023 | D23 v1 | 2022-10-06 17:53 | Any | Hsp | New | CZ11 | cDXHP | Cap-Tons | 680 | 236000 | None | -325 | -0.0979 | 0 | 40.2 | 0.0268 | 0 | [6 empty] | DEER:HVAC_Split-Package_HP | Annual | 20 | [13 empty] | CZ2022 | None
NE-HVAC-airHP-SpltPkg-240to759kBtuh-9p7eer-3p30cop | DEER2023 | D23 v1 | 2022-10-06 17:53 | Any | Hsp | New | CZ12 | cDXHP | Cap-Tons | 680 | 236000 | None | -307 | -0.0891 | 0 | 29.7 | 0.0241 | 0 | [6 empty] | DEER:HVAC_Split-Package_HP | Annual | 20 | [13 empty] | CZ2022 | None
NE-HVAC-airHP-SpltPkg-240to759kBtuh-9p7eer-3p30cop | DEER2023 | D23 v1 | 2022-10-06 17:53 | Any | Hsp | New | CZ13 | cDXHP | Cap-Tons | 681 | 236000 | None | -351 | -0.0954 | 0 | 45.9 | 0.0267 | 0 | [6 empty] | DEER:HVAC_Split-Package_HP | Annual | 20 | [13 empty] | CZ2022 | None
NE-HVAC-airHP-SpltPkg-240to759kBtuh-9p7eer-3p30cop | DEER2023 | D23 v1 | 2022-10-06 17:53 | Any | Hsp | New | CZ14 | cDXHP | Cap-Tons | 680 | 236000 | None | -322 | -0.0849 | 0 | 39.1 | 0.0237 | 0 | [6 empty] | DEER:HVAC_Split-Package_HP | Annual | 20 | [13 empty] | CZ2022 | None
NE-HVAC-airHP-SpltPkg-240to759kBtuh-9p7eer-3p30cop | DEER2023 | D23 v1 | 2022-10-06 17:53 | Any | Hsp | New | CZ15 | cDXHP | Cap-Tons | 728 | 236000 | None | -417 | -0.121 | 0 | 75.1 | 0.034 | 0 | [6 empty] | DEER:HVAC_Split-Package_HP | Annual | 20 | [13 empty] | CZ2022 | None
NE-HVAC-airHP-SpltPkg-240to759kBtuh-9p7eer-3p30cop | DEER2023 | D23 v1 | 2022-10-06 17:53 | Any | Hsp | New | CZ16 | cDXHP | Cap-Tons | 680 | 236000 | None | -234 | -0.057 | 0 | 14 | 0.0121 | 0 | [6 empty] | DEER:HVAC_Split-Package_HP | Annual | 20 | [13 empty] | CZ2022 | None
NE-HVAC-airHP-SpltPkg-240to759kBtuh-9p7eer-3p30cop | DEER2023 | D23 v1 | 2022-10-06 17:53 | Any | Htl | New | CZ01 | cDXHP | Cap-Tons | 56.8 | 140000 | None | -133 | -0.0537 | 0 | 1.92 | 0.0068 | 0 | [6 empty] | DEER:HVAC_Split-Package_HP | Annual | 20 | [13 empty] | CZ2022 | None
NE-HVAC-airHP-SpltPkg-240to759kBtuh-9p7eer-3p30cop | DEER2023 | D23 v1 | 2022-10-06 17:53 | Any | Htl | New | CZ02 | cDXHP | Cap-Tons | 57.5 | 140000 | None | -234 | -0.102 | 0 | 27.3 | 0.027 | 0 | [6 empty] | DEER:HVAC_Split-Package_HP | Annual | 20 | [13 empty] | CZ2022 | None
NE-HVAC-airHP-SpltPkg-240to759kBtuh-9p7eer-3p30cop | DEER2023 | D23 v1 | 2022-10-06 17:53 | Any | Htl | New | CZ03 | cDXHP | Cap-Tons | 59.4 | 140000 | None | -219 | -0.071 | 0 | 12.1 | 0.0163 | 0 | [6 empty] | DEER:HVAC_Split-Package_HP | Annual | 20 | [13 empty] | CZ2022 | None
NE-HVAC-airHP-SpltPkg-240to759kBtuh-9p7eer-3p30cop | DEER2023 | D23 v1 | 2022-10-06 17:53 | Any | Htl | New | CZ04 | cDXHP | Cap-Tons | 58.9 | 140000 | None | -279 | -0.109 | 0 | 35 | 0.0298 | 0 | [6 empty] | DEER:HVAC_Split-Package_HP | Annual | 20 | [13 empty] | CZ2022 | None
NE-HVAC-airHP-SpltPkg-240to759kBtuh-9p7eer-3p30cop | DEER2023 | D23 v1 | 2022-10-06 17:53 | Any | Htl | New | CZ05 | cDXHP | Cap-Tons | 58.9 | 140000 | None | -231 | -0.0615 | 0 | 15.4 | 0.0106 | 0 | [6 empty] | DEER:HVAC_Split-Package_HP | Annual | 20 | [13 empty] | CZ2022 | None
NE-HVAC-airHP-SpltPkg-240to759kBtuh-9p7eer-3p30cop | DEER2023 | D23 v1 | 2022-10-06 17:53 | Any | Htl | New | CZ06 | cDXHP | Cap-Tons | 61.8 | 140000 | None | -309 | -0.0686 | 0 | 37.1 | 0.0198 | 0 | [6 empty] | DEER:HVAC_Split-Package_HP | Annual | 20 | [13 empty] | CZ2022 | None
NE-HVAC-airHP-SpltPkg-240to759kBtuh-9p7eer-3p30cop | DEER2023 | D23 v1 | 2022-10-06 17:53 | Any | Htl | New | CZ07 | cDXHP | Cap-Tons | 61 | 140000 | None | -306 | -0.0616 | 0 | 30.8 | 0.0162 | 0 | [6 empty] | DEER:HVAC_Split-Package_HP | Annual | 20 | [13 empty] | CZ2022 | None
NE-HVAC-airHP-SpltPkg-240to759kBtuh-9p7eer-3p30cop | DEER2023 | D23 v1 | 2022-10-06 17:53 | Any | Htl | New | CZ08 | cDXHP | Cap-Tons | 55.1 | 140000 | None | -367 | -0.0993 | 0 | 56.4 | 0.0257 | 0 | [6 empty] | DEER:HVAC_Split-Package_HP | Annual | 20 | [13 empty] | CZ2022 | None
NE-HVAC-airHP-SpltPkg-240to759kBtuh-9p7eer-3p30cop | DEER2023 | D23 v1 | 2022-10-06 17:53 | Any | Htl | New | CZ09 | cDXHP | Cap-Tons | 72.8 | 140000 | None | -286 | -0.0835 | 0 | 42 | 0.0249 | 0 | [6 empty] | DEER:HVAC_Split-Package_HP | Annual | 20 | [13 empty] | CZ2022 | None
NE-HVAC-airHP-SpltPkg-240to759kBtuh-9p7eer-3p30cop | DEER2023 | D23 v1 | 2022-10-06 17:53 | Any | Htl | New | CZ10 | cDXHP | Cap-Tons | 66.7 | 140000 | None | -325 | -0.0992 | 0 | 52.8 | 0.0293 | 0 | [6 empty] | DEER:HVAC_Split-Package_HP | Annual | 20 | [13 empty] | CZ2022 | None
NE-HVAC-airHP-SpltPkg-240to759kBtuh-9p7eer-3p30cop | DEER2023 | D23 v1 | 2022-10-06 17:53 | Any | Htl | New | CZ11 | cDXHP | Cap-Tons | 71.6 | 140000 | None | -325 | -0.138 | 0 | 51.7 | 0.0392 | 0 | [6 empty] | DEER:HVAC_Split-Package_HP | Annual | 20 | [13 empty] | CZ2022 | None
NE-HVAC-airHP-SpltPkg-240to759kBtuh-9p7eer-3p30cop | DEER2023 | D23 v1 | 2022-10-06 17:53 | Any | Htl | New | CZ12 | cDXHP | Cap-Tons | 65.5 | 140000 | None | -297 | -0.128 | 0 | 40.4 | 0.0368 | 0 | [6 empty] | DEER:HVAC_Split-Package_HP | Annual | 20 | [13 empty] | CZ2022 | None
NE-HVAC-airHP-SpltPkg-240to759kBtuh-9p7eer-3p30cop | DEER2023 | D23 v1 | 2022-10-06 17:53 | Any | Htl | New | CZ13 | cDXHP | Cap-Tons | 73.4 | 140000 | None | -342 | -0.122 | 0 | 56.9 | 0.0372 | 0 | [6 empty] | DEER:HVAC_Split-Package_HP | Annual | 20 | [13 empty] | CZ2022 | None
NE-HVAC-airHP-SpltPkg-240to759kBtuh-9p7eer-3p30cop | DEER2023 | D23 v1 | 2022-10-06 17:53 | Any | Htl | New | CZ14 | cDXHP | Cap-Tons | 72.6 | 140000 | None | -311 | -0.12 | 0 | 49.8 | 0.0336 | 0 | [6 empty] | DEER:HVAC_Split-Package_HP | Annual | 20 | [13 empty] | CZ2022 | None
NE-HVAC-airHP-SpltPkg-240to759kBtuh-9p7eer-3p30cop | DEER2023 | D23 v1 | 2022-10-06 17:53 | Any | Htl | New | CZ15 | cDXHP | Cap-Tons | 96.3 | 140000 | None | -370 | -0.135 | 0 | 80.4 | 0.0403 | 0 | [6 empty] | DEER:HVAC_Split-Package_HP | Annual | 20 | [13 empty] | CZ2022 | None
NE-HVAC-airHP-SpltPkg-240to759kBtuh-9p7eer-3p30cop | DEER2023 | D23 v1 | 2022-10-06 17:53 | Any | Htl | New | CZ16 | cDXHP | Cap-Tons | 60.8 | 140000 | None | -187 | -0.0794 | 0 | 19.1 | 0.0179 | 0 | [6 empty] | DEER:HVAC_Split-Package_HP | Annual | 20 | [13 empty] | CZ2022 | None
NE-HVAC-airHP-SpltPkg-240to759kBtuh-9p7eer-3p30cop | DEER2023 | D23 v1 | 2022-10-06 17:53 | Any | MBT | New | CZ01 | cDXHP | Cap-Tons | 283 | 200000 | None | -92.8 | -0.034 | 0 | 8.23 | 0.00645 | 0 | [6 empty] | DEER:HVAC_Split-Package_HP | Annual | 20 | [13 empty] | CZ2022 | None
NE-HVAC-airHP-SpltPkg-240to759kBtuh-9p7eer-3p30cop | DEER2023 | D23 v1 | 2022-10-06 17:53 | Any | MBT | New | CZ02 | cDXHP | Cap-Tons | 315 | 200000 | None | -135 | -0.0433 | 0 | 25 | 0.018 | 0 | [6 empty] | DEER:HVAC_Split-Package_HP | Annual | 20 | [13 empty] | CZ2022 | None
NE-HVAC-airHP-SpltPkg-240to759kBtuh-9p7eer-3p30cop | DEER2023 | D23 v1 | 2022-10-06 17:53 | Any | MBT | New | CZ03 | cDXHP | Cap-Tons | 296 | 200000 | None | -138 | -0.0357 | 0 | 18.4 | 0.0122 | 0 | [6 empty] | DEER:HVAC_Split-Package_HP | Annual | 20 | [13 empty] | CZ2022 | None
NE-HVAC-airHP-SpltPkg-240to759kBtuh-9p7eer-3p30cop | DEER2023 | D23 v1 | 2022-10-06 17:53 | Any | MBT | New | CZ04 | cDXHP | Cap-Tons | 311 | 200000 | None | -154 | -0.0531 | 0 | 30.6 | 0.0198 | 0 | [6 empty] | DEER:HVAC_Split-Package_HP | Annual | 20 | [13 empty] | CZ2022 | None
NE-HVAC-airHP-SpltPkg-240to759kBtuh-9p7eer-3p30cop | DEER2023 | D23 v1 | 2022-10-06 17:53 | Any | MBT | New | CZ05 | cDXHP | Cap-Tons | 293 | 200000 | None | -144 | -0.0339 | 0 | 22.7 | 0.00893 | 0 | [6 empty] | DEER:HVAC_Split-Package_HP | Annual | 20 | [13 empty] | CZ2022 | None
NE-HVAC-airHP-SpltPkg-240to759kBtuh-9p7eer-3p30cop | DEER2023 | D23 v1 | 2022-10-06 17:53 | Any | MBT | New | CZ06 | cDXHP | Cap-Tons | 317 | 200000 | None | -164 | -0.0316 | 0 | 36.7 | 0.0142 | 0 | [6 empty] | DEER:HVAC_Split-Package_HP | Annual | 20 | [13 empty] | CZ2022 | None
NE-HVAC-airHP-SpltPkg-240to759kBtuh-9p7eer-3p30cop | DEER2023 | D23 v1 | 2022-10-06 17:53 | Any | MBT | New | CZ07 | cDXHP | Cap-Tons | 313 | 200000 | None | -163 | -0.0314 | 0 | 31.7 | 0.0121 | 0 | [6 empty] | DEER:HVAC_Split-Package_HP | Annual | 20 | [13 empty] | CZ2022 | None
NE-HVAC-airHP-SpltPkg-240to759kBtuh-9p7eer-3p30cop | DEER2023 | D23 v1 | 2022-10-06 17:53 | Any | MBT | New | CZ08 | cDXHP | Cap-Tons | 329 | 200000 | None | -192 | -0.0494 | 0 | 42.5 | 0.0168 | 0 | [6 empty] | DEER:HVAC_Split-Package_HP | Annual | 20 | [13 empty] | CZ2022 | None
NE-HVAC-airHP-SpltPkg-240to759kBtuh-9p7eer-3p30cop | DEER2023 | D23 v1 | 2022-10-06 17:53 | Any | MBT | New | CZ09 | cDXHP | Cap-Tons | 392 | 200000 | None | -137 | -0.0372 | 0 | 32.1 | 0.0166 | 0 | [6 empty] | DEER:HVAC_Split-Package_HP | Annual | 20 | [13 empty] | CZ2022 | None
NE-HVAC-airHP-SpltPkg-240to759kBtuh-9p7eer-3p30cop | DEER2023 | D23 v1 | 2022-10-06 17:53 | Any | MBT | New | CZ10 | cDXHP | Cap-Tons | 369 | 200000 | None | -159 | -0.0486 | 0 | 38.9 | 0.0196 | 0 | [6 empty] | DEER:HVAC_Split-Package_HP | Annual | 20 | [13 empty] | CZ2022 | None
NE-HVAC-airHP-SpltPkg-240to759kBtuh-9p7eer-3p30cop | DEER2023 | D23 v1 | 2022-10-06 17:53 | Any | MBT | New | CZ11 | cDXHP | Cap-Tons | 409 | 200000 | None | -145 | -0.0594 | 0 | 33.1 | 0.0247 | 0 | [6 empty] | DEER:HVAC_Split-Package_HP | Annual | 20 | [13 empty] | CZ2022 | None
NE-HVAC-airHP-SpltPkg-240to759kBtuh-9p7eer-3p30cop | DEER2023 | D23 v1 | 2022-10-06 17:53 | Any | MBT | New | CZ12 | cDXHP | Cap-Tons | 368 | 200000 | None | -145 | -0.0674 | 0 | 29.6 | 0.0239 | 0 | [6 empty] | DEER:HVAC_Split-Package_HP | Annual | 20 | [13 empty] | CZ2022 | None
NE-HVAC-airHP-SpltPkg-240to759kBtuh-9p7eer-3p30cop | DEER2023 | D23 v1 | 2022-10-06 17:53 | Any | MBT | New | CZ13 | cDXHP | Cap-Tons | 410 | 200000 | None | -156 | -0.0725 | 0 | 36.4 | 0.0248 | 0 | [6 empty] | DEER:HVAC_Split-Package_HP | Annual | 20 | [13 empty] | CZ2022 | None
NE-HVAC-airHP-SpltPkg-240to759kBtuh-9p7eer-3p30cop | DEER2023 | D23 v1 | 2022-10-06 17:53 | Any | MBT | New | CZ14 | cDXHP | Cap-Tons | 412 | 200000 | None | -138 | -0.0475 | 0 | 33.6 | 0.0222 | 0 | [6 empty] | DEER:HVAC_Split-Package_HP | Annual | 20 | [13 empty] | CZ2022 | None
NE-HVAC-airHP-SpltPkg-240to759kBtuh-9p7eer-3p30cop | DEER2023 | D23 v1 | 2022-10-06 17:53 | Any | MBT | New | CZ15 | cDXHP | Cap-Tons | 524 | 200000 | None | -161 | -0.0722 | 0 | 49.4 | 0.027 | 0 | [6 empty] | DEER:HVAC_Split-Package_HP | Annual | 20 | [13 empty] | CZ2022 | None
NE-HVAC-airHP-SpltPkg-240to759kBtuh-9p7eer-3p30cop | DEER2023 | D23 v1 | 2022-10-06 17:53 | Any | MBT | New | CZ16 | cDXHP | Cap-Tons | 306 | 200000 | None | -101 | -0.0315 | 0 | 17.9 | 0.0129 | 0 | [6 empty] | DEER:HVAC_Split-Package_HP | Annual | 20 | [13 empty] | CZ2022 | None
NE-HVAC-airHP-SpltPkg-240to759kBtuh-9p7eer-3p30cop | DEER2023 | D23 v1 | 2022-10-06 17:53 | Any | MLI | New | CZ01 | cDXHP | Cap-Tons | 206 | 100000 | None | -57.9 | -0.0263 | 0 | 2.26 | 0.00282 | 0 | [6 empty] | DEER:HVAC_Split-Package_HP | Annual | 20 | [13 empty] | CZ2022 | None
NE-HVAC-airHP-SpltPkg-240to759kBtuh-9p7eer-3p30cop | DEER2023 | D23 v1 | 2022-10-06 17:53 | Any | MLI | New | CZ02 | cDXHP | Cap-Tons | 219 | 100000 | None | -114 | -0.0504 | 0 | 12.2 | 0.0132 | 0 | [6 empty] | DEER:HVAC_Split-Package_HP | Annual | 20 | [13 empty] | CZ2022 | None
NE-HVAC-airHP-SpltPkg-240to759kBtuh-9p7eer-3p30cop | DEER2023 | D23 v1 | 2022-10-06 17:53 | Any | MLI | New | CZ03 | cDXHP | Cap-Tons | 215 | 100000 | None | -91.6 | -0.0345 | 0 | 5.12 | 0.00697 | 0 | [6 empty] | DEER:HVAC_Split-Package_HP | Annual | 20 | [13 empty] | CZ2022 | None
NE-HVAC-airHP-SpltPkg-240to759kBtuh-9p7eer-3p30cop | DEER2023 | D23 v1 | 2022-10-06 17:53 | Any | MLI | New | CZ04 | cDXHP | Cap-Tons | 222 | 100000 | None | -131 | -0.053 | 0 | 15.1 | 0.0142 | 0 | [6 empty] | DEER:HVAC_Split-Package_HP | Annual | 20 | [13 empty] | CZ2022 | None
NE-HVAC-airHP-SpltPkg-240to759kBtuh-9p7eer-3p30cop | DEER2023 | D23 v1 | 2022-10-06 17:53 | Any | MLI | New | CZ05 | cDXHP | Cap-Tons | 214 | 100000 | None | -98.3 | -0.0327 | 0 | 7.1 | 0.00536 | 0 | [6 empty] | DEER:HVAC_Split-Package_HP | Annual | 20 | [13 empty] | CZ2022 | None
NE-HVAC-airHP-SpltPkg-240to759kBtuh-9p7eer-3p30cop | DEER2023 | D23 v1 | 2022-10-06 17:53 | Any | MLI | New | CZ06 | cDXHP | Cap-Tons | 226 | 100000 | None | -130 | -0.034 | 0 | 16.3 | 0.00878 | 0 | [6 empty] | DEER:HVAC_Split-Package_HP | Annual | 20 | [13 empty] | CZ2022 | None
NE-HVAC-airHP-SpltPkg-240to759kBtuh-9p7eer-3p30cop | DEER2023 | D23 v1 | 2022-10-06 17:53 | Any | MLI | New | CZ07 | cDXHP | Cap-Tons | 212 | 100000 | None | -127 | -0.0324 | 0 | 13.6 | 0.00746 | 0 | [6 empty] | DEER:HVAC_Split-Package_HP | Annual | 20 | [13 empty] | CZ2022 | None
NE-HVAC-airHP-SpltPkg-240to759kBtuh-9p7eer-3p30cop | DEER2023 | D23 v1 | 2022-10-06 17:53 | Any | MLI | New | CZ08 | cDXHP | Cap-Tons | 222 | 100000 | None | -158 | -0.0488 | 0 | 25.5 | 0.0131 | 0 | [6 empty] | DEER:HVAC_Split-Package_HP | Annual | 20 | [13 empty] | CZ2022 | None
NE-HVAC-airHP-SpltPkg-240to759kBtuh-9p7eer-3p30cop | DEER2023 | D23 v1 | 2022-10-06 17:53 | Any | MLI | New | CZ09 | cDXHP | Cap-Tons | 268 | 100000 | None | -150 | -0.0424 | 0 | 19.9 | 0.0126 | 0 | [6 empty] | DEER:HVAC_Split-Package_HP | Annual | 20 | [13 empty] | CZ2022 | None
NE-HVAC-airHP-SpltPkg-240to759kBtuh-9p7eer-3p30cop | DEER2023 | D23 v1 | 2022-10-06 17:53 | Any | MLI | New | CZ10 | cDXHP | Cap-Tons | 254 | 100000 | None | -163 | -0.0499 | 0 | 25 | 0.0149 | 0 | [6 empty] | DEER:HVAC_Split-Package_HP | Annual | 20 | [13 empty] | CZ2022 | None
NE-HVAC-airHP-SpltPkg-240to759kBtuh-9p7eer-3p30cop | DEER2023 | D23 v1 | 2022-10-06 17:53 | Any | MLI | New | CZ11 | cDXHP | Cap-Tons | 252 | 100000 | None | -157 | -0.0659 | 0 | 23.8 | 0.0195 | 0 | [6 empty] | DEER:HVAC_Split-Package_HP | Annual | 20 | [13 empty] | CZ2022 | None
NE-HVAC-airHP-SpltPkg-240to759kBtuh-9p7eer-3p30cop | DEER2023 | D23 v1 | 2022-10-06 17:53 | Any | MLI | New | CZ12 | cDXHP | Cap-Tons | 247 | 100000 | None | -142 | -0.0683 | 0 | 18.2 | 0.0186 | 0 | [6 empty] | DEER:HVAC_Split-Package_HP | Annual | 20 | [13 empty] | CZ2022 | None
NE-HVAC-airHP-SpltPkg-240to759kBtuh-9p7eer-3p30cop | DEER2023 | D23 v1 | 2022-10-06 17:53 | Any | MLI | New | CZ13 | cDXHP | Cap-Tons | 261 | 100000 | None | -168 | -0.0673 | 0 | 26.8 | 0.0191 | 0 | [6 empty] | DEER:HVAC_Split-Package_HP | Annual | 20 | [13 empty] | CZ2022 | None
NE-HVAC-airHP-SpltPkg-240to759kBtuh-9p7eer-3p30cop | DEER2023 | D23 v1 | 2022-10-06 17:53 | Any | MLI | New | CZ14 | cDXHP | Cap-Tons | 251 | 100000 | None | -154 | -0.0577 | 0 | 24.1 | 0.0173 | 0 | [6 empty] | DEER:HVAC_Split-Package_HP | Annual | 20 | [13 empty] | CZ2022 | None
NE-HVAC-airHP-SpltPkg-240to759kBtuh-9p7eer-3p30cop | DEER2023 | D23 v1 | 2022-10-06 17:53 | Any | MLI | New | CZ15 | cDXHP | Cap-Tons | 319 | 100000 | None | -205 | -0.0784 | 0 | 41.8 | 0.0223 | 0 | [6 empty] | DEER:HVAC_Split-Package_HP | Annual | 20 | [13 empty] | CZ2022 | None
NE-HVAC-airHP-SpltPkg-240to759kBtuh-9p7eer-3p30cop | DEER2023 | D23 v1 | 2022-10-06 17:53 | Any | MLI | New | CZ16 | cDXHP | Cap-Tons | 213 | 100000 | None | -83 | -0.0364 | 0 | 8.99 | 0.008 | 0 | [6 empty] | DEER:HVAC_Split-Package_HP | Annual | 20 | [13 empty] | CZ2022 | None
NE-HVAC-airHP-SpltPkg-240to759kBtuh-9p7eer-3p30cop | DEER2023 | D23 v1 | 2022-10-06 17:53 | Any | Mtl | New | CZ01 | cDXHP | Cap-Tons | 8.06 | 30000 | None | -200 | -0.0531 | 0 | 3.11 | 0.00707 | 0 | [6 empty] | DEER:HVAC_Split-Package_HP | Annual | 20 | [13 empty] | CZ2022 | None
NE-HVAC-airHP-SpltPkg-240to759kBtuh-9p7eer-3p30cop | DEER2023 | D23 v1 | 2022-10-06 17:53 | Any | Mtl | New | CZ02 | cDXHP | Cap-Tons | 6.43 | 30000 | None | -344 | -0.108 | 0 | 34.3 | 0.0275 | 0 | [6 empty] | DEER:HVAC_Split-Package_HP | Annual | 20 | [13 empty] | CZ2022 | None
NE-HVAC-airHP-SpltPkg-240to759kBtuh-9p7eer-3p30cop | DEER2023 | D23 v1 | 2022-10-06 17:53 | Any | Mtl | New | CZ03 | cDXHP | Cap-Tons | 8.41 | 30000 | None | -293 | -0.069 | 0 | 15.5 | 0.0157 | 0 | [6 empty] | DEER:HVAC_Split-Package_HP | Annual | 20 | [13 empty] | CZ2022 | None
NE-HVAC-airHP-SpltPkg-240to759kBtuh-9p7eer-3p30cop | DEER2023 | D23 v1 | 2022-10-06 17:53 | Any | Mtl | New | CZ04 | cDXHP | Cap-Tons | 6.53 | 30000 | None | -396 | -0.115 | 0 | 45 | 0.0306 | 0 | [6 empty] | DEER:HVAC_Split-Package_HP | Annual | 20 | [13 empty] | CZ2022 | None
NE-HVAC-airHP-SpltPkg-240to759kBtuh-9p7eer-3p30cop | DEER2023 | D23 v1 | 2022-10-06 17:53 | Any | Mtl | New | CZ05 | cDXHP | Cap-Tons | 8.35 | 30000 | None | -302 | -0.0613 | 0 | 19.1 | 0.0105 | 0 | [6 empty] | DEER:HVAC_Split-Package_HP | Annual | 20 | [13 empty] | CZ2022 | None
NE-HVAC-airHP-SpltPkg-240to759kBtuh-9p7eer-3p30cop | DEER2023 | D23 v1 | 2022-10-06 17:53 | Any | Mtl | New | CZ06 | cDXHP | Cap-Tons | 8.65 | 30000 | None | -376 | -0.0661 | 0 | 44.2 | 0.018 | 0 | [6 empty] | DEER:HVAC_Split-Package_HP | Annual | 20 | [13 empty] | CZ2022 | None
NE-HVAC-airHP-SpltPkg-240to759kBtuh-9p7eer-3p30cop | DEER2023 | D23 v1 | 2022-10-06 17:53 | Any | Mtl | New | CZ07 | cDXHP | Cap-Tons | 8.59 | 30000 | None | -370 | -0.0599 | 0 | 37.8 | 0.0156 | 0 | [6 empty] | DEER:HVAC_Split-Package_HP | Annual | 20 | [13 empty] | CZ2022 | None
NE-HVAC-airHP-SpltPkg-240to759kBtuh-9p7eer-3p30cop | DEER2023 | D23 v1 | 2022-10-06 17:53 | Any | Mtl | New | CZ08 | cDXHP | Cap-Tons | 6.63 | 30000 | None | -447 | -0.0977 | 0 | 67.5 | 0.0256 | 0 | [6 empty] | DEER:HVAC_Split-Package_HP | Annual | 20 | [13 empty] | CZ2022 | None
NE-HVAC-airHP-SpltPkg-240to759kBtuh-9p7eer-3p30cop | DEER2023 | D23 v1 | 2022-10-06 17:53 | Any | Mtl | New | CZ09 | cDXHP | Cap-Tons | 8.27 | 30000 | None | -395 | -0.0803 | 0 | 50.7 | 0.0242 | 0 | [6 empty] | DEER:HVAC_Split-Package_HP | Annual | 20 | [13 empty] | CZ2022 | None
NE-HVAC-airHP-SpltPkg-240to759kBtuh-9p7eer-3p30cop | DEER2023 | D23 v1 | 2022-10-06 17:53 | Any | Mtl | New | CZ10 | cDXHP | Cap-Tons | 7.84 | 30000 | None | -426 | -0.0995 | 0 | 60.4 | 0.0279 | 0 | [6 empty] | DEER:HVAC_Split-Package_HP | Annual | 20 | [13 empty] | CZ2022 | None
NE-HVAC-airHP-SpltPkg-240to759kBtuh-9p7eer-3p30cop | DEER2023 | D23 v1 | 2022-10-06 17:53 | Any | Mtl | New | CZ11 | cDXHP | Cap-Tons | 8.36 | 30000 | None | -413 | -0.137 | 0 | 57 | 0.0365 | 0 | [6 empty] | DEER:HVAC_Split-Package_HP | Annual | 20 | [13 empty] | CZ2022 | None
NE-HVAC-airHP-SpltPkg-240to759kBtuh-9p7eer-3p30cop | DEER2023 | D23 v1 | 2022-10-06 17:53 | Any | Mtl | New | CZ12 | cDXHP | Cap-Tons | 7.63 | 30000 | None | -394 | -0.13 | 0 | 46.1 | 0.0351 | 0 | [6 empty] | DEER:HVAC_Split-Package_HP | Annual | 20 | [13 empty] | CZ2022 | None
NE-HVAC-airHP-SpltPkg-240to759kBtuh-9p7eer-3p30cop | DEER2023 | D23 v1 | 2022-10-06 17:53 | Any | Mtl | New | CZ13 | cDXHP | Cap-Tons | 8.57 | 30000 | None | -440 | -0.123 | 0 | 63.4 | 0.0354 | 0 | [6 empty] | DEER:HVAC_Split-Package_HP | Annual | 20 | [13 empty] | CZ2022 | None
NE-HVAC-airHP-SpltPkg-240to759kBtuh-9p7eer-3p30cop | DEER2023 | D23 v1 | 2022-10-06 17:53 | Any | Mtl | New | CZ14 | cDXHP | Cap-Tons | 8.36 | 30000 | None | -412 | -0.122 | 0 | 55.9 | 0.0316 | 0 | [6 empty] | DEER:HVAC_Split-Package_HP | Annual | 20 | [13 empty] | CZ2022 | None
NE-HVAC-airHP-SpltPkg-240to759kBtuh-9p7eer-3p30cop | DEER2023 | D23 v1 | 2022-10-06 17:53 | Any | Mtl | New | CZ15 | cDXHP | Cap-Tons | 10.9 | 30000 | None | -488 | -0.139 | 0 | 88.1 | 0.0371 | 0 | [6 empty] | DEER:HVAC_Split-Package_HP | Annual | 20 | [13 empty] | CZ2022 | None
NE-HVAC-airHP-SpltPkg-240to759kBtuh-9p7eer-3p30cop | DEER2023 | D23 v1 | 2022-10-06 17:53 | Any | Mtl | New | CZ16 | cDXHP | Cap-Tons | 8.4 | 30000 | None | -261 | -0.0752 | 0 | 20.3 | 0.0164 | 0 | [6 empty] | DEER:HVAC_Split-Package_HP | Annual | 20 | [13 empty] | CZ2022 | None
NE-HVAC-airHP-SpltPkg-240to759kBtuh-9p7eer-3p30cop | DEER2023 | D23 v1 | 2022-10-06 17:53 | Any | Nrs | New | CZ01 | cDXHP | Cap-Tons | 95.9 | 60700 | None | -184 | -0.0413 | 0 | 1.8 | 0.00448 | 0 | [6 empty] | DEER:HVAC_Split-Package_HP | Annual | 20 | [13 empty] | CZ2022 | None
NE-HVAC-airHP-SpltPkg-240to759kBtuh-9p7eer-3p30cop | DEER2023 | D23 v1 | 2022-10-06 17:53 | Any | Nrs | New | CZ02 | cDXHP | Cap-Tons | 95.9 | 60700 | None | -259 | -0.0692 | 0 | 17.9 | 0.0163 | 0 | [6 empty] | DEER:HVAC_Split-Package_HP | Annual | 20 | [13 empty] | CZ2022 | None
NE-HVAC-airHP-SpltPkg-240to759kBtuh-9p7eer-3p30cop | DEER2023 | D23 v1 | 2022-10-06 17:53 | Any | Nrs | New | CZ03 | cDXHP | Cap-Tons | 95.9 | 60700 | None | -240 | -0.0563 | 0 | 8.43 | 0.0109 | 0 | [6 empty] | DEER:HVAC_Split-Package_HP | Annual | 20 | [13 empty] | CZ2022 | None
NE-HVAC-airHP-SpltPkg-240to759kBtuh-9p7eer-3p30cop | DEER2023 | D23 v1 | 2022-10-06 17:53 | Any | Nrs | New | CZ04 | cDXHP | Cap-Tons | 95.9 | 60700 | None | -288 | -0.0695 | 0 | 22.6 | 0.0184 | 0 | [6 empty] | DEER:HVAC_Split-Package_HP | Annual | 20 | [13 empty] | CZ2022 | None
NE-HVAC-airHP-SpltPkg-240to759kBtuh-9p7eer-3p30cop | DEER2023 | D23 v1 | 2022-10-06 17:53 | Any | Nrs | New | CZ05 | cDXHP | Cap-Tons | 95.9 | 60700 | None | -249 | -0.0491 | 0 | 10.9 | 0.00709 | 0 | [6 empty] | DEER:HVAC_Split-Package_HP | Annual | 20 | [13 empty] | CZ2022 | None
NE-HVAC-airHP-SpltPkg-240to759kBtuh-9p7eer-3p30cop | DEER2023 | D23 v1 | 2022-10-06 17:53 | Any | Nrs | New | CZ06 | cDXHP | Cap-Tons | 95.9 | 60700 | None | -311 | -0.0561 | 0 | 27.1 | 0.014 | 0 | [6 empty] | DEER:HVAC_Split-Package_HP | Annual | 20 | [13 empty] | CZ2022 | None
NE-HVAC-airHP-SpltPkg-240to759kBtuh-9p7eer-3p30cop | DEER2023 | D23 v1 | 2022-10-06 17:53 | Any | Nrs | New | CZ07 | cDXHP | Cap-Tons | 95.9 | 60700 | None | -305 | -0.0543 | 0 | 22 | 0.0117 | 0 | [6 empty] | DEER:HVAC_Split-Package_HP | Annual | 20 | [13 empty] | CZ2022 | None
NE-HVAC-airHP-SpltPkg-240to759kBtuh-9p7eer-3p30cop | DEER2023 | D23 v1 | 2022-10-06 17:53 | Any | Nrs | New | CZ08 | cDXHP | Cap-Tons | 96 | 60700 | None | -328 | -0.0623 | 0 | 34.8 | 0.0157 | 0 | [6 empty] | DEER:HVAC_Split-Package_HP | Annual | 20 | [13 empty] | CZ2022 | None
NE-HVAC-airHP-SpltPkg-240to759kBtuh-9p7eer-3p30cop | DEER2023 | D23 v1 | 2022-10-06 17:53 | Any | Nrs | New | CZ09 | cDXHP | Cap-Tons | 97.5 | 60700 | None | -317 | -0.0693 | 0 | 32.7 | 0.0185 | 0 | [6 empty] | DEER:HVAC_Split-Package_HP | Annual | 20 | [13 empty] | CZ2022 | None
NE-HVAC-airHP-SpltPkg-240to759kBtuh-9p7eer-3p30cop | DEER2023 | D23 v1 | 2022-10-06 17:53 | Any | Nrs | New | CZ10 | cDXHP | Cap-Tons | 96.7 | 60700 | None | -326 | -0.064 | 0 | 37.8 | 0.0196 | 0 | [6 empty] | DEER:HVAC_Split-Package_HP | Annual | 20 | [13 empty] | CZ2022 | None
NE-HVAC-airHP-SpltPkg-240to759kBtuh-9p7eer-3p30cop | DEER2023 | D23 v1 | 2022-10-06 17:53 | Any | Nrs | New | CZ11 | cDXHP | Cap-Tons | 97.3 | 60700 | None | -318 | -0.0872 | 0 | 38.8 | 0.0271 | 0 | [6 empty] | DEER:HVAC_Split-Package_HP | Annual | 20 | [13 empty] | CZ2022 | None
NE-HVAC-airHP-SpltPkg-240to759kBtuh-9p7eer-3p30cop | DEER2023 | D23 v1 | 2022-10-06 17:53 | Any | Nrs | New | CZ12 | cDXHP | Cap-Tons | 96.5 | 60700 | None | -295 | -0.0811 | 0 | 28.2 | 0.0241 | 0 | [6 empty] | DEER:HVAC_Split-Package_HP | Annual | 20 | [13 empty] | CZ2022 | None
NE-HVAC-airHP-SpltPkg-240to759kBtuh-9p7eer-3p30cop | DEER2023 | D23 v1 | 2022-10-06 17:53 | Any | Nrs | New | CZ13 | cDXHP | Cap-Tons | 97.7 | 60700 | None | -336 | -0.0789 | 0 | 43.3 | 0.0266 | 0 | [6 empty] | DEER:HVAC_Split-Package_HP | Annual | 20 | [13 empty] | CZ2022 | None
NE-HVAC-airHP-SpltPkg-240to759kBtuh-9p7eer-3p30cop | DEER2023 | D23 v1 | 2022-10-06 17:53 | Any | Nrs | New | CZ14 | cDXHP | Cap-Tons | 97.9 | 60700 | None | -317 | -0.0845 | 0 | 38.3 | 0.0244 | 0 | [6 empty] | DEER:HVAC_Split-Package_HP | Annual | 20 | [13 empty] | CZ2022 | None
NE-HVAC-airHP-SpltPkg-240to759kBtuh-9p7eer-3p30cop | DEER2023 | D23 v1 | 2022-10-06 17:53 | Any | Nrs | New | CZ15 | cDXHP | Cap-Tons | 106 | 60700 | None | -386 | -0.0877 | 0 | 71.9 | 0.0326 | 0 | [6 empty] | DEER:HVAC_Split-Package_HP | Annual | 20 | [13 empty] | CZ2022 | None
NE-HVAC-airHP-SpltPkg-240to759kBtuh-9p7eer-3p30cop | DEER2023 | D23 v1 | 2022-10-06 17:53 | Any | Nrs | New | CZ16 | cDXHP | Cap-Tons | 95.9 | 60700 | None | -219 | -0.0616 | 0 | 12.3 | 0.0121 | 0 | [6 empty] | DEER:HVAC_Split-Package_HP | Annual | 20 | [13 empty] | CZ2022 | None
NE-HVAC-airHP-SpltPkg-240to759kBtuh-9p7eer-3p30cop | DEER2023 | D23 v1 | 2022-10-06 17:53 | Any | OfL | New | CZ01 | cDXHP | Cap-Tons | 454 | 175000 | None | -104 | -0.0286 | 0 | 5.06 | 0.00545 | 0 | [6 empty] | DEER:HVAC_Split-Package_HP | Annual | 20 | [13 empty] | CZ2022 | None
NE-HVAC-airHP-SpltPkg-240to759kBtuh-9p7eer-3p30cop | DEER2023 | D23 v1 | 2022-10-06 17:53 | Any | OfL | New | CZ02 | cDXHP | Cap-Tons | 431 | 175000 | None | -186 | -0.0515 | 0 | 26.9 | 0.013 | 0 | [6 empty] | DEER:HVAC_Split-Package_HP | Annual | 20 | [13 empty] | CZ2022 | None
NE-HVAC-airHP-SpltPkg-240to759kBtuh-9p7eer-3p30cop | DEER2023 | D23 v1 | 2022-10-06 17:53 | Any | OfL | New | CZ03 | cDXHP | Cap-Tons | 476 | 175000 | None | -148 | -0.0312 | 0 | 15 | 0.00811 | 0 | [6 empty] | DEER:HVAC_Split-Package_HP | Annual | 20 | [13 empty] | CZ2022 | None
NE-HVAC-airHP-SpltPkg-240to759kBtuh-9p7eer-3p30cop | DEER2023 | D23 v1 | 2022-10-06 17:53 | Any | OfL | New | CZ04 | cDXHP | Cap-Tons | 436 | 175000 | None | -203 | -0.0546 | 0 | 31.4 | 0.0135 | 0 | [6 empty] | DEER:HVAC_Split-Package_HP | Annual | 20 | [13 empty] | CZ2022 | None
NE-HVAC-airHP-SpltPkg-240to759kBtuh-9p7eer-3p30cop | DEER2023 | D23 v1 | 2022-10-06 17:53 | Any | OfL | New | CZ05 | cDXHP | Cap-Tons | 468 | 175000 | None | -163 | -0.0246 | 0 | 19.9 | 0.00673 | 0 | [6 empty] | DEER:HVAC_Split-Package_HP | Annual | 20 | [13 empty] | CZ2022 | None
NE-HVAC-airHP-SpltPkg-240to759kBtuh-9p7eer-3p30cop | DEER2023 | D23 v1 | 2022-10-06 17:53 | Any | OfL | New | CZ06 | cDXHP | Cap-Tons | 505 | 175000 | None | -182 | -0.0305 | 0 | 32.5 | 0.0083 | 0 | [6 empty] | DEER:HVAC_Split-Package_HP | Annual | 20 | [13 empty] | CZ2022 | None
NE-HVAC-airHP-SpltPkg-240to759kBtuh-9p7eer-3p30cop | DEER2023 | D23 v1 | 2022-10-06 17:53 | Any | OfL | New | CZ07 | cDXHP | Cap-Tons | 495 | 175000 | None | -179 | -0.0246 | 0 | 27.8 | 0.00729 | 0 | [6 empty] | DEER:HVAC_Split-Package_HP | Annual | 20 | [13 empty] | CZ2022 | None
NE-HVAC-airHP-SpltPkg-240to759kBtuh-9p7eer-3p30cop | DEER2023 | D23 v1 | 2022-10-06 17:53 | Any | OfL | New | CZ08 | cDXHP | Cap-Tons | 460 | 175000 | None | -225 | -0.0418 | 0 | 43.1 | 0.011 | 0 | [6 empty] | DEER:HVAC_Split-Package_HP | Annual | 20 | [13 empty] | CZ2022 | None
NE-HVAC-airHP-SpltPkg-240to759kBtuh-9p7eer-3p30cop | DEER2023 | D23 v1 | 2022-10-06 17:53 | Any | OfL | New | CZ09 | cDXHP | Cap-Tons | 537 | 175000 | None | -194 | -0.0396 | 0 | 34.2 | 0.0108 | 0 | [6 empty] | DEER:HVAC_Split-Package_HP | Annual | 20 | [13 empty] | CZ2022 | None
NE-HVAC-airHP-SpltPkg-240to759kBtuh-9p7eer-3p30cop | DEER2023 | D23 v1 | 2022-10-06 17:53 | Any | OfL | New | CZ10 | cDXHP | Cap-Tons | 505 | 175000 | None | -218 | -0.047 | 0 | 40.8 | 0.0126 | 0 | [6 empty] | DEER:HVAC_Split-Package_HP | Annual | 20 | [13 empty] | CZ2022 | None
NE-HVAC-airHP-SpltPkg-240to759kBtuh-9p7eer-3p30cop | DEER2023 | D23 v1 | 2022-10-06 17:53 | Any | OfL | New | CZ11 | cDXHP | Cap-Tons | 539 | 175000 | None | -206 | -0.0613 | 0 | 35.4 | 0.0163 | 0 | [6 empty] | DEER:HVAC_Split-Package_HP | Annual | 20 | [13 empty] | CZ2022 | None
NE-HVAC-airHP-SpltPkg-240to759kBtuh-9p7eer-3p30cop | DEER2023 | D23 v1 | 2022-10-06 17:53 | Any | OfL | New | CZ12 | cDXHP | Cap-Tons | 500 | 175000 | None | -200 | -0.0648 | 0 | 31.5 | 0.0159 | 0 | [6 empty] | DEER:HVAC_Split-Package_HP | Annual | 20 | [13 empty] | CZ2022 | None
NE-HVAC-airHP-SpltPkg-240to759kBtuh-9p7eer-3p30cop | DEER2023 | D23 v1 | 2022-10-06 17:53 | Any | OfL | New | CZ13 | cDXHP | Cap-Tons | 545 | 175000 | None | -218 | -0.062 | 0 | 38.4 | 0.0158 | 0 | [6 empty] | DEER:HVAC_Split-Package_HP | Annual | 20 | [13 empty] | CZ2022 | None
NE-HVAC-airHP-SpltPkg-240to759kBtuh-9p7eer-3p30cop | DEER2023 | D23 v1 | 2022-10-06 17:53 | Any | OfL | New | CZ14 | cDXHP | Cap-Tons | 550 | 175000 | None | -203 | -0.0505 | 0 | 36 | 0.014 | 0 | [6 empty] | DEER:HVAC_Split-Package_HP | Annual | 20 | [13 empty] | CZ2022 | None
NE-HVAC-airHP-SpltPkg-240to759kBtuh-9p7eer-3p30cop | DEER2023 | D23 v1 | 2022-10-06 17:53 | Any | OfL | New | CZ15 | cDXHP | Cap-Tons | 660 | 175000 | None | -243 | -0.0609 | 0 | 53 | 0.0168 | 0 | [6 empty] | DEER:HVAC_Split-Package_HP | Annual | 20 | [13 empty] | CZ2022 | None
NE-HVAC-airHP-SpltPkg-240to759kBtuh-9p7eer-3p30cop | DEER2023 | D23 v1 | 2022-10-06 17:53 | Any | OfL | New | CZ16 | cDXHP | Cap-Tons | 510 | 175000 | None | -135 | -0.0331 | 0 | 16.5 | 0.00806 | 0 | [6 empty] | DEER:HVAC_Split-Package_HP | Annual | 20 | [13 empty] | CZ2022 | None
NE-HVAC-airHP-SpltPkg-240to759kBtuh-9p7eer-3p30cop | DEER2023 | D23 v1 | 2022-10-06 17:53 | Any | OfS | New | CZ01 | cDXHP | Cap-Tons | 26.9 | 10000 | None | -83.4 | -0.0278 | 0 | 4.4 | 0.00506 | 0 | [6 empty] | DEER:HVAC_Split-Package_HP | Annual | 20 | [13 empty] | CZ2022 | None
NE-HVAC-airHP-SpltPkg-240to759kBtuh-9p7eer-3p30cop | DEER2023 | D23 v1 | 2022-10-06 17:53 | Any | OfS | New | CZ02 | cDXHP | Cap-Tons | 27.4 | 10000 | None | -166 | -0.0486 | 0 | 23.6 | 0.0123 | 0 | [6 empty] | DEER:HVAC_Split-Package_HP | Annual | 20 | [13 empty] | CZ2022 | None
NE-HVAC-airHP-SpltPkg-240to759kBtuh-9p7eer-3p30cop | DEER2023 | D23 v1 | 2022-10-06 17:53 | Any | OfS | New | CZ03 | cDXHP | Cap-Tons | 28.6 | 10000 | None | -132 | -0.032 | 0 | 13.3 | 0.00796 | 0 | [6 empty] | DEER:HVAC_Split-Package_HP | Annual | 20 | [13 empty] | CZ2022 | None
NE-HVAC-airHP-SpltPkg-240to759kBtuh-9p7eer-3p30cop | DEER2023 | D23 v1 | 2022-10-06 17:53 | Any | OfS | New | CZ04 | cDXHP | Cap-Tons | 27.8 | 10000 | None | -184 | -0.0516 | 0 | 27.7 | 0.013 | 0 | [6 empty] | DEER:HVAC_Split-Package_HP | Annual | 20 | [13 empty] | CZ2022 | None
NE-HVAC-airHP-SpltPkg-240to759kBtuh-9p7eer-3p30cop | DEER2023 | D23 v1 | 2022-10-06 17:53 | Any | OfS | New | CZ05 | cDXHP | Cap-Tons | 28.3 | 10000 | None | -144 | -0.0251 | 0 | 17.3 | 0.00647 | 0 | [6 empty] | DEER:HVAC_Split-Package_HP | Annual | 20 | [13 empty] | CZ2022 | None
NE-HVAC-airHP-SpltPkg-240to759kBtuh-9p7eer-3p30cop | DEER2023 | D23 v1 | 2022-10-06 17:53 | Any | OfS | New | CZ06 | cDXHP | Cap-Tons | 30.3 | 10000 | None | -173 | -0.0321 | 0 | 30.1 | 0.00852 | 0 | [6 empty] | DEER:HVAC_Split-Package_HP | Annual | 20 | [13 empty] | CZ2022 | None
NE-HVAC-airHP-SpltPkg-240to759kBtuh-9p7eer-3p30cop | DEER2023 | D23 v1 | 2022-10-06 17:53 | Any | OfS | New | CZ07 | cDXHP | Cap-Tons | 29.5 | 10000 | None | -167 | -0.0263 | 0 | 25.4 | 0.00734 | 0 | [6 empty] | DEER:HVAC_Split-Package_HP | Annual | 20 | [13 empty] | CZ2022 | None
NE-HVAC-airHP-SpltPkg-240to759kBtuh-9p7eer-3p30cop | DEER2023 | D23 v1 | 2022-10-06 17:53 | Any | OfS | New | CZ08 | cDXHP | Cap-Tons | 29.5 | 10000 | None | -204 | -0.0421 | 0 | 38.4 | 0.011 | 0 | [6 empty] | DEER:HVAC_Split-Package_HP | Annual | 20 | [13 empty] | CZ2022 | None
NE-HVAC-airHP-SpltPkg-240to759kBtuh-9p7eer-3p30cop | DEER2023 | D23 v1 | 2022-10-06 17:53 | Any | OfS | New | CZ09 | cDXHP | Cap-Tons | 34.1 | 10000 | None | -182 | -0.0408 | 0 | 31.2 | 0.0107 | 0 | [6 empty] | DEER:HVAC_Split-Package_HP | Annual | 20 | [13 empty] | CZ2022 | None
NE-HVAC-airHP-SpltPkg-240to759kBtuh-9p7eer-3p30cop | DEER2023 | D23 v1 | 2022-10-06 17:53 | Any | OfS | New | CZ10 | cDXHP | Cap-Tons | 32.3 | 10000 | None | -203 | -0.0445 | 0 | 37.3 | 0.0122 | 0 | [6 empty] | DEER:HVAC_Split-Package_HP | Annual | 20 | [13 empty] | CZ2022 | None
NE-HVAC-airHP-SpltPkg-240to759kBtuh-9p7eer-3p30cop | DEER2023 | D23 v1 | 2022-10-06 17:53 | Any | OfS | New | CZ11 | cDXHP | Cap-Tons | 34.3 | 10000 | None | -193 | -0.0568 | 0 | 33.1 | 0.0157 | 0 | [6 empty] | DEER:HVAC_Split-Package_HP | Annual | 20 | [13 empty] | CZ2022 | None
NE-HVAC-airHP-SpltPkg-240to759kBtuh-9p7eer-3p30cop | DEER2023 | D23 v1 | 2022-10-06 17:53 | Any | OfS | New | CZ12 | cDXHP | Cap-Tons | 31.9 | 10000 | None | -184 | -0.0615 | 0 | 28.7 | 0.0154 | 0 | [6 empty] | DEER:HVAC_Split-Package_HP | Annual | 20 | [13 empty] | CZ2022 | None
NE-HVAC-airHP-SpltPkg-240to759kBtuh-9p7eer-3p30cop | DEER2023 | D23 v1 | 2022-10-06 17:53 | Any | OfS | New | CZ13 | cDXHP | Cap-Tons | 35.1 | 10000 | None | -205 | -0.0594 | 0 | 35.9 | 0.0154 | 0 | [6 empty] | DEER:HVAC_Split-Package_HP | Annual | 20 | [13 empty] | CZ2022 | None
NE-HVAC-airHP-SpltPkg-240to759kBtuh-9p7eer-3p30cop | DEER2023 | D23 v1 | 2022-10-06 17:53 | Any | OfS | New | CZ14 | cDXHP | Cap-Tons | 35.3 | 10000 | None | -190 | -0.0495 | 0 | 33.5 | 0.0137 | 0 | [6 empty] | DEER:HVAC_Split-Package_HP | Annual | 20 | [13 empty] | CZ2022 | None
NE-HVAC-airHP-SpltPkg-240to759kBtuh-9p7eer-3p30cop | DEER2023 | D23 v1 | 2022-10-06 17:53 | Any | OfS | New | CZ15 | cDXHP | Cap-Tons | 41.9 | 10000 | None | -234 | -0.0601 | 0 | 51.1 | 0.0165 | 0 | [6 empty] | DEER:HVAC_Split-Package_HP | Annual | 20 | [13 empty] | CZ2022 | None
NE-HVAC-airHP-SpltPkg-240to759kBtuh-9p7eer-3p30cop | DEER2023 | D23 v1 | 2022-10-06 17:53 | Any | OfS | New | CZ16 | cDXHP | Cap-Tons | 30.2 | 10000 | None | -120 | -0.0356 | 0 | 15.6 | 0.00822 | 0 | [6 empty] | DEER:HVAC_Split-Package_HP | Annual | 20 | [13 empty] | CZ2022 | None
NE-HVAC-airHP-SpltPkg-240to759kBtuh-9p7eer-3p30cop | DEER2023 | D23 v1 | 2022-10-06 17:53 | Any | RFF | New | CZ01 | cDXHP | Cap-Tons | 6.2 | 2500 | None | -64.2 | -0.0495 | 0 | 2.8 | 0.00935 | 0 | [6 empty] | DEER:HVAC_Split-Package_HP | Annual | 20 | [13 empty] | CZ2022 | None
NE-HVAC-airHP-SpltPkg-240to759kBtuh-9p7eer-3p30cop | DEER2023 | D23 v1 | 2022-10-06 17:53 | Any | RFF | New | CZ02 | cDXHP | Cap-Tons | 6.61 | 2500 | None | -183 | -0.127 | 0 | 34.9 | 0.0327 | 0 | [6 empty] | DEER:HVAC_Split-Package_HP | Annual | 20 | [13 empty] | CZ2022 | None
NE-HVAC-airHP-SpltPkg-240to759kBtuh-9p7eer-3p30cop | DEER2023 | D23 v1 | 2022-10-06 17:53 | Any | RFF | New | CZ03 | cDXHP | Cap-Tons | 7.07 | 2500 | None | -160 | -0.0571 | 0 | 16.9 | 0.0194 | 0 | [6 empty] | DEER:HVAC_Split-Package_HP | Annual | 20 | [13 empty] | CZ2022 | None
NE-HVAC-airHP-SpltPkg-240to759kBtuh-9p7eer-3p30cop | DEER2023 | D23 v1 | 2022-10-06 17:53 | Any | RFF | New | CZ04 | cDXHP | Cap-Tons | 6.82 | 2500 | None | -244 | -0.132 | 0 | 46.3 | 0.0371 | 0 | [6 empty] | DEER:HVAC_Split-Package_HP | Annual | 20 | [13 empty] | CZ2022 | None
NE-HVAC-airHP-SpltPkg-240to759kBtuh-9p7eer-3p30cop | DEER2023 | D23 v1 | 2022-10-06 17:53 | Any | RFF | New | CZ05 | cDXHP | Cap-Tons | 6.69 | 2500 | None | -178 | -0.0486 | 0 | 21.6 | 0.0138 | 0 | [6 empty] | DEER:HVAC_Split-Package_HP | Annual | 20 | [13 empty] | CZ2022 | None
NE-HVAC-airHP-SpltPkg-240to759kBtuh-9p7eer-3p30cop | DEER2023 | D23 v1 | 2022-10-06 17:53 | Any | RFF | New | CZ06 | cDXHP | Cap-Tons | 7.77 | 2500 | None | -233 | -0.0538 | 0 | 44.6 | 0.0223 | 0 | [6 empty] | DEER:HVAC_Split-Package_HP | Annual | 20 | [13 empty] | CZ2022 | None
NE-HVAC-airHP-SpltPkg-240to759kBtuh-9p7eer-3p30cop | DEER2023 | D23 v1 | 2022-10-06 17:53 | Any | RFF | New | CZ07 | cDXHP | Cap-Tons | 7.56 | 2500 | None | -237 | -0.0476 | 0 | 40.5 | 0.0193 | 0 | [6 empty] | DEER:HVAC_Split-Package_HP | Annual | 20 | [13 empty] | CZ2022 | None
NE-HVAC-airHP-SpltPkg-240to759kBtuh-9p7eer-3p30cop | DEER2023 | D23 v1 | 2022-10-06 17:53 | Any | RFF | New | CZ08 | cDXHP | Cap-Tons | 7.22 | 2500 | None | -310 | -0.108 | 0 | 68.8 | 0.0309 | 0 | [6 empty] | DEER:HVAC_Split-Package_HP | Annual | 20 | [13 empty] | CZ2022 | None
NE-HVAC-airHP-SpltPkg-240to759kBtuh-9p7eer-3p30cop | DEER2023 | D23 v1 | 2022-10-06 17:53 | Any | RFF | New | CZ09 | cDXHP | Cap-Tons | 9.44 | 2500 | None | -245 | -0.113 | 0 | 48.2 | 0.0281 | 0 | [6 empty] | DEER:HVAC_Split-Package_HP | Annual | 20 | [13 empty] | CZ2022 | None
NE-HVAC-airHP-SpltPkg-240to759kBtuh-9p7eer-3p30cop | DEER2023 | D23 v1 | 2022-10-06 17:53 | Any | RFF | New | CZ10 | cDXHP | Cap-Tons | 8.72 | 2500 | None | -288 | -0.108 | 0 | 60.5 | 0.034 | 0 | [6 empty] | DEER:HVAC_Split-Package_HP | Annual | 20 | [13 empty] | CZ2022 | None
NE-HVAC-airHP-SpltPkg-240to759kBtuh-9p7eer-3p30cop | DEER2023 | D23 v1 | 2022-10-06 17:53 | Any | RFF | New | CZ11 | cDXHP | Cap-Tons | 9.31 | 2500 | None | -279 | -0.153 | 0 | 56.1 | 0.0405 | 0 | [6 empty] | DEER:HVAC_Split-Package_HP | Annual | 20 | [13 empty] | CZ2022 | None
NE-HVAC-airHP-SpltPkg-240to759kBtuh-9p7eer-3p30cop | DEER2023 | D23 v1 | 2022-10-06 17:53 | Any | RFF | New | CZ12 | cDXHP | Cap-Tons | 8.42 | 2500 | None | -253 | -0.146 | 0 | 46.5 | 0.0411 | 0 | [6 empty] | DEER:HVAC_Split-Package_HP | Annual | 20 | [13 empty] | CZ2022 | None
NE-HVAC-airHP-SpltPkg-240to759kBtuh-9p7eer-3p30cop | DEER2023 | D23 v1 | 2022-10-06 17:53 | Any | RFF | New | CZ13 | cDXHP | Cap-Tons | 9.44 | 2500 | None | -305 | -0.14 | 0 | 64.3 | 0.0418 | 0 | [6 empty] | DEER:HVAC_Split-Package_HP | Annual | 20 | [13 empty] | CZ2022 | None
NE-HVAC-airHP-SpltPkg-240to759kBtuh-9p7eer-3p30cop | DEER2023 | D23 v1 | 2022-10-06 17:53 | Any | RFF | New | CZ14 | cDXHP | Cap-Tons | 9.24 | 2500 | None | -271 | -0.142 | 0 | 53.4 | 0.0356 | 0 | [6 empty] | DEER:HVAC_Split-Package_HP | Annual | 20 | [13 empty] | CZ2022 | None
NE-HVAC-airHP-SpltPkg-240to759kBtuh-9p7eer-3p30cop | DEER2023 | D23 v1 | 2022-10-06 17:53 | Any | RFF | New | CZ15 | cDXHP | Cap-Tons | 12.4 | 2500 | None | -348 | -0.153 | 0 | 85.4 | 0.0422 | 0 | [6 empty] | DEER:HVAC_Split-Package_HP | Annual | 20 | [13 empty] | CZ2022 | None
NE-HVAC-airHP-SpltPkg-240to759kBtuh-9p7eer-3p30cop | DEER2023 | D23 v1 | 2022-10-06 17:53 | Any | RFF | New | CZ16 | cDXHP | Cap-Tons | 7.34 | 2500 | None | -134 | -0.0654 | 0 | 23.2 | 0.0202 | 0 | [6 empty] | DEER:HVAC_Split-Package_HP | Annual | 20 | [13 empty] | CZ2022 | None
NE-HVAC-airHP-SpltPkg-240to759kBtuh-9p7eer-3p30cop | DEER2023 | D23 v1 | 2022-10-06 17:53 | Any | RSD | New | CZ01 | cDXHP | Cap-Tons | 10.3 | 5600 | None | -49.4 | -0.0389 | 0 | 3.37 | 0.00826 | 0 | [6 empty] | DEER:HVAC_Split-Package_HP | Annual | 20 | [13 empty] | CZ2022 | None
NE-HVAC-airHP-SpltPkg-240to759kBtuh-9p7eer-3p30cop | DEER2023 | D23 v1 | 2022-10-06 17:53 | Any | RSD | New | CZ02 | cDXHP | Cap-Tons | 11.4 | 5600 | None | -179 | -0.112 | 0 | 35.7 | 0.0304 | 0 | [6 empty] | DEER:HVAC_Split-Package_HP | Annual | 20 | [13 empty] | CZ2022 | None
NE-HVAC-airHP-SpltPkg-240to759kBtuh-9p7eer-3p30cop | DEER2023 | D23 v1 | 2022-10-06 17:53 | Any | RSD | New | CZ03 | cDXHP | Cap-Tons | 11.2 | 5600 | None | -153 | -0.0528 | 0 | 19.4 | 0.0191 | 0 | [6 empty] | DEER:HVAC_Split-Package_HP | Annual | 20 | [13 empty] | CZ2022 | None
NE-HVAC-airHP-SpltPkg-240to759kBtuh-9p7eer-3p30cop | DEER2023 | D23 v1 | 2022-10-06 17:53 | Any | RSD | New | CZ04 | cDXHP | Cap-Tons | 11.5 | 5600 | None | -222 | -0.124 | 0 | 46.1 | 0.0352 | 0 | [6 empty] | DEER:HVAC_Split-Package_HP | Annual | 20 | [13 empty] | CZ2022 | None
NE-HVAC-airHP-SpltPkg-240to759kBtuh-9p7eer-3p30cop | DEER2023 | D23 v1 | 2022-10-06 17:53 | Any | RSD | New | CZ05 | cDXHP | Cap-Tons | 11 | 5600 | None | -155 | -0.0485 | 0 | 22.8 | 0.0129 | 0 | [6 empty] | DEER:HVAC_Split-Package_HP | Annual | 20 | [13 empty] | CZ2022 | None
NE-HVAC-airHP-SpltPkg-240to759kBtuh-9p7eer-3p30cop | DEER2023 | D23 v1 | 2022-10-06 17:53 | Any | RSD | New | CZ06 | cDXHP | Cap-Tons | 12.5 | 5600 | None | -212 | -0.0647 | 0 | 47.3 | 0.0241 | 0 | [6 empty] | DEER:HVAC_Split-Package_HP | Annual | 20 | [13 empty] | CZ2022 | None
NE-HVAC-airHP-SpltPkg-240to759kBtuh-9p7eer-3p30cop | DEER2023 | D23 v1 | 2022-10-06 17:53 | Any | RSD | New | CZ07 | cDXHP | Cap-Tons | 12.1 | 5600 | None | -213 | -0.0501 | 0 | 41.4 | 0.0205 | 0 | [6 empty] | DEER:HVAC_Split-Package_HP | Annual | 20 | [13 empty] | CZ2022 | None
NE-HVAC-airHP-SpltPkg-240to759kBtuh-9p7eer-3p30cop | DEER2023 | D23 v1 | 2022-10-06 17:53 | Any | RSD | New | CZ08 | cDXHP | Cap-Tons | 12.8 | 5600 | None | -244 | -0.098 | 0 | 60.4 | 0.0279 | 0 | [6 empty] | DEER:HVAC_Split-Package_HP | Annual | 20 | [13 empty] | CZ2022 | None
NE-HVAC-airHP-SpltPkg-240to759kBtuh-9p7eer-3p30cop | DEER2023 | D23 v1 | 2022-10-06 17:53 | Any | RSD | New | CZ09 | cDXHP | Cap-Tons | 16.1 | 5600 | None | -204 | -0.0692 | 0 | 45.8 | 0.0246 | 0 | [6 empty] | DEER:HVAC_Split-Package_HP | Annual | 20 | [13 empty] | CZ2022 | None
NE-HVAC-airHP-SpltPkg-240to759kBtuh-9p7eer-3p30cop | DEER2023 | D23 v1 | 2022-10-06 17:53 | Any | RSD | New | CZ10 | cDXHP | Cap-Tons | 14.9 | 5600 | None | -235 | -0.0948 | 0 | 57.1 | 0.0315 | 0 | [6 empty] | DEER:HVAC_Split-Package_HP | Annual | 20 | [13 empty] | CZ2022 | None
NE-HVAC-airHP-SpltPkg-240to759kBtuh-9p7eer-3p30cop | DEER2023 | D23 v1 | 2022-10-06 17:53 | Any | RSD | New | CZ11 | cDXHP | Cap-Tons | 16.7 | 5600 | None | -219 | -0.141 | 0 | 50.7 | 0.0378 | 0 | [6 empty] | DEER:HVAC_Split-Package_HP | Annual | 20 | [13 empty] | CZ2022 | None
NE-HVAC-airHP-SpltPkg-240to759kBtuh-9p7eer-3p30cop | DEER2023 | D23 v1 | 2022-10-06 17:53 | Any | RSD | New | CZ12 | cDXHP | Cap-Tons | 14.7 | 5600 | None | -214 | -0.129 | 0 | 44.9 | 0.0381 | 0 | [6 empty] | DEER:HVAC_Split-Package_HP | Annual | 20 | [13 empty] | CZ2022 | None
NE-HVAC-airHP-SpltPkg-240to759kBtuh-9p7eer-3p30cop | DEER2023 | D23 v1 | 2022-10-06 17:53 | Any | RSD | New | CZ13 | cDXHP | Cap-Tons | 16.9 | 5600 | None | -244 | -0.123 | 0 | 57.3 | 0.0392 | 0 | [6 empty] | DEER:HVAC_Split-Package_HP | Annual | 20 | [13 empty] | CZ2022 | None
NE-HVAC-airHP-SpltPkg-240to759kBtuh-9p7eer-3p30cop | DEER2023 | D23 v1 | 2022-10-06 17:53 | Any | RSD | New | CZ14 | cDXHP | Cap-Tons | 16.9 | 5600 | None | -215 | -0.128 | 0 | 47.9 | 0.033 | 0 | [6 empty] | DEER:HVAC_Split-Package_HP | Annual | 20 | [13 empty] | CZ2022 | None
NE-HVAC-airHP-SpltPkg-240to759kBtuh-9p7eer-3p30cop | DEER2023 | D23 v1 | 2022-10-06 17:53 | Any | RSD | New | CZ15 | cDXHP | Cap-Tons | 22.3 | 5600 | None | -260 | -0.144 | 0 | 72.2 | 0.0396 | 0 | [6 empty] | DEER:HVAC_Split-Package_HP | Annual | 20 | [13 empty] | CZ2022 | None
NE-HVAC-airHP-SpltPkg-240to759kBtuh-9p7eer-3p30cop | DEER2023 | D23 v1 | 2022-10-06 17:53 | Any | RSD | New | CZ16 | cDXHP | Cap-Tons | 11.9 | 5600 | None | -112 | -0.0646 | 0 | 22.1 | 0.0199 | 0 | [6 empty] | DEER:HVAC_Split-Package_HP | Annual | 20 | [13 empty] | CZ2022 | None
NE-HVAC-airHP-SpltPkg-240to759kBtuh-9p7eer-3p30cop | DEER2023 | D23 v1 | 2022-10-06 17:53 | Any | Rt3 | New | CZ01 | cDXHP | Cap-Tons | 183 | 120000 | None | -150 | -0.0777 | 0 | 7.47 | 0.0132 | 0 | [6 empty] | DEER:HVAC_Split-Package_HP | Annual | 20 | [13 empty] | CZ2022 | None
NE-HVAC-airHP-SpltPkg-240to759kBtuh-9p7eer-3p30cop | DEER2023 | D23 v1 | 2022-10-06 17:53 | Any | Rt3 | New | CZ02 | cDXHP | Cap-Tons | 235 | 120000 | None | -248 | -0.124 | 0 | 35.3 | 0.0299 | 0 | [6 empty] | DEER:HVAC_Split-Package_HP | Annual | 20 | [13 empty] | CZ2022 | None
NE-HVAC-airHP-SpltPkg-240to759kBtuh-9p7eer-3p30cop | DEER2023 | D23 v1 | 2022-10-06 17:53 | Any | Rt3 | New | CZ03 | cDXHP | Cap-Tons | 197 | 120000 | None | -234 | -0.0983 | 0 | 26.5 | 0.025 | 0 | [6 empty] | DEER:HVAC_Split-Package_HP | Annual | 20 | [13 empty] | CZ2022 | None
NE-HVAC-airHP-SpltPkg-240to759kBtuh-9p7eer-3p30cop | DEER2023 | D23 v1 | 2022-10-06 17:53 | Any | Rt3 | New | CZ04 | cDXHP | Cap-Tons | 236 | 120000 | None | -280 | -0.139 | 0 | 44.2 | 0.0341 | 0 | [6 empty] | DEER:HVAC_Split-Package_HP | Annual | 20 | [13 empty] | CZ2022 | None
NE-HVAC-airHP-SpltPkg-240to759kBtuh-9p7eer-3p30cop | DEER2023 | D23 v1 | 2022-10-06 17:53 | Any | Rt3 | New | CZ05 | cDXHP | Cap-Tons | 196 | 120000 | None | -249 | -0.0932 | 0 | 31.5 | 0.0185 | 0 | [6 empty] | DEER:HVAC_Split-Package_HP | Annual | 20 | [13 empty] | CZ2022 | None
NE-HVAC-airHP-SpltPkg-240to759kBtuh-9p7eer-3p30cop | DEER2023 | D23 v1 | 2022-10-06 17:53 | Any | Rt3 | New | CZ06 | cDXHP | Cap-Tons | 214 | 120000 | None | -294 | -0.103 | 0 | 56.9 | 0.0287 | 0 | [6 empty] | DEER:HVAC_Split-Package_HP | Annual | 20 | [13 empty] | CZ2022 | None
NE-HVAC-airHP-SpltPkg-240to759kBtuh-9p7eer-3p30cop | DEER2023 | D23 v1 | 2022-10-06 17:53 | Any | Rt3 | New | CZ07 | cDXHP | Cap-Tons | 208 | 120000 | None | -303 | -0.0962 | 0 | 52.6 | 0.0267 | 0 | [6 empty] | DEER:HVAC_Split-Package_HP | Annual | 20 | [13 empty] | CZ2022 | None
NE-HVAC-airHP-SpltPkg-240to759kBtuh-9p7eer-3p30cop | DEER2023 | D23 v1 | 2022-10-06 17:53 | Any | Rt3 | New | CZ08 | cDXHP | Cap-Tons | 248 | 120000 | None | -309 | -0.119 | 0 | 62.3 | 0.0297 | 0 | [6 empty] | DEER:HVAC_Split-Package_HP | Annual | 20 | [13 empty] | CZ2022 | None
NE-HVAC-airHP-SpltPkg-240to759kBtuh-9p7eer-3p30cop | DEER2023 | D23 v1 | 2022-10-06 17:53 | Any | Rt3 | New | CZ09 | cDXHP | Cap-Tons | 315 | 120000 | None | -252 | -0.0941 | 0 | 45.2 | 0.0255 | 0 | [6 empty] | DEER:HVAC_Split-Package_HP | Annual | 20 | [13 empty] | CZ2022 | None
NE-HVAC-airHP-SpltPkg-240to759kBtuh-9p7eer-3p30cop | DEER2023 | D23 v1 | 2022-10-06 17:53 | Any | Rt3 | New | CZ10 | cDXHP | Cap-Tons | 292 | 120000 | None | -290 | -0.123 | 0 | 55.7 | 0.033 | 0 | [6 empty] | DEER:HVAC_Split-Package_HP | Annual | 20 | [13 empty] | CZ2022 | None
NE-HVAC-airHP-SpltPkg-240to759kBtuh-9p7eer-3p30cop | DEER2023 | D23 v1 | 2022-10-06 17:53 | Any | Rt3 | New | CZ11 | cDXHP | Cap-Tons | 307 | 120000 | None | -278 | -0.14 | 0 | 49.6 | 0.0368 | 0 | [6 empty] | DEER:HVAC_Split-Package_HP | Annual | 20 | [13 empty] | CZ2022 | None
NE-HVAC-airHP-SpltPkg-240to759kBtuh-9p7eer-3p30cop | DEER2023 | D23 v1 | 2022-10-06 17:53 | Any | Rt3 | New | CZ12 | cDXHP | Cap-Tons | 286 | 120000 | None | -270 | -0.149 | 0 | 43.6 | 0.0375 | 0 | [6 empty] | DEER:HVAC_Split-Package_HP | Annual | 20 | [13 empty] | CZ2022 | None
NE-HVAC-airHP-SpltPkg-240to759kBtuh-9p7eer-3p30cop | DEER2023 | D23 v1 | 2022-10-06 17:53 | Any | Rt3 | New | CZ13 | cDXHP | Cap-Tons | 312 | 120000 | None | -300 | -0.146 | 0 | 55.3 | 0.0383 | 0 | [6 empty] | DEER:HVAC_Split-Package_HP | Annual | 20 | [13 empty] | CZ2022 | None
NE-HVAC-airHP-SpltPkg-240to759kBtuh-9p7eer-3p30cop | DEER2023 | D23 v1 | 2022-10-06 17:53 | Any | Rt3 | New | CZ14 | cDXHP | Cap-Tons | 307 | 120000 | None | -273 | -0.133 | 0 | 48.3 | 0.0331 | 0 | [6 empty] | DEER:HVAC_Split-Package_HP | Annual | 20 | [13 empty] | CZ2022 | None
NE-HVAC-airHP-SpltPkg-240to759kBtuh-9p7eer-3p30cop | DEER2023 | D23 v1 | 2022-10-06 17:53 | Any | Rt3 | New | CZ15 | cDXHP | Cap-Tons | 391 | 120000 | None | -316 | -0.143 | 0 | 71.7 | 0.0393 | 0 | [6 empty] | DEER:HVAC_Split-Package_HP | Annual | 20 | [13 empty] | CZ2022 | None
NE-HVAC-airHP-SpltPkg-240to759kBtuh-9p7eer-3p30cop | DEER2023 | D23 v1 | 2022-10-06 17:53 | Any | Rt3 | New | CZ16 | cDXHP | Cap-Tons | 200 | 120000 | None | -217 | -0.114 | 0 | 29.8 | 0.0254 | 0 | [6 empty] | DEER:HVAC_Split-Package_HP | Annual | 20 | [13 empty] | CZ2022 | None
NE-HVAC-airHP-SpltPkg-240to759kBtuh-9p7eer-3p30cop | DEER2023 | D23 v1 | 2022-10-06 17:53 | Any | RtL | New | CZ01 | cDXHP | Cap-Tons | 157 | 130000 | None | -165 | -0.0678 | 0 | 14.8 | 0.0146 | 0 | [6 empty] | DEER:HVAC_Split-Package_HP | Annual | 20 | [13 empty] | CZ2022 | None
NE-HVAC-airHP-SpltPkg-240to759kBtuh-9p7eer-3p30cop | DEER2023 | D23 v1 | 2022-10-06 17:53 | Any | RtL | New | CZ02 | cDXHP | Cap-Tons | 198 | 130000 | None | -224 | -0.0953 | 0 | 40.4 | 0.0306 | 0 | [6 empty] | DEER:HVAC_Split-Package_HP | Annual | 20 | [13 empty] | CZ2022 | None
NE-HVAC-airHP-SpltPkg-240to759kBtuh-9p7eer-3p30cop | DEER2023 | D23 v1 | 2022-10-06 17:53 | Any | RtL | New | CZ03 | cDXHP | Cap-Tons | 164 | 130000 | None | -238 | -0.0838 | 0 | 36.7 | 0.0255 | 0 | [6 empty] | DEER:HVAC_Split-Package_HP | Annual | 20 | [13 empty] | CZ2022 | None
NE-HVAC-airHP-SpltPkg-240to759kBtuh-9p7eer-3p30cop | DEER2023 | D23 v1 | 2022-10-06 17:53 | Any | RtL | New | CZ04 | cDXHP | Cap-Tons | 195 | 130000 | None | -261 | -0.125 | 0 | 51.8 | 0.0351 | 0 | [6 empty] | DEER:HVAC_Split-Package_HP | Annual | 20 | [13 empty] | CZ2022 | None
NE-HVAC-airHP-SpltPkg-240to759kBtuh-9p7eer-3p30cop | DEER2023 | D23 v1 | 2022-10-06 17:53 | Any | RtL | New | CZ05 | cDXHP | Cap-Tons | 163 | 130000 | None | -244 | -0.069 | 0 | 41.6 | 0.0186 | 0 | [6 empty] | DEER:HVAC_Split-Package_HP | Annual | 20 | [13 empty] | CZ2022 | None
NE-HVAC-airHP-SpltPkg-240to759kBtuh-9p7eer-3p30cop | DEER2023 | D23 v1 | 2022-10-06 17:53 | Any | RtL | New | CZ06 | cDXHP | Cap-Tons | 175 | 130000 | None | -300 | -0.0939 | 0 | 70.3 | 0.0305 | 0 | [6 empty] | DEER:HVAC_Split-Package_HP | Annual | 20 | [13 empty] | CZ2022 | None
NE-HVAC-airHP-SpltPkg-240to759kBtuh-9p7eer-3p30cop | DEER2023 | D23 v1 | 2022-10-06 17:53 | Any | RtL | New | CZ07 | cDXHP | Cap-Tons | 171 | 130000 | None | -294 | -0.0867 | 0 | 63.8 | 0.0277 | 0 | [6 empty] | DEER:HVAC_Split-Package_HP | Annual | 20 | [13 empty] | CZ2022 | None
NE-HVAC-airHP-SpltPkg-240to759kBtuh-9p7eer-3p30cop | DEER2023 | D23 v1 | 2022-10-06 17:53 | Any | RtL | New | CZ08 | cDXHP | Cap-Tons | 213 | 130000 | None | -264 | -0.104 | 0 | 67.1 | 0.0294 | 0 | [6 empty] | DEER:HVAC_Split-Package_HP | Annual | 20 | [13 empty] | CZ2022 | None
NE-HVAC-airHP-SpltPkg-240to759kBtuh-9p7eer-3p30cop | DEER2023 | D23 v1 | 2022-10-06 17:53 | Any | RtL | New | CZ09 | cDXHP | Cap-Tons | 263 | 130000 | None | -207 | -0.0726 | 0 | 49.5 | 0.0264 | 0 | [6 empty] | DEER:HVAC_Split-Package_HP | Annual | 20 | [13 empty] | CZ2022 | None
NE-HVAC-airHP-SpltPkg-240to759kBtuh-9p7eer-3p30cop | DEER2023 | D23 v1 | 2022-10-06 17:53 | Any | RtL | New | CZ10 | cDXHP | Cap-Tons | 244 | 130000 | None | -244 | -0.0999 | 0 | 61 | 0.0322 | 0 | [6 empty] | DEER:HVAC_Split-Package_HP | Annual | 20 | [13 empty] | CZ2022 | None
NE-HVAC-airHP-SpltPkg-240to759kBtuh-9p7eer-3p30cop | DEER2023 | D23 v1 | 2022-10-06 17:53 | Any | RtL | New | CZ11 | cDXHP | Cap-Tons | 262 | 130000 | None | -236 | -0.118 | 0 | 55.4 | 0.0386 | 0 | [6 empty] | DEER:HVAC_Split-Package_HP | Annual | 20 | [13 empty] | CZ2022 | None
NE-HVAC-airHP-SpltPkg-240to759kBtuh-9p7eer-3p30cop | DEER2023 | D23 v1 | 2022-10-06 17:53 | Any | RtL | New | CZ12 | cDXHP | Cap-Tons | 239 | 130000 | None | -240 | -0.13 | 0 | 48.6 | 0.0377 | 0 | [6 empty] | DEER:HVAC_Split-Package_HP | Annual | 20 | [13 empty] | CZ2022 | None
NE-HVAC-airHP-SpltPkg-240to759kBtuh-9p7eer-3p30cop | DEER2023 | D23 v1 | 2022-10-06 17:53 | Any | RtL | New | CZ13 | cDXHP | Cap-Tons | 265 | 130000 | None | -254 | -0.133 | 0 | 61.4 | 0.039 | 0 | [6 empty] | DEER:HVAC_Split-Package_HP | Annual | 20 | [13 empty] | CZ2022 | None
NE-HVAC-airHP-SpltPkg-240to759kBtuh-9p7eer-3p30cop | DEER2023 | D23 v1 | 2022-10-06 17:53 | Any | RtL | New | CZ14 | cDXHP | Cap-Tons | 264 | 130000 | None | -220 | -0.105 | 0 | 53.5 | 0.0347 | 0 | [6 empty] | DEER:HVAC_Split-Package_HP | Annual | 20 | [13 empty] | CZ2022 | None
NE-HVAC-airHP-SpltPkg-240to759kBtuh-9p7eer-3p30cop | DEER2023 | D23 v1 | 2022-10-06 17:53 | Any | RtL | New | CZ15 | cDXHP | Cap-Tons | 340 | 130000 | None | -252 | -0.144 | 0 | 78.3 | 0.041 | 0 | [6 empty] | DEER:HVAC_Split-Package_HP | Annual | 20 | [13 empty] | CZ2022 | None
NE-HVAC-airHP-SpltPkg-240to759kBtuh-9p7eer-3p30cop | DEER2023 | D23 v1 | 2022-10-06 17:53 | Any | RtL | New | CZ16 | cDXHP | Cap-Tons | 166 | 130000 | None | -182 | -0.0849 | 0 | 34.2 | 0.0262 | 0 | [6 empty] | DEER:HVAC_Split-Package_HP | Annual | 20 | [13 empty] | CZ2022 | None
NE-HVAC-airHP-SpltPkg-240to759kBtuh-9p7eer-3p30cop | DEER2023 | D23 v1 | 2022-10-06 17:53 | Any | RtS | New | CZ01 | cDXHP | Cap-Tons | 12.4 | 8000 | None | 254 | -0.03 | 0 | 3.42 | 0.00793 | 0 | [6 empty] | DEER:HVAC_Split-Package_HP | Annual | 20 | [13 empty] | CZ2022 | None
NE-HVAC-airHP-SpltPkg-240to759kBtuh-9p7eer-3p30cop | DEER2023 | D23 v1 | 2022-10-06 17:53 | Any | RtS | New | CZ02 | cDXHP | Cap-Tons | 15.2 | 8000 | None | 11.3 | -0.053 | 0 | 28.3 | 0.0267 | 0 | [6 empty] | DEER:HVAC_Split-Package_HP | Annual | 20 | [13 empty] | CZ2022 | None
NE-HVAC-airHP-SpltPkg-240to759kBtuh-9p7eer-3p30cop | DEER2023 | D23 v1 | 2022-10-06 17:53 | Any | RtS | New | CZ03 | cDXHP | Cap-Tons | 13.2 | 8000 | None | 5 | -0.037 | 0 | 16.6 | 0.0188 | 0 | [6 empty] | DEER:HVAC_Split-Package_HP | Annual | 20 | [13 empty] | CZ2022 | None
NE-HVAC-airHP-SpltPkg-240to759kBtuh-9p7eer-3p30cop | DEER2023 | D23 v1 | 2022-10-06 17:53 | Any | RtS | New | CZ04 | cDXHP | Cap-Tons | 15.5 | 8000 | None | -63.9 | -0.0756 | 0 | 35.7 | 0.0304 | 0 | [6 empty] | DEER:HVAC_Split-Package_HP | Annual | 20 | [13 empty] | CZ2022 | None
NE-HVAC-airHP-SpltPkg-240to759kBtuh-9p7eer-3p30cop | DEER2023 | D23 v1 | 2022-10-06 17:53 | Any | RtS | New | CZ05 | cDXHP | Cap-Tons | 13.1 | 8000 | None | -28.4 | -0.0259 | 0 | 20.7 | 0.0119 | 0 | [6 empty] | DEER:HVAC_Split-Package_HP | Annual | 20 | [13 empty] | CZ2022 | None
NE-HVAC-airHP-SpltPkg-240to759kBtuh-9p7eer-3p30cop | DEER2023 | D23 v1 | 2022-10-06 17:53 | Any | RtS | New | CZ06 | cDXHP | Cap-Tons | 14.2 | 8000 | None | -116 | -0.0388 | 0 | 42.6 | 0.0233 | 0 | [6 empty] | DEER:HVAC_Split-Package_HP | Annual | 20 | [13 empty] | CZ2022 | None
NE-HVAC-airHP-SpltPkg-240to759kBtuh-9p7eer-3p30cop | DEER2023 | D23 v1 | 2022-10-06 17:53 | Any | RtS | New | CZ07 | cDXHP | Cap-Tons | 13.9 | 8000 | None | -134 | -0.0433 | 0 | 36.8 | 0.02 | 0 | [6 empty] | DEER:HVAC_Split-Package_HP | Annual | 20 | [13 empty] | CZ2022 | None
NE-HVAC-airHP-SpltPkg-240to759kBtuh-9p7eer-3p30cop | DEER2023 | D23 v1 | 2022-10-06 17:53 | Any | RtS | New | CZ08 | cDXHP | Cap-Tons | 16.6 | 8000 | None | -114 | -0.0546 | 0 | 51.1 | 0.026 | 0 | [6 empty] | DEER:HVAC_Split-Package_HP | Annual | 20 | [13 empty] | CZ2022 | None
NE-HVAC-airHP-SpltPkg-240to759kBtuh-9p7eer-3p30cop | DEER2023 | D23 v1 | 2022-10-06 17:53 | Any | RtS | New | CZ09 | cDXHP | Cap-Tons | 21 | 8000 | None | -40.2 | -0.00229 | 0 | 38.6 | 0.0233 | 0 | [6 empty] | DEER:HVAC_Split-Package_HP | Annual | 20 | [13 empty] | CZ2022 | None
NE-HVAC-airHP-SpltPkg-240to759kBtuh-9p7eer-3p30cop | DEER2023 | D23 v1 | 2022-10-06 17:53 | Any | RtS | New | CZ10 | cDXHP | Cap-Tons | 19.6 | 8000 | None | -67.1 | -0.0567 | 0 | 48 | 0.029 | 0 | [6 empty] | DEER:HVAC_Split-Package_HP | Annual | 20 | [13 empty] | CZ2022 | None
NE-HVAC-airHP-SpltPkg-240to759kBtuh-9p7eer-3p30cop | DEER2023 | D23 v1 | 2022-10-06 17:53 | Any | RtS | New | CZ11 | cDXHP | Cap-Tons | 20.7 | 8000 | None | -3.34 | -0.0687 | 0 | 44.5 | 0.0355 | 0 | [6 empty] | DEER:HVAC_Split-Package_HP | Annual | 20 | [13 empty] | CZ2022 | None
NE-HVAC-airHP-SpltPkg-240to759kBtuh-9p7eer-3p30cop | DEER2023 | D23 v1 | 2022-10-06 17:53 | Any | RtS | New | CZ12 | cDXHP | Cap-Tons | 18.8 | 8000 | None | -29 | -0.0891 | 0 | 37.7 | 0.0349 | 0 | [6 empty] | DEER:HVAC_Split-Package_HP | Annual | 20 | [13 empty] | CZ2022 | None
NE-HVAC-airHP-SpltPkg-240to759kBtuh-9p7eer-3p30cop | DEER2023 | D23 v1 | 2022-10-06 17:53 | Any | RtS | New | CZ13 | cDXHP | Cap-Tons | 21.2 | 8000 | None | -45.4 | -0.0876 | 0 | 49.6 | 0.0358 | 0 | [6 empty] | DEER:HVAC_Split-Package_HP | Annual | 20 | [13 empty] | CZ2022 | None
NE-HVAC-airHP-SpltPkg-240to759kBtuh-9p7eer-3p30cop | DEER2023 | D23 v1 | 2022-10-06 17:53 | Any | RtS | New | CZ14 | cDXHP | Cap-Tons | 20.8 | 8000 | None | 3.5 | -0.0408 | 0 | 43.1 | 0.0313 | 0 | [6 empty] | DEER:HVAC_Split-Package_HP | Annual | 20 | [13 empty] | CZ2022 | None
NE-HVAC-airHP-SpltPkg-240to759kBtuh-9p7eer-3p30cop | DEER2023 | D23 v1 | 2022-10-06 17:53 | Any | RtS | New | CZ15 | cDXHP | Cap-Tons | 27 | 8000 | None | -43.9 | -0.0703 | 0 | 68 | 0.0387 | 0 | [6 empty] | DEER:HVAC_Split-Package_HP | Annual | 20 | [13 empty] | CZ2022 | None
NE-HVAC-airHP-SpltPkg-240to759kBtuh-9p7eer-3p30cop | DEER2023 | D23 v1 | 2022-10-06 17:53 | Any | RtS | New | CZ16 | cDXHP | Cap-Tons | 14.4 | 8000 | None | 196 | -0.0406 | 0 | 21.1 | 0.02 | 0 | [6 empty] | DEER:HVAC_Split-Package_HP | Annual | 20 | [13 empty] | CZ2022 | None
NE-HVAC-airHP-SpltPkg-240to759kBtuh-9p7eer-3p30cop | DEER2023 | D23 v1 | 2022-10-06 17:53 | Any | SCn | New | CZ01 | cDXHP | Cap-Tons | 349 | 250000 | None | 193 | 0.00627 | 0 | 1.83 | 0.00043 | 0 | [6 empty] | DEER:HVAC_Split-Package_HP | Annual | 20 | [13 empty] | CZ2022 | None
NE-HVAC-airHP-SpltPkg-240to759kBtuh-9p7eer-3p30cop | DEER2023 | D23 v1 | 2022-10-06 17:53 | Any | SCn | New | CZ02 | cDXHP | Cap-Tons | 287 | 250000 | None | 123 | 0.00286 | 0 | 8.38 | 0.0117 | 0 | [6 empty] | DEER:HVAC_Split-Package_HP | Annual | 20 | [13 empty] | CZ2022 | None
NE-HVAC-airHP-SpltPkg-240to759kBtuh-9p7eer-3p30cop | DEER2023 | D23 v1 | 2022-10-06 17:53 | Any | SCn | New | CZ03 | cDXHP | Cap-Tons | 358 | 250000 | None | 122 | -0.00013 | 0 | 2.57 | 0.00355 | 0 | [6 empty] | DEER:HVAC_Split-Package_HP | Annual | 20 | [13 empty] | CZ2022 | None
NE-HVAC-airHP-SpltPkg-240to759kBtuh-9p7eer-3p30cop | DEER2023 | D23 v1 | 2022-10-06 17:53 | Any | SCn | New | CZ04 | cDXHP | Cap-Tons | 290 | 250000 | None | 84.7 | -0.00463 | 0 | 12 | 0.0135 | 0 | [6 empty] | DEER:HVAC_Split-Package_HP | Annual | 20 | [13 empty] | CZ2022 | None
NE-HVAC-airHP-SpltPkg-240to759kBtuh-9p7eer-3p30cop | DEER2023 | D23 v1 | 2022-10-06 17:53 | Any | SCn | New | CZ05 | cDXHP | Cap-Tons | 352 | 250000 | None | 154 | 0.00461 | 0 | 3.24 | 0.00146 | 0 | [6 empty] | DEER:HVAC_Split-Package_HP | Annual | 20 | [13 empty] | CZ2022 | None
NE-HVAC-airHP-SpltPkg-240to759kBtuh-9p7eer-3p30cop | DEER2023 | D23 v1 | 2022-10-06 17:53 | Any | SCn | New | CZ06 | cDXHP | Cap-Tons | 342 | 250000 | None | 32.5 | -0.00583 | 0 | 8.7 | 0.00686 | 0 | [6 empty] | DEER:HVAC_Split-Package_HP | Annual | 20 | [13 empty] | CZ2022 | None
NE-HVAC-airHP-SpltPkg-240to759kBtuh-9p7eer-3p30cop | DEER2023 | D23 v1 | 2022-10-06 17:53 | Any | SCn | New | CZ07 | cDXHP | Cap-Tons | 329 | 250000 | None | 45.2 | -0.01 | 0 | 6.74 | 0.00512 | 0 | [6 empty] | DEER:HVAC_Split-Package_HP | Annual | 20 | [13 empty] | CZ2022 | None
NE-HVAC-airHP-SpltPkg-240to759kBtuh-9p7eer-3p30cop | DEER2023 | D23 v1 | 2022-10-06 17:53 | Any | SCn | New | CZ08 | cDXHP | Cap-Tons | 268 | 250000 | None | -15.8 | -0.0119 | 0 | 23.2 | 0.0135 | 0 | [6 empty] | DEER:HVAC_Split-Package_HP | Annual | 20 | [13 empty] | CZ2022 | None
NE-HVAC-airHP-SpltPkg-240to759kBtuh-9p7eer-3p30cop | DEER2023 | D23 v1 | 2022-10-06 17:53 | Any | SCn | New | CZ09 | cDXHP | Cap-Tons | 323 | 250000 | None | 30.7 | 0.00567 | 0 | 18.1 | 0.0126 | 0 | [6 empty] | DEER:HVAC_Split-Package_HP | Annual | 20 | [13 empty] | CZ2022 | None
NE-HVAC-airHP-SpltPkg-240to759kBtuh-9p7eer-3p30cop | DEER2023 | D23 v1 | 2022-10-06 17:53 | Any | SCn | New | CZ10 | cDXHP | Cap-Tons | 295 | 250000 | None | 43.9 | -0.00653 | 0 | 25.6 | 0.0158 | 0 | [6 empty] | DEER:HVAC_Split-Package_HP | Annual | 20 | [13 empty] | CZ2022 | None
NE-HVAC-airHP-SpltPkg-240to759kBtuh-9p7eer-3p30cop | DEER2023 | D23 v1 | 2022-10-06 17:53 | Any | SCn | New | CZ11 | cDXHP | Cap-Tons | 305 | 250000 | None | 102 | -0.0362 | 0 | 28 | 0.0217 | 0 | [6 empty] | DEER:HVAC_Split-Package_HP | Annual | 20 | [13 empty] | CZ2022 | None
NE-HVAC-airHP-SpltPkg-240to759kBtuh-9p7eer-3p30cop | DEER2023 | D23 v1 | 2022-10-06 17:53 | Any | SCn | New | CZ12 | cDXHP | Cap-Tons | 295 | 250000 | None | 110 | -0.0288 | 0 | 18.1 | 0.0198 | 0 | [6 empty] | DEER:HVAC_Split-Package_HP | Annual | 20 | [13 empty] | CZ2022 | None
NE-HVAC-airHP-SpltPkg-240to759kBtuh-9p7eer-3p30cop | DEER2023 | D23 v1 | 2022-10-06 17:53 | Any | SCn | New | CZ13 | cDXHP | Cap-Tons | 320 | 250000 | None | 43.4 | -0.029 | 0 | 30.8 | 0.0203 | 0 | [6 empty] | DEER:HVAC_Split-Package_HP | Annual | 20 | [13 empty] | CZ2022 | None
NE-HVAC-airHP-SpltPkg-240to759kBtuh-9p7eer-3p30cop | DEER2023 | D23 v1 | 2022-10-06 17:53 | Any | SCn | New | CZ14 | cDXHP | Cap-Tons | 307 | 250000 | None | 78.2 | -0.0305 | 0 | 28.6 | 0.0197 | 0 | [6 empty] | DEER:HVAC_Split-Package_HP | Annual | 20 | [13 empty] | CZ2022 | None
NE-HVAC-airHP-SpltPkg-240to759kBtuh-9p7eer-3p30cop | DEER2023 | D23 v1 | 2022-10-06 17:53 | Any | SCn | New | CZ15 | cDXHP | Cap-Tons | 436 | 250000 | None | -1.59 | -0.0261 | 0 | 47.3 | 0.0224 | 0 | [6 empty] | DEER:HVAC_Split-Package_HP | Annual | 20 | [13 empty] | CZ2022 | None
NE-HVAC-airHP-SpltPkg-240to759kBtuh-9p7eer-3p30cop | DEER2023 | D23 v1 | 2022-10-06 17:53 | Any | SCn | New | CZ16 | cDXHP | Cap-Tons | 364 | 250000 | None | 228 | -0.00344 | 0 | 6.38 | 0.00605 | 0 | [6 empty] | DEER:HVAC_Split-Package_HP | Annual | 20 | [13 empty] | CZ2022 | None
NE-HVAC-airHP-SpltPkg-240to759kBtuh-9p7eer-3p30cop | DEER2023 | D23 v1 | 2022-10-06 17:53 | Any | Asm | Ex | CZ01 | cDXHP | Cap-Tons | 305 | 100000 | None | 518 | 0.0743 | 0 | 3.22 | 0.00918 | 0 | [6 empty] | DEER:HVAC_Split-Package_HP | Annual | 20 | [13 empty] | CZ2022 | None
NE-HVAC-airHP-SpltPkg-240to759kBtuh-9p7eer-3p30cop | DEER2023 | D23 v1 | 2022-10-06 17:53 | Any | Asm | Ex | CZ02 | cDXHP | Cap-Tons | 319 | 100000 | None | 466 | 0.0269 | 0 | 31.4 | 0.0304 | 0 | [6 empty] | DEER:HVAC_Split-Package_HP | Annual | 20 | [13 empty] | CZ2022 | None
NE-HVAC-airHP-SpltPkg-240to759kBtuh-9p7eer-3p30cop | DEER2023 | D23 v1 | 2022-10-06 17:53 | Any | Asm | Ex | CZ03 | cDXHP | Cap-Tons | 360 | 100000 | None | 467 | 0.0857 | 0 | 16.3 | 0.0184 | 0 | [6 empty] | DEER:HVAC_Split-Package_HP | Annual | 20 | [13 empty] | CZ2022 | None
NE-HVAC-airHP-SpltPkg-240to759kBtuh-9p7eer-3p30cop | DEER2023 | D23 v1 | 2022-10-06 17:53 | Any | Asm | Ex | CZ04 | cDXHP | Cap-Tons | 337 | 100000 | None | 423 | 0.0029 | 0 | 40 | 0.0347 | 0 | [6 empty] | DEER:HVAC_Split-Package_HP | Annual | 20 | [13 empty] | CZ2022 | None
NE-HVAC-airHP-SpltPkg-240to759kBtuh-9p7eer-3p30cop | DEER2023 | D23 v1 | 2022-10-06 17:53 | Any | Asm | Ex | CZ05 | cDXHP | Cap-Tons | 349 | 100000 | None | 450 | 0.0845 | 0 | 20.4 | 0.0125 | 0 | [6 empty] | DEER:HVAC_Split-Package_HP | Annual | 20 | [13 empty] | CZ2022 | None
NE-HVAC-airHP-SpltPkg-240to759kBtuh-9p7eer-3p30cop | DEER2023 | D23 v1 | 2022-10-06 17:53 | Any | Asm | Ex | CZ06 | cDXHP | Cap-Tons | 388 | 100000 | None | 416 | 0.0902 | 0 | 37.9 | 0.0211 | 0 | [6 empty] | DEER:HVAC_Split-Package_HP | Annual | 20 | [13 empty] | CZ2022 | None
NE-HVAC-airHP-SpltPkg-240to759kBtuh-9p7eer-3p30cop | DEER2023 | D23 v1 | 2022-10-06 17:53 | Any | Asm | Ex | CZ07 | cDXHP | Cap-Tons | 377 | 100000 | None | 401 | 0.0931 | 0 | 32.3 | 0.0176 | 0 | [6 empty] | DEER:HVAC_Split-Package_HP | Annual | 20 | [13 empty] | CZ2022 | None
NE-HVAC-airHP-SpltPkg-240to759kBtuh-9p7eer-3p30cop | DEER2023 | D23 v1 | 2022-10-06 17:53 | Any | Asm | Ex | CZ08 | cDXHP | Cap-Tons | 359 | 100000 | None | 392 | 0.0474 | 0 | 54.4 | 0.0274 | 0 | [6 empty] | DEER:HVAC_Split-Package_HP | Annual | 20 | [13 empty] | CZ2022 | None
NE-HVAC-airHP-SpltPkg-240to759kBtuh-9p7eer-3p30cop | DEER2023 | D23 v1 | 2022-10-06 17:53 | Any | Asm | Ex | CZ09 | cDXHP | Cap-Tons | 463 | 100000 | None | 448 | 0.0873 | 0 | 41.8 | 0.0253 | 0 | [6 empty] | DEER:HVAC_Split-Package_HP | Annual | 20 | [13 empty] | CZ2022 | None
NE-HVAC-airHP-SpltPkg-240to759kBtuh-9p7eer-3p30cop | DEER2023 | D23 v1 | 2022-10-06 17:53 | Any | Asm | Ex | CZ10 | cDXHP | Cap-Tons | 400 | 100000 | None | 449 | 0.0404 | 0 | 51.1 | 0.0316 | 0 | [6 empty] | DEER:HVAC_Split-Package_HP | Annual | 20 | [13 empty] | CZ2022 | None
NE-HVAC-airHP-SpltPkg-240to759kBtuh-9p7eer-3p30cop | DEER2023 | D23 v1 | 2022-10-06 17:53 | Any | Asm | Ex | CZ11 | cDXHP | Cap-Tons | 446 | 100000 | None | 514 | 0.0202 | 0 | 46.5 | 0.0379 | 0 | [6 empty] | DEER:HVAC_Split-Package_HP | Annual | 20 | [13 empty] | CZ2022 | None
NE-HVAC-airHP-SpltPkg-240to759kBtuh-9p7eer-3p30cop | DEER2023 | D23 v1 | 2022-10-06 17:53 | Any | Asm | Ex | CZ12 | cDXHP | Cap-Tons | 399 | 100000 | None | 476 | -0.00552 | 0 | 40.7 | 0.0387 | 0 | [6 empty] | DEER:HVAC_Split-Package_HP | Annual | 20 | [13 empty] | CZ2022 | None
NE-HVAC-airHP-SpltPkg-240to759kBtuh-9p7eer-3p30cop | DEER2023 | D23 v1 | 2022-10-06 17:53 | Any | Asm | Ex | CZ13 | cDXHP | Cap-Tons | 448 | 100000 | None | 489 | 0.00583 | 0 | 52.1 | 0.0391 | 0 | [6 empty] | DEER:HVAC_Split-Package_HP | Annual | 20 | [13 empty] | CZ2022 | None
NE-HVAC-airHP-SpltPkg-240to759kBtuh-9p7eer-3p30cop | DEER2023 | D23 v1 | 2022-10-06 17:53 | Any | Asm | Ex | CZ14 | cDXHP | Cap-Tons | 448 | 100000 | None | 512 | 0.0529 | 0 | 44.8 | 0.0331 | 0 | [6 empty] | DEER:HVAC_Split-Package_HP | Annual | 20 | [13 empty] | CZ2022 | None
NE-HVAC-airHP-SpltPkg-240to759kBtuh-9p7eer-3p30cop | DEER2023 | D23 v1 | 2022-10-06 17:53 | Any | Asm | Ex | CZ15 | cDXHP | Cap-Tons | 579 | 100000 | None | 501 | 0.0375 | 0 | 67.5 | 0.0398 | 0 | [6 empty] | DEER:HVAC_Split-Package_HP | Annual | 20 | [13 empty] | CZ2022 | None
NE-HVAC-airHP-SpltPkg-240to759kBtuh-9p7eer-3p30cop | DEER2023 | D23 v1 | 2022-10-06 17:53 | Any | Asm | Ex | CZ16 | cDXHP | Cap-Tons | 351 | 100000 | None | 654 | 0.0931 | 0 | 19.1 | 0.0189 | 0 | [6 empty] | DEER:HVAC_Split-Package_HP | Annual | 20 | [13 empty] | CZ2022 | None
NE-HVAC-airHP-SpltPkg-240to759kBtuh-9p7eer-3p30cop | DEER2023 | D23 v1 | 2022-10-06 17:53 | Any | Asm | Old | CZ01 | cDXHP | Cap-Tons | 352 | 100000 | None | 644 | 0.0856 | 0 | 3.7 | 0.00961 | 0 | [6 empty] | DEER:HVAC_Split-Package_HP | Annual | 20 | [13 empty] | CZ2022 | None
NE-HVAC-airHP-SpltPkg-240to759kBtuh-9p7eer-3p30cop | DEER2023 | D23 v1 | 2022-10-06 17:53 | Any | Asm | Old | CZ02 | cDXHP | Cap-Tons | 359 | 100000 | None | 544 | 0.0325 | 0 | 33.5 | 0.0301 | 0 | [6 empty] | DEER:HVAC_Split-Package_HP | Annual | 20 | [13 empty] | CZ2022 | None
NE-HVAC-airHP-SpltPkg-240to759kBtuh-9p7eer-3p30cop | DEER2023 | D23 v1 | 2022-10-06 17:53 | Any | Asm | Old | CZ03 | cDXHP | Cap-Tons | 385 | 100000 | None | 533 | 0.0977 | 0 | 16.9 | 0.0183 | 0 | [6 empty] | DEER:HVAC_Split-Package_HP | Annual | 20 | [13 empty] | CZ2022 | None
NE-HVAC-airHP-SpltPkg-240to759kBtuh-9p7eer-3p30cop | DEER2023 | D23 v1 | 2022-10-06 17:53 | Any | Asm | Old | CZ04 | cDXHP | Cap-Tons | 359 | 100000 | None | 495 | 0.00171 | 0 | 40.9 | 0.0346 | 0 | [6 empty] | DEER:HVAC_Split-Package_HP | Annual | 20 | [13 empty] | CZ2022 | None
NE-HVAC-airHP-SpltPkg-240to759kBtuh-9p7eer-3p30cop | DEER2023 | D23 v1 | 2022-10-06 17:53 | Any | Asm | Old | CZ05 | cDXHP | Cap-Tons | 374 | 100000 | None | 530 | 0.0989 | 0 | 21.3 | 0.0124 | 0 | [6 empty] | DEER:HVAC_Split-Package_HP | Annual | 20 | [13 empty] | CZ2022 | None
NE-HVAC-airHP-SpltPkg-240to759kBtuh-9p7eer-3p30cop | DEER2023 | D23 v1 | 2022-10-06 17:53 | Any | Asm | Old | CZ06 | cDXHP | Cap-Tons | 405 | 100000 | None | 503 | 0.11 | 0 | 38.7 | 0.0211 | 0 | [6 empty] | DEER:HVAC_Split-Package_HP | Annual | 20 | [13 empty] | CZ2022 | None
NE-HVAC-airHP-SpltPkg-240to759kBtuh-9p7eer-3p30cop | DEER2023 | D23 v1 | 2022-10-06 17:53 | Any | Asm | Old | CZ07 | cDXHP | Cap-Tons | 393 | 100000 | None | 481 | 0.111 | 0 | 32.9 | 0.0176 | 0 | [6 empty] | DEER:HVAC_Split-Package_HP | Annual | 20 | [13 empty] | CZ2022 | None
NE-HVAC-airHP-SpltPkg-240to759kBtuh-9p7eer-3p30cop | DEER2023 | D23 v1 | 2022-10-06 17:53 | Any | Asm | Old | CZ08 | cDXHP | Cap-Tons | 371 | 100000 | None | 471 | 0.0551 | 0 | 55.5 | 0.0275 | 0 | [6 empty] | DEER:HVAC_Split-Package_HP | Annual | 20 | [13 empty] | CZ2022 | None
NE-HVAC-airHP-SpltPkg-240to759kBtuh-9p7eer-3p30cop | DEER2023 | D23 v1 | 2022-10-06 17:53 | Any | Asm | Old | CZ09 | cDXHP | Cap-Tons | 483 | 100000 | None | 537 | 0.102 | 0 | 42.3 | 0.0255 | 0 | [6 empty] | DEER:HVAC_Split-Package_HP | Annual | 20 | [13 empty] | CZ2022 | None
NE-HVAC-airHP-SpltPkg-240to759kBtuh-9p7eer-3p30cop | DEER2023 | D23 v1 | 2022-10-06 17:53 | Any | Asm | Old | CZ10 | cDXHP | Cap-Tons | 449 | 100000 | None | 527 | 0.0545 | 0 | 52.5 | 0.0309 | 0 | [6 empty] | DEER:HVAC_Split-Package_HP | Annual | 20 | [13 empty] | CZ2022 | None
NE-HVAC-airHP-SpltPkg-240to759kBtuh-9p7eer-3p30cop | DEER2023 | D23 v1 | 2022-10-06 17:53 | Any | Asm | Old | CZ11 | cDXHP | Cap-Tons | 496 | 100000 | None | 599 | 0.0156 | 0 | 47.5 | 0.0382 | 0 | [6 empty] | DEER:HVAC_Split-Package_HP | Annual | 20 | [13 empty] | CZ2022 | None
NE-HVAC-airHP-SpltPkg-240to759kBtuh-9p7eer-3p30cop | DEER2023 | D23 v1 | 2022-10-06 17:53 | Any | Asm | Old | CZ12 | cDXHP | Cap-Tons | 442 | 100000 | None | 557 | -0.0071 | 0 | 41.9 | 0.0385 | 0 | [6 empty] | DEER:HVAC_Split-Package_HP | Annual | 20 | [13 empty] | CZ2022 | None
NE-HVAC-airHP-SpltPkg-240to759kBtuh-9p7eer-3p30cop | DEER2023 | D23 v1 | 2022-10-06 17:53 | Any | Asm | Old | CZ13 | cDXHP | Cap-Tons | 496 | 100000 | None | 576 | 0.00307 | 0 | 53 | 0.0391 | 0 | [6 empty] | DEER:HVAC_Split-Package_HP | Annual | 20 | [13 empty] | CZ2022 | None
NE-HVAC-airHP-SpltPkg-240to759kBtuh-9p7eer-3p30cop | DEER2023 | D23 v1 | 2022-10-06 17:53 | Any | Asm | Old | CZ14 | cDXHP | Cap-Tons | 496 | 100000 | None | 596 | 0.0568 | 0 | 46 | 0.0334 | 0 | [6 empty] | DEER:HVAC_Split-Package_HP | Annual | 20 | [13 empty] | CZ2022 | None
NE-HVAC-airHP-SpltPkg-240to759kBtuh-9p7eer-3p30cop | DEER2023 | D23 v1 | 2022-10-06 17:53 | Any | Asm | Old | CZ15 | cDXHP | Cap-Tons | 636 | 100000 | None | 586 | 0.0395 | 0 | 69 | 0.0399 | 0 | [6 empty] | DEER:HVAC_Split-Package_HP | Annual | 20 | [13 empty] | CZ2022 | None
NE-HVAC-airHP-SpltPkg-240to759kBtuh-9p7eer-3p30cop | DEER2023 | D23 v1 | 2022-10-06 17:53 | Any | Asm | Old | CZ16 | cDXHP | Cap-Tons | 410 | 100000 | None | 791 | 0.112 | 0 | 19.5 | 0.0185 | 0 | [6 empty] | DEER:HVAC_Split-Package_HP | Annual | 20 | [13 empty] | CZ2022 | None
NE-HVAC-airHP-SpltPkg-240to759kBtuh-9p7eer-3p30cop | DEER2023 | D23 v1 | 2022-10-06 17:53 | Any | Asm | Rec | CZ01 | cDXHP | Cap-Tons | 288 | 100000 | None | 14.1 | -0.00608 | 0 | 3.24 | 0.00922 | 0 | [6 empty] | DEER:HVAC_Split-Package_HP | Annual | 20 | [13 empty] | CZ2022 | None
NE-HVAC-airHP-SpltPkg-240to759kBtuh-9p7eer-3p30cop | DEER2023 | D23 v1 | 2022-10-06 17:53 | Any | Asm | Rec | CZ02 | cDXHP | Cap-Tons | 298 | 100000 | None | -13.1 | -0.00708 | 0 | 31.3 | 0.0311 | 0 | [6 empty] | DEER:HVAC_Split-Package_HP | Annual | 20 | [13 empty] | CZ2022 | None
NE-HVAC-airHP-SpltPkg-240to759kBtuh-9p7eer-3p30cop | DEER2023 | D23 v1 | 2022-10-06 17:53 | Any | Asm | Rec | CZ03 | cDXHP | Cap-Tons | 309 | 100000 | None | -1.39 | -0.00068 | 0 | 14.7 | 0.0188 | 0 | [6 empty] | DEER:HVAC_Split-Package_HP | Annual | 20 | [13 empty] | CZ2022 | None
NE-HVAC-airHP-SpltPkg-240to759kBtuh-9p7eer-3p30cop | DEER2023 | D23 v1 | 2022-10-06 17:53 | Any | Asm | Rec | CZ04 | cDXHP | Cap-Tons | 297 | 100000 | None | -21.8 | -0.00603 | 0 | 38.9 | 0.0357 | 0 | [6 empty] | DEER:HVAC_Split-Package_HP | Annual | 20 | [13 empty] | CZ2022 | None
NE-HVAC-airHP-SpltPkg-240to759kBtuh-9p7eer-3p30cop | DEER2023 | D23 v1 | 2022-10-06 17:53 | Any | Asm | Rec | CZ05 | cDXHP | Cap-Tons | 300 | 100000 | None | -11 | -0.00428 | 0 | 19 | 0.0129 | 0 | [6 empty] | DEER:HVAC_Split-Package_HP | Annual | 20 | [13 empty] | CZ2022 | None
NE-HVAC-airHP-SpltPkg-240to759kBtuh-9p7eer-3p30cop | DEER2023 | D23 v1 | 2022-10-06 17:53 | Any | Asm | Rec | CZ06 | cDXHP | Cap-Tons | 331 | 100000 | None | -8.21 | 0.00354 | 0 | 37 | 0.022 | 0 | [6 empty] | DEER:HVAC_Split-Package_HP | Annual | 20 | [13 empty] | CZ2022 | None
NE-HVAC-airHP-SpltPkg-240to759kBtuh-9p7eer-3p30cop | DEER2023 | D23 v1 | 2022-10-06 17:53 | Any | Asm | Rec | CZ07 | cDXHP | Cap-Tons | 322 | 100000 | None | -12.2 | 0.0031 | 0 | 31.1 | 0.0186 | 0 | [6 empty] | DEER:HVAC_Split-Package_HP | Annual | 20 | [13 empty] | CZ2022 | None
NE-HVAC-airHP-SpltPkg-240to759kBtuh-9p7eer-3p30cop | DEER2023 | D23 v1 | 2022-10-06 17:53 | Any | Asm | Rec | CZ08 | cDXHP | Cap-Tons | 320 | 100000 | None | -6.76 | -0.00301 | 0 | 52.3 | 0.0277 | 0 | [6 empty] | DEER:HVAC_Split-Package_HP | Annual | 20 | [13 empty] | CZ2022 | None
NE-HVAC-airHP-SpltPkg-240to759kBtuh-9p7eer-3p30cop | DEER2023 | D23 v1 | 2022-10-06 17:53 | Any | Asm | Rec | CZ09 | cDXHP | Cap-Tons | 415 | 100000 | None | -11.3 | -0.00015 | 0 | 40.3 | 0.0254 | 0 | [6 empty] | DEER:HVAC_Split-Package_HP | Annual | 20 | [13 empty] | CZ2022 | None
NE-HVAC-airHP-SpltPkg-240to759kBtuh-9p7eer-3p30cop | DEER2023 | D23 v1 | 2022-10-06 17:53 | Any | Asm | Rec | CZ10 | cDXHP | Cap-Tons | 379 | 100000 | None | -7.9 | 0.00054 | 0 | 50.7 | 0.032 | 0 | [6 empty] | DEER:HVAC_Split-Package_HP | Annual | 20 | [13 empty] | CZ2022 | None
NE-HVAC-airHP-SpltPkg-240to759kBtuh-9p7eer-3p30cop | DEER2023 | D23 v1 | 2022-10-06 17:53 | Any | Asm | Rec | CZ11 | cDXHP | Cap-Tons | 409 | 100000 | None | -6.53 | -0.00548 | 0 | 47.1 | 0.0379 | 0 | [6 empty] | DEER:HVAC_Split-Package_HP | Annual | 20 | [13 empty] | CZ2022 | None
NE-HVAC-airHP-SpltPkg-240to759kBtuh-9p7eer-3p30cop | DEER2023 | D23 v1 | 2022-10-06 17:53 | Any | Asm | Rec | CZ12 | cDXHP | Cap-Tons | 371 | 100000 | None | -6.28 | -0.00465 | 0 | 40.9 | 0.039 | 0 | [6 empty] | DEER:HVAC_Split-Package_HP | Annual | 20 | [13 empty] | CZ2022 | None
NE-HVAC-airHP-SpltPkg-240to759kBtuh-9p7eer-3p30cop | DEER2023 | D23 v1 | 2022-10-06 17:53 | Any | Asm | Rec | CZ13 | cDXHP | Cap-Tons | 416 | 100000 | None | -8.34 | -0.00148 | 0 | 52.3 | 0.0392 | 0 | [6 empty] | DEER:HVAC_Split-Package_HP | Annual | 20 | [13 empty] | CZ2022 | None
NE-HVAC-airHP-SpltPkg-240to759kBtuh-9p7eer-3p30cop | DEER2023 | D23 v1 | 2022-10-06 17:53 | Any | Asm | Rec | CZ14 | cDXHP | Cap-Tons | 415 | 100000 | None | -8.76 | -0.00689 | 0 | 45 | 0.0327 | 0 | [6 empty] | DEER:HVAC_Split-Package_HP | Annual | 20 | [13 empty] | CZ2022 | None
NE-HVAC-airHP-SpltPkg-240to759kBtuh-9p7eer-3p30cop | DEER2023 | D23 v1 | 2022-10-06 17:53 | Any | Asm | Rec | CZ15 | cDXHP | Cap-Tons | 540 | 100000 | None | -8.15 | -0.0032 | 0 | 66.8 | 0.039 | 0 | [6 empty] | DEER:HVAC_Split-Package_HP | Annual | 20 | [13 empty] | CZ2022 | None
NE-HVAC-airHP-SpltPkg-240to759kBtuh-9p7eer-3p30cop | DEER2023 | D23 v1 | 2022-10-06 17:53 | Any | Asm | Rec | CZ16 | cDXHP | Cap-Tons | 316 | 100000 | None | 22.7 | -0.00162 | 0 | 19.3 | 0.0191 | 0 | [6 empty] | DEER:HVAC_Split-Package_HP | Annual | 20 | [13 empty] | CZ2022 | None
NE-HVAC-airHP-SpltPkg-240to759kBtuh-9p7eer-3p30cop | DEER2023 | D23 v1 | 2022-10-06 17:53 | Any | Com | Ex | CZ01 | cDXHP | Cap-Tons | 305 | 151000 | None | 642 | 0.068 | -0.00011 | 4.92 | 0.00685 | 0 | [6 empty] | DEER:HVAC_Split-Package_HP | Annual | 20 | [13 empty] | CZ2022 | None
NE-HVAC-airHP-SpltPkg-240to759kBtuh-9p7eer-3p30cop | DEER2023 | D23 v1 | 2022-10-06 17:53 | Any | Com | Ex | CZ02 | cDXHP | Cap-Tons | 342 | 157000 | None | 532 | 0.0607 | 2e-05 | 25.5 | 0.0201 | 0 | [6 empty] | DEER:HVAC_Split-Package_HP | Annual | 20 | [13 empty] | CZ2022 | None
NE-HVAC-airHP-SpltPkg-240to759kBtuh-9p7eer-3p30cop | DEER2023 | D23 v1 | 2022-10-06 17:53 | Any | Com | Ex | CZ03 | cDXHP | Cap-Tons | 393 | 160000 | None | 449 | 0.0702 | 7e-05 | 16 | 0.0126 | 0 | [6 empty] | DEER:HVAC_Split-Package_HP | Annual | 20 | [13 empty] | CZ2022 | None
NE-HVAC-airHP-SpltPkg-240to759kBtuh-9p7eer-3p30cop | DEER2023 | D23 v1 | 2022-10-06 17:53 | Any | Com | Ex | CZ04 | cDXHP | Cap-Tons | 344 | 145000 | None | 429 | 0.0407 | -4e-05 | 31.8 | 0.0206 | 0 | [6 empty] | DEER:HVAC_Split-Package_HP | Annual | 20 | [13 empty] | CZ2022 | None
NE-HVAC-airHP-SpltPkg-240to759kBtuh-9p7eer-3p30cop | DEER2023 | D23 v1 | 2022-10-06 17:53 | Any | Com | Ex | CZ05 | cDXHP | Cap-Tons | 470 | 200000 | None | 510 | 0.0783 | 0.00011 | 20 | 0.0106 | 0 | [6 empty] | DEER:HVAC_Split-Package_HP | Annual | 20 | [13 empty] | CZ2022 | None
NE-HVAC-airHP-SpltPkg-240to759kBtuh-9p7eer-3p30cop | DEER2023 | D23 v1 | 2022-10-06 17:53 | Any | Com | Ex | CZ06 | cDXHP | Cap-Tons | 331 | 139000 | None | 468 | 0.0781 | -5e-05 | 38.2 | 0.0171 | 0 | [6 empty] | DEER:HVAC_Split-Package_HP | Annual | 20 | [13 empty] | CZ2022 | None
NE-HVAC-airHP-SpltPkg-240to759kBtuh-9p7eer-3p30cop | DEER2023 | D23 v1 | 2022-10-06 17:53 | Any | Com | Ex | CZ07 | cDXHP | Cap-Tons | 341 | 146000 | None | 473 | 0.0811 | -8e-05 | 31.9 | 0.0138 | 0 | [6 empty] | DEER:HVAC_Split-Package_HP | Annual | 20 | [13 empty] | CZ2022 | None
NE-HVAC-airHP-SpltPkg-240to759kBtuh-9p7eer-3p30cop | DEER2023 | D23 v1 | 2022-10-06 17:53 | Any | Com | Ex | CZ08 | cDXHP | Cap-Tons | 344 | 154000 | None | 453 | 0.0634 | -6e-05 | 44.8 | 0.0195 | 0 | [6 empty] | DEER:HVAC_Split-Package_HP | Annual | 20 | [13 empty] | CZ2022 | None
NE-HVAC-airHP-SpltPkg-240to759kBtuh-9p7eer-3p30cop | DEER2023 | D23 v1 | 2022-10-06 17:53 | Any | Com | Ex | CZ09 | cDXHP | Cap-Tons | 371 | 134000 | None | 495 | 0.0818 | -1e-05 | 36.3 | 0.0187 | 0 | [6 empty] | DEER:HVAC_Split-Package_HP | Annual | 20 | [13 empty] | CZ2022 | None
NE-HVAC-airHP-SpltPkg-240to759kBtuh-9p7eer-3p30cop | DEER2023 | D23 v1 | 2022-10-06 17:53 | Any | Com | Ex | CZ10 | cDXHP | Cap-Tons | 315 | 149000 | None | 495 | 0.0611 | 0 | 40.8 | 0.0211 | 0 | [6 empty] | DEER:HVAC_Split-Package_HP | Annual | 20 | [13 empty] | CZ2022 | None
NE-HVAC-airHP-SpltPkg-240to759kBtuh-9p7eer-3p30cop | DEER2023 | D23 v1 | 2022-10-06 17:53 | Any | Com | Ex | CZ11 | cDXHP | Cap-Tons | 435 | 166000 | None | 538 | 0.0396 | 3e-05 | 38.1 | 0.0263 | 0 | [6 empty] | DEER:HVAC_Split-Package_HP | Annual | 20 | [13 empty] | CZ2022 | None
NE-HVAC-airHP-SpltPkg-240to759kBtuh-9p7eer-3p30cop | DEER2023 | D23 v1 | 2022-10-06 17:53 | Any | Com | Ex | CZ12 | cDXHP | Cap-Tons | 341 | 142000 | None | 501 | 0.0345 | -1e-05 | 32.4 | 0.0242 | 0 | [6 empty] | DEER:HVAC_Split-Package_HP | Annual | 20 | [13 empty] | CZ2022 | None
NE-HVAC-airHP-SpltPkg-240to759kBtuh-9p7eer-3p30cop | DEER2023 | D23 v1 | 2022-10-06 17:53 | Any | Com | Ex | CZ13 | cDXHP | Cap-Tons | 386 | 148000 | None | 519 | 0.0388 | 5e-05 | 42.6 | 0.0256 | 0 | [6 empty] | DEER:HVAC_Split-Package_HP | Annual | 20 | [13 empty] | CZ2022 | None
NE-HVAC-airHP-SpltPkg-240to759kBtuh-9p7eer-3p30cop | DEER2023 | D23 v1 | 2022-10-06 17:53 | Any | Com | Ex | CZ14 | cDXHP | Cap-Tons | 369 | 131000 | None | 521 | 0.0561 | -7e-05 | 39.4 | 0.0249 | 0 | [6 empty] | DEER:HVAC_Split-Package_HP | Annual | 20 | [13 empty] | CZ2022 | None
NE-HVAC-airHP-SpltPkg-240to759kBtuh-9p7eer-3p30cop | DEER2023 | D23 v1 | 2022-10-06 17:53 | Any | Com | Ex | CZ15 | cDXHP | Cap-Tons | 431 | 126000 | None | 542 | 0.0475 | -3e-05 | 63.1 | 0.0314 | 0 | [6 empty] | DEER:HVAC_Split-Package_HP | Annual | 20 | [13 empty] | CZ2022 | None
NE-HVAC-airHP-SpltPkg-240to759kBtuh-9p7eer-3p30cop | DEER2023 | D23 v1 | 2022-10-06 17:53 | Any | Com | Ex | CZ16 | cDXHP | Cap-Tons | 521 | 213000 | None | 636 | 0.0594 | 0.00013 | 16.8 | 0.0113 | 0 | [6 empty] | DEER:HVAC_Split-Package_HP | Annual | 20 | [13 empty] | CZ2022 | None
NE-HVAC-airHP-SpltPkg-240to759kBtuh-9p7eer-3p30cop | DEER2023 | D23 v1 | 2022-10-06 17:53 | Any | Com | New | CZ01 | cDXHP | Cap-Tons | 284 | 153000 | None | -59.2 | -0.0397 | 0.00021 | 5.61 | 0.0068 | 0 | [6 empty] | DEER:HVAC_Split-Package_HP | Annual | 20 | [13 empty] | CZ2022 | None
NE-HVAC-airHP-SpltPkg-240to759kBtuh-9p7eer-3p30cop | DEER2023 | D23 v1 | 2022-10-06 17:53 | Any | Com | New | CZ02 | cDXHP | Cap-Tons | 308 | 152000 | None | -154 | -0.0682 | 0.00032 | 25.7 | 0.0199 | 0 | [6 empty] | DEER:HVAC_Split-Package_HP | Annual | 20 | [13 empty] | CZ2022 | None
NE-HVAC-airHP-SpltPkg-240to759kBtuh-9p7eer-3p30cop | DEER2023 | D23 v1 | 2022-10-06 17:53 | Any | Com | New | CZ03 | cDXHP | Cap-Tons | 337 | 156000 | None | -128 | -0.0435 | 0.00023 | 15.6 | 0.0123 | 0 | [6 empty] | DEER:HVAC_Split-Package_HP | Annual | 20 | [13 empty] | CZ2022 | None
NE-HVAC-airHP-SpltPkg-240to759kBtuh-9p7eer-3p30cop | DEER2023 | D23 v1 | 2022-10-06 17:53 | Any | Com | New | CZ04 | cDXHP | Cap-Tons | 298 | 141000 | None | -185 | -0.0715 | 5e-05 | 31.3 | 0.0205 | 0 | [6 empty] | DEER:HVAC_Split-Package_HP | Annual | 20 | [13 empty] | CZ2022 | None
NE-HVAC-airHP-SpltPkg-240to759kBtuh-9p7eer-3p30cop | DEER2023 | D23 v1 | 2022-10-06 17:53 | Any | Com | New | CZ05 | cDXHP | Cap-Tons | 382 | 190000 | None | -167 | -0.0472 | -0.00014 | 20 | 0.0105 | 0 | [6 empty] | DEER:HVAC_Split-Package_HP | Annual | 20 | [13 empty] | CZ2022 | None
NE-HVAC-airHP-SpltPkg-240to759kBtuh-9p7eer-3p30cop | DEER2023 | D23 v1 | 2022-10-06 17:53 | Any | Com | New | CZ06 | cDXHP | Cap-Tons | 277 | 133000 | None | -191 | -0.051 | -3e-05 | 37.7 | 0.0173 | 0 | [6 empty] | DEER:HVAC_Split-Package_HP | Annual | 20 | [13 empty] | CZ2022 | None
NE-HVAC-airHP-SpltPkg-240to759kBtuh-9p7eer-3p30cop | DEER2023 | D23 v1 | 2022-10-06 17:53 | Any | Com | New | CZ07 | cDXHP | Cap-Tons | 276 | 137000 | None | -201 | -0.0457 | -0.00013 | 31.8 | 0.014 | 0 | [6 empty] | DEER:HVAC_Split-Package_HP | Annual | 20 | [13 empty] | CZ2022 | None
NE-HVAC-airHP-SpltPkg-240to759kBtuh-9p7eer-3p30cop | DEER2023 | D23 v1 | 2022-10-06 17:53 | Any | Com | New | CZ08 | cDXHP | Cap-Tons | 291 | 149000 | None | -194 | -0.0631 | -2e-05 | 44.1 | 0.0197 | 0 | [6 empty] | DEER:HVAC_Split-Package_HP | Annual | 20 | [13 empty] | CZ2022 | None
NE-HVAC-airHP-SpltPkg-240to759kBtuh-9p7eer-3p30cop | DEER2023 | D23 v1 | 2022-10-06 17:53 | Any | Com | New | CZ09 | cDXHP | Cap-Tons | 324 | 131000 | None | -174 | -0.0509 | 2e-05 | 35.6 | 0.0184 | 0 | [6 empty] | DEER:HVAC_Split-Package_HP | Annual | 20 | [13 empty] | CZ2022 | None
NE-HVAC-airHP-SpltPkg-240to759kBtuh-9p7eer-3p30cop | DEER2023 | D23 v1 | 2022-10-06 17:53 | Any | Com | New | CZ10 | cDXHP | Cap-Tons | 286 | 152000 | None | -133 | -0.0522 | -2e-05 | 39.4 | 0.0211 | 0 | [6 empty] | DEER:HVAC_Split-Package_HP | Annual | 20 | [13 empty] | CZ2022 | None
NE-HVAC-airHP-SpltPkg-240to759kBtuh-9p7eer-3p30cop | DEER2023 | D23 v1 | 2022-10-06 17:53 | Any | Com | New | CZ11 | cDXHP | Cap-Tons | 377 | 162000 | None | -159 | -0.0789 | -0.0002 | 38.6 | 0.0258 | 0 | [6 empty] | DEER:HVAC_Split-Package_HP | Annual | 20 | [13 empty] | CZ2022 | None
NE-HVAC-airHP-SpltPkg-240to759kBtuh-9p7eer-3p30cop | DEER2023 | D23 v1 | 2022-10-06 17:53 | Any | Com | New | CZ12 | cDXHP | Cap-Tons | 307 | 142000 | None | -152 | -0.0769 | 0.00013 | 32 | 0.0239 | 0 | [6 empty] | DEER:HVAC_Split-Package_HP | Annual | 20 | [13 empty] | CZ2022 | None
NE-HVAC-airHP-SpltPkg-240to759kBtuh-9p7eer-3p30cop | DEER2023 | D23 v1 | 2022-10-06 17:53 | Any | Com | New | CZ13 | cDXHP | Cap-Tons | 340 | 144000 | None | -182 | -0.0798 | 7e-05 | 42.3 | 0.0253 | 0 | [6 empty] | DEER:HVAC_Split-Package_HP | Annual | 20 | [13 empty] | CZ2022 | None
NE-HVAC-airHP-SpltPkg-240to759kBtuh-9p7eer-3p30cop | DEER2023 | D23 v1 | 2022-10-06 17:53 | Any | Com | New | CZ14 | cDXHP | Cap-Tons | 328 | 131000 | None | -176 | -0.0768 | -6e-05 | 40.1 | 0.0247 | 0 | [6 empty] | DEER:HVAC_Split-Package_HP | Annual | 20 | [13 empty] | CZ2022 | None
NE-HVAC-airHP-SpltPkg-240to759kBtuh-9p7eer-3p30cop | DEER2023 | D23 v1 | 2022-10-06 17:53 | Any | Com | New | CZ15 | cDXHP | Cap-Tons | 387 | 126000 | None | -243 | -0.0995 | 1e-05 | 61.6 | 0.0307 | 0 | [6 empty] | DEER:HVAC_Split-Package_HP | Annual | 20 | [13 empty] | CZ2022 | None
NE-HVAC-airHP-SpltPkg-240to759kBtuh-9p7eer-3p30cop | DEER2023 | D23 v1 | 2022-10-06 17:53 | Any | Com | New | CZ16 | cDXHP | Cap-Tons | 435 | 206000 | None | -85.6 | -0.0398 | 3e-05 | 15.9 | 0.0111 | 0 | [6 empty] | DEER:HVAC_Split-Package_HP | Annual | 20 | [13 empty] | CZ2022 | None
NE-HVAC-airHP-SpltPkg-240to759kBtuh-9p7eer-3p30cop | DEER2023 | D23 v1 | 2022-10-06 17:53 | Any | Com | Old | CZ01 | cDXHP | Cap-Tons | 488 | 185000 | None | 707 | 0.0775 | -0.00041 | 5.62 | 0.00795 | 0 | [6 empty] | DEER:HVAC_Split-Package_HP | Annual | 20 | [13 empty] | CZ2022 | None
NE-HVAC-airHP-SpltPkg-240to759kBtuh-9p7eer-3p30cop | DEER2023 | D23 v1 | 2022-10-06 17:53 | Any | Com | Old | CZ02 | cDXHP | Cap-Tons | 370 | 147000 | None | 608 | 0.067 | 0.00013 | 26.5 | 0.0208 | 0 | [6 empty] | DEER:HVAC_Split-Package_HP | Annual | 20 | [13 empty] | CZ2022 | None
NE-HVAC-airHP-SpltPkg-240to759kBtuh-9p7eer-3p30cop | DEER2023 | D23 v1 | 2022-10-06 17:53 | Any | Com | Old | CZ03 | cDXHP | Cap-Tons | 428 | 154000 | None | 544 | 0.0835 | -0.00029 | 16.8 | 0.0132 | 0 | [6 empty] | DEER:HVAC_Split-Package_HP | Annual | 20 | [13 empty] | CZ2022 | None
NE-HVAC-airHP-SpltPkg-240to759kBtuh-9p7eer-3p30cop | DEER2023 | D23 v1 | 2022-10-06 17:53 | Any | Com | Old | CZ04 | cDXHP | Cap-Tons | 357 | 136000 | None | 508 | 0.0453 | -8e-05 | 32.9 | 0.0221 | 0 | [6 empty] | DEER:HVAC_Split-Package_HP | Annual | 20 | [13 empty] | CZ2022 | None
NE-HVAC-airHP-SpltPkg-240to759kBtuh-9p7eer-3p30cop | DEER2023 | D23 v1 | 2022-10-06 17:53 | Any | Com | Old | CZ05 | cDXHP | Cap-Tons | 506 | 185000 | None | 589 | 0.0915 | -0.00013 | 21.2 | 0.0108 | 0 | [6 empty] | DEER:HVAC_Split-Package_HP | Annual | 20 | [13 empty] | CZ2022 | None
NE-HVAC-airHP-SpltPkg-240to759kBtuh-9p7eer-3p30cop | DEER2023 | D23 v1 | 2022-10-06 17:53 | Any | Com | Old | CZ06 | cDXHP | Cap-Tons | 402 | 141000 | None | 533 | 0.0862 | -5e-05 | 37.9 | 0.0158 | 0 | [6 empty] | DEER:HVAC_Split-Package_HP | Annual | 20 | [13 empty] | CZ2022 | None
NE-HVAC-airHP-SpltPkg-240to759kBtuh-9p7eer-3p30cop | DEER2023 | D23 v1 | 2022-10-06 17:53 | Any | Com | Old | CZ07 | cDXHP | Cap-Tons | 379 | 137000 | None | 536 | 0.0876 | -0.00012 | 32.4 | 0.0131 | 0 | [6 empty] | DEER:HVAC_Split-Package_HP | Annual | 20 | [13 empty] | CZ2022 | None
NE-HVAC-airHP-SpltPkg-240to759kBtuh-9p7eer-3p30cop | DEER2023 | D23 v1 | 2022-10-06 17:53 | Any | Com | Old | CZ08 | cDXHP | Cap-Tons | 398 | 154000 | None | 504 | 0.0677 | -8e-05 | 45.4 | 0.0185 | 0 | [6 empty] | DEER:HVAC_Split-Package_HP | Annual | 20 | [13 empty] | CZ2022 | None
NE-HVAC-airHP-SpltPkg-240to759kBtuh-9p7eer-3p30cop | DEER2023 | D23 v1 | 2022-10-06 17:53 | Any | Com | Old | CZ09 | cDXHP | Cap-Tons | 426 | 133000 | None | 553 | 0.087 | -4e-05 | 37.1 | 0.0182 | 0 | [6 empty] | DEER:HVAC_Split-Package_HP | Annual | 20 | [13 empty] | CZ2022 | None
NE-HVAC-airHP-SpltPkg-240to759kBtuh-9p7eer-3p30cop | DEER2023 | D23 v1 | 2022-10-06 17:53 | Any | Com | Old | CZ10 | cDXHP | Cap-Tons | 352 | 130000 | None | 578 | 0.0669 | 1e-05 | 43.2 | 0.0213 | 0 | [6 empty] | DEER:HVAC_Split-Package_HP | Annual | 20 | [13 empty] | CZ2022 | None
NE-HVAC-airHP-SpltPkg-240to759kBtuh-9p7eer-3p30cop | DEER2023 | D23 v1 | 2022-10-06 17:53 | Any | Com | Old | CZ11 | cDXHP | Cap-Tons | 485 | 157000 | None | 620 | 0.041 | 7e-05 | 40 | 0.0278 | 0 | [6 empty] | DEER:HVAC_Split-Package_HP | Annual | 20 | [13 empty] | CZ2022 | None
NE-HVAC-airHP-SpltPkg-240to759kBtuh-9p7eer-3p30cop | DEER2023 | D23 v1 | 2022-10-06 17:53 | Any | Com | Old | CZ12 | cDXHP | Cap-Tons | 368 | 132000 | None | 585 | 0.0365 | -6e-05 | 34.1 | 0.0258 | 0 | [6 empty] | DEER:HVAC_Split-Package_HP | Annual | 20 | [13 empty] | CZ2022 | None
NE-HVAC-airHP-SpltPkg-240to759kBtuh-9p7eer-3p30cop | DEER2023 | D23 v1 | 2022-10-06 17:53 | Any | Com | Old | CZ13 | cDXHP | Cap-Tons | 419 | 136000 | None | 592 | 0.0377 | -1e-05 | 44.3 | 0.0268 | 0 | [6 empty] | DEER:HVAC_Split-Package_HP | Annual | 20 | [13 empty] | CZ2022 | None
NE-HVAC-airHP-SpltPkg-240to759kBtuh-9p7eer-3p30cop | DEER2023 | D23 v1 | 2022-10-06 17:53 | Any | Com | Old | CZ14 | cDXHP | Cap-Tons | 413 | 126000 | None | 596 | 0.0584 | 0.00013 | 40.1 | 0.0245 | 0 | [6 empty] | DEER:HVAC_Split-Package_HP | Annual | 20 | [13 empty] | CZ2022 | None
NE-HVAC-airHP-SpltPkg-240to759kBtuh-9p7eer-3p30cop | DEER2023 | D23 v1 | 2022-10-06 17:53 | Any | Com | Old | CZ15 | cDXHP | Cap-Tons | 467 | 123000 | None | 646 | 0.0488 | -3e-05 | 65.7 | 0.0316 | 0 | [6 empty] | DEER:HVAC_Split-Package_HP | Annual | 20 | [13 empty] | CZ2022 | None
NE-HVAC-airHP-SpltPkg-240to759kBtuh-9p7eer-3p30cop | DEER2023 | D23 v1 | 2022-10-06 17:53 | Any | Com | Old | CZ16 | cDXHP | Cap-Tons | 572 | 191000 | None | 753 | 0.0715 | -0.0003 | 17.3 | 0.0119 | 0 | [6 empty] | DEER:HVAC_Split-Package_HP | Annual | 20 | [13 empty] | CZ2022 | None
NE-HVAC-airHP-SpltPkg-240to759kBtuh-9p7eer-3p30cop | DEER2023 | D23 v1 | 2022-10-06 17:53 | Any | Com | Rec | CZ01 | cDXHP | Cap-Tons | 292 | 154000 | None | 7.06 | -0.00426 | 5e-05 | 4.57 | 0.00689 | 0 | [6 empty] | DEER:HVAC_Split-Package_HP | Annual | 20 | [13 empty] | CZ2022 | None
NE-HVAC-airHP-SpltPkg-240to759kBtuh-9p7eer-3p30cop | DEER2023 | D23 v1 | 2022-10-06 17:53 | Any | Com | Rec | CZ02 | cDXHP | Cap-Tons | 309 | 152000 | None | -8.89 | -0.00219 | 7e-05 | 24.9 | 0.0204 | 0 | [6 empty] | DEER:HVAC_Split-Package_HP | Annual | 20 | [13 empty] | CZ2022 | None
NE-HVAC-airHP-SpltPkg-240to759kBtuh-9p7eer-3p30cop | DEER2023 | D23 v1 | 2022-10-06 17:53 | Any | Com | Rec | CZ03 | cDXHP | Cap-Tons | 344 | 156000 | None | -13 | -0.00129 | 5e-05 | 15.1 | 0.0125 | 0 | [6 empty] | DEER:HVAC_Split-Package_HP | Annual | 20 | [13 empty] | CZ2022 | None
NE-HVAC-airHP-SpltPkg-240to759kBtuh-9p7eer-3p30cop | DEER2023 | D23 v1 | 2022-10-06 17:53 | Any | Com | Rec | CZ04 | cDXHP | Cap-Tons | 299 | 141000 | None | -18.1 | -0.0031 | 3e-05 | 31.6 | 0.021 | 0 | [6 empty] | DEER:HVAC_Split-Package_HP | Annual | 20 | [13 empty] | CZ2022 | None
NE-HVAC-airHP-SpltPkg-240to759kBtuh-9p7eer-3p30cop | DEER2023 | D23 v1 | 2022-10-06 17:53 | Any | Com | Rec | CZ05 | cDXHP | Cap-Tons | 394 | 191000 | None | -19.1 | -0.00368 | -3e-05 | 19.4 | 0.0107 | 0 | [6 empty] | DEER:HVAC_Split-Package_HP | Annual | 20 | [13 empty] | CZ2022 | None
NE-HVAC-airHP-SpltPkg-240to759kBtuh-9p7eer-3p30cop | DEER2023 | D23 v1 | 2022-10-06 17:53 | Any | Com | Rec | CZ06 | cDXHP | Cap-Tons | 284 | 133000 | None | -15.2 | 0.00049 | -1e-05 | 37.7 | 0.0175 | 0 | [6 empty] | DEER:HVAC_Split-Package_HP | Annual | 20 | [13 empty] | CZ2022 | None
NE-HVAC-airHP-SpltPkg-240to759kBtuh-9p7eer-3p30cop | DEER2023 | D23 v1 | 2022-10-06 17:53 | Any | Com | Rec | CZ07 | cDXHP | Cap-Tons | 283 | 137000 | None | -22.5 | -0.0007 | -3e-05 | 31.5 | 0.0142 | 0 | [6 empty] | DEER:HVAC_Split-Package_HP | Annual | 20 | [13 empty] | CZ2022 | None
NE-HVAC-airHP-SpltPkg-240to759kBtuh-9p7eer-3p30cop | DEER2023 | D23 v1 | 2022-10-06 17:53 | Any | Com | Rec | CZ08 | cDXHP | Cap-Tons | 297 | 149000 | None | -9.12 | -0.00081 | -1e-05 | 44.3 | 0.02 | 0 | [6 empty] | DEER:HVAC_Split-Package_HP | Annual | 20 | [13 empty] | CZ2022 | None
NE-HVAC-airHP-SpltPkg-240to759kBtuh-9p7eer-3p30cop | DEER2023 | D23 v1 | 2022-10-06 17:53 | Any | Com | Rec | CZ09 | cDXHP | Cap-Tons | 327 | 131000 | None | -10.6 | 0.00127 | -2e-05 | 35.7 | 0.0187 | 0 | [6 empty] | DEER:HVAC_Split-Package_HP | Annual | 20 | [13 empty] | CZ2022 | None
NE-HVAC-airHP-SpltPkg-240to759kBtuh-9p7eer-3p30cop | DEER2023 | D23 v1 | 2022-10-06 17:53 | Any | Com | Rec | CZ10 | cDXHP | Cap-Tons | 290 | 152000 | None | 4.08 | 0.00213 | 1e-05 | 39.7 | 0.0214 | 0 | [6 empty] | DEER:HVAC_Split-Package_HP | Annual | 20 | [13 empty] | CZ2022 | None
NE-HVAC-airHP-SpltPkg-240to759kBtuh-9p7eer-3p30cop | DEER2023 | D23 v1 | 2022-10-06 17:53 | Any | Com | Rec | CZ11 | cDXHP | Cap-Tons | 380 | 162000 | None | -1.15 | -0.00226 | -7e-05 | 38 | 0.0263 | 0 | [6 empty] | DEER:HVAC_Split-Package_HP | Annual | 20 | [13 empty] | CZ2022 | None
NE-HVAC-airHP-SpltPkg-240to759kBtuh-9p7eer-3p30cop | DEER2023 | D23 v1 | 2022-10-06 17:53 | Any | Com | Rec | CZ12 | cDXHP | Cap-Tons | 309 | 142000 | None | -5.01 | -0.00231 | 4e-05 | 31.7 | 0.0244 | 0 | [6 empty] | DEER:HVAC_Split-Package_HP | Annual | 20 | [13 empty] | CZ2022 | None
NE-HVAC-airHP-SpltPkg-240to759kBtuh-9p7eer-3p30cop | DEER2023 | D23 v1 | 2022-10-06 17:53 | Any | Com | Rec | CZ13 | cDXHP | Cap-Tons | 343 | 144000 | None | -6.01 | -0.00192 | 2e-05 | 42.1 | 0.0257 | 0 | [6 empty] | DEER:HVAC_Split-Package_HP | Annual | 20 | [13 empty] | CZ2022 | None
NE-HVAC-airHP-SpltPkg-240to759kBtuh-9p7eer-3p30cop | DEER2023 | D23 v1 | 2022-10-06 17:53 | Any | Com | Rec | CZ14 | cDXHP | Cap-Tons | 333 | 131000 | None | -5.16 | -0.00161 | -5e-05 | 39.3 | 0.025 | 0 | [6 empty] | DEER:HVAC_Split-Package_HP | Annual | 20 | [13 empty] | CZ2022 | None
NE-HVAC-airHP-SpltPkg-240to759kBtuh-9p7eer-3p30cop | DEER2023 | D23 v1 | 2022-10-06 17:53 | Any | Com | Rec | CZ15 | cDXHP | Cap-Tons | 391 | 126000 | None | -12.3 | -0.00216 | 0 | 62.4 | 0.0309 | 0 | [6 empty] | DEER:HVAC_Split-Package_HP | Annual | 20 | [13 empty] | CZ2022 | None
NE-HVAC-airHP-SpltPkg-240to759kBtuh-9p7eer-3p30cop | DEER2023 | D23 v1 | 2022-10-06 17:53 | Any | Com | Rec | CZ16 | cDXHP | Cap-Tons | 447 | 206000 | None | 9.72 | -0.0013 | 1e-05 | 16.6 | 0.0113 | 0 | [6 empty] | DEER:HVAC_Split-Package_HP | Annual | 20 | [13 empty] | CZ2022 | None
NE-HVAC-airHP-SpltPkg-240to759kBtuh-9p7eer-3p30cop | DEER2023 | D23 v1 | 2022-10-06 17:53 | Any | ECC | Ex | CZ01 | cDXHP | Cap-Tons | 779 | 300000 | None | 442 | 0.058 | 0 | 4.47 | 0.0104 | 0 | [6 empty] | DEER:HVAC_Split-Package_HP | Annual | 20 | [13 empty] | CZ2022 | None
NE-HVAC-airHP-SpltPkg-240to759kBtuh-9p7eer-3p30cop | DEER2023 | D23 v1 | 2022-10-06 17:53 | Any | ECC | Ex | CZ02 | cDXHP | Cap-Tons | 800 | 300000 | None | 377 | 0.0523 | 0 | 24.5 | 0.0284 | 0 | [6 empty] | DEER:HVAC_Split-Package_HP | Annual | 20 | [13 empty] | CZ2022 | None
NE-HVAC-airHP-SpltPkg-240to759kBtuh-9p7eer-3p30cop | DEER2023 | D23 v1 | 2022-10-06 17:53 | Any | ECC | Ex | CZ03 | cDXHP | Cap-Tons | 882 | 300000 | None | 357 | 0.096 | 0 | 13.2 | 0.0181 | 0 | [6 empty] | DEER:HVAC_Split-Package_HP | Annual | 20 | [13 empty] | CZ2022 | None
NE-HVAC-airHP-SpltPkg-240to759kBtuh-9p7eer-3p30cop | DEER2023 | D23 v1 | 2022-10-06 17:53 | Any | ECC | Ex | CZ04 | cDXHP | Cap-Tons | 849 | 300000 | None | 342 | 0.0421 | 0 | 29.4 | 0.0309 | 0 | [6 empty] | DEER:HVAC_Split-Package_HP | Annual | 20 | [13 empty] | CZ2022 | None
NE-HVAC-airHP-SpltPkg-240to759kBtuh-9p7eer-3p30cop | DEER2023 | D23 v1 | 2022-10-06 17:53 | Any | ECC | Ex | CZ05 | cDXHP | Cap-Tons | 863 | 300000 | None | 346 | 0.0849 | 0 | 17.2 | 0.0128 | 0 | [6 empty] | DEER:HVAC_Split-Package_HP | Annual | 20 | [13 empty] | CZ2022 | None
NE-HVAC-airHP-SpltPkg-240to759kBtuh-9p7eer-3p30cop | DEER2023 | D23 v1 | 2022-10-06 17:53 | Any | ECC | Ex | CZ06 | cDXHP | Cap-Tons | 925 | 300000 | None | 341 | 0.0996 | 0 | 32.1 | 0.021 | 0 | [6 empty] | DEER:HVAC_Split-Package_HP | Annual | 20 | [13 empty] | CZ2022 | None
NE-HVAC-airHP-SpltPkg-240to759kBtuh-9p7eer-3p30cop | DEER2023 | D23 v1 | 2022-10-06 17:53 | Any | ECC | Ex | CZ07 | cDXHP | Cap-Tons | 918 | 300000 | None | 327 | 0.104 | 0 | 27.5 | 0.0182 | 0 | [6 empty] | DEER:HVAC_Split-Package_HP | Annual | 20 | [13 empty] | CZ2022 | None
NE-HVAC-airHP-SpltPkg-240to759kBtuh-9p7eer-3p30cop | DEER2023 | D23 v1 | 2022-10-06 17:53 | Any | ECC | Ex | CZ08 | cDXHP | Cap-Tons | 881 | 300000 | None | 321 | 0.0622 | 0 | 43.3 | 0.0263 | 0 | [6 empty] | DEER:HVAC_Split-Package_HP | Annual | 20 | [13 empty] | CZ2022 | None
NE-HVAC-airHP-SpltPkg-240to759kBtuh-9p7eer-3p30cop | DEER2023 | D23 v1 | 2022-10-06 17:53 | Any | ECC | Ex | CZ09 | cDXHP | Cap-Tons | 1080 | 300000 | None | 365 | 0.0965 | 0 | 32.8 | 0.0247 | 0 | [6 empty] | DEER:HVAC_Split-Package_HP | Annual | 20 | [13 empty] | CZ2022 | None
NE-HVAC-airHP-SpltPkg-240to759kBtuh-9p7eer-3p30cop | DEER2023 | D23 v1 | 2022-10-06 17:53 | Any | ECC | Ex | CZ10 | cDXHP | Cap-Tons | 980 | 300000 | None | 361 | 0.0882 | 0 | 40.1 | 0.0203 | 0 | [6 empty] | DEER:HVAC_Split-Package_HP | Annual | 20 | [13 empty] | CZ2022 | None
NE-HVAC-airHP-SpltPkg-240to759kBtuh-9p7eer-3p30cop | DEER2023 | D23 v1 | 2022-10-06 17:53 | Any | ECC | Ex | CZ11 | cDXHP | Cap-Tons | 994 | 300000 | None | 387 | 0.0544 | 0 | 37.2 | 0.027 | 0 | [6 empty] | DEER:HVAC_Split-Package_HP | Annual | 20 | [13 empty] | CZ2022 | None
NE-HVAC-airHP-SpltPkg-240to759kBtuh-9p7eer-3p30cop | DEER2023 | D23 v1 | 2022-10-06 17:53 | Any | ECC | Ex | CZ12 | cDXHP | Cap-Tons | 890 | 300000 | None | 361 | 0.047 | 0 | 33.1 | 0.027 | 0 | [6 empty] | DEER:HVAC_Split-Package_HP | Annual | 20 | [13 empty] | CZ2022 | None
NE-HVAC-airHP-SpltPkg-240to759kBtuh-9p7eer-3p30cop | DEER2023 | D23 v1 | 2022-10-06 17:53 | Any | ECC | Ex | CZ13 | cDXHP | Cap-Tons | 988 | 300000 | None | 366 | 0.0472 | 0 | 43 | 0.0278 | 0 | [6 empty] | DEER:HVAC_Split-Package_HP | Annual | 20 | [13 empty] | CZ2022 | None
NE-HVAC-airHP-SpltPkg-240to759kBtuh-9p7eer-3p30cop | DEER2023 | D23 v1 | 2022-10-06 17:53 | Any | ECC | Ex | CZ14 | cDXHP | Cap-Tons | 1030 | 300000 | None | 391 | 0.0796 | 0 | 36.3 | 0.0231 | 0 | [6 empty] | DEER:HVAC_Split-Package_HP | Annual | 20 | [13 empty] | CZ2022 | None
NE-HVAC-airHP-SpltPkg-240to759kBtuh-9p7eer-3p30cop | DEER2023 | D23 v1 | 2022-10-06 17:53 | Any | ECC | Ex | CZ15 | cDXHP | Cap-Tons | 1350 | 300000 | None | 402 | 0.077 | 0 | 55.9 | 0.0276 | 0 | [6 empty] | DEER:HVAC_Split-Package_HP | Annual | 20 | [13 empty] | CZ2022 | None
NE-HVAC-airHP-SpltPkg-240to759kBtuh-9p7eer-3p30cop | DEER2023 | D23 v1 | 2022-10-06 17:53 | Any | ECC | Ex | CZ16 | cDXHP | Cap-Tons | 887 | 300000 | None | 483 | -0.00444 | 0 | 15.4 | 0.00384 | 0 | [6 empty] | DEER:HVAC_Split-Package_HP | Annual | 20 | [13 empty] | CZ2022 | None
NE-HVAC-airHP-SpltPkg-240to759kBtuh-9p7eer-3p30cop | DEER2023 | D23 v1 | 2022-10-06 17:53 | Any | ECC | Old | CZ01 | cDXHP | Cap-Tons | 976 | 300000 | None | 507 | 0.0749 | 0 | 4.36 | 0.00991 | 0 | [6 empty] | DEER:HVAC_Split-Package_HP | Annual | 20 | [13 empty] | CZ2022 | None
NE-HVAC-airHP-SpltPkg-240to759kBtuh-9p7eer-3p30cop | DEER2023 | D23 v1 | 2022-10-06 17:53 | Any | ECC | Old | CZ02 | cDXHP | Cap-Tons | 944 | 300000 | None | 421 | 0.0541 | 0 | 26.2 | 0.0286 | 0 | [6 empty] | DEER:HVAC_Split-Package_HP | Annual | 20 | [13 empty] | CZ2022 | None
NE-HVAC-airHP-SpltPkg-240to759kBtuh-9p7eer-3p30cop | DEER2023 | D23 v1 | 2022-10-06 17:53 | Any | ECC | Old | CZ03 | cDXHP | Cap-Tons | 1040 | 300000 | None | 400 | 0.107 | 0 | 13.8 | 0.0181 | 0 | [6 empty] | DEER:HVAC_Split-Package_HP | Annual | 20 | [13 empty] | CZ2022 | None
NE-HVAC-airHP-SpltPkg-240to759kBtuh-9p7eer-3p30cop | DEER2023 | D23 v1 | 2022-10-06 17:53 | Any | ECC | Old | CZ04 | cDXHP | Cap-Tons | 965 | 300000 | None | 382 | 0.0372 | 0 | 31.6 | 0.0316 | 0 | [6 empty] | DEER:HVAC_Split-Package_HP | Annual | 20 | [13 empty] | CZ2022 | None
NE-HVAC-airHP-SpltPkg-240to759kBtuh-9p7eer-3p30cop | DEER2023 | D23 v1 | 2022-10-06 17:53 | Any | ECC | Old | CZ05 | cDXHP | Cap-Tons | 1030 | 300000 | None | 394 | 0.1 | 0 | 17.9 | 0.0126 | 0 | [6 empty] | DEER:HVAC_Split-Package_HP | Annual | 20 | [13 empty] | CZ2022 | None
NE-HVAC-airHP-SpltPkg-240to759kBtuh-9p7eer-3p30cop | DEER2023 | D23 v1 | 2022-10-06 17:53 | Any | ECC | Old | CZ06 | cDXHP | Cap-Tons | 1090 | 300000 | None | 398 | 0.113 | 0 | 32.8 | 0.0205 | 0 | [6 empty] | DEER:HVAC_Split-Package_HP | Annual | 20 | [13 empty] | CZ2022 | None
NE-HVAC-airHP-SpltPkg-240to759kBtuh-9p7eer-3p30cop | DEER2023 | D23 v1 | 2022-10-06 17:53 | Any | ECC | Old | CZ07 | cDXHP | Cap-Tons | 1070 | 300000 | None | 373 | 0.118 | 0 | 28 | 0.0176 | 0 | [6 empty] | DEER:HVAC_Split-Package_HP | Annual | 20 | [13 empty] | CZ2022 | None
NE-HVAC-airHP-SpltPkg-240to759kBtuh-9p7eer-3p30cop | DEER2023 | D23 v1 | 2022-10-06 17:53 | Any | ECC | Old | CZ08 | cDXHP | Cap-Tons | 994 | 300000 | None | 366 | 0.0698 | 0 | 45.4 | 0.0263 | 0 | [6 empty] | DEER:HVAC_Split-Package_HP | Annual | 20 | [13 empty] | CZ2022 | None
NE-HVAC-airHP-SpltPkg-240to759kBtuh-9p7eer-3p30cop | DEER2023 | D23 v1 | 2022-10-06 17:53 | Any | ECC | Old | CZ09 | cDXHP | Cap-Tons | 1200 | 300000 | None | 417 | 0.103 | 0 | 35.3 | 0.0254 | 0 | [6 empty] | DEER:HVAC_Split-Package_HP | Annual | 20 | [13 empty] | CZ2022 | None
NE-HVAC-airHP-SpltPkg-240to759kBtuh-9p7eer-3p30cop | DEER2023 | D23 v1 | 2022-10-06 17:53 | Any | ECC | Old | CZ10 | cDXHP | Cap-Tons | 1140 | 300000 | None | 408 | 0.0882 | 0 | 42.4 | 0.0213 | 0 | [6 empty] | DEER:HVAC_Split-Package_HP | Annual | 20 | [13 empty] | CZ2022 | None
NE-HVAC-airHP-SpltPkg-240to759kBtuh-9p7eer-3p30cop | DEER2023 | D23 v1 | 2022-10-06 17:53 | Any | ECC | Old | CZ11 | cDXHP | Cap-Tons | 1130 | 300000 | None | 435 | 0.0469 | 0 | 39.7 | 0.0287 | 0 | [6 empty] | DEER:HVAC_Split-Package_HP | Annual | 20 | [13 empty] | CZ2022 | None
NE-HVAC-airHP-SpltPkg-240to759kBtuh-9p7eer-3p30cop | DEER2023 | D23 v1 | 2022-10-06 17:53 | Any | ECC | Old | CZ12 | cDXHP | Cap-Tons | 1020 | 300000 | None | 407 | 0.0396 | 0 | 35 | 0.0282 | 0 | [6 empty] | DEER:HVAC_Split-Package_HP | Annual | 20 | [13 empty] | CZ2022 | None
NE-HVAC-airHP-SpltPkg-240to759kBtuh-9p7eer-3p30cop | DEER2023 | D23 v1 | 2022-10-06 17:53 | Any | ECC | Old | CZ13 | cDXHP | Cap-Tons | 1130 | 300000 | None | 413 | 0.0395 | 0 | 45.3 | 0.0292 | 0 | [6 empty] | DEER:HVAC_Split-Package_HP | Annual | 20 | [13 empty] | CZ2022 | None
NE-HVAC-airHP-SpltPkg-240to759kBtuh-9p7eer-3p30cop | DEER2023 | D23 v1 | 2022-10-06 17:53 | Any | ECC | Old | CZ14 | cDXHP | Cap-Tons | 1170 | 300000 | None | 439 | 0.0767 | 0 | 39 | 0.0246 | 0 | [6 empty] | DEER:HVAC_Split-Package_HP | Annual | 20 | [13 empty] | CZ2022 | None
NE-HVAC-airHP-SpltPkg-240to759kBtuh-9p7eer-3p30cop | DEER2023 | D23 v1 | 2022-10-06 17:53 | Any | ECC | Old | CZ15 | cDXHP | Cap-Tons | 1510 | 300000 | None | 455 | 0.0731 | 0 | 59.4 | 0.0292 | 0 | [6 empty] | DEER:HVAC_Split-Package_HP | Annual | 20 | [13 empty] | CZ2022 | None
NE-HVAC-airHP-SpltPkg-240to759kBtuh-9p7eer-3p30cop | DEER2023 | D23 v1 | 2022-10-06 17:53 | Any | ECC | Old | CZ16 | cDXHP | Cap-Tons | 1090 | 300000 | None | 535 | -0.00604 | 0 | 15.7 | 0.00545 | 0 | [6 empty] | DEER:HVAC_Split-Package_HP | Annual | 20 | [13 empty] | CZ2022 | None
NE-HVAC-airHP-SpltPkg-240to759kBtuh-9p7eer-3p30cop | DEER2023 | D23 v1 | 2022-10-06 17:53 | Any | ECC | Rec | CZ01 | cDXHP | Cap-Tons | 722 | 300000 | None | -5.3 | -0.00648 | 0 | 4.45 | 0.0103 | 0 | [6 empty] | DEER:HVAC_Split-Package_HP | Annual | 20 | [13 empty] | CZ2022 | None
NE-HVAC-airHP-SpltPkg-240to759kBtuh-9p7eer-3p30cop | DEER2023 | D23 v1 | 2022-10-06 17:53 | Any | ECC | Rec | CZ02 | cDXHP | Cap-Tons | 753 | 300000 | None | -14.6 | -0.00665 | 0 | 23.8 | 0.0281 | 0 | [6 empty] | DEER:HVAC_Split-Package_HP | Annual | 20 | [13 empty] | CZ2022 | None
NE-HVAC-airHP-SpltPkg-240to759kBtuh-9p7eer-3p30cop | DEER2023 | D23 v1 | 2022-10-06 17:53 | Any | ECC | Rec | CZ03 | cDXHP | Cap-Tons | 776 | 300000 | None | -17.4 | -0.00189 | 0 | 13.8 | 0.0189 | 0 | [6 empty] | DEER:HVAC_Split-Package_HP | Annual | 20 | [13 empty] | CZ2022 | None
NE-HVAC-airHP-SpltPkg-240to759kBtuh-9p7eer-3p30cop | DEER2023 | D23 v1 | 2022-10-06 17:53 | Any | ECC | Rec | CZ04 | cDXHP | Cap-Tons | 771 | 300000 | None | -18.9 | -0.00586 | 0 | 29.1 | 0.0312 | 0 | [6 empty] | DEER:HVAC_Split-Package_HP | Annual | 20 | [13 empty] | CZ2022 | None
NE-HVAC-airHP-SpltPkg-240to759kBtuh-9p7eer-3p30cop | DEER2023 | D23 v1 | 2022-10-06 17:53 | Any | ECC | Rec | CZ05 | cDXHP | Cap-Tons | 760 | 300000 | None | -18.1 | -0.00364 | 0 | 17.8 | 0.0133 | 0 | [6 empty] | DEER:HVAC_Split-Package_HP | Annual | 20 | [13 empty] | CZ2022 | None
NE-HVAC-airHP-SpltPkg-240to759kBtuh-9p7eer-3p30cop | DEER2023 | D23 v1 | 2022-10-06 17:53 | Any | ECC | Rec | CZ06 | cDXHP | Cap-Tons | 817 | 300000 | None | -17.1 | -0.00128 | 0 | 33.1 | 0.0222 | 0 | [6 empty] | DEER:HVAC_Split-Package_HP | Annual | 20 | [13 empty] | CZ2022 | None
NE-HVAC-airHP-SpltPkg-240to759kBtuh-9p7eer-3p30cop | DEER2023 | D23 v1 | 2022-10-06 17:53 | Any | ECC | Rec | CZ07 | cDXHP | Cap-Tons | 808 | 300000 | None | -20.4 | 0.00039 | 0 | 28.7 | 0.0191 | 0 | [6 empty] | DEER:HVAC_Split-Package_HP | Annual | 20 | [13 empty] | CZ2022 | None
NE-HVAC-airHP-SpltPkg-240to759kBtuh-9p7eer-3p30cop | DEER2023 | D23 v1 | 2022-10-06 17:53 | Any | ECC | Rec | CZ08 | cDXHP | Cap-Tons | 806 | 300000 | None | -16.8 | -0.00558 | 0 | 42.9 | 0.0265 | 0 | [6 empty] | DEER:HVAC_Split-Package_HP | Annual | 20 | [13 empty] | CZ2022 | None
NE-HVAC-airHP-SpltPkg-240to759kBtuh-9p7eer-3p30cop | DEER2023 | D23 v1 | 2022-10-06 17:53 | Any | ECC | Rec | CZ09 | cDXHP | Cap-Tons | 995 | 300000 | None | -17.6 | -0.00295 | 0 | 32.2 | 0.0244 | 0 | [6 empty] | DEER:HVAC_Split-Package_HP | Annual | 20 | [13 empty] | CZ2022 | None
NE-HVAC-airHP-SpltPkg-240to759kBtuh-9p7eer-3p30cop | DEER2023 | D23 v1 | 2022-10-06 17:53 | Any | ECC | Rec | CZ10 | cDXHP | Cap-Tons | 923 | 300000 | None | -16.3 | 0.00022 | 0 | 39.2 | 0.0196 | 0 | [6 empty] | DEER:HVAC_Split-Package_HP | Annual | 20 | [13 empty] | CZ2022 | None
NE-HVAC-airHP-SpltPkg-240to759kBtuh-9p7eer-3p30cop | DEER2023 | D23 v1 | 2022-10-06 17:53 | Any | ECC | Rec | CZ11 | cDXHP | Cap-Tons | 908 | 300000 | None | -16.2 | -0.00323 | 0 | 36.3 | 0.0258 | 0 | [6 empty] | DEER:HVAC_Split-Package_HP | Annual | 20 | [13 empty] | CZ2022 | None
NE-HVAC-airHP-SpltPkg-240to759kBtuh-9p7eer-3p30cop | DEER2023 | D23 v1 | 2022-10-06 17:53 | Any | ECC | Rec | CZ12 | cDXHP | Cap-Tons | 827 | 300000 | None | -17.7 | -0.00394 | 0 | 32.5 | 0.0259 | 0 | [6 empty] | DEER:HVAC_Split-Package_HP | Annual | 20 | [13 empty] | CZ2022 | None
NE-HVAC-airHP-SpltPkg-240to759kBtuh-9p7eer-3p30cop | DEER2023 | D23 v1 | 2022-10-06 17:53 | Any | ECC | Rec | CZ13 | cDXHP | Cap-Tons | 913 | 300000 | None | -17 | -0.00238 | 0 | 41.7 | 0.0266 | 0 | [6 empty] | DEER:HVAC_Split-Package_HP | Annual | 20 | [13 empty] | CZ2022 | None
NE-HVAC-airHP-SpltPkg-240to759kBtuh-9p7eer-3p30cop | DEER2023 | D23 v1 | 2022-10-06 17:53 | Any | ECC | Rec | CZ14 | cDXHP | Cap-Tons | 954 | 300000 | None | -15.1 | -0.00097 | 0 | 35 | 0.0216 | 0 | [6 empty] | DEER:HVAC_Split-Package_HP | Annual | 20 | [13 empty] | CZ2022 | None
NE-HVAC-airHP-SpltPkg-240to759kBtuh-9p7eer-3p30cop | DEER2023 | D23 v1 | 2022-10-06 17:53 | Any | ECC | Rec | CZ15 | cDXHP | Cap-Tons | 1260 | 300000 | None | -14.3 | 0.00113 | 0 | 53.2 | 0.0255 | 0 | [6 empty] | DEER:HVAC_Split-Package_HP | Annual | 20 | [13 empty] | CZ2022 | None
NE-HVAC-airHP-SpltPkg-240to759kBtuh-9p7eer-3p30cop | DEER2023 | D23 v1 | 2022-10-06 17:53 | Any | ECC | Rec | CZ16 | cDXHP | Cap-Tons | 809 | 300000 | None | -5.53 | -0.0001 | 0 | 15.1 | 0.00257 | 0 | [6 empty] | DEER:HVAC_Split-Package_HP | Annual | 20 | [13 empty] | CZ2022 | None
NE-HVAC-airHP-SpltPkg-240to759kBtuh-9p7eer-3p30cop | DEER2023 | D23 v1 | 2022-10-06 17:53 | Any | EPr | Ex | CZ01 | cDXHP | Cap-Tons | 119 | 50000 | None | 346 | 0.053 | 0 | 3.47 | 0.00517 | 0 | [6 empty] | DEER:HVAC_Split-Package_HP | Annual | 20 | [13 empty] | CZ2022 | None
NE-HVAC-airHP-SpltPkg-240to759kBtuh-9p7eer-3p30cop | DEER2023 | D23 v1 | 2022-10-06 17:53 | Any | EPr | Ex | CZ02 | cDXHP | Cap-Tons | 127 | 50000 | None | 271 | 0.0498 | 0 | 15.9 | 0.0165 | 0 | [6 empty] | DEER:HVAC_Split-Package_HP | Annual | 20 | [13 empty] | CZ2022 | None
NE-HVAC-airHP-SpltPkg-240to759kBtuh-9p7eer-3p30cop | DEER2023 | D23 v1 | 2022-10-06 17:53 | Any | EPr | Ex | CZ03 | cDXHP | Cap-Tons | 137 | 50000 | None | 260 | 0.0675 | 0 | 8.76 | 0.00955 | 0 | [6 empty] | DEER:HVAC_Split-Package_HP | Annual | 20 | [13 empty] | CZ2022 | None
NE-HVAC-airHP-SpltPkg-240to759kBtuh-9p7eer-3p30cop | DEER2023 | D23 v1 | 2022-10-06 17:53 | Any | EPr | Ex | CZ04 | cDXHP | Cap-Tons | 137 | 50000 | None | 240 | 0.0444 | 0 | 18.8 | 0.0176 | 0 | [6 empty] | DEER:HVAC_Split-Package_HP | Annual | 20 | [13 empty] | CZ2022 | None
NE-HVAC-airHP-SpltPkg-240to759kBtuh-9p7eer-3p30cop | DEER2023 | D23 v1 | 2022-10-06 17:53 | Any | EPr | Ex | CZ05 | cDXHP | Cap-Tons | 133 | 50000 | None | 242 | 0.0619 | 0 | 12.1 | 0.00745 | 0 | [6 empty] | DEER:HVAC_Split-Package_HP | Annual | 20 | [13 empty] | CZ2022 | None
NE-HVAC-airHP-SpltPkg-240to759kBtuh-9p7eer-3p30cop | DEER2023 | D23 v1 | 2022-10-06 17:53 | Any | EPr | Ex | CZ06 | cDXHP | Cap-Tons | 147 | 50000 | None | 221 | 0.064 | 0 | 20.4 | 0.0113 | 0 | [6 empty] | DEER:HVAC_Split-Package_HP | Annual | 20 | [13 empty] | CZ2022 | None
NE-HVAC-airHP-SpltPkg-240to759kBtuh-9p7eer-3p30cop | DEER2023 | D23 v1 | 2022-10-06 17:53 | Any | EPr | Ex | CZ07 | cDXHP | Cap-Tons | 145 | 50000 | None | 216 | 0.066 | 0 | 16.6 | 0.00952 | 0 | [6 empty] | DEER:HVAC_Split-Package_HP | Annual | 20 | [13 empty] | CZ2022 | None
NE-HVAC-airHP-SpltPkg-240to759kBtuh-9p7eer-3p30cop | DEER2023 | D23 v1 | 2022-10-06 17:53 | Any | EPr | Ex | CZ08 | cDXHP | Cap-Tons | 149 | 50000 | None | 218 | 0.0639 | 0 | 27.2 | 0.014 | 0 | [6 empty] | DEER:HVAC_Split-Package_HP | Annual | 20 | [13 empty] | CZ2022 | None
NE-HVAC-airHP-SpltPkg-240to759kBtuh-9p7eer-3p30cop | DEER2023 | D23 v1 | 2022-10-06 17:53 | Any | EPr | Ex | CZ09 | cDXHP | Cap-Tons | 187 | 50000 | None | 261 | 0.0788 | 0 | 20.1 | 0.0136 | 0 | [6 empty] | DEER:HVAC_Split-Package_HP | Annual | 20 | [13 empty] | CZ2022 | None
NE-HVAC-airHP-SpltPkg-240to759kBtuh-9p7eer-3p30cop | DEER2023 | D23 v1 | 2022-10-06 17:53 | Any | EPr | Ex | CZ10 | cDXHP | Cap-Tons | 166 | 50000 | None | 252 | -0.00726 | 0 | 25.9 | 0.0034 | 0 | [6 empty] | DEER:HVAC_Split-Package_HP | Annual | 20 | [13 empty] | CZ2022 | None
NE-HVAC-airHP-SpltPkg-240to759kBtuh-9p7eer-3p30cop | DEER2023 | D23 v1 | 2022-10-06 17:53 | Any | EPr | Ex | CZ11 | cDXHP | Cap-Tons | 169 | 50000 | None | 266 | -0.0187 | 0 | 23.7 | 0.00706 | 0 | [6 empty] | DEER:HVAC_Split-Package_HP | Annual | 20 | [13 empty] | CZ2022 | None
NE-HVAC-airHP-SpltPkg-240to759kBtuh-9p7eer-3p30cop | DEER2023 | D23 v1 | 2022-10-06 17:53 | Any | EPr | Ex | CZ12 | cDXHP | Cap-Tons | 145 | 50000 | None | 251 | -0.0118 | 0 | 20.9 | 0.00458 | 0 | [6 empty] | DEER:HVAC_Split-Package_HP | Annual | 20 | [13 empty] | CZ2022 | None
NE-HVAC-airHP-SpltPkg-240to759kBtuh-9p7eer-3p30cop | DEER2023 | D23 v1 | 2022-10-06 17:53 | Any | EPr | Ex | CZ13 | cDXHP | Cap-Tons | 167 | 50000 | None | 238 | -0.0236 | 0 | 27.5 | 0.00778 | 0 | [6 empty] | DEER:HVAC_Split-Package_HP | Annual | 20 | [13 empty] | CZ2022 | None
NE-HVAC-airHP-SpltPkg-240to759kBtuh-9p7eer-3p30cop | DEER2023 | D23 v1 | 2022-10-06 17:53 | Any | EPr | Ex | CZ14 | cDXHP | Cap-Tons | 177 | 50000 | None | 274 | -0.0142 | 0 | 23.2 | 0.00562 | 0 | [6 empty] | DEER:HVAC_Split-Package_HP | Annual | 20 | [13 empty] | CZ2022 | None
NE-HVAC-airHP-SpltPkg-240to759kBtuh-9p7eer-3p30cop | DEER2023 | D23 v1 | 2022-10-06 17:53 | Any | EPr | Ex | CZ15 | cDXHP | Cap-Tons | 240 | 50000 | None | 268 | -0.0234 | 0 | 38 | 0.00917 | 0 | [6 empty] | DEER:HVAC_Split-Package_HP | Annual | 20 | [13 empty] | CZ2022 | None
NE-HVAC-airHP-SpltPkg-240to759kBtuh-9p7eer-3p30cop | DEER2023 | D23 v1 | 2022-10-06 17:53 | Any | EPr | Ex | CZ16 | cDXHP | Cap-Tons | 139 | 50000 | None | 412 | -0.0011 | 0 | 9.45 | 0.00108 | 0 | [6 empty] | DEER:HVAC_Split-Package_HP | Annual | 20 | [13 empty] | CZ2022 | None
NE-HVAC-airHP-SpltPkg-240to759kBtuh-9p7eer-3p30cop | DEER2023 | D23 v1 | 2022-10-06 17:53 | Any | EPr | Old | CZ01 | cDXHP | Cap-Tons | 151 | 50000 | None | 378 | 0.0571 | 0 | 3.47 | 0.00551 | 0 | [6 empty] | DEER:HVAC_Split-Package_HP | Annual | 20 | [13 empty] | CZ2022 | None
NE-HVAC-airHP-SpltPkg-240to759kBtuh-9p7eer-3p30cop | DEER2023 | D23 v1 | 2022-10-06 17:53 | Any | EPr | Old | CZ02 | cDXHP | Cap-Tons | 154 | 50000 | None | 298 | 0.0469 | 0 | 17.2 | 0.0173 | 0 | [6 empty] | DEER:HVAC_Split-Package_HP | Annual | 20 | [13 empty] | CZ2022 | None
NE-HVAC-airHP-SpltPkg-240to759kBtuh-9p7eer-3p30cop | DEER2023 | D23 v1 | 2022-10-06 17:53 | Any | EPr | Old | CZ03 | cDXHP | Cap-Tons | 162 | 50000 | None | 285 | 0.0717 | 0 | 9.53 | 0.0102 | 0 | [6 empty] | DEER:HVAC_Split-Package_HP | Annual | 20 | [13 empty] | CZ2022 | None
NE-HVAC-airHP-SpltPkg-240to759kBtuh-9p7eer-3p30cop | DEER2023 | D23 v1 | 2022-10-06 17:53 | Any | EPr | Old | CZ04 | cDXHP | Cap-Tons | 158 | 50000 | None | 262 | 0.0385 | 0 | 20.9 | 0.0188 | 0 | [6 empty] | DEER:HVAC_Split-Package_HP | Annual | 20 | [13 empty] | CZ2022 | None
NE-HVAC-airHP-SpltPkg-240to759kBtuh-9p7eer-3p30cop | DEER2023 | D23 v1 | 2022-10-06 17:53 | Any | EPr | Old | CZ05 | cDXHP | Cap-Tons | 158 | 50000 | None | 265 | 0.07 | 0 | 13.1 | 0.0078 | 0 | [6 empty] | DEER:HVAC_Split-Package_HP | Annual | 20 | [13 empty] | CZ2022 | None
NE-HVAC-airHP-SpltPkg-240to759kBtuh-9p7eer-3p30cop | DEER2023 | D23 v1 | 2022-10-06 17:53 | Any | EPr | Old | CZ06 | cDXHP | Cap-Tons | 174 | 50000 | None | 246 | 0.0703 | 0 | 21.9 | 0.0115 | 0 | [6 empty] | DEER:HVAC_Split-Package_HP | Annual | 20 | [13 empty] | CZ2022 | None
NE-HVAC-airHP-SpltPkg-240to759kBtuh-9p7eer-3p30cop | DEER2023 | D23 v1 | 2022-10-06 17:53 | Any | EPr | Old | CZ07 | cDXHP | Cap-Tons | 171 | 50000 | None | 237 | 0.0722 | 0 | 17.7 | 0.00955 | 0 | [6 empty] | DEER:HVAC_Split-Package_HP | Annual | 20 | [13 empty] | CZ2022 | None
NE-HVAC-airHP-SpltPkg-240to759kBtuh-9p7eer-3p30cop | DEER2023 | D23 v1 | 2022-10-06 17:53 | Any | EPr | Old | CZ08 | cDXHP | Cap-Tons | 168 | 50000 | None | 237 | 0.0652 | 0 | 30.2 | 0.0146 | 0 | [6 empty] | DEER:HVAC_Split-Package_HP | Annual | 20 | [13 empty] | CZ2022 | None
NE-HVAC-airHP-SpltPkg-240to759kBtuh-9p7eer-3p30cop | DEER2023 | D23 v1 | 2022-10-06 17:53 | Any | EPr | Old | CZ09 | cDXHP | Cap-Tons | 211 | 50000 | None | 286 | 0.0838 | 0 | 22.7 | 0.0143 | 0 | [6 empty] | DEER:HVAC_Split-Package_HP | Annual | 20 | [13 empty] | CZ2022 | None
NE-HVAC-airHP-SpltPkg-240to759kBtuh-9p7eer-3p30cop | DEER2023 | D23 v1 | 2022-10-06 17:53 | Any | EPr | Old | CZ10 | cDXHP | Cap-Tons | 197 | 50000 | None | 280 | -0.0127 | 0 | 28.4 | 0.0063 | 0 | [6 empty] | DEER:HVAC_Split-Package_HP | Annual | 20 | [13 empty] | CZ2022 | None
NE-HVAC-airHP-SpltPkg-240to759kBtuh-9p7eer-3p30cop | DEER2023 | D23 v1 | 2022-10-06 17:53 | Any | EPr | Old | CZ11 | cDXHP | Cap-Tons | 194 | 50000 | None | 303 | -0.0252 | 0 | 26.4 | 0.0103 | 0 | [6 empty] | DEER:HVAC_Split-Package_HP | Annual | 20 | [13 empty] | CZ2022 | None
NE-HVAC-airHP-SpltPkg-240to759kBtuh-9p7eer-3p30cop | DEER2023 | D23 v1 | 2022-10-06 17:53 | Any | EPr | Old | CZ12 | cDXHP | Cap-Tons | 169 | 50000 | None | 278 | -0.0198 | 0 | 23.2 | 0.00837 | 0 | [6 empty] | DEER:HVAC_Split-Package_HP | Annual | 20 | [13 empty] | CZ2022 | None
NE-HVAC-airHP-SpltPkg-240to759kBtuh-9p7eer-3p30cop | DEER2023 | D23 v1 | 2022-10-06 17:53 | Any | EPr | Old | CZ13 | cDXHP | Cap-Tons | 191 | 50000 | None | 273 | -0.0281 | 0 | 30.2 | 0.0104 | 0 | [6 empty] | DEER:HVAC_Split-Package_HP | Annual | 20 | [13 empty] | CZ2022 | None
NE-HVAC-airHP-SpltPkg-240to759kBtuh-9p7eer-3p30cop | DEER2023 | D23 v1 | 2022-10-06 17:53 | Any | EPr | Old | CZ14 | cDXHP | Cap-Tons | 202 | 50000 | None | 298 | -0.0192 | 0 | 25.9 | 0.0083 | 0 | [6 empty] | DEER:HVAC_Split-Package_HP | Annual | 20 | [13 empty] | CZ2022 | None
NE-HVAC-airHP-SpltPkg-240to759kBtuh-9p7eer-3p30cop | DEER2023 | D23 v1 | 2022-10-06 17:53 | Any | EPr | Old | CZ15 | cDXHP | Cap-Tons | 268 | 50000 | None | 291 | -0.0269 | 0 | 41.6 | 0.0112 | 0 | [6 empty] | DEER:HVAC_Split-Package_HP | Annual | 20 | [13 empty] | CZ2022 | None
NE-HVAC-airHP-SpltPkg-240to759kBtuh-9p7eer-3p30cop | DEER2023 | D23 v1 | 2022-10-06 17:53 | Any | EPr | Old | CZ16 | cDXHP | Cap-Tons | 169 | 50000 | None | 430 | -0.00288 | 0 | 10.2 | 0.00267 | 0 | [6 empty] | DEER:HVAC_Split-Package_HP | Annual | 20 | [13 empty] | CZ2022 | None
NE-HVAC-airHP-SpltPkg-240to759kBtuh-9p7eer-3p30cop | DEER2023 | D23 v1 | 2022-10-06 17:53 | Any | EPr | Rec | CZ01 | cDXHP | Cap-Tons | 109 | 50000 | None | 8.87 | -0.00202 | 0 | 3.46 | 0.00491 | 0 | [6 empty] | DEER:HVAC_Split-Package_HP | Annual | 20 | [13 empty] | CZ2022 | None
NE-HVAC-airHP-SpltPkg-240to759kBtuh-9p7eer-3p30cop | DEER2023 | D23 v1 | 2022-10-06 17:53 | Any | EPr | Rec | CZ02 | cDXHP | Cap-Tons | 116 | 50000 | None | -5.72 | -0.00128 | 0 | 15.7 | 0.0161 | 0 | [6 empty] | DEER:HVAC_Split-Package_HP | Annual | 20 | [13 empty] | CZ2022 | None
NE-HVAC-airHP-SpltPkg-240to759kBtuh-9p7eer-3p30cop | DEER2023 | D23 v1 | 2022-10-06 17:53 | Any | EPr | Rec | CZ03 | cDXHP | Cap-Tons | 120 | 50000 | None | -5.73 | -0.00137 | 0 | 9.1 | 0.00946 | 0 | [6 empty] | DEER:HVAC_Split-Package_HP | Annual | 20 | [13 empty] | CZ2022 | None
NE-HVAC-airHP-SpltPkg-240to759kBtuh-9p7eer-3p30cop | DEER2023 | D23 v1 | 2022-10-06 17:53 | Any | EPr | Rec | CZ04 | cDXHP | Cap-Tons | 119 | 50000 | None | -10.4 | -0.00208 | 0 | 19.1 | 0.0174 | 0 | [6 empty] | DEER:HVAC_Split-Package_HP | Annual | 20 | [13 empty] | CZ2022 | None
NE-HVAC-airHP-SpltPkg-240to759kBtuh-9p7eer-3p30cop | DEER2023 | D23 v1 | 2022-10-06 17:53 | Any | EPr | Rec | CZ05 | cDXHP | Cap-Tons | 117 | 50000 | None | -6.91 | -0.0023 | 0 | 12.6 | 0.00744 | 0 | [6 empty] | DEER:HVAC_Split-Package_HP | Annual | 20 | [13 empty] | CZ2022 | None
NE-HVAC-airHP-SpltPkg-240to759kBtuh-9p7eer-3p30cop | DEER2023 | D23 v1 | 2022-10-06 17:53 | Any | EPr | Rec | CZ06 | cDXHP | Cap-Tons | 129 | 50000 | None | -10.6 | 0.0006 | 0 | 20.8 | 0.0113 | 0 | [6 empty] | DEER:HVAC_Split-Package_HP | Annual | 20 | [13 empty] | CZ2022 | None
NE-HVAC-airHP-SpltPkg-240to759kBtuh-9p7eer-3p30cop | DEER2023 | D23 v1 | 2022-10-06 17:53 | Any | EPr | Rec | CZ07 | cDXHP | Cap-Tons | 127 | 50000 | None | -11.8 | -0.00038 | 0 | 17.1 | 0.00969 | 0 | [6 empty] | DEER:HVAC_Split-Package_HP | Annual | 20 | [13 empty] | CZ2022 | None
NE-HVAC-airHP-SpltPkg-240to759kBtuh-9p7eer-3p30cop | DEER2023 | D23 v1 | 2022-10-06 17:53 | Any | EPr | Rec | CZ08 | cDXHP | Cap-Tons | 131 | 50000 | None | -10.6 | -0.00019 | 0 | 27 | 0.0139 | 0 | [6 empty] | DEER:HVAC_Split-Package_HP | Annual | 20 | [13 empty] | CZ2022 | None
NE-HVAC-airHP-SpltPkg-240to759kBtuh-9p7eer-3p30cop | DEER2023 | D23 v1 | 2022-10-06 17:53 | Any | EPr | Rec | CZ09 | cDXHP | Cap-Tons | 163 | 50000 | None | -9.5 | 0.0009 | 0 | 20 | 0.0133 | 0 | [6 empty] | DEER:HVAC_Split-Package_HP | Annual | 20 | [13 empty] | CZ2022 | None
NE-HVAC-airHP-SpltPkg-240to759kBtuh-9p7eer-3p30cop | DEER2023 | D23 v1 | 2022-10-06 17:53 | Any | EPr | Rec | CZ10 | cDXHP | Cap-Tons | 150 | 50000 | None | -10.2 | 6e-05 | 0 | 25.3 | 0.00167 | 0 | [6 empty] | DEER:HVAC_Split-Package_HP | Annual | 20 | [13 empty] | CZ2022 | None
NE-HVAC-airHP-SpltPkg-240to759kBtuh-9p7eer-3p30cop | DEER2023 | D23 v1 | 2022-10-06 17:53 | Any | EPr | Rec | CZ11 | cDXHP | Cap-Tons | 150 | 50000 | None | -8.16 | 9e-05 | 0 | 23 | 0.00402 | 0 | [6 empty] | DEER:HVAC_Split-Package_HP | Annual | 20 | [13 empty] | CZ2022 | None
NE-HVAC-airHP-SpltPkg-240to759kBtuh-9p7eer-3p30cop | DEER2023 | D23 v1 | 2022-10-06 17:53 | Any | EPr | Rec | CZ12 | cDXHP | Cap-Tons | 131 | 50000 | None | -8.41 | 0.00012 | 0 | 20.5 | 0.00212 | 0 | [6 empty] | DEER:HVAC_Split-Package_HP | Annual | 20 | [13 empty] | CZ2022 | None
NE-HVAC-airHP-SpltPkg-240to759kBtuh-9p7eer-3p30cop | DEER2023 | D23 v1 | 2022-10-06 17:53 | Any | EPr | Rec | CZ13 | cDXHP | Cap-Tons | 152 | 50000 | None | -9.21 | -3e-05 | 0 | 26.2 | 0.00524 | 0 | [6 empty] | DEER:HVAC_Split-Package_HP | Annual | 20 | [13 empty] | CZ2022 | None
NE-HVAC-airHP-SpltPkg-240to759kBtuh-9p7eer-3p30cop | DEER2023 | D23 v1 | 2022-10-06 17:53 | Any | EPr | Rec | CZ14 | cDXHP | Cap-Tons | 161 | 50000 | None | -8.2 | 0.00013 | 0 | 22.1 | 0.00311 | 0 | [6 empty] | DEER:HVAC_Split-Package_HP | Annual | 20 | [13 empty] | CZ2022 | None
NE-HVAC-airHP-SpltPkg-240to759kBtuh-9p7eer-3p30cop | DEER2023 | D23 v1 | 2022-10-06 17:53 | Any | EPr | Rec | CZ15 | cDXHP | Cap-Tons | 221 | 50000 | None | -9.51 | 0.00032 | 0 | 35.7 | 0.00712 | 0 | [6 empty] | DEER:HVAC_Split-Package_HP | Annual | 20 | [13 empty] | CZ2022 | None
NE-HVAC-airHP-SpltPkg-240to759kBtuh-9p7eer-3p30cop | DEER2023 | D23 v1 | 2022-10-06 17:53 | Any | EPr | Rec | CZ16 | cDXHP | Cap-Tons | 126 | 50000 | None | 9.7 | -2e-05 | 0 | 9.17 | 0.00055 | 0 | [6 empty] | DEER:HVAC_Split-Package_HP | Annual | 20 | [13 empty] | CZ2022 | None
NE-HVAC-airHP-SpltPkg-240to759kBtuh-9p7eer-3p30cop | DEER2023 | D23 v1 | 2022-10-06 17:53 | Any | ERC | Ex | CZ01 | cDXHP | Cap-Tons | 4.89 | 1920 | None | 322 | 0.00028 | 0 | 5.71 | 0.00134 | 0 | [6 empty] | DEER:HVAC_Split-Package_HP | Annual | 20 | [13 empty] | CZ2022 | None
NE-HVAC-airHP-SpltPkg-240to759kBtuh-9p7eer-3p30cop | DEER2023 | D23 v1 | 2022-10-06 17:53 | Any | ERC | Ex | CZ02 | cDXHP | Cap-Tons | 5.59 | 1920 | None | 238 | -0.00478 | 0 | 17.9 | 0.00751 | 0 | [6 empty] | DEER:HVAC_Split-Package_HP | Annual | 20 | [13 empty] | CZ2022 | None
NE-HVAC-airHP-SpltPkg-240to759kBtuh-9p7eer-3p30cop | DEER2023 | D23 v1 | 2022-10-06 17:53 | Any | ERC | Ex | CZ03 | cDXHP | Cap-Tons | 5.84 | 1920 | None | 211 | -0.00082 | 0 | 13.3 | 0.00367 | 0 | [6 empty] | DEER:HVAC_Split-Package_HP | Annual | 20 | [13 empty] | CZ2022 | None
NE-HVAC-airHP-SpltPkg-240to759kBtuh-9p7eer-3p30cop | DEER2023 | D23 v1 | 2022-10-06 17:53 | Any | ERC | Ex | CZ04 | cDXHP | Cap-Tons | 6.27 | 1920 | None | 198 | -0.00559 | 0 | 21.5 | 0.00872 | 0 | [6 empty] | DEER:HVAC_Split-Package_HP | Annual | 20 | [13 empty] | CZ2022 | None
NE-HVAC-airHP-SpltPkg-240to759kBtuh-9p7eer-3p30cop | DEER2023 | D23 v1 | 2022-10-06 17:53 | Any | ERC | Ex | CZ05 | cDXHP | Cap-Tons | 5.55 | 1920 | None | 202 | -0.00042 | 0 | 17.9 | 0.00257 | 0 | [6 empty] | DEER:HVAC_Split-Package_HP | Annual | 20 | [13 empty] | CZ2022 | None
NE-HVAC-airHP-SpltPkg-240to759kBtuh-9p7eer-3p30cop | DEER2023 | D23 v1 | 2022-10-06 17:53 | Any | ERC | Ex | CZ06 | cDXHP | Cap-Tons | 6.36 | 1920 | None | 168 | -0.00122 | 0 | 24.4 | 0.00437 | 0 | [6 empty] | DEER:HVAC_Split-Package_HP | Annual | 20 | [13 empty] | CZ2022 | None
NE-HVAC-airHP-SpltPkg-240to759kBtuh-9p7eer-3p30cop | DEER2023 | D23 v1 | 2022-10-06 17:53 | Any | ERC | Ex | CZ07 | cDXHP | Cap-Tons | 6.15 | 1920 | None | 167 | -0.00032 | 0 | 21.3 | 0.00257 | 0 | [6 empty] | DEER:HVAC_Split-Package_HP | Annual | 20 | [13 empty] | CZ2022 | None
NE-HVAC-airHP-SpltPkg-240to759kBtuh-9p7eer-3p30cop | DEER2023 | D23 v1 | 2022-10-06 17:53 | Any | ERC | Ex | CZ08 | cDXHP | Cap-Tons | 6.62 | 1920 | None | 163 | -0.0056 | 0 | 30.4 | 0.00694 | 0 | [6 empty] | DEER:HVAC_Split-Package_HP | Annual | 20 | [13 empty] | CZ2022 | None
NE-HVAC-airHP-SpltPkg-240to759kBtuh-9p7eer-3p30cop | DEER2023 | D23 v1 | 2022-10-06 17:53 | Any | ERC | Ex | CZ09 | cDXHP | Cap-Tons | 8.61 | 1920 | None | 198 | -0.00806 | 0 | 22.6 | 0.00683 | 0 | [6 empty] | DEER:HVAC_Split-Package_HP | Annual | 20 | [13 empty] | CZ2022 | None
NE-HVAC-airHP-SpltPkg-240to759kBtuh-9p7eer-3p30cop | DEER2023 | D23 v1 | 2022-10-06 17:53 | Any | ERC | Ex | CZ10 | cDXHP | Cap-Tons | 7.69 | 1920 | None | 195 | -0.013 | 0 | 27.4 | 0.00592 | 0 | [6 empty] | DEER:HVAC_Split-Package_HP | Annual | 20 | [13 empty] | CZ2022 | None
NE-HVAC-airHP-SpltPkg-240to759kBtuh-9p7eer-3p30cop | DEER2023 | D23 v1 | 2022-10-06 17:53 | Any | ERC | Ex | CZ11 | cDXHP | Cap-Tons | 7.89 | 1920 | None | 215 | -0.0257 | 0 | 25.5 | 0.0116 | 0 | [6 empty] | DEER:HVAC_Split-Package_HP | Annual | 20 | [13 empty] | CZ2022 | None
NE-HVAC-airHP-SpltPkg-240to759kBtuh-9p7eer-3p30cop | DEER2023 | D23 v1 | 2022-10-06 17:53 | Any | ERC | Ex | CZ12 | cDXHP | Cap-Tons | 6.71 | 1920 | None | 218 | -0.0191 | 0 | 22.7 | 0.00986 | 0 | [6 empty] | DEER:HVAC_Split-Package_HP | Annual | 20 | [13 empty] | CZ2022 | None
NE-HVAC-airHP-SpltPkg-240to759kBtuh-9p7eer-3p30cop | DEER2023 | D23 v1 | 2022-10-06 17:53 | Any | ERC | Ex | CZ13 | cDXHP | Cap-Tons | 7.77 | 1920 | None | 196 | -0.0258 | 0 | 29.9 | 0.0117 | 0 | [6 empty] | DEER:HVAC_Split-Package_HP | Annual | 20 | [13 empty] | CZ2022 | None
NE-HVAC-airHP-SpltPkg-240to759kBtuh-9p7eer-3p30cop | DEER2023 | D23 v1 | 2022-10-06 17:53 | Any | ERC | Ex | CZ14 | cDXHP | Cap-Tons | 8.25 | 1920 | None | 219 | -0.0227 | 0 | 25.4 | 0.00911 | 0 | [6 empty] | DEER:HVAC_Split-Package_HP | Annual | 20 | [13 empty] | CZ2022 | None
NE-HVAC-airHP-SpltPkg-240to759kBtuh-9p7eer-3p30cop | DEER2023 | D23 v1 | 2022-10-06 17:53 | Any | ERC | Ex | CZ15 | cDXHP | Cap-Tons | 11.1 | 1920 | None | 182 | -0.0316 | 0 | 41.1 | 0.0133 | 0 | [6 empty] | DEER:HVAC_Split-Package_HP | Annual | 20 | [13 empty] | CZ2022 | None
NE-HVAC-airHP-SpltPkg-240to759kBtuh-9p7eer-3p30cop | DEER2023 | D23 v1 | 2022-10-06 17:53 | Any | ERC | Ex | CZ16 | cDXHP | Cap-Tons | 5.87 | 1920 | None | 383 | -0.00356 | 0 | 11.4 | 0.00209 | 0 | [6 empty] | DEER:HVAC_Split-Package_HP | Annual | 20 | [13 empty] | CZ2022 | None
NE-HVAC-airHP-SpltPkg-240to759kBtuh-9p7eer-3p30cop | DEER2023 | D23 v1 | 2022-10-06 17:53 | Any | ERC | Old | CZ01 | cDXHP | Cap-Tons | 5.31 | 1920 | None | 362 | 0.0005 | 0 | 6.4 | 0.00187 | 0 | [6 empty] | DEER:HVAC_Split-Package_HP | Annual | 20 | [13 empty] | CZ2022 | None
NE-HVAC-airHP-SpltPkg-240to759kBtuh-9p7eer-3p30cop | DEER2023 | D23 v1 | 2022-10-06 17:53 | Any | ERC | Old | CZ02 | cDXHP | Cap-Tons | 6 | 1920 | None | 271 | -0.00573 | 0 | 19.6 | 0.00862 | 0 | [6 empty] | DEER:HVAC_Split-Package_HP | Annual | 20 | [13 empty] | CZ2022 | None
NE-HVAC-airHP-SpltPkg-240to759kBtuh-9p7eer-3p30cop | DEER2023 | D23 v1 | 2022-10-06 17:53 | Any | ERC | Old | CZ03 | cDXHP | Cap-Tons | 6.04 | 1920 | None | 242 | -0.00083 | 0 | 14.1 | 0.004 | 0 | [6 empty] | DEER:HVAC_Split-Package_HP | Annual | 20 | [13 empty] | CZ2022 | None
NE-HVAC-airHP-SpltPkg-240to759kBtuh-9p7eer-3p30cop | DEER2023 | D23 v1 | 2022-10-06 17:53 | Any | ERC | Old | CZ04 | cDXHP | Cap-Tons | 6.5 | 1920 | None | 226 | -0.00669 | 0 | 22.4 | 0.0093 | 0 | [6 empty] | DEER:HVAC_Split-Package_HP | Annual | 20 | [13 empty] | CZ2022 | None
NE-HVAC-airHP-SpltPkg-240to759kBtuh-9p7eer-3p30cop | DEER2023 | D23 v1 | 2022-10-06 17:53 | Any | ERC | Old | CZ05 | cDXHP | Cap-Tons | 5.75 | 1920 | None | 229 | -0.00035 | 0 | 18.6 | 0.00282 | 0 | [6 empty] | DEER:HVAC_Split-Package_HP | Annual | 20 | [13 empty] | CZ2022 | None
NE-HVAC-airHP-SpltPkg-240to759kBtuh-9p7eer-3p30cop | DEER2023 | D23 v1 | 2022-10-06 17:53 | Any | ERC | Old | CZ06 | cDXHP | Cap-Tons | 6.58 | 1920 | None | 191 | -0.00122 | 0 | 25.3 | 0.00457 | 0 | [6 empty] | DEER:HVAC_Split-Package_HP | Annual | 20 | [13 empty] | CZ2022 | None
NE-HVAC-airHP-SpltPkg-240to759kBtuh-9p7eer-3p30cop | DEER2023 | D23 v1 | 2022-10-06 17:53 | Any | ERC | Old | CZ07 | cDXHP | Cap-Tons | 6.36 | 1920 | None | 187 | 0.00139 | 0 | 22.1 | 0.0029 | 0 | [6 empty] | DEER:HVAC_Split-Package_HP | Annual | 20 | [13 empty] | CZ2022 | None
NE-HVAC-airHP-SpltPkg-240to759kBtuh-9p7eer-3p30cop | DEER2023 | D23 v1 | 2022-10-06 17:53 | Any | ERC | Old | CZ08 | cDXHP | Cap-Tons | 6.79 | 1920 | None | 184 | -0.00596 | 0 | 31.6 | 0.00723 | 0 | [6 empty] | DEER:HVAC_Split-Package_HP | Annual | 20 | [13 empty] | CZ2022 | None
NE-HVAC-airHP-SpltPkg-240to759kBtuh-9p7eer-3p30cop | DEER2023 | D23 v1 | 2022-10-06 17:53 | Any | ERC | Old | CZ09 | cDXHP | Cap-Tons | 8.93 | 1920 | None | 225 | -0.00968 | 0 | 23.6 | 0.00746 | 0 | [6 empty] | DEER:HVAC_Split-Package_HP | Annual | 20 | [13 empty] | CZ2022 | None
NE-HVAC-airHP-SpltPkg-240to759kBtuh-9p7eer-3p30cop | DEER2023 | D23 v1 | 2022-10-06 17:53 | Any | ERC | Old | CZ10 | cDXHP | Cap-Tons | 8.28 | 1920 | None | 218 | -0.0177 | 0 | 29.3 | 0.00724 | 0 | [6 empty] | DEER:HVAC_Split-Package_HP | Annual | 20 | [13 empty] | CZ2022 | None
NE-HVAC-airHP-SpltPkg-240to759kBtuh-9p7eer-3p30cop | DEER2023 | D23 v1 | 2022-10-06 17:53 | Any | ERC | Old | CZ11 | cDXHP | Cap-Tons | 8.35 | 1920 | None | 250 | -0.0319 | 0 | 27.2 | 0.0131 | 0 | [6 empty] | DEER:HVAC_Split-Package_HP | Annual | 20 | [13 empty] | CZ2022 | None
NE-HVAC-airHP-SpltPkg-240to759kBtuh-9p7eer-3p30cop | DEER2023 | D23 v1 | 2022-10-06 17:53 | Any | ERC | Old | CZ12 | cDXHP | Cap-Tons | 7.1 | 1920 | None | 250 | -0.0241 | 0 | 24.4 | 0.0111 | 0 | [6 empty] | DEER:HVAC_Split-Package_HP | Annual | 20 | [13 empty] | CZ2022 | None
NE-HVAC-airHP-SpltPkg-240to759kBtuh-9p7eer-3p30cop | DEER2023 | D23 v1 | 2022-10-06 17:53 | Any | ERC | Old | CZ13 | cDXHP | Cap-Tons | 8.19 | 1920 | None | 226 | -0.0318 | 0 | 31.8 | 0.0129 | 0 | [6 empty] | DEER:HVAC_Split-Package_HP | Annual | 20 | [13 empty] | CZ2022 | None
NE-HVAC-airHP-SpltPkg-240to759kBtuh-9p7eer-3p30cop | DEER2023 | D23 v1 | 2022-10-06 17:53 | Any | ERC | Old | CZ14 | cDXHP | Cap-Tons | 8.69 | 1920 | None | 246 | -0.0274 | 0 | 27 | 0.0102 | 0 | [6 empty] | DEER:HVAC_Split-Package_HP | Annual | 20 | [13 empty] | CZ2022 | None
NE-HVAC-airHP-SpltPkg-240to759kBtuh-9p7eer-3p30cop | DEER2023 | D23 v1 | 2022-10-06 17:53 | Any | ERC | Old | CZ15 | cDXHP | Cap-Tons | 11.7 | 1920 | None | 201 | -0.0371 | 0 | 43.2 | 0.0147 | 0 | [6 empty] | DEER:HVAC_Split-Package_HP | Annual | 20 | [13 empty] | CZ2022 | None
NE-HVAC-airHP-SpltPkg-240to759kBtuh-9p7eer-3p30cop | DEER2023 | D23 v1 | 2022-10-06 17:53 | Any | ERC | Old | CZ16 | cDXHP | Cap-Tons | 6.28 | 1920 | None | 430 | -0.00551 | 0 | 12.4 | 0.00292 | 0 | [6 empty] | DEER:HVAC_Split-Package_HP | Annual | 20 | [13 empty] | CZ2022 | None
NE-HVAC-airHP-SpltPkg-240to759kBtuh-9p7eer-3p30cop | DEER2023 | D23 v1 | 2022-10-06 17:53 | Any | ERC | Rec | CZ01 | cDXHP | Cap-Tons | 4.68 | 1920 | None | 56 | 0.00013 | 0 | 3.76 | 0.00059 | 0 | [6 empty] | DEER:HVAC_Split-Package_HP | Annual | 20 | [13 empty] | CZ2022 | None
NE-HVAC-airHP-SpltPkg-240to759kBtuh-9p7eer-3p30cop | DEER2023 | D23 v1 | 2022-10-06 17:53 | Any | ERC | Rec | CZ02 | cDXHP | Cap-Tons | 5.24 | 1920 | None | 26.3 | -0.00077 | 0 | 15.2 | 0.00643 | 0 | [6 empty] | DEER:HVAC_Split-Package_HP | Annual | 20 | [13 empty] | CZ2022 | None
NE-HVAC-airHP-SpltPkg-240to759kBtuh-9p7eer-3p30cop | DEER2023 | D23 v1 | 2022-10-06 17:53 | Any | ERC | Rec | CZ03 | cDXHP | Cap-Tons | 5.41 | 1920 | None | 16.2 | -0.00055 | 0 | 9.47 | 0.00245 | 0 | [6 empty] | DEER:HVAC_Split-Package_HP | Annual | 20 | [13 empty] | CZ2022 | None
NE-HVAC-airHP-SpltPkg-240to759kBtuh-9p7eer-3p30cop | DEER2023 | D23 v1 | 2022-10-06 17:53 | Any | ERC | Rec | CZ04 | cDXHP | Cap-Tons | 5.67 | 1920 | None | 11.3 | -0.00089 | 0 | 17.5 | 0.00705 | 0 | [6 empty] | DEER:HVAC_Split-Package_HP | Annual | 20 | [13 empty] | CZ2022 | None
NE-HVAC-airHP-SpltPkg-240to759kBtuh-9p7eer-3p30cop | DEER2023 | D23 v1 | 2022-10-06 17:53 | Any | ERC | Rec | CZ05 | cDXHP | Cap-Tons | 5.11 | 1920 | None | 14.5 | -0.00014 | 0 | 14.6 | 0.00161 | 0 | [6 empty] | DEER:HVAC_Split-Package_HP | Annual | 20 | [13 empty] | CZ2022 | None
NE-HVAC-airHP-SpltPkg-240to759kBtuh-9p7eer-3p30cop | DEER2023 | D23 v1 | 2022-10-06 17:53 | Any | ERC | Rec | CZ06 | cDXHP | Cap-Tons | 5.94 | 1920 | None | -0.45 | -0.00075 | 0 | 20.7 | 0.0032 | 0 | [6 empty] | DEER:HVAC_Split-Package_HP | Annual | 20 | [13 empty] | CZ2022 | None
NE-HVAC-airHP-SpltPkg-240to759kBtuh-9p7eer-3p30cop | DEER2023 | D23 v1 | 2022-10-06 17:53 | Any | ERC | Rec | CZ07 | cDXHP | Cap-Tons | 5.73 | 1920 | None | -3.05 | -0.00031 | 0 | 17.1 | 0.00178 | 0 | [6 empty] | DEER:HVAC_Split-Package_HP | Annual | 20 | [13 empty] | CZ2022 | None
NE-HVAC-airHP-SpltPkg-240to759kBtuh-9p7eer-3p30cop | DEER2023 | D23 v1 | 2022-10-06 17:53 | Any | ERC | Rec | CZ08 | cDXHP | Cap-Tons | 6.2 | 1920 | None | 3.18 | -0.0017 | 0 | 26.2 | 0.00616 | 0 | [6 empty] | DEER:HVAC_Split-Package_HP | Annual | 20 | [13 empty] | CZ2022 | None
NE-HVAC-airHP-SpltPkg-240to759kBtuh-9p7eer-3p30cop | DEER2023 | D23 v1 | 2022-10-06 17:53 | Any | ERC | Rec | CZ09 | cDXHP | Cap-Tons | 7.84 | 1920 | None | 9.73 | -0.0015 | 0 | 18.4 | 0.00564 | 0 | [6 empty] | DEER:HVAC_Split-Package_HP | Annual | 20 | [13 empty] | CZ2022 | None
NE-HVAC-airHP-SpltPkg-240to759kBtuh-9p7eer-3p30cop | DEER2023 | D23 v1 | 2022-10-06 17:53 | Any | ERC | Rec | CZ10 | cDXHP | Cap-Tons | 7.22 | 1920 | None | 10.7 | -0.00261 | 0 | 24.2 | 0.00468 | 0 | [6 empty] | DEER:HVAC_Split-Package_HP | Annual | 20 | [13 empty] | CZ2022 | None
NE-HVAC-airHP-SpltPkg-240to759kBtuh-9p7eer-3p30cop | DEER2023 | D23 v1 | 2022-10-06 17:53 | Any | ERC | Rec | CZ11 | cDXHP | Cap-Tons | 7.3 | 1920 | None | 21.6 | -0.00434 | 0 | 22.4 | 0.00967 | 0 | [6 empty] | DEER:HVAC_Split-Package_HP | Annual | 20 | [13 empty] | CZ2022 | None
NE-HVAC-airHP-SpltPkg-240to759kBtuh-9p7eer-3p30cop | DEER2023 | D23 v1 | 2022-10-06 17:53 | Any | ERC | Rec | CZ12 | cDXHP | Cap-Tons | 6.3 | 1920 | None | 16.8 | -0.00386 | 0 | 19.1 | 0.00818 | 0 | [6 empty] | DEER:HVAC_Split-Package_HP | Annual | 20 | [13 empty] | CZ2022 | None
NE-HVAC-airHP-SpltPkg-240to759kBtuh-9p7eer-3p30cop | DEER2023 | D23 v1 | 2022-10-06 17:53 | Any | ERC | Rec | CZ13 | cDXHP | Cap-Tons | 7.33 | 1920 | None | 13.6 | -0.00611 | 0 | 26 | 0.0103 | 0 | [6 empty] | DEER:HVAC_Split-Package_HP | Annual | 20 | [13 empty] | CZ2022 | None
NE-HVAC-airHP-SpltPkg-240to759kBtuh-9p7eer-3p30cop | DEER2023 | D23 v1 | 2022-10-06 17:53 | Any | ERC | Rec | CZ14 | cDXHP | Cap-Tons | 7.77 | 1920 | None | 20.6 | -0.00384 | 0 | 22.1 | 0.00766 | 0 | [6 empty] | DEER:HVAC_Split-Package_HP | Annual | 20 | [13 empty] | CZ2022 | None
NE-HVAC-airHP-SpltPkg-240to759kBtuh-9p7eer-3p30cop | DEER2023 | D23 v1 | 2022-10-06 17:53 | Any | ERC | Rec | CZ15 | cDXHP | Cap-Tons | 10.3 | 1920 | None | 13.3 | -0.0059 | 0 | 37.4 | 0.0113 | 0 | [6 empty] | DEER:HVAC_Split-Package_HP | Annual | 20 | [13 empty] | CZ2022 | None
NE-HVAC-airHP-SpltPkg-240to759kBtuh-9p7eer-3p30cop | DEER2023 | D23 v1 | 2022-10-06 17:53 | Any | ERC | Rec | CZ16 | cDXHP | Cap-Tons | 5.53 | 1920 | None | 54.6 | -0.00019 | 0 | 9.08 | 0.00085 | 0 | [6 empty] | DEER:HVAC_Split-Package_HP | Annual | 20 | [13 empty] | CZ2022 | None
NE-HVAC-airHP-SpltPkg-240to759kBtuh-9p7eer-3p30cop | DEER2023 | D23 v1 | 2022-10-06 17:53 | Any | ESe | Ex | CZ01 | cDXHP | Cap-Tons | 387 | 150000 | None | 381 | 0.0526 | 0 | 3.6 | 0.00522 | 0 | [6 empty] | DEER:HVAC_Split-Package_HP | Annual | 20 | [13 empty] | CZ2022 | None
NE-HVAC-airHP-SpltPkg-240to759kBtuh-9p7eer-3p30cop | DEER2023 | D23 v1 | 2022-10-06 17:53 | Any | ESe | Ex | CZ02 | cDXHP | Cap-Tons | 411 | 150000 | None | 313 | 0.0588 | 0 | 16 | 0.0157 | 0 | [6 empty] | DEER:HVAC_Split-Package_HP | Annual | 20 | [13 empty] | CZ2022 | None
NE-HVAC-airHP-SpltPkg-240to759kBtuh-9p7eer-3p30cop | DEER2023 | D23 v1 | 2022-10-06 17:53 | Any | ESe | Ex | CZ03 | cDXHP | Cap-Tons | 458 | 150000 | None | 275 | 0.0654 | 0 | 9.92 | 0.0101 | 0 | [6 empty] | DEER:HVAC_Split-Package_HP | Annual | 20 | [13 empty] | CZ2022 | None
NE-HVAC-airHP-SpltPkg-240to759kBtuh-9p7eer-3p30cop | DEER2023 | D23 v1 | 2022-10-06 17:53 | Any | ESe | Ex | CZ04 | cDXHP | Cap-Tons | 449 | 150000 | None | 265 | 0.0447 | 0 | 21.1 | 0.0177 | 0 | [6 empty] | DEER:HVAC_Split-Package_HP | Annual | 20 | [13 empty] | CZ2022 | None
NE-HVAC-airHP-SpltPkg-240to759kBtuh-9p7eer-3p30cop | DEER2023 | D23 v1 | 2022-10-06 17:53 | Any | ESe | Ex | CZ05 | cDXHP | Cap-Tons | 447 | 150000 | None | 273 | 0.0658 | 0 | 13.5 | 0.00823 | 0 | [6 empty] | DEER:HVAC_Split-Package_HP | Annual | 20 | [13 empty] | CZ2022 | None
NE-HVAC-airHP-SpltPkg-240to759kBtuh-9p7eer-3p30cop | DEER2023 | D23 v1 | 2022-10-06 17:53 | Any | ESe | Ex | CZ06 | cDXHP | Cap-Tons | 481 | 150000 | None | 252 | 0.0674 | 0 | 23.4 | 0.0115 | 0 | [6 empty] | DEER:HVAC_Split-Package_HP | Annual | 20 | [13 empty] | CZ2022 | None
NE-HVAC-airHP-SpltPkg-240to759kBtuh-9p7eer-3p30cop | DEER2023 | D23 v1 | 2022-10-06 17:53 | Any | ESe | Ex | CZ07 | cDXHP | Cap-Tons | 475 | 150000 | None | 245 | 0.0702 | 0 | 19.8 | 0.0099 | 0 | [6 empty] | DEER:HVAC_Split-Package_HP | Annual | 20 | [13 empty] | CZ2022 | None
NE-HVAC-airHP-SpltPkg-240to759kBtuh-9p7eer-3p30cop | DEER2023 | D23 v1 | 2022-10-06 17:53 | Any | ESe | Ex | CZ08 | cDXHP | Cap-Tons | 462 | 150000 | None | 236 | 0.0564 | 0 | 33.3 | 0.015 | 0 | [6 empty] | DEER:HVAC_Split-Package_HP | Annual | 20 | [13 empty] | CZ2022 | None
NE-HVAC-airHP-SpltPkg-240to759kBtuh-9p7eer-3p30cop | DEER2023 | D23 v1 | 2022-10-06 17:53 | Any | ESe | Ex | CZ09 | cDXHP | Cap-Tons | 574 | 150000 | None | 273 | 0.073 | 0 | 24.7 | 0.0142 | 0 | [6 empty] | DEER:HVAC_Split-Package_HP | Annual | 20 | [13 empty] | CZ2022 | None
NE-HVAC-airHP-SpltPkg-240to759kBtuh-9p7eer-3p30cop | DEER2023 | D23 v1 | 2022-10-06 17:53 | Any | ESe | Ex | CZ10 | cDXHP | Cap-Tons | 497 | 150000 | None | 279 | -0.0122 | 0 | 28.8 | 0.00715 | 0 | [6 empty] | DEER:HVAC_Split-Package_HP | Annual | 20 | [13 empty] | CZ2022 | None
NE-HVAC-airHP-SpltPkg-240to759kBtuh-9p7eer-3p30cop | DEER2023 | D23 v1 | 2022-10-06 17:53 | Any | ESe | Ex | CZ11 | cDXHP | Cap-Tons | 503 | 150000 | None | 296 | -0.0172 | 0 | 26.5 | 0.00996 | 0 | [6 empty] | DEER:HVAC_Split-Package_HP | Annual | 20 | [13 empty] | CZ2022 | None
NE-HVAC-airHP-SpltPkg-240to759kBtuh-9p7eer-3p30cop | DEER2023 | D23 v1 | 2022-10-06 17:53 | Any | ESe | Ex | CZ12 | cDXHP | Cap-Tons | 450 | 150000 | None | 289 | -0.0147 | 0 | 22.6 | 0.00909 | 0 | [6 empty] | DEER:HVAC_Split-Package_HP | Annual | 20 | [13 empty] | CZ2022 | None
NE-HVAC-airHP-SpltPkg-240to759kBtuh-9p7eer-3p30cop | DEER2023 | D23 v1 | 2022-10-06 17:53 | Any | ESe | Ex | CZ13 | cDXHP | Cap-Tons | 497 | 150000 | None | 273 | -0.0173 | 0 | 30.7 | 0.01 | 0 | [6 empty] | DEER:HVAC_Split-Package_HP | Annual | 20 | [13 empty] | CZ2022 | None
NE-HVAC-airHP-SpltPkg-240to759kBtuh-9p7eer-3p30cop | DEER2023 | D23 v1 | 2022-10-06 17:53 | Any | ESe | Ex | CZ14 | cDXHP | Cap-Tons | 527 | 150000 | None | 304 | -0.0161 | 0 | 25.4 | 0.00838 | 0 | [6 empty] | DEER:HVAC_Split-Package_HP | Annual | 20 | [13 empty] | CZ2022 | None
NE-HVAC-airHP-SpltPkg-240to759kBtuh-9p7eer-3p30cop | DEER2023 | D23 v1 | 2022-10-06 17:53 | Any | ESe | Ex | CZ15 | cDXHP | Cap-Tons | 699 | 150000 | None | 291 | -0.0217 | 0 | 42.6 | 0.011 | 0 | [6 empty] | DEER:HVAC_Split-Package_HP | Annual | 20 | [13 empty] | CZ2022 | None
NE-HVAC-airHP-SpltPkg-240to759kBtuh-9p7eer-3p30cop | DEER2023 | D23 v1 | 2022-10-06 17:53 | Any | ESe | Ex | CZ16 | cDXHP | Cap-Tons | 452 | 150000 | None | 420 | -0.00454 | 0 | 10.4 | 0.00346 | 0 | [6 empty] | DEER:HVAC_Split-Package_HP | Annual | 20 | [13 empty] | CZ2022 | None
NE-HVAC-airHP-SpltPkg-240to759kBtuh-9p7eer-3p30cop | DEER2023 | D23 v1 | 2022-10-06 17:53 | Any | ESe | Old | CZ01 | cDXHP | Cap-Tons | 458 | 150000 | None | 414 | 0.0568 | 0 | 3.63 | 0.00569 | 0 | [6 empty] | DEER:HVAC_Split-Package_HP | Annual | 20 | [13 empty] | CZ2022 | None
NE-HVAC-airHP-SpltPkg-240to759kBtuh-9p7eer-3p30cop | DEER2023 | D23 v1 | 2022-10-06 17:53 | Any | ESe | Old | CZ02 | cDXHP | Cap-Tons | 460 | 150000 | None | 344 | 0.0548 | 0 | 17.7 | 0.0169 | 0 | [6 empty] | DEER:HVAC_Split-Package_HP | Annual | 20 | [13 empty] | CZ2022 | None
NE-HVAC-airHP-SpltPkg-240to759kBtuh-9p7eer-3p30cop | DEER2023 | D23 v1 | 2022-10-06 17:53 | Any | ESe | Old | CZ03 | cDXHP | Cap-Tons | 489 | 150000 | None | 318 | 0.0744 | 0 | 9.8 | 0.0103 | 0 | [6 empty] | DEER:HVAC_Split-Package_HP | Annual | 20 | [13 empty] | CZ2022 | None
NE-HVAC-airHP-SpltPkg-240to759kBtuh-9p7eer-3p30cop | DEER2023 | D23 v1 | 2022-10-06 17:53 | Any | ESe | Old | CZ04 | cDXHP | Cap-Tons | 473 | 150000 | None | 304 | 0.044 | 0 | 21.5 | 0.0185 | 0 | [6 empty] | DEER:HVAC_Split-Package_HP | Annual | 20 | [13 empty] | CZ2022 | None
NE-HVAC-airHP-SpltPkg-240to759kBtuh-9p7eer-3p30cop | DEER2023 | D23 v1 | 2022-10-06 17:53 | Any | ESe | Old | CZ05 | cDXHP | Cap-Tons | 477 | 150000 | None | 313 | 0.0749 | 0 | 13.4 | 0.00831 | 0 | [6 empty] | DEER:HVAC_Split-Package_HP | Annual | 20 | [13 empty] | CZ2022 | None
NE-HVAC-airHP-SpltPkg-240to759kBtuh-9p7eer-3p30cop | DEER2023 | D23 v1 | 2022-10-06 17:53 | Any | ESe | Old | CZ06 | cDXHP | Cap-Tons | 506 | 150000 | None | 290 | 0.0768 | 0 | 23.2 | 0.0115 | 0 | [6 empty] | DEER:HVAC_Split-Package_HP | Annual | 20 | [13 empty] | CZ2022 | None
NE-HVAC-airHP-SpltPkg-240to759kBtuh-9p7eer-3p30cop | DEER2023 | D23 v1 | 2022-10-06 17:53 | Any | ESe | Old | CZ07 | cDXHP | Cap-Tons | 497 | 150000 | None | 276 | 0.0781 | 0 | 19.6 | 0.00991 | 0 | [6 empty] | DEER:HVAC_Split-Package_HP | Annual | 20 | [13 empty] | CZ2022 | None
NE-HVAC-airHP-SpltPkg-240to759kBtuh-9p7eer-3p30cop | DEER2023 | D23 v1 | 2022-10-06 17:53 | Any | ESe | Old | CZ08 | cDXHP | Cap-Tons | 479 | 150000 | None | 268 | 0.0619 | 0 | 33.7 | 0.0153 | 0 | [6 empty] | DEER:HVAC_Split-Package_HP | Annual | 20 | [13 empty] | CZ2022 | None
NE-HVAC-airHP-SpltPkg-240to759kBtuh-9p7eer-3p30cop | DEER2023 | D23 v1 | 2022-10-06 17:53 | Any | ESe | Old | CZ09 | cDXHP | Cap-Tons | 596 | 150000 | None | 310 | 0.0816 | 0 | 25.1 | 0.0146 | 0 | [6 empty] | DEER:HVAC_Split-Package_HP | Annual | 20 | [13 empty] | CZ2022 | None
NE-HVAC-airHP-SpltPkg-240to759kBtuh-9p7eer-3p30cop | DEER2023 | D23 v1 | 2022-10-06 17:53 | Any | ESe | Old | CZ10 | cDXHP | Cap-Tons | 556 | 150000 | None | 304 | -0.014 | 0 | 31.3 | 0.00857 | 0 | [6 empty] | DEER:HVAC_Split-Package_HP | Annual | 20 | [13 empty] | CZ2022 | None
NE-HVAC-airHP-SpltPkg-240to759kBtuh-9p7eer-3p30cop | DEER2023 | D23 v1 | 2022-10-06 17:53 | Any | ESe | Old | CZ11 | cDXHP | Cap-Tons | 553 | 150000 | None | 333 | -0.022 | 0 | 29.2 | 0.0123 | 0 | [6 empty] | DEER:HVAC_Split-Package_HP | Annual | 20 | [13 empty] | CZ2022 | None
NE-HVAC-airHP-SpltPkg-240to759kBtuh-9p7eer-3p30cop | DEER2023 | D23 v1 | 2022-10-06 17:53 | Any | ESe | Old | CZ12 | cDXHP | Cap-Tons | 492 | 150000 | None | 320 | -0.0187 | 0 | 24.8 | 0.0111 | 0 | [6 empty] | DEER:HVAC_Split-Package_HP | Annual | 20 | [13 empty] | CZ2022 | None
NE-HVAC-airHP-SpltPkg-240to759kBtuh-9p7eer-3p30cop | DEER2023 | D23 v1 | 2022-10-06 17:53 | Any | ESe | Old | CZ13 | cDXHP | Cap-Tons | 545 | 150000 | None | 309 | -0.0209 | 0 | 33.4 | 0.0119 | 0 | [6 empty] | DEER:HVAC_Split-Package_HP | Annual | 20 | [13 empty] | CZ2022 | None
NE-HVAC-airHP-SpltPkg-240to759kBtuh-9p7eer-3p30cop | DEER2023 | D23 v1 | 2022-10-06 17:53 | Any | ESe | Old | CZ14 | cDXHP | Cap-Tons | 575 | 150000 | None | 331 | -0.0184 | 0 | 28 | 0.0102 | 0 | [6 empty] | DEER:HVAC_Split-Package_HP | Annual | 20 | [13 empty] | CZ2022 | None
NE-HVAC-airHP-SpltPkg-240to759kBtuh-9p7eer-3p30cop | DEER2023 | D23 v1 | 2022-10-06 17:53 | Any | ESe | Old | CZ15 | cDXHP | Cap-Tons | 755 | 150000 | None | 318 | -0.0254 | 0 | 45.9 | 0.013 | 0 | [6 empty] | DEER:HVAC_Split-Package_HP | Annual | 20 | [13 empty] | CZ2022 | None
NE-HVAC-airHP-SpltPkg-240to759kBtuh-9p7eer-3p30cop | DEER2023 | D23 v1 | 2022-10-06 17:53 | Any | ESe | Old | CZ16 | cDXHP | Cap-Tons | 519 | 150000 | None | 455 | -0.00607 | 0 | 11 | 0.00479 | 0 | [6 empty] | DEER:HVAC_Split-Package_HP | Annual | 20 | [13 empty] | CZ2022 | None
NE-HVAC-airHP-SpltPkg-240to759kBtuh-9p7eer-3p30cop | DEER2023 | D23 v1 | 2022-10-06 17:53 | Any | ESe | Rec | CZ01 | cDXHP | Cap-Tons | 362 | 150000 | None | 4.01 | -0.00241 | 0 | 3.63 | 0.00502 | 0 | [6 empty] | DEER:HVAC_Split-Package_HP | Annual | 20 | [13 empty] | CZ2022 | None
NE-HVAC-airHP-SpltPkg-240to759kBtuh-9p7eer-3p30cop | DEER2023 | D23 v1 | 2022-10-06 17:53 | Any | ESe | Rec | CZ02 | cDXHP | Cap-Tons | 395 | 150000 | None | -5.25 | -0.00154 | 0 | 15.2 | 0.0153 | 0 | [6 empty] | DEER:HVAC_Split-Package_HP | Annual | 20 | [13 empty] | CZ2022 | None
NE-HVAC-airHP-SpltPkg-240to759kBtuh-9p7eer-3p30cop | DEER2023 | D23 v1 | 2022-10-06 17:53 | Any | ESe | Rec | CZ03 | cDXHP | Cap-Tons | 392 | 150000 | None | -8.45 | -0.00079 | 0 | 9.3 | 0.00967 | 0 | [6 empty] | DEER:HVAC_Split-Package_HP | Annual | 20 | [13 empty] | CZ2022 | None
NE-HVAC-airHP-SpltPkg-240to759kBtuh-9p7eer-3p30cop | DEER2023 | D23 v1 | 2022-10-06 17:53 | Any | ESe | Rec | CZ04 | cDXHP | Cap-Tons | 405 | 150000 | None | -9.93 | -0.00198 | 0 | 18.9 | 0.0166 | 0 | [6 empty] | DEER:HVAC_Split-Package_HP | Annual | 20 | [13 empty] | CZ2022 | None
NE-HVAC-airHP-SpltPkg-240to759kBtuh-9p7eer-3p30cop | DEER2023 | D23 v1 | 2022-10-06 17:53 | Any | ESe | Rec | CZ05 | cDXHP | Cap-Tons | 380 | 150000 | None | -8.24 | -0.00154 | 0 | 12.9 | 0.00801 | 0 | [6 empty] | DEER:HVAC_Split-Package_HP | Annual | 20 | [13 empty] | CZ2022 | None
NE-HVAC-airHP-SpltPkg-240to759kBtuh-9p7eer-3p30cop | DEER2023 | D23 v1 | 2022-10-06 17:53 | Any | ESe | Rec | CZ06 | cDXHP | Cap-Tons | 410 | 150000 | None | -10.8 | 0.0008 | 0 | 21.7 | 0.011 | 0 | [6 empty] | DEER:HVAC_Split-Package_HP | Annual | 20 | [13 empty] | CZ2022 | None
NE-HVAC-airHP-SpltPkg-240to759kBtuh-9p7eer-3p30cop | DEER2023 | D23 v1 | 2022-10-06 17:53 | Any | ESe | Rec | CZ07 | cDXHP | Cap-Tons | 402 | 150000 | None | -13.1 | 0.00032 | 0 | 18.7 | 0.00982 | 0 | [6 empty] | DEER:HVAC_Split-Package_HP | Annual | 20 | [13 empty] | CZ2022 | None
NE-HVAC-airHP-SpltPkg-240to759kBtuh-9p7eer-3p30cop | DEER2023 | D23 v1 | 2022-10-06 17:53 | Any | ESe | Rec | CZ08 | cDXHP | Cap-Tons | 411 | 150000 | None | -11.5 | 1e-05 | 0 | 30.1 | 0.0141 | 0 | [6 empty] | DEER:HVAC_Split-Package_HP | Annual | 20 | [13 empty] | CZ2022 | None
NE-HVAC-airHP-SpltPkg-240to759kBtuh-9p7eer-3p30cop | DEER2023 | D23 v1 | 2022-10-06 17:53 | Any | ESe | Rec | CZ09 | cDXHP | Cap-Tons | 515 | 150000 | None | -11.7 | 0.00078 | 0 | 21.9 | 0.0133 | 0 | [6 empty] | DEER:HVAC_Split-Package_HP | Annual | 20 | [13 empty] | CZ2022 | None
NE-HVAC-airHP-SpltPkg-240to759kBtuh-9p7eer-3p30cop | DEER2023 | D23 v1 | 2022-10-06 17:53 | Any | ESe | Rec | CZ10 | cDXHP | Cap-Tons | 473 | 150000 | None | -10.5 | 0.0002 | 0 | 27.8 | 0.00639 | 0 | [6 empty] | DEER:HVAC_Split-Package_HP | Annual | 20 | [13 empty] | CZ2022 | None
NE-HVAC-airHP-SpltPkg-240to759kBtuh-9p7eer-3p30cop | DEER2023 | D23 v1 | 2022-10-06 17:53 | Any | ESe | Rec | CZ11 | cDXHP | Cap-Tons | 464 | 150000 | None | -9.13 | 0.00037 | 0 | 25.3 | 0.00795 | 0 | [6 empty] | DEER:HVAC_Split-Package_HP | Annual | 20 | [13 empty] | CZ2022 | None
NE-HVAC-airHP-SpltPkg-240to759kBtuh-9p7eer-3p30cop | DEER2023 | D23 v1 | 2022-10-06 17:53 | Any | ESe | Rec | CZ12 | cDXHP | Cap-Tons | 425 | 150000 | None | -8.89 | 0.00015 | 0 | 21.6 | 0.00746 | 0 | [6 empty] | DEER:HVAC_Split-Package_HP | Annual | 20 | [13 empty] | CZ2022 | None
NE-HVAC-airHP-SpltPkg-240to759kBtuh-9p7eer-3p30cop | DEER2023 | D23 v1 | 2022-10-06 17:53 | Any | ESe | Rec | CZ13 | cDXHP | Cap-Tons | 467 | 150000 | None | -10.4 | 0.00028 | 0 | 29.1 | 0.00827 | 0 | [6 empty] | DEER:HVAC_Split-Package_HP | Annual | 20 | [13 empty] | CZ2022 | None
NE-HVAC-airHP-SpltPkg-240to759kBtuh-9p7eer-3p30cop | DEER2023 | D23 v1 | 2022-10-06 17:53 | Any | ESe | Rec | CZ14 | cDXHP | Cap-Tons | 493 | 150000 | None | -9.01 | 5e-05 | 0 | 23.9 | 0.00632 | 0 | [6 empty] | DEER:HVAC_Split-Package_HP | Annual | 20 | [13 empty] | CZ2022 | None
NE-HVAC-airHP-SpltPkg-240to759kBtuh-9p7eer-3p30cop | DEER2023 | D23 v1 | 2022-10-06 17:53 | Any | ESe | Rec | CZ15 | cDXHP | Cap-Tons | 656 | 150000 | None | -12.4 | 0.00062 | 0 | 39.4 | 0.00872 | 0 | [6 empty] | DEER:HVAC_Split-Package_HP | Annual | 20 | [13 empty] | CZ2022 | None
NE-HVAC-airHP-SpltPkg-240to759kBtuh-9p7eer-3p30cop | DEER2023 | D23 v1 | 2022-10-06 17:53 | Any | ESe | Rec | CZ16 | cDXHP | Cap-Tons | 412 | 150000 | None | 3.31 | 0 | 0 | 10.2 | 0.00223 | 0 | [6 empty] | DEER:HVAC_Split-Package_HP | Annual | 20 | [13 empty] | CZ2022 | None
NE-HVAC-airHP-SpltPkg-240to759kBtuh-9p7eer-3p30cop | DEER2023 | D23 v1 | 2022-10-06 17:53 | Any | EUn | Ex | CZ01 | cDXHP | Cap-Tons | 2100 | 930000 | None | 498 | 0.0581 | 0 | 5.07 | 0.0114 | 0 | [6 empty] | DEER:HVAC_Split-Package_HP | Annual | 20 | [13 empty] | CZ2022 | None
NE-HVAC-airHP-SpltPkg-240to759kBtuh-9p7eer-3p30cop | DEER2023 | D23 v1 | 2022-10-06 17:53 | Any | EUn | Ex | CZ02 | cDXHP | Cap-Tons | 2130 | 930000 | None | 444 | 0.0405 | 0 | 28.2 | 0.0301 | 0 | [6 empty] | DEER:HVAC_Split-Package_HP | Annual | 20 | [13 empty] | CZ2022 | None
NE-HVAC-airHP-SpltPkg-240to759kBtuh-9p7eer-3p30cop | DEER2023 | D23 v1 | 2022-10-06 17:53 | Any | EUn | Ex | CZ03 | cDXHP | Cap-Tons | 2340 | 930000 | None | 422 | 0.0893 | 0 | 15.4 | 0.0196 | 0 | [6 empty] | DEER:HVAC_Split-Package_HP | Annual | 20 | [13 empty] | CZ2022 | None
NE-HVAC-airHP-SpltPkg-240to759kBtuh-9p7eer-3p30cop | DEER2023 | D23 v1 | 2022-10-06 17:53 | Any | EUn | Ex | CZ04 | cDXHP | Cap-Tons | 2280 | 930000 | None | 411 | 0.028 | 0 | 33.3 | 0.0328 | 0 | [6 empty] | DEER:HVAC_Split-Package_HP | Annual | 20 | [13 empty] | CZ2022 | None
NE-HVAC-airHP-SpltPkg-240to759kBtuh-9p7eer-3p30cop | DEER2023 | D23 v1 | 2022-10-06 17:53 | Any | EUn | Ex | CZ05 | cDXHP | Cap-Tons | 2290 | 930000 | None | 415 | 0.0836 | 0 | 19.5 | 0.014 | 0 | [6 empty] | DEER:HVAC_Split-Package_HP | Annual | 20 | [13 empty] | CZ2022 | None
NE-HVAC-airHP-SpltPkg-240to759kBtuh-9p7eer-3p30cop | DEER2023 | D23 v1 | 2022-10-06 17:53 | Any | EUn | Ex | CZ06 | cDXHP | Cap-Tons | 2440 | 930000 | None | 409 | 0.0937 | 0 | 35.5 | 0.0221 | 0 | [6 empty] | DEER:HVAC_Split-Package_HP | Annual | 20 | [13 empty] | CZ2022 | None
NE-HVAC-airHP-SpltPkg-240to759kBtuh-9p7eer-3p30cop | DEER2023 | D23 v1 | 2022-10-06 17:53 | Any | EUn | Ex | CZ07 | cDXHP | Cap-Tons | 2410 | 930000 | None | 398 | 0.0992 | 0 | 30.3 | 0.0192 | 0 | [6 empty] | DEER:HVAC_Split-Package_HP | Annual | 20 | [13 empty] | CZ2022 | None
NE-HVAC-airHP-SpltPkg-240to759kBtuh-9p7eer-3p30cop | DEER2023 | D23 v1 | 2022-10-06 17:53 | Any | EUn | Ex | CZ08 | cDXHP | Cap-Tons | 2320 | 930000 | None | 389 | 0.0553 | 0 | 47.8 | 0.0276 | 0 | [6 empty] | DEER:HVAC_Split-Package_HP | Annual | 20 | [13 empty] | CZ2022 | None
NE-HVAC-airHP-SpltPkg-240to759kBtuh-9p7eer-3p30cop | DEER2023 | D23 v1 | 2022-10-06 17:53 | Any | EUn | Ex | CZ09 | cDXHP | Cap-Tons | 2880 | 930000 | None | 440 | 0.0921 | 0 | 36.7 | 0.0258 | 0 | [6 empty] | DEER:HVAC_Split-Package_HP | Annual | 20 | [13 empty] | CZ2022 | None
NE-HVAC-airHP-SpltPkg-240to759kBtuh-9p7eer-3p30cop | DEER2023 | D23 v1 | 2022-10-06 17:53 | Any | EUn | Ex | CZ10 | cDXHP | Cap-Tons | 2580 | 930000 | None | 435 | 0.106 | 0 | 44.6 | 0.0252 | 0 | [6 empty] | DEER:HVAC_Split-Package_HP | Annual | 20 | [13 empty] | CZ2022 | None
NE-HVAC-airHP-SpltPkg-240to759kBtuh-9p7eer-3p30cop | DEER2023 | D23 v1 | 2022-10-06 17:53 | Any | EUn | Ex | CZ11 | cDXHP | Cap-Tons | 2630 | 930000 | None | 462 | 0.0604 | 0 | 41.9 | 0.0342 | 0 | [6 empty] | DEER:HVAC_Split-Package_HP | Annual | 20 | [13 empty] | CZ2022 | None
NE-HVAC-airHP-SpltPkg-240to759kBtuh-9p7eer-3p30cop | DEER2023 | D23 v1 | 2022-10-06 17:53 | Any | EUn | Ex | CZ12 | cDXHP | Cap-Tons | 2370 | 930000 | None | 432 | 0.0493 | 0 | 37.6 | 0.0338 | 0 | [6 empty] | DEER:HVAC_Split-Package_HP | Annual | 20 | [13 empty] | CZ2022 | None
NE-HVAC-airHP-SpltPkg-240to759kBtuh-9p7eer-3p30cop | DEER2023 | D23 v1 | 2022-10-06 17:53 | Any | EUn | Ex | CZ13 | cDXHP | Cap-Tons | 2620 | 930000 | None | 441 | 0.0538 | 0 | 47.7 | 0.0346 | 0 | [6 empty] | DEER:HVAC_Split-Package_HP | Annual | 20 | [13 empty] | CZ2022 | None
NE-HVAC-airHP-SpltPkg-240to759kBtuh-9p7eer-3p30cop | DEER2023 | D23 v1 | 2022-10-06 17:53 | Any | EUn | Ex | CZ14 | cDXHP | Cap-Tons | 2690 | 930000 | None | 466 | 0.0989 | 0 | 40.7 | 0.0286 | 0 | [6 empty] | DEER:HVAC_Split-Package_HP | Annual | 20 | [13 empty] | CZ2022 | None
NE-HVAC-airHP-SpltPkg-240to759kBtuh-9p7eer-3p30cop | DEER2023 | D23 v1 | 2022-10-06 17:53 | Any | EUn | Ex | CZ15 | cDXHP | Cap-Tons | 3520 | 930000 | None | 485 | 0.103 | 0 | 60.4 | 0.0335 | 0 | [6 empty] | DEER:HVAC_Split-Package_HP | Annual | 20 | [13 empty] | CZ2022 | None
NE-HVAC-airHP-SpltPkg-240to759kBtuh-9p7eer-3p30cop | DEER2023 | D23 v1 | 2022-10-06 17:53 | Any | EUn | Ex | CZ16 | cDXHP | Cap-Tons | 2350 | 930000 | None | 552 | -0.00273 | 0 | 17.6 | 0.00347 | 0 | [6 empty] | DEER:HVAC_Split-Package_HP | Annual | 20 | [13 empty] | CZ2022 | None
NE-HVAC-airHP-SpltPkg-240to759kBtuh-9p7eer-3p30cop | DEER2023 | D23 v1 | 2022-10-06 17:53 | Any | EUn | Old | CZ01 | cDXHP | Cap-Tons | 2700 | 930000 | None | 580 | 0.0751 | 0 | 4.89 | 0.0107 | 0 | [6 empty] | DEER:HVAC_Split-Package_HP | Annual | 20 | [13 empty] | CZ2022 | None
NE-HVAC-airHP-SpltPkg-240to759kBtuh-9p7eer-3p30cop | DEER2023 | D23 v1 | 2022-10-06 17:53 | Any | EUn | Old | CZ02 | cDXHP | Cap-Tons | 2590 | 930000 | None | 496 | 0.0409 | 0 | 30.1 | 0.0302 | 0 | [6 empty] | DEER:HVAC_Split-Package_HP | Annual | 20 | [13 empty] | CZ2022 | None
NE-HVAC-airHP-SpltPkg-240to759kBtuh-9p7eer-3p30cop | DEER2023 | D23 v1 | 2022-10-06 17:53 | Any | EUn | Old | CZ03 | cDXHP | Cap-Tons | 2870 | 930000 | None | 475 | 0.102 | 0 | 16 | 0.0191 | 0 | [6 empty] | DEER:HVAC_Split-Package_HP | Annual | 20 | [13 empty] | CZ2022 | None
NE-HVAC-airHP-SpltPkg-240to759kBtuh-9p7eer-3p30cop | DEER2023 | D23 v1 | 2022-10-06 17:53 | Any | EUn | Old | CZ04 | cDXHP | Cap-Tons | 2660 | 930000 | None | 456 | 0.0224 | 0 | 35.8 | 0.0332 | 0 | [6 empty] | DEER:HVAC_Split-Package_HP | Annual | 20 | [13 empty] | CZ2022 | None
NE-HVAC-airHP-SpltPkg-240to759kBtuh-9p7eer-3p30cop | DEER2023 | D23 v1 | 2022-10-06 17:53 | Any | EUn | Old | CZ05 | cDXHP | Cap-Tons | 2820 | 930000 | None | 472 | 0.0979 | 0 | 20.2 | 0.0135 | 0 | [6 empty] | DEER:HVAC_Split-Package_HP | Annual | 20 | [13 empty] | CZ2022 | None
NE-HVAC-airHP-SpltPkg-240to759kBtuh-9p7eer-3p30cop | DEER2023 | D23 v1 | 2022-10-06 17:53 | Any | EUn | Old | CZ06 | cDXHP | Cap-Tons | 2960 | 930000 | None | 479 | 0.107 | 0 | 36.1 | 0.0214 | 0 | [6 empty] | DEER:HVAC_Split-Package_HP | Annual | 20 | [13 empty] | CZ2022 | None
NE-HVAC-airHP-SpltPkg-240to759kBtuh-9p7eer-3p30cop | DEER2023 | D23 v1 | 2022-10-06 17:53 | Any | EUn | Old | CZ07 | cDXHP | Cap-Tons | 2910 | 930000 | None | 454 | 0.113 | 0 | 30.6 | 0.0184 | 0 | [6 empty] | DEER:HVAC_Split-Package_HP | Annual | 20 | [13 empty] | CZ2022 | None
NE-HVAC-airHP-SpltPkg-240to759kBtuh-9p7eer-3p30cop | DEER2023 | D23 v1 | 2022-10-06 17:53 | Any | EUn | Old | CZ08 | cDXHP | Cap-Tons | 2690 | 930000 | None | 444 | 0.0628 | 0 | 49.8 | 0.0273 | 0 | [6 empty] | DEER:HVAC_Split-Package_HP | Annual | 20 | [13 empty] | CZ2022 | None
NE-HVAC-airHP-SpltPkg-240to759kBtuh-9p7eer-3p30cop | DEER2023 | D23 v1 | 2022-10-06 17:53 | Any | EUn | Old | CZ09 | cDXHP | Cap-Tons | 3290 | 930000 | None | 502 | 0.102 | 0 | 39.2 | 0.026 | 0 | [6 empty] | DEER:HVAC_Split-Package_HP | Annual | 20 | [13 empty] | CZ2022 | None
NE-HVAC-airHP-SpltPkg-240to759kBtuh-9p7eer-3p30cop | DEER2023 | D23 v1 | 2022-10-06 17:53 | Any | EUn | Old | CZ10 | cDXHP | Cap-Tons | 3120 | 930000 | None | 492 | 0.109 | 0 | 46.6 | 0.0259 | 0 | [6 empty] | DEER:HVAC_Split-Package_HP | Annual | 20 | [13 empty] | CZ2022 | None
NE-HVAC-airHP-SpltPkg-240to759kBtuh-9p7eer-3p30cop | DEER2023 | D23 v1 | 2022-10-06 17:53 | Any | EUn | Old | CZ11 | cDXHP | Cap-Tons | 3110 | 930000 | None | 520 | 0.0525 | 0 | 44 | 0.0352 | 0 | [6 empty] | DEER:HVAC_Split-Package_HP | Annual | 20 | [13 empty] | CZ2022 | None
NE-HVAC-airHP-SpltPkg-240to759kBtuh-9p7eer-3p30cop | DEER2023 | D23 v1 | 2022-10-06 17:53 | Any | EUn | Old | CZ12 | cDXHP | Cap-Tons | 2820 | 930000 | None | 484 | 0.0426 | 0 | 39.3 | 0.0345 | 0 | [6 empty] | DEER:HVAC_Split-Package_HP | Annual | 20 | [13 empty] | CZ2022 | None
NE-HVAC-airHP-SpltPkg-240to759kBtuh-9p7eer-3p30cop | DEER2023 | D23 v1 | 2022-10-06 17:53 | Any | EUn | Old | CZ13 | cDXHP | Cap-Tons | 3110 | 930000 | None | 497 | 0.0488 | 0 | 49.4 | 0.0353 | 0 | [6 empty] | DEER:HVAC_Split-Package_HP | Annual | 20 | [13 empty] | CZ2022 | None
NE-HVAC-airHP-SpltPkg-240to759kBtuh-9p7eer-3p30cop | DEER2023 | D23 v1 | 2022-10-06 17:53 | Any | EUn | Old | CZ14 | cDXHP | Cap-Tons | 3190 | 930000 | None | 520 | 0.0965 | 0 | 43.3 | 0.0298 | 0 | [6 empty] | DEER:HVAC_Split-Package_HP | Annual | 20 | [13 empty] | CZ2022 | None
NE-HVAC-airHP-SpltPkg-240to759kBtuh-9p7eer-3p30cop | DEER2023 | D23 v1 | 2022-10-06 17:53 | Any | EUn | Old | CZ15 | cDXHP | Cap-Tons | 4090 | 930000 | None | 545 | 0.101 | 0 | 63.7 | 0.0347 | 0 | [6 empty] | DEER:HVAC_Split-Package_HP | Annual | 20 | [13 empty] | CZ2022 | None
NE-HVAC-airHP-SpltPkg-240to759kBtuh-9p7eer-3p30cop | DEER2023 | D23 v1 | 2022-10-06 17:53 | Any | EUn | Old | CZ16 | cDXHP | Cap-Tons | 2990 | 930000 | None | 613 | -0.0037 | 0 | 17.6 | 0.00521 | 0 | [6 empty] | DEER:HVAC_Split-Package_HP | Annual | 20 | [13 empty] | CZ2022 | None
NE-HVAC-airHP-SpltPkg-240to759kBtuh-9p7eer-3p30cop | DEER2023 | D23 v1 | 2022-10-06 17:53 | Any | EUn | Rec | CZ01 | cDXHP | Cap-Tons | 1920 | 930000 | None | -4.03 | -0.00638 | 0 | 5.13 | 0.0114 | 0 | [6 empty] | DEER:HVAC_Split-Package_HP | Annual | 20 | [13 empty] | CZ2022 | None
NE-HVAC-airHP-SpltPkg-240to759kBtuh-9p7eer-3p30cop | DEER2023 | D23 v1 | 2022-10-06 17:53 | Any | EUn | Rec | CZ02 | cDXHP | Cap-Tons | 1980 | 930000 | None | -15.7 | -0.00742 | 0 | 27.6 | 0.0302 | 0 | [6 empty] | DEER:HVAC_Split-Package_HP | Annual | 20 | [13 empty] | CZ2022 | None
NE-HVAC-airHP-SpltPkg-240to759kBtuh-9p7eer-3p30cop | DEER2023 | D23 v1 | 2022-10-06 17:53 | Any | EUn | Rec | CZ03 | cDXHP | Cap-Tons | 2030 | 930000 | None | -18.4 | -0.00251 | 0 | 16.1 | 0.0205 | 0 | [6 empty] | DEER:HVAC_Split-Package_HP | Annual | 20 | [13 empty] | CZ2022 | None
NE-HVAC-airHP-SpltPkg-240to759kBtuh-9p7eer-3p30cop | DEER2023 | D23 v1 | 2022-10-06 17:53 | Any | EUn | Rec | CZ04 | cDXHP | Cap-Tons | 2030 | 930000 | None | -21 | -0.00747 | 0 | 33.4 | 0.0334 | 0 | [6 empty] | DEER:HVAC_Split-Package_HP | Annual | 20 | [13 empty] | CZ2022 | None
NE-HVAC-airHP-SpltPkg-240to759kBtuh-9p7eer-3p30cop | DEER2023 | D23 v1 | 2022-10-06 17:53 | Any | EUn | Rec | CZ05 | cDXHP | Cap-Tons | 1990 | 930000 | None | -18.6 | -0.0038 | 0 | 20.3 | 0.0148 | 0 | [6 empty] | DEER:HVAC_Split-Package_HP | Annual | 20 | [13 empty] | CZ2022 | None
NE-HVAC-airHP-SpltPkg-240to759kBtuh-9p7eer-3p30cop | DEER2023 | D23 v1 | 2022-10-06 17:53 | Any | EUn | Rec | CZ06 | cDXHP | Cap-Tons | 2120 | 930000 | None | -19.3 | -0.0004 | 0 | 36.9 | 0.0234 | 0 | [6 empty] | DEER:HVAC_Split-Package_HP | Annual | 20 | [13 empty] | CZ2022 | None
NE-HVAC-airHP-SpltPkg-240to759kBtuh-9p7eer-3p30cop | DEER2023 | D23 v1 | 2022-10-06 17:53 | Any | EUn | Rec | CZ07 | cDXHP | Cap-Tons | 2080 | 930000 | None | -22.3 | 0.00017 | 0 | 31.6 | 0.0204 | 0 | [6 empty] | DEER:HVAC_Split-Package_HP | Annual | 20 | [13 empty] | CZ2022 | None
NE-HVAC-airHP-SpltPkg-240to759kBtuh-9p7eer-3p30cop | DEER2023 | D23 v1 | 2022-10-06 17:53 | Any | EUn | Rec | CZ08 | cDXHP | Cap-Tons | 2050 | 930000 | None | -20 | -0.0055 | 0 | 48.4 | 0.0286 | 0 | [6 empty] | DEER:HVAC_Split-Package_HP | Annual | 20 | [13 empty] | CZ2022 | None
NE-HVAC-airHP-SpltPkg-240to759kBtuh-9p7eer-3p30cop | DEER2023 | D23 v1 | 2022-10-06 17:53 | Any | EUn | Rec | CZ09 | cDXHP | Cap-Tons | 2560 | 930000 | None | -19.8 | -0.0035 | 0 | 36.7 | 0.0263 | 0 | [6 empty] | DEER:HVAC_Split-Package_HP | Annual | 20 | [13 empty] | CZ2022 | None
NE-HVAC-airHP-SpltPkg-240to759kBtuh-9p7eer-3p30cop | DEER2023 | D23 v1 | 2022-10-06 17:53 | Any | EUn | Rec | CZ10 | cDXHP | Cap-Tons | 2380 | 930000 | None | -18.9 | -0.00121 | 0 | 44.4 | 0.0252 | 0 | [6 empty] | DEER:HVAC_Split-Package_HP | Annual | 20 | [13 empty] | CZ2022 | None
NE-HVAC-airHP-SpltPkg-240to759kBtuh-9p7eer-3p30cop | DEER2023 | D23 v1 | 2022-10-06 17:53 | Any | EUn | Rec | CZ11 | cDXHP | Cap-Tons | 2350 | 930000 | None | -19 | -0.0066 | 0 | 42.5 | 0.0341 | 0 | [6 empty] | DEER:HVAC_Split-Package_HP | Annual | 20 | [13 empty] | CZ2022 | None
NE-HVAC-airHP-SpltPkg-240to759kBtuh-9p7eer-3p30cop | DEER2023 | D23 v1 | 2022-10-06 17:53 | Any | EUn | Rec | CZ12 | cDXHP | Cap-Tons | 2150 | 930000 | None | -19.7 | -0.0069 | 0 | 37.9 | 0.0338 | 0 | [6 empty] | DEER:HVAC_Split-Package_HP | Annual | 20 | [13 empty] | CZ2022 | None
NE-HVAC-airHP-SpltPkg-240to759kBtuh-9p7eer-3p30cop | DEER2023 | D23 v1 | 2022-10-06 17:53 | Any | EUn | Rec | CZ13 | cDXHP | Cap-Tons | 2370 | 930000 | None | -19.9 | -0.00535 | 0 | 48 | 0.0346 | 0 | [6 empty] | DEER:HVAC_Split-Package_HP | Annual | 20 | [13 empty] | CZ2022 | None
NE-HVAC-airHP-SpltPkg-240to759kBtuh-9p7eer-3p30cop | DEER2023 | D23 v1 | 2022-10-06 17:53 | Any | EUn | Rec | CZ14 | cDXHP | Cap-Tons | 2440 | 930000 | None | -17.4 | -0.00417 | 0 | 41 | 0.0282 | 0 | [6 empty] | DEER:HVAC_Split-Package_HP | Annual | 20 | [13 empty] | CZ2022 | None
NE-HVAC-airHP-SpltPkg-240to759kBtuh-9p7eer-3p30cop | DEER2023 | D23 v1 | 2022-10-06 17:53 | Any | EUn | Rec | CZ15 | cDXHP | Cap-Tons | 3220 | 930000 | None | -17.6 | -0.00183 | 0 | 59.8 | 0.0328 | 0 | [6 empty] | DEER:HVAC_Split-Package_HP | Annual | 20 | [13 empty] | CZ2022 | None
NE-HVAC-airHP-SpltPkg-240to759kBtuh-9p7eer-3p30cop | DEER2023 | D23 v1 | 2022-10-06 17:53 | Any | EUn | Rec | CZ16 | cDXHP | Cap-Tons | 2080 | 930000 | None | -5.28 | -0.00012 | 0 | 17.8 | 0.00236 | 0 | [6 empty] | DEER:HVAC_Split-Package_HP | Annual | 20 | [13 empty] | CZ2022 | None
NE-HVAC-airHP-SpltPkg-240to759kBtuh-9p7eer-3p30cop | DEER2023 | D23 v1 | 2022-10-06 17:53 | Any | Gro | Ex | CZ01 | cDXHP | Cap-Tons | 63.1 | 50000 | None | 1490 | 0.154 | -0.00254 | 0.614 | 0.00479 | 0 | [6 empty] | DEER:HVAC_Split-Package_HP | Annual | 20 | [13 empty] | CZ2022 | None
NE-HVAC-airHP-SpltPkg-240to759kBtuh-9p7eer-3p30cop | DEER2023 | D23 v1 | 2022-10-06 17:53 | Any | Gro | Ex | CZ02 | cDXHP | Cap-Tons | 109 | 50000 | None | 951 | 0.141 | 0.00045 | 12.5 | 0.0154 | 0 | [6 empty] | DEER:HVAC_Split-Package_HP | Annual | 20 | [13 empty] | CZ2022 | None
NE-HVAC-airHP-SpltPkg-240to759kBtuh-9p7eer-3p30cop | DEER2023 | D23 v1 | 2022-10-06 17:53 | Any | Gro | Ex | CZ03 | cDXHP | Cap-Tons | 76.6 | 50000 | None | 1150 | 0.17 | 0.00208 | 6.91 | 0.012 | 0 | [6 empty] | DEER:HVAC_Split-Package_HP | Annual | 20 | [13 empty] | CZ2022 | None
NE-HVAC-airHP-SpltPkg-240to759kBtuh-9p7eer-3p30cop | DEER2023 | D23 v1 | 2022-10-06 17:53 | Any | Gro | Ex | CZ04 | cDXHP | Cap-Tons | 99.3 | 50000 | None | 928 | 0.137 | -0.00117 | 18.5 | 0.0204 | 0 | [6 empty] | DEER:HVAC_Split-Package_HP | Annual | 20 | [13 empty] | CZ2022 | None
NE-HVAC-airHP-SpltPkg-240to759kBtuh-9p7eer-3p30cop | DEER2023 | D23 v1 | 2022-10-06 17:53 | Any | Gro | Ex | CZ05 | cDXHP | Cap-Tons | 79 | 50000 | None | 1140 | 0.151 | 0.00218 | 8.24 | 0.00727 | 0 | [6 empty] | DEER:HVAC_Split-Package_HP | Annual | 20 | [13 empty] | CZ2022 | None
NE-HVAC-airHP-SpltPkg-240to759kBtuh-9p7eer-3p30cop | DEER2023 | D23 v1 | 2022-10-06 17:53 | Any | Gro | Ex | CZ06 | cDXHP | Cap-Tons | 92 | 50000 | None | 1000 | 0.184 | -0.00097 | 21.9 | 0.0148 | 0 | [6 empty] | DEER:HVAC_Split-Package_HP | Annual | 20 | [13 empty] | CZ2022 | None
NE-HVAC-airHP-SpltPkg-240to759kBtuh-9p7eer-3p30cop | DEER2023 | D23 v1 | 2022-10-06 17:53 | Any | Gro | Ex | CZ07 | cDXHP | Cap-Tons | 84.9 | 50000 | None | 1000 | 0.177 | -0.00135 | 18.4 | 0.0121 | 0 | [6 empty] | DEER:HVAC_Split-Package_HP | Annual | 20 | [13 empty] | CZ2022 | None
NE-HVAC-airHP-SpltPkg-240to759kBtuh-9p7eer-3p30cop | DEER2023 | D23 v1 | 2022-10-06 17:53 | Any | Gro | Ex | CZ08 | cDXHP | Cap-Tons | 103 | 50000 | None | 885 | 0.141 | -0.00104 | 30.6 | 0.0169 | 0 | [6 empty] | DEER:HVAC_Split-Package_HP | Annual | 20 | [13 empty] | CZ2022 | None
NE-HVAC-airHP-SpltPkg-240to759kBtuh-9p7eer-3p30cop | DEER2023 | D23 v1 | 2022-10-06 17:53 | Any | Gro | Ex | CZ09 | cDXHP | Cap-Tons | 92.5 | 50000 | None | 894 | 0.114 | -0.00028 | 31.4 | 0.0233 | 0 | [6 empty] | DEER:HVAC_Split-Package_HP | Annual | 20 | [13 empty] | CZ2022 | None
NE-HVAC-airHP-SpltPkg-240to759kBtuh-9p7eer-3p30cop | DEER2023 | D23 v1 | 2022-10-06 17:53 | Any | Gro | Ex | CZ10 | cDXHP | Cap-Tons | 102 | 50000 | None | 910 | 0.142 | -5e-05 | 32.9 | 0.0237 | 0 | [6 empty] | DEER:HVAC_Split-Package_HP | Annual | 20 | [13 empty] | CZ2022 | None
NE-HVAC-airHP-SpltPkg-240to759kBtuh-9p7eer-3p30cop | DEER2023 | D23 v1 | 2022-10-06 17:53 | Any | Gro | Ex | CZ11 | cDXHP | Cap-Tons | 115 | 50000 | None | 946 | 0.13 | 0.00043 | 31.5 | 0.0294 | 0 | [6 empty] | DEER:HVAC_Split-Package_HP | Annual | 20 | [13 empty] | CZ2022 | None
NE-HVAC-airHP-SpltPkg-240to759kBtuh-9p7eer-3p30cop | DEER2023 | D23 v1 | 2022-10-06 17:53 | Any | Gro | Ex | CZ12 | cDXHP | Cap-Tons | 119 | 50000 | None | 950 | 0.155 | -0.00018 | 21.1 | 0.0246 | 0 | [6 empty] | DEER:HVAC_Split-Package_HP | Annual | 20 | [13 empty] | CZ2022 | None
NE-HVAC-airHP-SpltPkg-240to759kBtuh-9p7eer-3p30cop | DEER2023 | D23 v1 | 2022-10-06 17:53 | Any | Gro | Ex | CZ13 | cDXHP | Cap-Tons | 126 | 50000 | None | 916 | 0.151 | 0.00076 | 34.1 | 0.0281 | 0 | [6 empty] | DEER:HVAC_Split-Package_HP | Annual | 20 | [13 empty] | CZ2022 | None
NE-HVAC-airHP-SpltPkg-240to759kBtuh-9p7eer-3p30cop | DEER2023 | D23 v1 | 2022-10-06 17:53 | Any | Gro | Ex | CZ14 | cDXHP | Cap-Tons | 108 | 50000 | None | 943 | 0.131 | -0.00085 | 32.4 | 0.0272 | 0 | [6 empty] | DEER:HVAC_Split-Package_HP | Annual | 20 | [13 empty] | CZ2022 | None
NE-HVAC-airHP-SpltPkg-240to759kBtuh-9p7eer-3p30cop | DEER2023 | D23 v1 | 2022-10-06 17:53 | Any | Gro | Ex | CZ15 | cDXHP | Cap-Tons | 142 | 50000 | None | 917 | 0.148 | -0.00076 | 56.2 | 0.0329 | 0 | [6 empty] | DEER:HVAC_Split-Package_HP | Annual | 20 | [13 empty] | CZ2022 | None
NE-HVAC-airHP-SpltPkg-240to759kBtuh-9p7eer-3p30cop | DEER2023 | D23 v1 | 2022-10-06 17:53 | Any | Gro | Ex | CZ16 | cDXHP | Cap-Tons | 71.5 | 50000 | None | 1570 | 0.172 | 0.00249 | 13.3 | 0.0162 | 0 | [6 empty] | DEER:HVAC_Split-Package_HP | Annual | 20 | [13 empty] | CZ2022 | None
NE-HVAC-airHP-SpltPkg-240to759kBtuh-9p7eer-3p30cop | DEER2023 | D23 v1 | 2022-10-06 17:53 | Any | Gro | Old | CZ01 | cDXHP | Cap-Tons | 67.2 | 50000 | None | 1930 | 0.2 | -0.00808 | 0.524 | 0.00327 | 0 | [6 empty] | DEER:HVAC_Split-Package_HP | Annual | 20 | [13 empty] | CZ2022 | None
NE-HVAC-airHP-SpltPkg-240to759kBtuh-9p7eer-3p30cop | DEER2023 | D23 v1 | 2022-10-06 17:53 | Any | Gro | Old | CZ02 | cDXHP | Cap-Tons | 118 | 50000 | None | 1190 | 0.182 | 0.00231 | 8.93 | 0.0127 | 0 | [6 empty] | DEER:HVAC_Split-Package_HP | Annual | 20 | [13 empty] | CZ2022 | None
NE-HVAC-airHP-SpltPkg-240to759kBtuh-9p7eer-3p30cop | DEER2023 | D23 v1 | 2022-10-06 17:53 | Any | Gro | Old | CZ03 | cDXHP | Cap-Tons | 80.4 | 50000 | None | 1520 | 0.217 | -0.00802 | 4.46 | 0.00788 | 0 | [6 empty] | DEER:HVAC_Split-Package_HP | Annual | 20 | [13 empty] | CZ2022 | None
NE-HVAC-airHP-SpltPkg-240to759kBtuh-9p7eer-3p30cop | DEER2023 | D23 v1 | 2022-10-06 17:53 | Any | Gro | Old | CZ04 | cDXHP | Cap-Tons | 104 | 50000 | None | 1180 | 0.193 | -0.00229 | 12.9 | 0.0164 | 0 | [6 empty] | DEER:HVAC_Split-Package_HP | Annual | 20 | [13 empty] | CZ2022 | None
NE-HVAC-airHP-SpltPkg-240to759kBtuh-9p7eer-3p30cop | DEER2023 | D23 v1 | 2022-10-06 17:53 | Any | Gro | Old | CZ05 | cDXHP | Cap-Tons | 87.1 | 50000 | None | 1390 | 0.176 | -0.00239 | 4.9 | 0.00448 | 0 | [6 empty] | DEER:HVAC_Split-Package_HP | Annual | 20 | [13 empty] | CZ2022 | None
NE-HVAC-airHP-SpltPkg-240to759kBtuh-9p7eer-3p30cop | DEER2023 | D23 v1 | 2022-10-06 17:53 | Any | Gro | Old | CZ06 | cDXHP | Cap-Tons | 92.8 | 50000 | None | 1280 | 0.231 | -0.0013 | 13.2 | 0.0102 | 0 | [6 empty] | DEER:HVAC_Split-Package_HP | Annual | 20 | [13 empty] | CZ2022 | None
NE-HVAC-airHP-SpltPkg-240to759kBtuh-9p7eer-3p30cop | DEER2023 | D23 v1 | 2022-10-06 17:53 | Any | Gro | Old | CZ07 | cDXHP | Cap-Tons | 84.1 | 50000 | None | 1340 | 0.201 | -0.00245 | 11.3 | 0.00763 | 0 | [6 empty] | DEER:HVAC_Split-Package_HP | Annual | 20 | [13 empty] | CZ2022 | None
NE-HVAC-airHP-SpltPkg-240to759kBtuh-9p7eer-3p30cop | DEER2023 | D23 v1 | 2022-10-06 17:53 | Any | Gro | Old | CZ08 | cDXHP | Cap-Tons | 101 | 50000 | None | 1150 | 0.187 | -0.0019 | 21.4 | 0.0134 | 0 | [6 empty] | DEER:HVAC_Split-Package_HP | Annual | 20 | [13 empty] | CZ2022 | None
NE-HVAC-airHP-SpltPkg-240to759kBtuh-9p7eer-3p30cop | DEER2023 | D23 v1 | 2022-10-06 17:53 | Any | Gro | Old | CZ09 | cDXHP | Cap-Tons | 95.9 | 50000 | None | 1160 | 0.174 | -0.00088 | 22.1 | 0.019 | 0 | [6 empty] | DEER:HVAC_Split-Package_HP | Annual | 20 | [13 empty] | CZ2022 | None
NE-HVAC-airHP-SpltPkg-240to759kBtuh-9p7eer-3p30cop | DEER2023 | D23 v1 | 2022-10-06 17:53 | Any | Gro | Old | CZ10 | cDXHP | Cap-Tons | 110 | 50000 | None | 1160 | 0.193 | 0.00017 | 24.9 | 0.0192 | 0 | [6 empty] | DEER:HVAC_Split-Package_HP | Annual | 20 | [13 empty] | CZ2022 | None
NE-HVAC-airHP-SpltPkg-240to759kBtuh-9p7eer-3p30cop | DEER2023 | D23 v1 | 2022-10-06 17:53 | Any | Gro | Old | CZ11 | cDXHP | Cap-Tons | 125 | 50000 | None | 1190 | 0.196 | 0.00104 | 24.8 | 0.0254 | 0 | [6 empty] | DEER:HVAC_Split-Package_HP | Annual | 20 | [13 empty] | CZ2022 | None
NE-HVAC-airHP-SpltPkg-240to759kBtuh-9p7eer-3p30cop | DEER2023 | D23 v1 | 2022-10-06 17:53 | Any | Gro | Old | CZ12 | cDXHP | Cap-Tons | 126 | 50000 | None | 1170 | 0.203 | -0.00118 | 16.3 | 0.0209 | 0 | [6 empty] | DEER:HVAC_Split-Package_HP | Annual | 20 | [13 empty] | CZ2022 | None
NE-HVAC-airHP-SpltPkg-240to759kBtuh-9p7eer-3p30cop | DEER2023 | D23 v1 | 2022-10-06 17:53 | Any | Gro | Old | CZ13 | cDXHP | Cap-Tons | 135 | 50000 | None | 1160 | 0.211 | -0.00011 | 26.8 | 0.0236 | 0 | [6 empty] | DEER:HVAC_Split-Package_HP | Annual | 20 | [13 empty] | CZ2022 | None
NE-HVAC-airHP-SpltPkg-240to759kBtuh-9p7eer-3p30cop | DEER2023 | D23 v1 | 2022-10-06 17:53 | Any | Gro | Old | CZ14 | cDXHP | Cap-Tons | 117 | 50000 | None | 1170 | 0.187 | 0.0018 | 25.9 | 0.0237 | 0 | [6 empty] | DEER:HVAC_Split-Package_HP | Annual | 20 | [13 empty] | CZ2022 | None
NE-HVAC-airHP-SpltPkg-240to759kBtuh-9p7eer-3p30cop | DEER2023 | D23 v1 | 2022-10-06 17:53 | Any | Gro | Old | CZ15 | cDXHP | Cap-Tons | 154 | 50000 | None | 1140 | 0.205 | -0.00077 | 46.6 | 0.0299 | 0 | [6 empty] | DEER:HVAC_Split-Package_HP | Annual | 20 | [13 empty] | CZ2022 | None
NE-HVAC-airHP-SpltPkg-240to759kBtuh-9p7eer-3p30cop | DEER2023 | D23 v1 | 2022-10-06 17:53 | Any | Gro | Old | CZ16 | cDXHP | Cap-Tons | 79 | 50000 | None | 1960 | 0.223 | -0.00572 | 9.96 | 0.0133 | 0 | [6 empty] | DEER:HVAC_Split-Package_HP | Annual | 20 | [13 empty] | CZ2022 | None
NE-HVAC-airHP-SpltPkg-240to759kBtuh-9p7eer-3p30cop | DEER2023 | D23 v1 | 2022-10-06 17:53 | Any | Gro | Rec | CZ01 | cDXHP | Cap-Tons | 57.2 | 50000 | None | 52.2 | -0.00451 | 0.00097 | 0.496 | 0.00486 | 0 | [6 empty] | DEER:HVAC_Split-Package_HP | Annual | 20 | [13 empty] | CZ2022 | None
NE-HVAC-airHP-SpltPkg-240to759kBtuh-9p7eer-3p30cop | DEER2023 | D23 v1 | 2022-10-06 17:53 | Any | Gro | Rec | CZ02 | cDXHP | Cap-Tons | 99.6 | 50000 | None | 14.4 | -0.0014 | 0.00114 | 12.8 | 0.0165 | 0 | [6 empty] | DEER:HVAC_Split-Package_HP | Annual | 20 | [13 empty] | CZ2022 | None
NE-HVAC-airHP-SpltPkg-240to759kBtuh-9p7eer-3p30cop | DEER2023 | D23 v1 | 2022-10-06 17:53 | Any | Gro | Rec | CZ03 | cDXHP | Cap-Tons | 69.2 | 50000 | None | 12.4 | -0.00326 | 0.00133 | 6.33 | 0.0129 | 0 | [6 empty] | DEER:HVAC_Split-Package_HP | Annual | 20 | [13 empty] | CZ2022 | None
NE-HVAC-airHP-SpltPkg-240to759kBtuh-9p7eer-3p30cop | DEER2023 | D23 v1 | 2022-10-06 17:53 | Any | Gro | Rec | CZ04 | cDXHP | Cap-Tons | 90.4 | 50000 | None | 7.51 | -2e-05 | 0.00084 | 18.9 | 0.0218 | 0 | [6 empty] | DEER:HVAC_Split-Package_HP | Annual | 20 | [13 empty] | CZ2022 | None
NE-HVAC-airHP-SpltPkg-240to759kBtuh-9p7eer-3p30cop | DEER2023 | D23 v1 | 2022-10-06 17:53 | Any | Gro | Rec | CZ05 | cDXHP | Cap-Tons | 67.8 | 50000 | None | 8.85 | -0.00714 | -0.00058 | 7.72 | 0.0081 | 0 | [6 empty] | DEER:HVAC_Split-Package_HP | Annual | 20 | [13 empty] | CZ2022 | None
NE-HVAC-airHP-SpltPkg-240to759kBtuh-9p7eer-3p30cop | DEER2023 | D23 v1 | 2022-10-06 17:53 | Any | Gro | Rec | CZ06 | cDXHP | Cap-Tons | 82.9 | 50000 | None | -5.03 | -0.0017 | -0.00015 | 22.2 | 0.0164 | 0 | [6 empty] | DEER:HVAC_Split-Package_HP | Annual | 20 | [13 empty] | CZ2022 | None
NE-HVAC-airHP-SpltPkg-240to759kBtuh-9p7eer-3p30cop | DEER2023 | D23 v1 | 2022-10-06 17:53 | Any | Gro | Rec | CZ07 | cDXHP | Cap-Tons | 74.1 | 50000 | None | -9.17 | -0.00418 | -0.00054 | 19.3 | 0.0141 | 0 | [6 empty] | DEER:HVAC_Split-Package_HP | Annual | 20 | [13 empty] | CZ2022 | None
NE-HVAC-airHP-SpltPkg-240to759kBtuh-9p7eer-3p30cop | DEER2023 | D23 v1 | 2022-10-06 17:53 | Any | Gro | Rec | CZ08 | cDXHP | Cap-Tons | 88.3 | 50000 | None | -3.41 | 0.00069 | -0.00014 | 32.8 | 0.0188 | 0 | [6 empty] | DEER:HVAC_Split-Package_HP | Annual | 20 | [13 empty] | CZ2022 | None
NE-HVAC-airHP-SpltPkg-240to759kBtuh-9p7eer-3p30cop | DEER2023 | D23 v1 | 2022-10-06 17:53 | Any | Gro | Rec | CZ09 | cDXHP | Cap-Tons | 81.1 | 50000 | None | -0.889 | 0.00327 | -0.00038 | 31.9 | 0.024 | 0 | [6 empty] | DEER:HVAC_Split-Package_HP | Annual | 20 | [13 empty] | CZ2022 | None
NE-HVAC-airHP-SpltPkg-240to759kBtuh-9p7eer-3p30cop | DEER2023 | D23 v1 | 2022-10-06 17:53 | Any | Gro | Rec | CZ10 | cDXHP | Cap-Tons | 93.8 | 50000 | None | 0.107 | 0.00276 | 0.00015 | 34.4 | 0.0251 | 0 | [6 empty] | DEER:HVAC_Split-Package_HP | Annual | 20 | [13 empty] | CZ2022 | None
NE-HVAC-airHP-SpltPkg-240to759kBtuh-9p7eer-3p30cop | DEER2023 | D23 v1 | 2022-10-06 17:53 | Any | Gro | Rec | CZ11 | cDXHP | Cap-Tons | 100 | 50000 | None | 6.61 | -0.00326 | -0.00101 | 32.9 | 0.0304 | 0 | [6 empty] | DEER:HVAC_Split-Package_HP | Annual | 20 | [13 empty] | CZ2022 | None
NE-HVAC-airHP-SpltPkg-240to759kBtuh-9p7eer-3p30cop | DEER2023 | D23 v1 | 2022-10-06 17:53 | Any | Gro | Rec | CZ12 | cDXHP | Cap-Tons | 108 | 50000 | None | 5.7 | 0.0012 | 0.00071 | 22.4 | 0.0263 | 0 | [6 empty] | DEER:HVAC_Split-Package_HP | Annual | 20 | [13 empty] | CZ2022 | None
NE-HVAC-airHP-SpltPkg-240to759kBtuh-9p7eer-3p30cop | DEER2023 | D23 v1 | 2022-10-06 17:53 | Any | Gro | Rec | CZ13 | cDXHP | Cap-Tons | 113 | 50000 | None | 1.03 | -0.00095 | 0.00025 | 35 | 0.0298 | 0 | [6 empty] | DEER:HVAC_Split-Package_HP | Annual | 20 | [13 empty] | CZ2022 | None
NE-HVAC-airHP-SpltPkg-240to759kBtuh-9p7eer-3p30cop | DEER2023 | D23 v1 | 2022-10-06 17:53 | Any | Gro | Rec | CZ14 | cDXHP | Cap-Tons | 94 | 50000 | None | 7.69 | -0.00328 | -0.00058 | 33.5 | 0.0274 | 0 | [6 empty] | DEER:HVAC_Split-Package_HP | Annual | 20 | [13 empty] | CZ2022 | None
NE-HVAC-airHP-SpltPkg-240to759kBtuh-9p7eer-3p30cop | DEER2023 | D23 v1 | 2022-10-06 17:53 | Any | Gro | Rec | CZ15 | cDXHP | Cap-Tons | 125 | 50000 | None | -13.8 | 0.00204 | 8e-05 | 58.1 | 0.0337 | 0 | [6 empty] | DEER:HVAC_Split-Package_HP | Annual | 20 | [13 empty] | CZ2022 | None
NE-HVAC-airHP-SpltPkg-240to759kBtuh-9p7eer-3p30cop | DEER2023 | D23 v1 | 2022-10-06 17:53 | Any | Gro | Rec | CZ16 | cDXHP | Cap-Tons | 60.6 | 50000 | None | 41.7 | -0.00658 | 0.00016 | 13.5 | 0.0166 | 0 | [6 empty] | DEER:HVAC_Split-Package_HP | Annual | 20 | [13 empty] | CZ2022 | None
NE-HVAC-airHP-SpltPkg-240to759kBtuh-9p7eer-3p30cop | DEER2023 | D23 v1 | 2022-10-06 17:53 | Any | Hsp | Ex | CZ01 | cDXHP | Cap-Tons | 680 | 236000 | None | 1110 | 0.104 | 0 | 2.14 | 0.00554 | 0 | [6 empty] | DEER:HVAC_Split-Package_HP | Annual | 20 | [13 empty] | CZ2022 | None
NE-HVAC-airHP-SpltPkg-240to759kBtuh-9p7eer-3p30cop | DEER2023 | D23 v1 | 2022-10-06 17:53 | Any | Hsp | Ex | CZ02 | cDXHP | Cap-Tons | 680 | 236000 | None | 1010 | 0.123 | 0 | 20.9 | 0.0181 | 0 | [6 empty] | DEER:HVAC_Split-Package_HP | Annual | 20 | [13 empty] | CZ2022 | None
NE-HVAC-airHP-SpltPkg-240to759kBtuh-9p7eer-3p30cop | DEER2023 | D23 v1 | 2022-10-06 17:53 | Any | Hsp | Ex | CZ03 | cDXHP | Cap-Tons | 682 | 236000 | None | 909 | 0.116 | 0 | 11.9 | 0.0133 | 0 | [6 empty] | DEER:HVAC_Split-Package_HP | Annual | 20 | [13 empty] | CZ2022 | None
NE-HVAC-airHP-SpltPkg-240to759kBtuh-9p7eer-3p30cop | DEER2023 | D23 v1 | 2022-10-06 17:53 | Any | Hsp | Ex | CZ04 | cDXHP | Cap-Tons | 684 | 236000 | None | 963 | 0.114 | 0 | 28.8 | 0.021 | 0 | [6 empty] | DEER:HVAC_Split-Package_HP | Annual | 20 | [13 empty] | CZ2022 | None
NE-HVAC-airHP-SpltPkg-240to759kBtuh-9p7eer-3p30cop | DEER2023 | D23 v1 | 2022-10-06 17:53 | Any | Hsp | Ex | CZ05 | cDXHP | Cap-Tons | 682 | 236000 | None | 963 | 0.108 | 0 | 14.6 | 0.00912 | 0 | [6 empty] | DEER:HVAC_Split-Package_HP | Annual | 20 | [13 empty] | CZ2022 | None
NE-HVAC-airHP-SpltPkg-240to759kBtuh-9p7eer-3p30cop | DEER2023 | D23 v1 | 2022-10-06 17:53 | Any | Hsp | Ex | CZ06 | cDXHP | Cap-Tons | 686 | 236000 | None | 1000 | 0.134 | 0 | 36.6 | 0.0162 | 0 | [6 empty] | DEER:HVAC_Split-Package_HP | Annual | 20 | [13 empty] | CZ2022 | None
NE-HVAC-airHP-SpltPkg-240to759kBtuh-9p7eer-3p30cop | DEER2023 | D23 v1 | 2022-10-06 17:53 | Any | Hsp | Ex | CZ07 | cDXHP | Cap-Tons | 684 | 236000 | None | 943 | 0.134 | 0 | 31.9 | 0.014 | 0 | [6 empty] | DEER:HVAC_Split-Package_HP | Annual | 20 | [13 empty] | CZ2022 | None
NE-HVAC-airHP-SpltPkg-240to759kBtuh-9p7eer-3p30cop | DEER2023 | D23 v1 | 2022-10-06 17:53 | Any | Hsp | Ex | CZ08 | cDXHP | Cap-Tons | 687 | 236000 | None | 993 | 0.12 | 0 | 45 | 0.0185 | 0 | [6 empty] | DEER:HVAC_Split-Package_HP | Annual | 20 | [13 empty] | CZ2022 | None
NE-HVAC-airHP-SpltPkg-240to759kBtuh-9p7eer-3p30cop | DEER2023 | D23 v1 | 2022-10-06 17:53 | Any | Hsp | Ex | CZ09 | cDXHP | Cap-Tons | 715 | 236000 | None | 953 | 0.121 | 0 | 40.8 | 0.0207 | 0 | [6 empty] | DEER:HVAC_Split-Package_HP | Annual | 20 | [13 empty] | CZ2022 | None
NE-HVAC-airHP-SpltPkg-240to759kBtuh-9p7eer-3p30cop | DEER2023 | D23 v1 | 2022-10-06 17:53 | Any | Hsp | Ex | CZ10 | cDXHP | Cap-Tons | 685 | 236000 | None | 959 | 0.107 | 0 | 45.2 | 0.0228 | 0 | [6 empty] | DEER:HVAC_Split-Package_HP | Annual | 20 | [13 empty] | CZ2022 | None
NE-HVAC-airHP-SpltPkg-240to759kBtuh-9p7eer-3p30cop | DEER2023 | D23 v1 | 2022-10-06 17:53 | Any | Hsp | Ex | CZ11 | cDXHP | Cap-Tons | 697 | 236000 | None | 1010 | 0.08 | 0 | 45.1 | 0.0297 | 0 | [6 empty] | DEER:HVAC_Split-Package_HP | Annual | 20 | [13 empty] | CZ2022 | None
NE-HVAC-airHP-SpltPkg-240to759kBtuh-9p7eer-3p30cop | DEER2023 | D23 v1 | 2022-10-06 17:53 | Any | Hsp | Ex | CZ12 | cDXHP | Cap-Tons | 684 | 236000 | None | 984 | 0.0985 | 0 | 33.5 | 0.0265 | 0 | [6 empty] | DEER:HVAC_Split-Package_HP | Annual | 20 | [13 empty] | CZ2022 | None
NE-HVAC-airHP-SpltPkg-240to759kBtuh-9p7eer-3p30cop | DEER2023 | D23 v1 | 2022-10-06 17:53 | Any | Hsp | Ex | CZ13 | cDXHP | Cap-Tons | 699 | 236000 | None | 1010 | 0.0884 | 0 | 51 | 0.0293 | 0 | [6 empty] | DEER:HVAC_Split-Package_HP | Annual | 20 | [13 empty] | CZ2022 | None
NE-HVAC-airHP-SpltPkg-240to759kBtuh-9p7eer-3p30cop | DEER2023 | D23 v1 | 2022-10-06 17:53 | Any | Hsp | Ex | CZ14 | cDXHP | Cap-Tons | 698 | 236000 | None | 992 | 0.0969 | 0 | 43.5 | 0.0261 | 0 | [6 empty] | DEER:HVAC_Split-Package_HP | Annual | 20 | [13 empty] | CZ2022 | None
NE-HVAC-airHP-SpltPkg-240to759kBtuh-9p7eer-3p30cop | DEER2023 | D23 v1 | 2022-10-06 17:53 | Any | Hsp | Ex | CZ15 | cDXHP | Cap-Tons | 768 | 236000 | None | 897 | 0.0586 | 0 | 80.8 | 0.0357 | 0 | [6 empty] | DEER:HVAC_Split-Package_HP | Annual | 20 | [13 empty] | CZ2022 | None
NE-HVAC-airHP-SpltPkg-240to759kBtuh-9p7eer-3p30cop | DEER2023 | D23 v1 | 2022-10-06 17:53 | Any | Hsp | Ex | CZ16 | cDXHP | Cap-Tons | 680 | 236000 | None | 1080 | 0.119 | 0 | 16.5 | 0.0137 | 0 | [6 empty] | DEER:HVAC_Split-Package_HP | Annual | 20 | [13 empty] | CZ2022 | None
NE-HVAC-airHP-SpltPkg-240to759kBtuh-9p7eer-3p30cop | DEER2023 | D23 v1 | 2022-10-06 17:53 | Any | Hsp | Old | CZ01 | cDXHP | Cap-Tons | 683 | 236000 | None | 1250 | 0.113 | 0 | 2.42 | 0.00619 | 0 | [6 empty] | DEER:HVAC_Split-Package_HP | Annual | 20 | [13 empty] | CZ2022 | None
NE-HVAC-airHP-SpltPkg-240to759kBtuh-9p7eer-3p30cop | DEER2023 | D23 v1 | 2022-10-06 17:53 | Any | Hsp | Old | CZ02 | cDXHP | Cap-Tons | 690 | 236000 | None | 1180 | 0.133 | 0 | 22.7 | 0.0193 | 0 | [6 empty] | DEER:HVAC_Split-Package_HP | Annual | 20 | [13 empty] | CZ2022 | None
NE-HVAC-airHP-SpltPkg-240to759kBtuh-9p7eer-3p30cop | DEER2023 | D23 v1 | 2022-10-06 17:53 | Any | Hsp | Old | CZ03 | cDXHP | Cap-Tons | 686 | 236000 | None | 1130 | 0.142 | 0 | 12.6 | 0.014 | 0 | [6 empty] | DEER:HVAC_Split-Package_HP | Annual | 20 | [13 empty] | CZ2022 | None
NE-HVAC-airHP-SpltPkg-240to759kBtuh-9p7eer-3p30cop | DEER2023 | D23 v1 | 2022-10-06 17:53 | Any | Hsp | Old | CZ04 | cDXHP | Cap-Tons | 691 | 236000 | None | 1130 | 0.129 | 0 | 29.8 | 0.0218 | 0 | [6 empty] | DEER:HVAC_Split-Package_HP | Annual | 20 | [13 empty] | CZ2022 | None
NE-HVAC-airHP-SpltPkg-240to759kBtuh-9p7eer-3p30cop | DEER2023 | D23 v1 | 2022-10-06 17:53 | Any | Hsp | Old | CZ05 | cDXHP | Cap-Tons | 686 | 236000 | None | 1130 | 0.126 | 0 | 15.3 | 0.0095 | 0 | [6 empty] | DEER:HVAC_Split-Package_HP | Annual | 20 | [13 empty] | CZ2022 | None
NE-HVAC-airHP-SpltPkg-240to759kBtuh-9p7eer-3p30cop | DEER2023 | D23 v1 | 2022-10-06 17:53 | Any | Hsp | Old | CZ06 | cDXHP | Cap-Tons | 692 | 236000 | None | 1140 | 0.152 | 0 | 37.4 | 0.0166 | 0 | [6 empty] | DEER:HVAC_Split-Package_HP | Annual | 20 | [13 empty] | CZ2022 | None
NE-HVAC-airHP-SpltPkg-240to759kBtuh-9p7eer-3p30cop | DEER2023 | D23 v1 | 2022-10-06 17:53 | Any | Hsp | Old | CZ07 | cDXHP | Cap-Tons | 689 | 236000 | None | 1090 | 0.153 | 0 | 32.6 | 0.0143 | 0 | [6 empty] | DEER:HVAC_Split-Package_HP | Annual | 20 | [13 empty] | CZ2022 | None
NE-HVAC-airHP-SpltPkg-240to759kBtuh-9p7eer-3p30cop | DEER2023 | D23 v1 | 2022-10-06 17:53 | Any | Hsp | Old | CZ08 | cDXHP | Cap-Tons | 695 | 236000 | None | 1130 | 0.136 | 0 | 45.9 | 0.0188 | 0 | [6 empty] | DEER:HVAC_Split-Package_HP | Annual | 20 | [13 empty] | CZ2022 | None
NE-HVAC-airHP-SpltPkg-240to759kBtuh-9p7eer-3p30cop | DEER2023 | D23 v1 | 2022-10-06 17:53 | Any | Hsp | Old | CZ09 | cDXHP | Cap-Tons | 729 | 236000 | None | 1110 | 0.138 | 0 | 41.5 | 0.021 | 0 | [6 empty] | DEER:HVAC_Split-Package_HP | Annual | 20 | [13 empty] | CZ2022 | None
NE-HVAC-airHP-SpltPkg-240to759kBtuh-9p7eer-3p30cop | DEER2023 | D23 v1 | 2022-10-06 17:53 | Any | Hsp | Old | CZ10 | cDXHP | Cap-Tons | 715 | 236000 | None | 1150 | 0.125 | 0 | 47.1 | 0.0234 | 0 | [6 empty] | DEER:HVAC_Split-Package_HP | Annual | 20 | [13 empty] | CZ2022 | None
NE-HVAC-airHP-SpltPkg-240to759kBtuh-9p7eer-3p30cop | DEER2023 | D23 v1 | 2022-10-06 17:53 | Any | Hsp | Old | CZ11 | cDXHP | Cap-Tons | 729 | 236000 | None | 1160 | 0.084 | 0 | 46.8 | 0.0307 | 0 | [6 empty] | DEER:HVAC_Split-Package_HP | Annual | 20 | [13 empty] | CZ2022 | None
NE-HVAC-airHP-SpltPkg-240to759kBtuh-9p7eer-3p30cop | DEER2023 | D23 v1 | 2022-10-06 17:53 | Any | Hsp | Old | CZ12 | cDXHP | Cap-Tons | 707 | 236000 | None | 1160 | 0.105 | 0 | 35.2 | 0.0276 | 0 | [6 empty] | DEER:HVAC_Split-Package_HP | Annual | 20 | [13 empty] | CZ2022 | None
NE-HVAC-airHP-SpltPkg-240to759kBtuh-9p7eer-3p30cop | DEER2023 | D23 v1 | 2022-10-06 17:53 | Any | Hsp | Old | CZ13 | cDXHP | Cap-Tons | 733 | 236000 | None | 1150 | 0.0931 | 0 | 52.7 | 0.0303 | 0 | [6 empty] | DEER:HVAC_Split-Package_HP | Annual | 20 | [13 empty] | CZ2022 | None
NE-HVAC-airHP-SpltPkg-240to759kBtuh-9p7eer-3p30cop | DEER2023 | D23 v1 | 2022-10-06 17:53 | Any | Hsp | Old | CZ14 | cDXHP | Cap-Tons | 734 | 236000 | None | 1170 | 0.109 | 0 | 45.2 | 0.027 | 0 | [6 empty] | DEER:HVAC_Split-Package_HP | Annual | 20 | [13 empty] | CZ2022 | None
NE-HVAC-airHP-SpltPkg-240to759kBtuh-9p7eer-3p30cop | DEER2023 | D23 v1 | 2022-10-06 17:53 | Any | Hsp | Old | CZ15 | cDXHP | Cap-Tons | 814 | 236000 | None | 1080 | 0.0631 | 0 | 82.6 | 0.0366 | 0 | [6 empty] | DEER:HVAC_Split-Package_HP | Annual | 20 | [13 empty] | CZ2022 | None
NE-HVAC-airHP-SpltPkg-240to759kBtuh-9p7eer-3p30cop | DEER2023 | D23 v1 | 2022-10-06 17:53 | Any | Hsp | Old | CZ16 | cDXHP | Cap-Tons | 688 | 236000 | None | 1320 | 0.136 | 0 | 17.9 | 0.0151 | 0 | [6 empty] | DEER:HVAC_Split-Package_HP | Annual | 20 | [13 empty] | CZ2022 | None
NE-HVAC-airHP-SpltPkg-240to759kBtuh-9p7eer-3p30cop | DEER2023 | D23 v1 | 2022-10-06 17:53 | Any | Hsp | Rec | CZ01 | cDXHP | Cap-Tons | 680 | 236000 | None | -32.4 | -0.00797 | 0 | 1.97 | 0.0051 | 0 | [6 empty] | DEER:HVAC_Split-Package_HP | Annual | 20 | [13 empty] | CZ2022 | None
NE-HVAC-airHP-SpltPkg-240to759kBtuh-9p7eer-3p30cop | DEER2023 | D23 v1 | 2022-10-06 17:53 | Any | Hsp | Rec | CZ02 | cDXHP | Cap-Tons | 680 | 236000 | None | -44 | -0.00382 | 0 | 19.7 | 0.0172 | 0 | [6 empty] | DEER:HVAC_Split-Package_HP | Annual | 20 | [13 empty] | CZ2022 | None
NE-HVAC-airHP-SpltPkg-240to759kBtuh-9p7eer-3p30cop | DEER2023 | D23 v1 | 2022-10-06 17:53 | Any | Hsp | Rec | CZ03 | cDXHP | Cap-Tons | 680 | 236000 | None | -48.9 | -0.0043 | 0 | 10.3 | 0.0123 | 0 | [6 empty] | DEER:HVAC_Split-Package_HP | Annual | 20 | [13 empty] | CZ2022 | None
NE-HVAC-airHP-SpltPkg-240to759kBtuh-9p7eer-3p30cop | DEER2023 | D23 v1 | 2022-10-06 17:53 | Any | Hsp | Rec | CZ04 | cDXHP | Cap-Tons | 680 | 236000 | None | -51.3 | -0.00426 | 0 | 26.2 | 0.0197 | 0 | [6 empty] | DEER:HVAC_Split-Package_HP | Annual | 20 | [13 empty] | CZ2022 | None
NE-HVAC-airHP-SpltPkg-240to759kBtuh-9p7eer-3p30cop | DEER2023 | D23 v1 | 2022-10-06 17:53 | Any | Hsp | Rec | CZ05 | cDXHP | Cap-Tons | 680 | 236000 | None | -49 | -0.00631 | 0 | 12.7 | 0.00843 | 0 | [6 empty] | DEER:HVAC_Split-Package_HP | Annual | 20 | [13 empty] | CZ2022 | None
NE-HVAC-airHP-SpltPkg-240to759kBtuh-9p7eer-3p30cop | DEER2023 | D23 v1 | 2022-10-06 17:53 | Any | Hsp | Rec | CZ06 | cDXHP | Cap-Tons | 680 | 236000 | None | -53.6 | -0.00188 | 0 | 33.3 | 0.0149 | 0 | [6 empty] | DEER:HVAC_Split-Package_HP | Annual | 20 | [13 empty] | CZ2022 | None
NE-HVAC-airHP-SpltPkg-240to759kBtuh-9p7eer-3p30cop | DEER2023 | D23 v1 | 2022-10-06 17:53 | Any | Hsp | Rec | CZ07 | cDXHP | Cap-Tons | 680 | 236000 | None | -57.7 | -0.003 | 0 | 28.9 | 0.0131 | 0 | [6 empty] | DEER:HVAC_Split-Package_HP | Annual | 20 | [13 empty] | CZ2022 | None
NE-HVAC-airHP-SpltPkg-240to759kBtuh-9p7eer-3p30cop | DEER2023 | D23 v1 | 2022-10-06 17:53 | Any | Hsp | Rec | CZ08 | cDXHP | Cap-Tons | 680 | 236000 | None | -52.5 | -0.00405 | 0 | 41.3 | 0.0173 | 0 | [6 empty] | DEER:HVAC_Split-Package_HP | Annual | 20 | [13 empty] | CZ2022 | None
NE-HVAC-airHP-SpltPkg-240to759kBtuh-9p7eer-3p30cop | DEER2023 | D23 v1 | 2022-10-06 17:53 | Any | Hsp | Rec | CZ09 | cDXHP | Cap-Tons | 689 | 236000 | None | -52.1 | -0.00441 | 0 | 38.1 | 0.0197 | 0 | [6 empty] | DEER:HVAC_Split-Package_HP | Annual | 20 | [13 empty] | CZ2022 | None
NE-HVAC-airHP-SpltPkg-240to759kBtuh-9p7eer-3p30cop | DEER2023 | D23 v1 | 2022-10-06 17:53 | Any | Hsp | Rec | CZ10 | cDXHP | Cap-Tons | 682 | 236000 | None | -49.4 | -0.00378 | 0 | 43.2 | 0.022 | 0 | [6 empty] | DEER:HVAC_Split-Package_HP | Annual | 20 | [13 empty] | CZ2022 | None
NE-HVAC-airHP-SpltPkg-240to759kBtuh-9p7eer-3p30cop | DEER2023 | D23 v1 | 2022-10-06 17:53 | Any | Hsp | Rec | CZ11 | cDXHP | Cap-Tons | 682 | 236000 | None | -43.8 | -0.00348 | 0 | 42.4 | 0.0277 | 0 | [6 empty] | DEER:HVAC_Split-Package_HP | Annual | 20 | [13 empty] | CZ2022 | None
NE-HVAC-airHP-SpltPkg-240to759kBtuh-9p7eer-3p30cop | DEER2023 | D23 v1 | 2022-10-06 17:53 | Any | Hsp | Rec | CZ12 | cDXHP | Cap-Tons | 681 | 236000 | None | -46.3 | -0.00313 | 0 | 31.6 | 0.025 | 0 | [6 empty] | DEER:HVAC_Split-Package_HP | Annual | 20 | [13 empty] | CZ2022 | None
NE-HVAC-airHP-SpltPkg-240to759kBtuh-9p7eer-3p30cop | DEER2023 | D23 v1 | 2022-10-06 17:53 | Any | Hsp | Rec | CZ13 | cDXHP | Cap-Tons | 684 | 236000 | None | -46.1 | -0.00307 | 0 | 48.2 | 0.0276 | 0 | [6 empty] | DEER:HVAC_Split-Package_HP | Annual | 20 | [13 empty] | CZ2022 | None
NE-HVAC-airHP-SpltPkg-240to759kBtuh-9p7eer-3p30cop | DEER2023 | D23 v1 | 2022-10-06 17:53 | Any | Hsp | Rec | CZ14 | cDXHP | Cap-Tons | 682 | 236000 | None | -44.9 | -0.00292 | 0 | 41.3 | 0.0246 | 0 | [6 empty] | DEER:HVAC_Split-Package_HP | Annual | 20 | [13 empty] | CZ2022 | None
NE-HVAC-airHP-SpltPkg-240to759kBtuh-9p7eer-3p30cop | DEER2023 | D23 v1 | 2022-10-06 17:53 | Any | Hsp | Rec | CZ15 | cDXHP | Cap-Tons | 733 | 236000 | None | -45.2 | -0.0049 | 0 | 78.1 | 0.0347 | 0 | [6 empty] | DEER:HVAC_Split-Package_HP | Annual | 20 | [13 empty] | CZ2022 | None
NE-HVAC-airHP-SpltPkg-240to759kBtuh-9p7eer-3p30cop | DEER2023 | D23 v1 | 2022-10-06 17:53 | Any | Hsp | Rec | CZ16 | cDXHP | Cap-Tons | 680 | 236000 | None | -31.6 | -0.0043 | 0 | 15.2 | 0.0126 | 0 | [6 empty] | DEER:HVAC_Split-Package_HP | Annual | 20 | [13 empty] | CZ2022 | None
NE-HVAC-airHP-SpltPkg-240to759kBtuh-9p7eer-3p30cop | DEER2023 | D23 v1 | 2022-10-06 17:53 | Any | Htl | Ex | CZ01 | cDXHP | Cap-Tons | 63.3 | 140000 | None | 945 | 0.0931 | 0 | 2.28 | 0.00733 | 0 | [6 empty] | DEER:HVAC_Split-Package_HP | Annual | 20 | [13 empty] | CZ2022 | None
NE-HVAC-airHP-SpltPkg-240to759kBtuh-9p7eer-3p30cop | DEER2023 | D23 v1 | 2022-10-06 17:53 | Any | Htl | Ex | CZ02 | cDXHP | Cap-Tons | 61.9 | 140000 | None | 808 | 0.0572 | 0 | 29.6 | 0.0277 | 0 | [6 empty] | DEER:HVAC_Split-Package_HP | Annual | 20 | [13 empty] | CZ2022 | None
NE-HVAC-airHP-SpltPkg-240to759kBtuh-9p7eer-3p30cop | DEER2023 | D23 v1 | 2022-10-06 17:53 | Any | Htl | Ex | CZ03 | cDXHP | Cap-Tons | 68.4 | 140000 | None | 818 | 0.112 | 0 | 13.1 | 0.0162 | 0 | [6 empty] | DEER:HVAC_Split-Package_HP | Annual | 20 | [13 empty] | CZ2022 | None
NE-HVAC-airHP-SpltPkg-240to759kBtuh-9p7eer-3p30cop | DEER2023 | D23 v1 | 2022-10-06 17:53 | Any | Htl | Ex | CZ04 | cDXHP | Cap-Tons | 64.9 | 140000 | None | 722 | 0.0513 | 0 | 37.5 | 0.0302 | 0 | [6 empty] | DEER:HVAC_Split-Package_HP | Annual | 20 | [13 empty] | CZ2022 | None
NE-HVAC-airHP-SpltPkg-240to759kBtuh-9p7eer-3p30cop | DEER2023 | D23 v1 | 2022-10-06 17:53 | Any | Htl | Ex | CZ05 | cDXHP | Cap-Tons | 67.2 | 140000 | None | 717 | 0.0879 | 0 | 17 | 0.0108 | 0 | [6 empty] | DEER:HVAC_Split-Package_HP | Annual | 20 | [13 empty] | CZ2022 | None
NE-HVAC-airHP-SpltPkg-240to759kBtuh-9p7eer-3p30cop | DEER2023 | D23 v1 | 2022-10-06 17:53 | Any | Htl | Ex | CZ06 | cDXHP | Cap-Tons | 70.9 | 140000 | None | 708 | 0.1 | 0 | 39.1 | 0.0197 | 0 | [6 empty] | DEER:HVAC_Split-Package_HP | Annual | 20 | [13 empty] | CZ2022 | None
NE-HVAC-airHP-SpltPkg-240to759kBtuh-9p7eer-3p30cop | DEER2023 | D23 v1 | 2022-10-06 17:53 | Any | Htl | Ex | CZ07 | cDXHP | Cap-Tons | 69.5 | 140000 | None | 673 | 0.0983 | 0 | 32.8 | 0.0163 | 0 | [6 empty] | DEER:HVAC_Split-Package_HP | Annual | 20 | [13 empty] | CZ2022 | None
NE-HVAC-airHP-SpltPkg-240to759kBtuh-9p7eer-3p30cop | DEER2023 | D23 v1 | 2022-10-06 17:53 | Any | Htl | Ex | CZ08 | cDXHP | Cap-Tons | 62.5 | 140000 | None | 720 | 0.0781 | 0 | 58.5 | 0.0254 | 0 | [6 empty] | DEER:HVAC_Split-Package_HP | Annual | 20 | [13 empty] | CZ2022 | None
NE-HVAC-airHP-SpltPkg-240to759kBtuh-9p7eer-3p30cop | DEER2023 | D23 v1 | 2022-10-06 17:53 | Any | Htl | Ex | CZ09 | cDXHP | Cap-Tons | 81.1 | 140000 | None | 734 | 0.0958 | 0 | 43.9 | 0.0251 | 0 | [6 empty] | DEER:HVAC_Split-Package_HP | Annual | 20 | [13 empty] | CZ2022 | None
NE-HVAC-airHP-SpltPkg-240to759kBtuh-9p7eer-3p30cop | DEER2023 | D23 v1 | 2022-10-06 17:53 | Any | Htl | Ex | CZ10 | cDXHP | Cap-Tons | 72.7 | 140000 | None | 743 | 0.0677 | 0 | 54.8 | 0.0294 | 0 | [6 empty] | DEER:HVAC_Split-Package_HP | Annual | 20 | [13 empty] | CZ2022 | None
NE-HVAC-airHP-SpltPkg-240to759kBtuh-9p7eer-3p30cop | DEER2023 | D23 v1 | 2022-10-06 17:53 | Any | Htl | Ex | CZ11 | cDXHP | Cap-Tons | 79.8 | 140000 | None | 777 | 0.00451 | 0 | 52.7 | 0.0395 | 0 | [6 empty] | DEER:HVAC_Split-Package_HP | Annual | 20 | [13 empty] | CZ2022 | None
NE-HVAC-airHP-SpltPkg-240to759kBtuh-9p7eer-3p30cop | DEER2023 | D23 v1 | 2022-10-06 17:53 | Any | Htl | Ex | CZ12 | cDXHP | Cap-Tons | 71.7 | 140000 | None | 763 | 0.015 | 0 | 42 | 0.0371 | 0 | [6 empty] | DEER:HVAC_Split-Package_HP | Annual | 20 | [13 empty] | CZ2022 | None
NE-HVAC-airHP-SpltPkg-240to759kBtuh-9p7eer-3p30cop | DEER2023 | D23 v1 | 2022-10-06 17:53 | Any | Htl | Ex | CZ13 | cDXHP | Cap-Tons | 81 | 140000 | None | 760 | 0.0236 | 0 | 58.2 | 0.0376 | 0 | [6 empty] | DEER:HVAC_Split-Package_HP | Annual | 20 | [13 empty] | CZ2022 | None
NE-HVAC-airHP-SpltPkg-240to759kBtuh-9p7eer-3p30cop | DEER2023 | D23 v1 | 2022-10-06 17:53 | Any | Htl | Ex | CZ14 | cDXHP | Cap-Tons | 81 | 140000 | None | 779 | 0.0425 | 0 | 50.5 | 0.0339 | 0 | [6 empty] | DEER:HVAC_Split-Package_HP | Annual | 20 | [13 empty] | CZ2022 | None
NE-HVAC-airHP-SpltPkg-240to759kBtuh-9p7eer-3p30cop | DEER2023 | D23 v1 | 2022-10-06 17:53 | Any | Htl | Ex | CZ15 | cDXHP | Cap-Tons | 106 | 140000 | None | 806 | 0.0336 | 0 | 81.8 | 0.0408 | 0 | [6 empty] | DEER:HVAC_Split-Package_HP | Annual | 20 | [13 empty] | CZ2022 | None
NE-HVAC-airHP-SpltPkg-240to759kBtuh-9p7eer-3p30cop | DEER2023 | D23 v1 | 2022-10-06 17:53 | Any | Htl | Ex | CZ16 | cDXHP | Cap-Tons | 68.6 | 140000 | None | 910 | 0.0941 | 0 | 19.7 | 0.0181 | 0 | [6 empty] | DEER:HVAC_Split-Package_HP | Annual | 20 | [13 empty] | CZ2022 | None
NE-HVAC-airHP-SpltPkg-240to759kBtuh-9p7eer-3p30cop | DEER2023 | D23 v1 | 2022-10-06 17:53 | Any | Htl | Old | CZ01 | cDXHP | Cap-Tons | 82.7 | 140000 | None | 1030 | 0.108 | 0 | 2.88 | 0.00755 | 0 | [6 empty] | DEER:HVAC_Split-Package_HP | Annual | 20 | [13 empty] | CZ2022 | None
NE-HVAC-airHP-SpltPkg-240to759kBtuh-9p7eer-3p30cop | DEER2023 | D23 v1 | 2022-10-06 17:53 | Any | Htl | Old | CZ02 | cDXHP | Cap-Tons | 77.8 | 140000 | None | 909 | 0.0611 | 0 | 32.4 | 0.0277 | 0 | [6 empty] | DEER:HVAC_Split-Package_HP | Annual | 20 | [13 empty] | CZ2022 | None
NE-HVAC-airHP-SpltPkg-240to759kBtuh-9p7eer-3p30cop | DEER2023 | D23 v1 | 2022-10-06 17:53 | Any | Htl | Old | CZ03 | cDXHP | Cap-Tons | 88.1 | 140000 | None | 901 | 0.122 | 0 | 14.8 | 0.0162 | 0 | [6 empty] | DEER:HVAC_Split-Package_HP | Annual | 20 | [13 empty] | CZ2022 | None
NE-HVAC-airHP-SpltPkg-240to759kBtuh-9p7eer-3p30cop | DEER2023 | D23 v1 | 2022-10-06 17:53 | Any | Htl | Old | CZ04 | cDXHP | Cap-Tons | 79.2 | 140000 | None | 838 | 0.0533 | 0 | 40.1 | 0.0303 | 0 | [6 empty] | DEER:HVAC_Split-Package_HP | Annual | 20 | [13 empty] | CZ2022 | None
NE-HVAC-airHP-SpltPkg-240to759kBtuh-9p7eer-3p30cop | DEER2023 | D23 v1 | 2022-10-06 17:53 | Any | Htl | Old | CZ05 | cDXHP | Cap-Tons | 87.5 | 140000 | None | 854 | 0.109 | 0 | 18.8 | 0.0108 | 0 | [6 empty] | DEER:HVAC_Split-Package_HP | Annual | 20 | [13 empty] | CZ2022 | None
NE-HVAC-airHP-SpltPkg-240to759kBtuh-9p7eer-3p30cop | DEER2023 | D23 v1 | 2022-10-06 17:53 | Any | Htl | Old | CZ06 | cDXHP | Cap-Tons | 90.7 | 140000 | None | 841 | 0.119 | 0 | 39.5 | 0.0188 | 0 | [6 empty] | DEER:HVAC_Split-Package_HP | Annual | 20 | [13 empty] | CZ2022 | None
NE-HVAC-airHP-SpltPkg-240to759kBtuh-9p7eer-3p30cop | DEER2023 | D23 v1 | 2022-10-06 17:53 | Any | Htl | Old | CZ07 | cDXHP | Cap-Tons | 88.7 | 140000 | None | 823 | 0.121 | 0 | 33.1 | 0.0154 | 0 | [6 empty] | DEER:HVAC_Split-Package_HP | Annual | 20 | [13 empty] | CZ2022 | None
NE-HVAC-airHP-SpltPkg-240to759kBtuh-9p7eer-3p30cop | DEER2023 | D23 v1 | 2022-10-06 17:53 | Any | Htl | Old | CZ08 | cDXHP | Cap-Tons | 77.1 | 140000 | None | 835 | 0.0918 | 0 | 58.8 | 0.0246 | 0 | [6 empty] | DEER:HVAC_Split-Package_HP | Annual | 20 | [13 empty] | CZ2022 | None
NE-HVAC-airHP-SpltPkg-240to759kBtuh-9p7eer-3p30cop | DEER2023 | D23 v1 | 2022-10-06 17:53 | Any | Htl | Old | CZ09 | cDXHP | Cap-Tons | 96.7 | 140000 | None | 875 | 0.111 | 0 | 46.2 | 0.025 | 0 | [6 empty] | DEER:HVAC_Split-Package_HP | Annual | 20 | [13 empty] | CZ2022 | None
NE-HVAC-airHP-SpltPkg-240to759kBtuh-9p7eer-3p30cop | DEER2023 | D23 v1 | 2022-10-06 17:53 | Any | Htl | Old | CZ10 | cDXHP | Cap-Tons | 90.8 | 140000 | None | 866 | 0.0798 | 0 | 56.5 | 0.0286 | 0 | [6 empty] | DEER:HVAC_Split-Package_HP | Annual | 20 | [13 empty] | CZ2022 | None
NE-HVAC-airHP-SpltPkg-240to759kBtuh-9p7eer-3p30cop | DEER2023 | D23 v1 | 2022-10-06 17:53 | Any | Htl | Old | CZ11 | cDXHP | Cap-Tons | 98.1 | 140000 | None | 900 | 0.00878 | 0 | 53.6 | 0.0386 | 0 | [6 empty] | DEER:HVAC_Split-Package_HP | Annual | 20 | [13 empty] | CZ2022 | None
NE-HVAC-airHP-SpltPkg-240to759kBtuh-9p7eer-3p30cop | DEER2023 | D23 v1 | 2022-10-06 17:53 | Any | Htl | Old | CZ12 | cDXHP | Cap-Tons | 87.6 | 140000 | None | 886 | 0.0217 | 0 | 43.3 | 0.0364 | 0 | [6 empty] | DEER:HVAC_Split-Package_HP | Annual | 20 | [13 empty] | CZ2022 | None
NE-HVAC-airHP-SpltPkg-240to759kBtuh-9p7eer-3p30cop | DEER2023 | D23 v1 | 2022-10-06 17:53 | Any | Htl | Old | CZ13 | cDXHP | Cap-Tons | 99.3 | 140000 | None | 889 | 0.0274 | 0 | 58.7 | 0.0371 | 0 | [6 empty] | DEER:HVAC_Split-Package_HP | Annual | 20 | [13 empty] | CZ2022 | None
NE-HVAC-airHP-SpltPkg-240to759kBtuh-9p7eer-3p30cop | DEER2023 | D23 v1 | 2022-10-06 17:53 | Any | Htl | Old | CZ14 | cDXHP | Cap-Tons | 97.8 | 140000 | None | 911 | 0.0525 | 0 | 52.4 | 0.0333 | 0 | [6 empty] | DEER:HVAC_Split-Package_HP | Annual | 20 | [13 empty] | CZ2022 | None
NE-HVAC-airHP-SpltPkg-240to759kBtuh-9p7eer-3p30cop | DEER2023 | D23 v1 | 2022-10-06 17:53 | Any | Htl | Old | CZ15 | cDXHP | Cap-Tons | 125 | 140000 | None | 941 | 0.0447 | 0 | 82.8 | 0.0398 | 0 | [6 empty] | DEER:HVAC_Split-Package_HP | Annual | 20 | [13 empty] | CZ2022 | None
NE-HVAC-airHP-SpltPkg-240to759kBtuh-9p7eer-3p30cop | DEER2023 | D23 v1 | 2022-10-06 17:53 | Any | Htl | Old | CZ16 | cDXHP | Cap-Tons | 90.7 | 140000 | None | 1070 | 0.121 | 0 | 19.6 | 0.0174 | 0 | [6 empty] | DEER:HVAC_Split-Package_HP | Annual | 20 | [13 empty] | CZ2022 | None
NE-HVAC-airHP-SpltPkg-240to759kBtuh-9p7eer-3p30cop | DEER2023 | D23 v1 | 2022-10-06 17:53 | Any | Htl | Rec | CZ01 | cDXHP | Cap-Tons | 57.4 | 140000 | None | 15.6 | -0.00579 | 0 | 2.02 | 0.00686 | 0 | [6 empty] | DEER:HVAC_Split-Package_HP | Annual | 20 | [13 empty] | CZ2022 | None
NE-HVAC-airHP-SpltPkg-240to759kBtuh-9p7eer-3p30cop | DEER2023 | D23 v1 | 2022-10-06 17:53 | Any | Htl | Rec | CZ02 | cDXHP | Cap-Tons | 57.5 | 140000 | None | -14.4 | -0.0058 | 0 | 28.4 | 0.0276 | 0 | [6 empty] | DEER:HVAC_Split-Package_HP | Annual | 20 | [13 empty] | CZ2022 | None
NE-HVAC-airHP-SpltPkg-240to759kBtuh-9p7eer-3p30cop | DEER2023 | D23 v1 | 2022-10-06 17:53 | Any | Htl | Rec | CZ03 | cDXHP | Cap-Tons | 60.1 | 140000 | None | -16.8 | -0.00349 | 0 | 12.4 | 0.0164 | 0 | [6 empty] | DEER:HVAC_Split-Package_HP | Annual | 20 | [13 empty] | CZ2022 | None
NE-HVAC-airHP-SpltPkg-240to759kBtuh-9p7eer-3p30cop | DEER2023 | D23 v1 | 2022-10-06 17:53 | Any | Htl | Rec | CZ04 | cDXHP | Cap-Tons | 58.8 | 140000 | None | -27.6 | -0.00503 | 0 | 36.3 | 0.0304 | 0 | [6 empty] | DEER:HVAC_Split-Package_HP | Annual | 20 | [13 empty] | CZ2022 | None
NE-HVAC-airHP-SpltPkg-240to759kBtuh-9p7eer-3p30cop | DEER2023 | D23 v1 | 2022-10-06 17:53 | Any | Htl | Rec | CZ05 | cDXHP | Cap-Tons | 59.6 | 140000 | None | -27.4 | -0.00713 | 0 | 16.1 | 0.0108 | 0 | [6 empty] | DEER:HVAC_Split-Package_HP | Annual | 20 | [13 empty] | CZ2022 | None
NE-HVAC-airHP-SpltPkg-240to759kBtuh-9p7eer-3p30cop | DEER2023 | D23 v1 | 2022-10-06 17:53 | Any | Htl | Rec | CZ06 | cDXHP | Cap-Tons | 62.6 | 140000 | None | -38.4 | -0.00178 | 0 | 38.2 | 0.0199 | 0 | [6 empty] | DEER:HVAC_Split-Package_HP | Annual | 20 | [13 empty] | CZ2022 | None
NE-HVAC-airHP-SpltPkg-240to759kBtuh-9p7eer-3p30cop | DEER2023 | D23 v1 | 2022-10-06 17:53 | Any | Htl | Rec | CZ07 | cDXHP | Cap-Tons | 61.7 | 140000 | None | -45.7 | -0.00303 | 0 | 31.9 | 0.0164 | 0 | [6 empty] | DEER:HVAC_Split-Package_HP | Annual | 20 | [13 empty] | CZ2022 | None
NE-HVAC-airHP-SpltPkg-240to759kBtuh-9p7eer-3p30cop | DEER2023 | D23 v1 | 2022-10-06 17:53 | Any | Htl | Rec | CZ08 | cDXHP | Cap-Tons | 55.7 | 140000 | None | -35.6 | -0.005 | 0 | 57.5 | 0.0259 | 0 | [6 empty] | DEER:HVAC_Split-Package_HP | Annual | 20 | [13 empty] | CZ2022 | None
NE-HVAC-airHP-SpltPkg-240to759kBtuh-9p7eer-3p30cop | DEER2023 | D23 v1 | 2022-10-06 17:53 | Any | Htl | Rec | CZ09 | cDXHP | Cap-Tons | 73.5 | 140000 | None | -34 | -0.00253 | 0 | 42.8 | 0.0251 | 0 | [6 empty] | DEER:HVAC_Split-Package_HP | Annual | 20 | [13 empty] | CZ2022 | None
NE-HVAC-airHP-SpltPkg-240to759kBtuh-9p7eer-3p30cop | DEER2023 | D23 v1 | 2022-10-06 17:53 | Any | Htl | Rec | CZ10 | cDXHP | Cap-Tons | 67.2 | 140000 | None | -31.8 | -0.0036 | 0 | 53.9 | 0.0296 | 0 | [6 empty] | DEER:HVAC_Split-Package_HP | Annual | 20 | [13 empty] | CZ2022 | None
NE-HVAC-airHP-SpltPkg-240to759kBtuh-9p7eer-3p30cop | DEER2023 | D23 v1 | 2022-10-06 17:53 | Any | Htl | Rec | CZ11 | cDXHP | Cap-Tons | 71.8 | 140000 | None | -23.1 | -0.00675 | 0 | 52.7 | 0.0396 | 0 | [6 empty] | DEER:HVAC_Split-Package_HP | Annual | 20 | [13 empty] | CZ2022 | None
NE-HVAC-airHP-SpltPkg-240to759kBtuh-9p7eer-3p30cop | DEER2023 | D23 v1 | 2022-10-06 17:53 | Any | Htl | Rec | CZ12 | cDXHP | Cap-Tons | 65.6 | 140000 | None | -24.7 | -0.0064 | 0 | 41.5 | 0.0374 | 0 | [6 empty] | DEER:HVAC_Split-Package_HP | Annual | 20 | [13 empty] | CZ2022 | None
NE-HVAC-airHP-SpltPkg-240to759kBtuh-9p7eer-3p30cop | DEER2023 | D23 v1 | 2022-10-06 17:53 | Any | Htl | Rec | CZ13 | cDXHP | Cap-Tons | 73.7 | 140000 | None | -28.6 | -0.00428 | 0 | 58 | 0.0376 | 0 | [6 empty] | DEER:HVAC_Split-Package_HP | Annual | 20 | [13 empty] | CZ2022 | None
NE-HVAC-airHP-SpltPkg-240to759kBtuh-9p7eer-3p30cop | DEER2023 | D23 v1 | 2022-10-06 17:53 | Any | Htl | Rec | CZ14 | cDXHP | Cap-Tons | 73.1 | 140000 | None | -24.2 | -0.00539 | 0 | 50.7 | 0.0339 | 0 | [6 empty] | DEER:HVAC_Split-Package_HP | Annual | 20 | [13 empty] | CZ2022 | None
NE-HVAC-airHP-SpltPkg-240to759kBtuh-9p7eer-3p30cop | DEER2023 | D23 v1 | 2022-10-06 17:53 | Any | Htl | Rec | CZ15 | cDXHP | Cap-Tons | 97.3 | 140000 | None | -27.6 | -0.00345 | 0 | 81.1 | 0.0403 | 0 | [6 empty] | DEER:HVAC_Split-Package_HP | Annual | 20 | [13 empty] | CZ2022 | None
NE-HVAC-airHP-SpltPkg-240to759kBtuh-9p7eer-3p30cop | DEER2023 | D23 v1 | 2022-10-06 17:53 | Any | Htl | Rec | CZ16 | cDXHP | Cap-Tons | 61.5 | 140000 | None | 12.9 | -0.00428 | 0 | 19.2 | 0.0179 | 0 | [6 empty] | DEER:HVAC_Split-Package_HP | Annual | 20 | [13 empty] | CZ2022 | None
NE-HVAC-airHP-SpltPkg-240to759kBtuh-9p7eer-3p30cop | DEER2023 | D23 v1 | 2022-10-06 17:53 | Any | MBT | Ex | CZ01 | cDXHP | Cap-Tons | 322 | 200000 | None | 369 | 0.0753 | 0 | 7.57 | 0.00651 | 0 | [6 empty] | DEER:HVAC_Split-Package_HP | Annual | 20 | [13 empty] | CZ2022 | None
NE-HVAC-airHP-SpltPkg-240to759kBtuh-9p7eer-3p30cop | DEER2023 | D23 v1 | 2022-10-06 17:53 | Any | MBT | Ex | CZ02 | cDXHP | Cap-Tons | 359 | 200000 | None | 357 | 0.0937 | 0 | 24.7 | 0.0182 | 0 | [6 empty] | DEER:HVAC_Split-Package_HP | Annual | 20 | [13 empty] | CZ2022 | None
NE-HVAC-airHP-SpltPkg-240to759kBtuh-9p7eer-3p30cop | DEER2023 | D23 v1 | 2022-10-06 17:53 | Any | MBT | Ex | CZ03 | cDXHP | Cap-Tons | 350 | 200000 | None | 324 | 0.103 | 0 | 17.7 | 0.0123 | 0 | [6 empty] | DEER:HVAC_Split-Package_HP | Annual | 20 | [13 empty] | CZ2022 | None
NE-HVAC-airHP-SpltPkg-240to759kBtuh-9p7eer-3p30cop | DEER2023 | D23 v1 | 2022-10-06 17:53 | Any | MBT | Ex | CZ04 | cDXHP | Cap-Tons | 368 | 200000 | None | 320 | 0.0886 | 0 | 30.4 | 0.0201 | 0 | [6 empty] | DEER:HVAC_Split-Package_HP | Annual | 20 | [13 empty] | CZ2022 | None
NE-HVAC-airHP-SpltPkg-240to759kBtuh-9p7eer-3p30cop | DEER2023 | D23 v1 | 2022-10-06 17:53 | Any | MBT | Ex | CZ05 | cDXHP | Cap-Tons | 348 | 200000 | None | 299 | 0.0863 | 0 | 21.8 | 0.00903 | 0 | [6 empty] | DEER:HVAC_Split-Package_HP | Annual | 20 | [13 empty] | CZ2022 | None
NE-HVAC-airHP-SpltPkg-240to759kBtuh-9p7eer-3p30cop | DEER2023 | D23 v1 | 2022-10-06 17:53 | Any | MBT | Ex | CZ06 | cDXHP | Cap-Tons | 379 | 200000 | None | 305 | 0.0975 | 0 | 35.9 | 0.0142 | 0 | [6 empty] | DEER:HVAC_Split-Package_HP | Annual | 20 | [13 empty] | CZ2022 | None
NE-HVAC-airHP-SpltPkg-240to759kBtuh-9p7eer-3p30cop | DEER2023 | D23 v1 | 2022-10-06 17:53 | Any | MBT | Ex | CZ07 | cDXHP | Cap-Tons | 371 | 200000 | None | 287 | 0.0946 | 0 | 31.1 | 0.0121 | 0 | [6 empty] | DEER:HVAC_Split-Package_HP | Annual | 20 | [13 empty] | CZ2022 | None
NE-HVAC-airHP-SpltPkg-240to759kBtuh-9p7eer-3p30cop | DEER2023 | D23 v1 | 2022-10-06 17:53 | Any | MBT | Ex | CZ08 | cDXHP | Cap-Tons | 392 | 200000 | None | 316 | 0.0926 | 0 | 42.2 | 0.017 | 0 | [6 empty] | DEER:HVAC_Split-Package_HP | Annual | 20 | [13 empty] | CZ2022 | None
NE-HVAC-airHP-SpltPkg-240to759kBtuh-9p7eer-3p30cop | DEER2023 | D23 v1 | 2022-10-06 17:53 | Any | MBT | Ex | CZ09 | cDXHP | Cap-Tons | 471 | 200000 | None | 369 | 0.11 | 0 | 32.2 | 0.0169 | 0 | [6 empty] | DEER:HVAC_Split-Package_HP | Annual | 20 | [13 empty] | CZ2022 | None
NE-HVAC-airHP-SpltPkg-240to759kBtuh-9p7eer-3p30cop | DEER2023 | D23 v1 | 2022-10-06 17:53 | Any | MBT | Ex | CZ10 | cDXHP | Cap-Tons | 421 | 200000 | None | 353 | 0.0969 | 0 | 38.9 | 0.02 | 0 | [6 empty] | DEER:HVAC_Split-Package_HP | Annual | 20 | [13 empty] | CZ2022 | None
NE-HVAC-airHP-SpltPkg-240to759kBtuh-9p7eer-3p30cop | DEER2023 | D23 v1 | 2022-10-06 17:53 | Any | MBT | Ex | CZ11 | cDXHP | Cap-Tons | 465 | 200000 | None | 387 | 0.0776 | 0 | 33.4 | 0.0255 | 0 | [6 empty] | DEER:HVAC_Split-Package_HP | Annual | 20 | [13 empty] | CZ2022 | None
NE-HVAC-airHP-SpltPkg-240to759kBtuh-9p7eer-3p30cop | DEER2023 | D23 v1 | 2022-10-06 17:53 | Any | MBT | Ex | CZ12 | cDXHP | Cap-Tons | 422 | 200000 | None | 366 | 0.0793 | 0 | 29.5 | 0.0244 | 0 | [6 empty] | DEER:HVAC_Split-Package_HP | Annual | 20 | [13 empty] | CZ2022 | None
NE-HVAC-airHP-SpltPkg-240to759kBtuh-9p7eer-3p30cop | DEER2023 | D23 v1 | 2022-10-06 17:53 | Any | MBT | Ex | CZ13 | cDXHP | Cap-Tons | 466 | 200000 | None | 373 | 0.0795 | 0 | 37 | 0.0253 | 0 | [6 empty] | DEER:HVAC_Split-Package_HP | Annual | 20 | [13 empty] | CZ2022 | None
NE-HVAC-airHP-SpltPkg-240to759kBtuh-9p7eer-3p30cop | DEER2023 | D23 v1 | 2022-10-06 17:53 | Any | MBT | Ex | CZ14 | cDXHP | Cap-Tons | 468 | 200000 | None | 392 | 0.0904 | 0 | 34 | 0.023 | 0 | [6 empty] | DEER:HVAC_Split-Package_HP | Annual | 20 | [13 empty] | CZ2022 | None
NE-HVAC-airHP-SpltPkg-240to759kBtuh-9p7eer-3p30cop | DEER2023 | D23 v1 | 2022-10-06 17:53 | Any | MBT | Ex | CZ15 | cDXHP | Cap-Tons | 586 | 200000 | None | 399 | 0.0844 | 0 | 51.3 | 0.028 | 0 | [6 empty] | DEER:HVAC_Split-Package_HP | Annual | 20 | [13 empty] | CZ2022 | None
NE-HVAC-airHP-SpltPkg-240to759kBtuh-9p7eer-3p30cop | DEER2023 | D23 v1 | 2022-10-06 17:53 | Any | MBT | Ex | CZ16 | cDXHP | Cap-Tons | 349 | 200000 | None | 442 | 0.097 | 0 | 17.8 | 0.0131 | 0 | [6 empty] | DEER:HVAC_Split-Package_HP | Annual | 20 | [13 empty] | CZ2022 | None
NE-HVAC-airHP-SpltPkg-240to759kBtuh-9p7eer-3p30cop | DEER2023 | D23 v1 | 2022-10-06 17:53 | Any | MBT | Old | CZ01 | cDXHP | Cap-Tons | 357 | 200000 | None | 434 | 0.0886 | 0 | 7.35 | 0.00664 | 0 | [6 empty] | DEER:HVAC_Split-Package_HP | Annual | 20 | [13 empty] | CZ2022 | None
NE-HVAC-airHP-SpltPkg-240to759kBtuh-9p7eer-3p30cop | DEER2023 | D23 v1 | 2022-10-06 17:53 | Any | MBT | Old | CZ02 | cDXHP | Cap-Tons | 402 | 200000 | None | 418 | 0.107 | 0 | 24.7 | 0.0184 | 0 | [6 empty] | DEER:HVAC_Split-Package_HP | Annual | 20 | [13 empty] | CZ2022 | None
NE-HVAC-airHP-SpltPkg-240to759kBtuh-9p7eer-3p30cop | DEER2023 | D23 v1 | 2022-10-06 17:53 | Any | MBT | Old | CZ03 | cDXHP | Cap-Tons | 375 | 200000 | None | 375 | 0.117 | 0 | 17.4 | 0.0124 | 0 | [6 empty] | DEER:HVAC_Split-Package_HP | Annual | 20 | [13 empty] | CZ2022 | None
NE-HVAC-airHP-SpltPkg-240to759kBtuh-9p7eer-3p30cop | DEER2023 | D23 v1 | 2022-10-06 17:53 | Any | MBT | Old | CZ04 | cDXHP | Cap-Tons | 399 | 200000 | None | 382 | 0.103 | 0 | 30.1 | 0.0202 | 0 | [6 empty] | DEER:HVAC_Split-Package_HP | Annual | 20 | [13 empty] | CZ2022 | None
NE-HVAC-airHP-SpltPkg-240to759kBtuh-9p7eer-3p30cop | DEER2023 | D23 v1 | 2022-10-06 17:53 | Any | MBT | Old | CZ05 | cDXHP | Cap-Tons | 375 | 200000 | None | 357 | 0.103 | 0 | 21.5 | 0.00907 | 0 | [6 empty] | DEER:HVAC_Split-Package_HP | Annual | 20 | [13 empty] | CZ2022 | None
NE-HVAC-airHP-SpltPkg-240to759kBtuh-9p7eer-3p30cop | DEER2023 | D23 v1 | 2022-10-06 17:53 | Any | MBT | Old | CZ06 | cDXHP | Cap-Tons | 395 | 200000 | None | 360 | 0.118 | 0 | 36.8 | 0.0143 | 0 | [6 empty] | DEER:HVAC_Split-Package_HP | Annual | 20 | [13 empty] | CZ2022 | None
NE-HVAC-airHP-SpltPkg-240to759kBtuh-9p7eer-3p30cop | DEER2023 | D23 v1 | 2022-10-06 17:53 | Any | MBT | Old | CZ07 | cDXHP | Cap-Tons | 388 | 200000 | None | 340 | 0.114 | 0 | 31.8 | 0.0122 | 0 | [6 empty] | DEER:HVAC_Split-Package_HP | Annual | 20 | [13 empty] | CZ2022 | None
NE-HVAC-airHP-SpltPkg-240to759kBtuh-9p7eer-3p30cop | DEER2023 | D23 v1 | 2022-10-06 17:53 | Any | MBT | Old | CZ08 | cDXHP | Cap-Tons | 410 | 200000 | None | 374 | 0.11 | 0 | 42.8 | 0.0171 | 0 | [6 empty] | DEER:HVAC_Split-Package_HP | Annual | 20 | [13 empty] | CZ2022 | None
NE-HVAC-airHP-SpltPkg-240to759kBtuh-9p7eer-3p30cop | DEER2023 | D23 v1 | 2022-10-06 17:53 | Any | MBT | Old | CZ09 | cDXHP | Cap-Tons | 500 | 200000 | None | 440 | 0.13 | 0 | 32.4 | 0.0171 | 0 | [6 empty] | DEER:HVAC_Split-Package_HP | Annual | 20 | [13 empty] | CZ2022 | None
NE-HVAC-airHP-SpltPkg-240to759kBtuh-9p7eer-3p30cop | DEER2023 | D23 v1 | 2022-10-06 17:53 | Any | MBT | Old | CZ10 | cDXHP | Cap-Tons | 475 | 200000 | None | 422 | 0.111 | 0 | 38.8 | 0.0203 | 0 | [6 empty] | DEER:HVAC_Split-Package_HP | Annual | 20 | [13 empty] | CZ2022 | None
NE-HVAC-airHP-SpltPkg-240to759kBtuh-9p7eer-3p30cop | DEER2023 | D23 v1 | 2022-10-06 17:53 | Any | MBT | Old | CZ11 | cDXHP | Cap-Tons | 514 | 200000 | None | 458 | 0.0847 | 0 | 34 | 0.0261 | 0 | [6 empty] | DEER:HVAC_Split-Package_HP | Annual | 20 | [13 empty] | CZ2022 | None
NE-HVAC-airHP-SpltPkg-240to759kBtuh-9p7eer-3p30cop | DEER2023 | D23 v1 | 2022-10-06 17:53 | Any | MBT | Old | CZ12 | cDXHP | Cap-Tons | 468 | 200000 | None | 430 | 0.0875 | 0 | 29.8 | 0.0248 | 0 | [6 empty] | DEER:HVAC_Split-Package_HP | Annual | 20 | [13 empty] | CZ2022 | None
NE-HVAC-airHP-SpltPkg-240to759kBtuh-9p7eer-3p30cop | DEER2023 | D23 v1 | 2022-10-06 17:53 | Any | MBT | Old | CZ13 | cDXHP | Cap-Tons | 516 | 200000 | None | 446 | 0.09 | 0 | 37.6 | 0.0258 | 0 | [6 empty] | DEER:HVAC_Split-Package_HP | Annual | 20 | [13 empty] | CZ2022 | None
NE-HVAC-airHP-SpltPkg-240to759kBtuh-9p7eer-3p30cop | DEER2023 | D23 v1 | 2022-10-06 17:53 | Any | MBT | Old | CZ14 | cDXHP | Cap-Tons | 517 | 200000 | None | 464 | 0.106 | 0 | 34.5 | 0.0232 | 0 | [6 empty] | DEER:HVAC_Split-Package_HP | Annual | 20 | [13 empty] | CZ2022 | None
NE-HVAC-airHP-SpltPkg-240to759kBtuh-9p7eer-3p30cop | DEER2023 | D23 v1 | 2022-10-06 17:53 | Any | MBT | Old | CZ15 | cDXHP | Cap-Tons | 638 | 200000 | None | 469 | 0.0951 | 0 | 52.8 | 0.0285 | 0 | [6 empty] | DEER:HVAC_Split-Package_HP | Annual | 20 | [13 empty] | CZ2022 | None
NE-HVAC-airHP-SpltPkg-240to759kBtuh-9p7eer-3p30cop | DEER2023 | D23 v1 | 2022-10-06 17:53 | Any | MBT | Old | CZ16 | cDXHP | Cap-Tons | 392 | 200000 | None | 523 | 0.115 | 0 | 17.7 | 0.0133 | 0 | [6 empty] | DEER:HVAC_Split-Package_HP | Annual | 20 | [13 empty] | CZ2022 | None
NE-HVAC-airHP-SpltPkg-240to759kBtuh-9p7eer-3p30cop | DEER2023 | D23 v1 | 2022-10-06 17:53 | Any | MBT | Rec | CZ01 | cDXHP | Cap-Tons | 294 | 200000 | None | -9.8 | -0.00358 | 0 | 8.72 | 0.0067 | 0 | [6 empty] | DEER:HVAC_Split-Package_HP | Annual | 20 | [13 empty] | CZ2022 | None
NE-HVAC-airHP-SpltPkg-240to759kBtuh-9p7eer-3p30cop | DEER2023 | D23 v1 | 2022-10-06 17:53 | Any | MBT | Rec | CZ02 | cDXHP | Cap-Tons | 320 | 200000 | None | -11.2 | 0.00385 | 0 | 26.4 | 0.0185 | 0 | [6 empty] | DEER:HVAC_Split-Package_HP | Annual | 20 | [13 empty] | CZ2022 | None
NE-HVAC-airHP-SpltPkg-240to759kBtuh-9p7eer-3p30cop | DEER2023 | D23 v1 | 2022-10-06 17:53 | Any | MBT | Rec | CZ03 | cDXHP | Cap-Tons | 307 | 200000 | None | -14.4 | 0.00096 | 0 | 19.1 | 0.0123 | 0 | [6 empty] | DEER:HVAC_Split-Package_HP | Annual | 20 | [13 empty] | CZ2022 | None
NE-HVAC-airHP-SpltPkg-240to759kBtuh-9p7eer-3p30cop | DEER2023 | D23 v1 | 2022-10-06 17:53 | Any | MBT | Rec | CZ04 | cDXHP | Cap-Tons | 316 | 200000 | None | -13.7 | 0.002 | 0 | 32.2 | 0.0203 | 0 | [6 empty] | DEER:HVAC_Split-Package_HP | Annual | 20 | [13 empty] | CZ2022 | None
NE-HVAC-airHP-SpltPkg-240to759kBtuh-9p7eer-3p30cop | DEER2023 | D23 v1 | 2022-10-06 17:53 | Any | MBT | Rec | CZ05 | cDXHP | Cap-Tons | 304 | 200000 | None | -15.8 | -0.0017 | 0 | 23.6 | 0.00912 | 0 | [6 empty] | DEER:HVAC_Split-Package_HP | Annual | 20 | [13 empty] | CZ2022 | None
NE-HVAC-airHP-SpltPkg-240to759kBtuh-9p7eer-3p30cop | DEER2023 | D23 v1 | 2022-10-06 17:53 | Any | MBT | Rec | CZ06 | cDXHP | Cap-Tons | 328 | 200000 | None | -11.2 | 0.00282 | 0 | 37.9 | 0.0143 | 0 | [6 empty] | DEER:HVAC_Split-Package_HP | Annual | 20 | [13 empty] | CZ2022 | None
NE-HVAC-airHP-SpltPkg-240to759kBtuh-9p7eer-3p30cop | DEER2023 | D23 v1 | 2022-10-06 17:53 | Any | MBT | Rec | CZ07 | cDXHP | Cap-Tons | 324 | 200000 | None | -14.9 | 0.00136 | 0 | 32.9 | 0.0124 | 0 | [6 empty] | DEER:HVAC_Split-Package_HP | Annual | 20 | [13 empty] | CZ2022 | None
NE-HVAC-airHP-SpltPkg-240to759kBtuh-9p7eer-3p30cop | DEER2023 | D23 v1 | 2022-10-06 17:53 | Any | MBT | Rec | CZ08 | cDXHP | Cap-Tons | 338 | 200000 | None | -9.13 | 0.00249 | 0 | 43.9 | 0.017 | 0 | [6 empty] | DEER:HVAC_Split-Package_HP | Annual | 20 | [13 empty] | CZ2022 | None
NE-HVAC-airHP-SpltPkg-240to759kBtuh-9p7eer-3p30cop | DEER2023 | D23 v1 | 2022-10-06 17:53 | Any | MBT | Rec | CZ09 | cDXHP | Cap-Tons | 402 | 200000 | None | -9.25 | 0.00381 | 0 | 33.2 | 0.0167 | 0 | [6 empty] | DEER:HVAC_Split-Package_HP | Annual | 20 | [13 empty] | CZ2022 | None
NE-HVAC-airHP-SpltPkg-240to759kBtuh-9p7eer-3p30cop | DEER2023 | D23 v1 | 2022-10-06 17:53 | Any | MBT | Rec | CZ10 | cDXHP | Cap-Tons | 377 | 200000 | None | -8.99 | 0.00402 | 0 | 40.3 | 0.0198 | 0 | [6 empty] | DEER:HVAC_Split-Package_HP | Annual | 20 | [13 empty] | CZ2022 | None
NE-HVAC-airHP-SpltPkg-240to759kBtuh-9p7eer-3p30cop | DEER2023 | D23 v1 | 2022-10-06 17:53 | Any | MBT | Rec | CZ11 | cDXHP | Cap-Tons | 416 | 200000 | None | -7.35 | 0.00188 | 0 | 34.2 | 0.0251 | 0 | [6 empty] | DEER:HVAC_Split-Package_HP | Annual | 20 | [13 empty] | CZ2022 | None
NE-HVAC-airHP-SpltPkg-240to759kBtuh-9p7eer-3p30cop | DEER2023 | D23 v1 | 2022-10-06 17:53 | Any | MBT | Rec | CZ12 | cDXHP | Cap-Tons | 375 | 200000 | None | -11 | 0.00078 | 0 | 30.8 | 0.0242 | 0 | [6 empty] | DEER:HVAC_Split-Package_HP | Annual | 20 | [13 empty] | CZ2022 | None
NE-HVAC-airHP-SpltPkg-240to759kBtuh-9p7eer-3p30cop | DEER2023 | D23 v1 | 2022-10-06 17:53 | Any | MBT | Rec | CZ13 | cDXHP | Cap-Tons | 418 | 200000 | None | -8.39 | 0.00102 | 0 | 37.5 | 0.025 | 0 | [6 empty] | DEER:HVAC_Split-Package_HP | Annual | 20 | [13 empty] | CZ2022 | None
NE-HVAC-airHP-SpltPkg-240to759kBtuh-9p7eer-3p30cop | DEER2023 | D23 v1 | 2022-10-06 17:53 | Any | MBT | Rec | CZ14 | cDXHP | Cap-Tons | 420 | 200000 | None | -5.48 | 0.00473 | 0 | 34.7 | 0.0226 | 0 | [6 empty] | DEER:HVAC_Split-Package_HP | Annual | 20 | [13 empty] | CZ2022 | None
NE-HVAC-airHP-SpltPkg-240to759kBtuh-9p7eer-3p30cop | DEER2023 | D23 v1 | 2022-10-06 17:53 | Any | MBT | Rec | CZ15 | cDXHP | Cap-Tons | 532 | 200000 | None | -1.58 | 0.0018 | 0 | 50.6 | 0.0271 | 0 | [6 empty] | DEER:HVAC_Split-Package_HP | Annual | 20 | [13 empty] | CZ2022 | None
NE-HVAC-airHP-SpltPkg-240to759kBtuh-9p7eer-3p30cop | DEER2023 | D23 v1 | 2022-10-06 17:53 | Any | MBT | Rec | CZ16 | cDXHP | Cap-Tons | 317 | 200000 | None | -0.902 | 0.00239 | 0 | 18.4 | 0.013 | 0 | [6 empty] | DEER:HVAC_Split-Package_HP | Annual | 20 | [13 empty] | CZ2022 | None
NE-HVAC-airHP-SpltPkg-240to759kBtuh-9p7eer-3p30cop | DEER2023 | D23 v1 | 2022-10-06 17:53 | Any | MLI | Ex | CZ01 | cDXHP | Cap-Tons | 218 | 100000 | None | 449 | 0.0697 | 0 | 2.4 | 0.00324 | 0 | [6 empty] | DEER:HVAC_Split-Package_HP | Annual | 20 | [13 empty] | CZ2022 | None
NE-HVAC-airHP-SpltPkg-240to759kBtuh-9p7eer-3p30cop | DEER2023 | D23 v1 | 2022-10-06 17:53 | Any | MLI | Ex | CZ02 | cDXHP | Cap-Tons | 237 | 100000 | None | 423 | 0.0711 | 0 | 13.5 | 0.0136 | 0 | [6 empty] | DEER:HVAC_Split-Package_HP | Annual | 20 | [13 empty] | CZ2022 | None
NE-HVAC-airHP-SpltPkg-240to759kBtuh-9p7eer-3p30cop | DEER2023 | D23 v1 | 2022-10-06 17:53 | Any | MLI | Ex | CZ03 | cDXHP | Cap-Tons | 227 | 100000 | None | 410 | 0.0794 | 0 | 6.21 | 0.00764 | 0 | [6 empty] | DEER:HVAC_Split-Package_HP | Annual | 20 | [13 empty] | CZ2022 | None
NE-HVAC-airHP-SpltPkg-240to759kBtuh-9p7eer-3p30cop | DEER2023 | D23 v1 | 2022-10-06 17:53 | Any | MLI | Ex | CZ04 | cDXHP | Cap-Tons | 241 | 100000 | None | 394 | 0.0678 | 0 | 16.5 | 0.0146 | 0 | [6 empty] | DEER:HVAC_Split-Package_HP | Annual | 20 | [13 empty] | CZ2022 | None
NE-HVAC-airHP-SpltPkg-240to759kBtuh-9p7eer-3p30cop | DEER2023 | D23 v1 | 2022-10-06 17:53 | Any | MLI | Ex | CZ05 | cDXHP | Cap-Tons | 227 | 100000 | None | 402 | 0.0749 | 0 | 8.49 | 0.00592 | 0 | [6 empty] | DEER:HVAC_Split-Package_HP | Annual | 20 | [13 empty] | CZ2022 | None
NE-HVAC-airHP-SpltPkg-240to759kBtuh-9p7eer-3p30cop | DEER2023 | D23 v1 | 2022-10-06 17:53 | Any | MLI | Ex | CZ06 | cDXHP | Cap-Tons | 250 | 100000 | None | 393 | 0.0772 | 0 | 17.8 | 0.00895 | 0 | [6 empty] | DEER:HVAC_Split-Package_HP | Annual | 20 | [13 empty] | CZ2022 | None
NE-HVAC-airHP-SpltPkg-240to759kBtuh-9p7eer-3p30cop | DEER2023 | D23 v1 | 2022-10-06 17:53 | Any | MLI | Ex | CZ07 | cDXHP | Cap-Tons | 235 | 100000 | None | 383 | 0.0756 | 0 | 15 | 0.00769 | 0 | [6 empty] | DEER:HVAC_Split-Package_HP | Annual | 20 | [13 empty] | CZ2022 | None
NE-HVAC-airHP-SpltPkg-240to759kBtuh-9p7eer-3p30cop | DEER2023 | D23 v1 | 2022-10-06 17:53 | Any | MLI | Ex | CZ08 | cDXHP | Cap-Tons | 244 | 100000 | None | 380 | 0.0649 | 0 | 27.3 | 0.0134 | 0 | [6 empty] | DEER:HVAC_Split-Package_HP | Annual | 20 | [13 empty] | CZ2022 | None
NE-HVAC-airHP-SpltPkg-240to759kBtuh-9p7eer-3p30cop | DEER2023 | D23 v1 | 2022-10-06 17:53 | Any | MLI | Ex | CZ09 | cDXHP | Cap-Tons | 299 | 100000 | None | 403 | 0.0801 | 0 | 21.2 | 0.0128 | 0 | [6 empty] | DEER:HVAC_Split-Package_HP | Annual | 20 | [13 empty] | CZ2022 | None
NE-HVAC-airHP-SpltPkg-240to759kBtuh-9p7eer-3p30cop | DEER2023 | D23 v1 | 2022-10-06 17:53 | Any | MLI | Ex | CZ10 | cDXHP | Cap-Tons | 276 | 100000 | None | 398 | 0.0676 | 0 | 26.5 | 0.0151 | 0 | [6 empty] | DEER:HVAC_Split-Package_HP | Annual | 20 | [13 empty] | CZ2022 | None
NE-HVAC-airHP-SpltPkg-240to759kBtuh-9p7eer-3p30cop | DEER2023 | D23 v1 | 2022-10-06 17:53 | Any | MLI | Ex | CZ11 | cDXHP | Cap-Tons | 296 | 100000 | None | 408 | 0.0437 | 0 | 24.9 | 0.0205 | 0 | [6 empty] | DEER:HVAC_Split-Package_HP | Annual | 20 | [13 empty] | CZ2022 | None
NE-HVAC-airHP-SpltPkg-240to759kBtuh-9p7eer-3p30cop | DEER2023 | D23 v1 | 2022-10-06 17:53 | Any | MLI | Ex | CZ12 | cDXHP | Cap-Tons | 275 | 100000 | None | 405 | 0.0486 | 0 | 19.5 | 0.0191 | 0 | [6 empty] | DEER:HVAC_Split-Package_HP | Annual | 20 | [13 empty] | CZ2022 | None
NE-HVAC-airHP-SpltPkg-240to759kBtuh-9p7eer-3p30cop | DEER2023 | D23 v1 | 2022-10-06 17:53 | Any | MLI | Ex | CZ13 | cDXHP | Cap-Tons | 299 | 100000 | None | 395 | 0.0472 | 0 | 28.2 | 0.0197 | 0 | [6 empty] | DEER:HVAC_Split-Package_HP | Annual | 20 | [13 empty] | CZ2022 | None
NE-HVAC-airHP-SpltPkg-240to759kBtuh-9p7eer-3p30cop | DEER2023 | D23 v1 | 2022-10-06 17:53 | Any | MLI | Ex | CZ14 | cDXHP | Cap-Tons | 294 | 100000 | None | 418 | 0.0586 | 0 | 25.1 | 0.0178 | 0 | [6 empty] | DEER:HVAC_Split-Package_HP | Annual | 20 | [13 empty] | CZ2022 | None
NE-HVAC-airHP-SpltPkg-240to759kBtuh-9p7eer-3p30cop | DEER2023 | D23 v1 | 2022-10-06 17:53 | Any | MLI | Ex | CZ15 | cDXHP | Cap-Tons | 368 | 100000 | None | 407 | 0.0401 | 0 | 43.9 | 0.0234 | 0 | [6 empty] | DEER:HVAC_Split-Package_HP | Annual | 20 | [13 empty] | CZ2022 | None
NE-HVAC-airHP-SpltPkg-240to759kBtuh-9p7eer-3p30cop | DEER2023 | D23 v1 | 2022-10-06 17:53 | Any | MLI | Ex | CZ16 | cDXHP | Cap-Tons | 256 | 100000 | None | 465 | 0.0737 | 0 | 9.38 | 0.00832 | 0 | [6 empty] | DEER:HVAC_Split-Package_HP | Annual | 20 | [13 empty] | CZ2022 | None
NE-HVAC-airHP-SpltPkg-240to759kBtuh-9p7eer-3p30cop | DEER2023 | D23 v1 | 2022-10-06 17:53 | Any | MLI | Old | CZ01 | cDXHP | Cap-Tons | 226 | 100000 | None | 531 | 0.082 | 0 | 2.42 | 0.00334 | 0 | [6 empty] | DEER:HVAC_Split-Package_HP | Annual | 20 | [13 empty] | CZ2022 | None
NE-HVAC-airHP-SpltPkg-240to759kBtuh-9p7eer-3p30cop | DEER2023 | D23 v1 | 2022-10-06 17:53 | Any | MLI | Old | CZ02 | cDXHP | Cap-Tons | 246 | 100000 | None | 497 | 0.0815 | 0 | 13.8 | 0.0137 | 0 | [6 empty] | DEER:HVAC_Split-Package_HP | Annual | 20 | [13 empty] | CZ2022 | None
NE-HVAC-airHP-SpltPkg-240to759kBtuh-9p7eer-3p30cop | DEER2023 | D23 v1 | 2022-10-06 17:53 | Any | MLI | Old | CZ03 | cDXHP | Cap-Tons | 234 | 100000 | None | 471 | 0.0916 | 0 | 6.38 | 0.00771 | 0 | [6 empty] | DEER:HVAC_Split-Package_HP | Annual | 20 | [13 empty] | CZ2022 | None
NE-HVAC-airHP-SpltPkg-240to759kBtuh-9p7eer-3p30cop | DEER2023 | D23 v1 | 2022-10-06 17:53 | Any | MLI | Old | CZ04 | cDXHP | Cap-Tons | 249 | 100000 | None | 468 | 0.079 | 0 | 16.8 | 0.0147 | 0 | [6 empty] | DEER:HVAC_Split-Package_HP | Annual | 20 | [13 empty] | CZ2022 | None
NE-HVAC-airHP-SpltPkg-240to759kBtuh-9p7eer-3p30cop | DEER2023 | D23 v1 | 2022-10-06 17:53 | Any | MLI | Old | CZ05 | cDXHP | Cap-Tons | 233 | 100000 | None | 477 | 0.0889 | 0 | 8.79 | 0.00601 | 0 | [6 empty] | DEER:HVAC_Split-Package_HP | Annual | 20 | [13 empty] | CZ2022 | None
NE-HVAC-airHP-SpltPkg-240to759kBtuh-9p7eer-3p30cop | DEER2023 | D23 v1 | 2022-10-06 17:53 | Any | MLI | Old | CZ06 | cDXHP | Cap-Tons | 248 | 100000 | None | 472 | 0.0932 | 0 | 18.6 | 0.00911 | 0 | [6 empty] | DEER:HVAC_Split-Package_HP | Annual | 20 | [13 empty] | CZ2022 | None
NE-HVAC-airHP-SpltPkg-240to759kBtuh-9p7eer-3p30cop | DEER2023 | D23 v1 | 2022-10-06 17:53 | Any | MLI | Old | CZ07 | cDXHP | Cap-Tons | 234 | 100000 | None | 456 | 0.0908 | 0 | 15.7 | 0.00785 | 0 | [6 empty] | DEER:HVAC_Split-Package_HP | Annual | 20 | [13 empty] | CZ2022 | None
NE-HVAC-airHP-SpltPkg-240to759kBtuh-9p7eer-3p30cop | DEER2023 | D23 v1 | 2022-10-06 17:53 | Any | MLI | Old | CZ08 | cDXHP | Cap-Tons | 243 | 100000 | None | 456 | 0.0766 | 0 | 28 | 0.0135 | 0 | [6 empty] | DEER:HVAC_Split-Package_HP | Annual | 20 | [13 empty] | CZ2022 | None
NE-HVAC-airHP-SpltPkg-240to759kBtuh-9p7eer-3p30cop | DEER2023 | D23 v1 | 2022-10-06 17:53 | Any | MLI | Old | CZ09 | cDXHP | Cap-Tons | 304 | 100000 | None | 482 | 0.0962 | 0 | 21.6 | 0.0129 | 0 | [6 empty] | DEER:HVAC_Split-Package_HP | Annual | 20 | [13 empty] | CZ2022 | None
NE-HVAC-airHP-SpltPkg-240to759kBtuh-9p7eer-3p30cop | DEER2023 | D23 v1 | 2022-10-06 17:53 | Any | MLI | Old | CZ10 | cDXHP | Cap-Tons | 290 | 100000 | None | 476 | 0.0779 | 0 | 26.8 | 0.0153 | 0 | [6 empty] | DEER:HVAC_Split-Package_HP | Annual | 20 | [13 empty] | CZ2022 | None
NE-HVAC-airHP-SpltPkg-240to759kBtuh-9p7eer-3p30cop | DEER2023 | D23 v1 | 2022-10-06 17:53 | Any | MLI | Old | CZ11 | cDXHP | Cap-Tons | 319 | 100000 | None | 487 | 0.0498 | 0 | 25.1 | 0.021 | 0 | [6 empty] | DEER:HVAC_Split-Package_HP | Annual | 20 | [13 empty] | CZ2022 | None
NE-HVAC-airHP-SpltPkg-240to759kBtuh-9p7eer-3p30cop | DEER2023 | D23 v1 | 2022-10-06 17:53 | Any | MLI | Old | CZ12 | cDXHP | Cap-Tons | 288 | 100000 | None | 479 | 0.0559 | 0 | 19.7 | 0.0194 | 0 | [6 empty] | DEER:HVAC_Split-Package_HP | Annual | 20 | [13 empty] | CZ2022 | None
NE-HVAC-airHP-SpltPkg-240to759kBtuh-9p7eer-3p30cop | DEER2023 | D23 v1 | 2022-10-06 17:53 | Any | MLI | Old | CZ13 | cDXHP | Cap-Tons | 319 | 100000 | None | 475 | 0.0552 | 0 | 28.5 | 0.02 | 0 | [6 empty] | DEER:HVAC_Split-Package_HP | Annual | 20 | [13 empty] | CZ2022 | None
NE-HVAC-airHP-SpltPkg-240to759kBtuh-9p7eer-3p30cop | DEER2023 | D23 v1 | 2022-10-06 17:53 | Any | MLI | Old | CZ14 | cDXHP | Cap-Tons | 317 | 100000 | None | 500 | 0.0657 | 0 | 25.3 | 0.0182 | 0 | [6 empty] | DEER:HVAC_Split-Package_HP | Annual | 20 | [13 empty] | CZ2022 | None
NE-HVAC-airHP-SpltPkg-240to759kBtuh-9p7eer-3p30cop | DEER2023 | D23 v1 | 2022-10-06 17:53 | Any | MLI | Old | CZ15 | cDXHP | Cap-Tons | 394 | 100000 | None | 483 | 0.0445 | 0 | 44.5 | 0.0241 | 0 | [6 empty] | DEER:HVAC_Split-Package_HP | Annual | 20 | [13 empty] | CZ2022 | None
NE-HVAC-airHP-SpltPkg-240to759kBtuh-9p7eer-3p30cop | DEER2023 | D23 v1 | 2022-10-06 17:53 | Any | MLI | Old | CZ16 | cDXHP | Cap-Tons | 280 | 100000 | None | 558 | 0.0885 | 0 | 9.17 | 0.00831 | 0 | [6 empty] | DEER:HVAC_Split-Package_HP | Annual | 20 | [13 empty] | CZ2022 | None
NE-HVAC-airHP-SpltPkg-240to759kBtuh-9p7eer-3p30cop | DEER2023 | D23 v1 | 2022-10-06 17:53 | Any | MLI | Rec | CZ01 | cDXHP | Cap-Tons | 205 | 100000 | None | 0.463 | -0.0044 | 0 | 2.42 | 0.00317 | 0 | [6 empty] | DEER:HVAC_Split-Package_HP | Annual | 20 | [13 empty] | CZ2022 | None
NE-HVAC-airHP-SpltPkg-240to759kBtuh-9p7eer-3p30cop | DEER2023 | D23 v1 | 2022-10-06 17:53 | Any | MLI | Rec | CZ02 | cDXHP | Cap-Tons | 222 | 100000 | None | -7.45 | -0.00274 | 0 | 13.3 | 0.0136 | 0 | [6 empty] | DEER:HVAC_Split-Package_HP | Annual | 20 | [13 empty] | CZ2022 | None
NE-HVAC-airHP-SpltPkg-240to759kBtuh-9p7eer-3p30cop | DEER2023 | D23 v1 | 2022-10-06 17:53 | Any | MLI | Rec | CZ03 | cDXHP | Cap-Tons | 215 | 100000 | None | -11.2 | -0.00287 | 0 | 6.02 | 0.00749 | 0 | [6 empty] | DEER:HVAC_Split-Package_HP | Annual | 20 | [13 empty] | CZ2022 | None
NE-HVAC-airHP-SpltPkg-240to759kBtuh-9p7eer-3p30cop | DEER2023 | D23 v1 | 2022-10-06 17:53 | Any | MLI | Rec | CZ04 | cDXHP | Cap-Tons | 225 | 100000 | None | -13.3 | -0.00255 | 0 | 16.4 | 0.0146 | 0 | [6 empty] | DEER:HVAC_Split-Package_HP | Annual | 20 | [13 empty] | CZ2022 | None
NE-HVAC-airHP-SpltPkg-240to759kBtuh-9p7eer-3p30cop | DEER2023 | D23 v1 | 2022-10-06 17:53 | Any | MLI | Rec | CZ05 | cDXHP | Cap-Tons | 214 | 100000 | None | -11.7 | -0.00378 | 0 | 8.24 | 0.00584 | 0 | [6 empty] | DEER:HVAC_Split-Package_HP | Annual | 20 | [13 empty] | CZ2022 | None
NE-HVAC-airHP-SpltPkg-240to759kBtuh-9p7eer-3p30cop | DEER2023 | D23 v1 | 2022-10-06 17:53 | Any | MLI | Rec | CZ06 | cDXHP | Cap-Tons | 231 | 100000 | None | -16.1 | -0.0017 | 0 | 17.8 | 0.009 | 0 | [6 empty] | DEER:HVAC_Split-Package_HP | Annual | 20 | [13 empty] | CZ2022 | None
NE-HVAC-airHP-SpltPkg-240to759kBtuh-9p7eer-3p30cop | DEER2023 | D23 v1 | 2022-10-06 17:53 | Any | MLI | Rec | CZ07 | cDXHP | Cap-Tons | 218 | 100000 | None | -17.9 | -0.00222 | 0 | 15 | 0.00777 | 0 | [6 empty] | DEER:HVAC_Split-Package_HP | Annual | 20 | [13 empty] | CZ2022 | None
NE-HVAC-airHP-SpltPkg-240to759kBtuh-9p7eer-3p30cop | DEER2023 | D23 v1 | 2022-10-06 17:53 | Any | MLI | Rec | CZ08 | cDXHP | Cap-Tons | 226 | 100000 | None | -15.2 | -0.00233 | 0 | 27.1 | 0.0135 | 0 | [6 empty] | DEER:HVAC_Split-Package_HP | Annual | 20 | [13 empty] | CZ2022 | None
NE-HVAC-airHP-SpltPkg-240to759kBtuh-9p7eer-3p30cop | DEER2023 | D23 v1 | 2022-10-06 17:53 | Any | MLI | Rec | CZ09 | cDXHP | Cap-Tons | 272 | 100000 | None | -16.4 | -0.00166 | 0 | 21.1 | 0.0129 | 0 | [6 empty] | DEER:HVAC_Split-Package_HP | Annual | 20 | [13 empty] | CZ2022 | None
NE-HVAC-airHP-SpltPkg-240to759kBtuh-9p7eer-3p30cop | DEER2023 | D23 v1 | 2022-10-06 17:53 | Any | MLI | Rec | CZ10 | cDXHP | Cap-Tons | 256 | 100000 | None | -14.8 | -0.00211 | 0 | 26.5 | 0.0152 | 0 | [6 empty] | DEER:HVAC_Split-Package_HP | Annual | 20 | [13 empty] | CZ2022 | None
NE-HVAC-airHP-SpltPkg-240to759kBtuh-9p7eer-3p30cop | DEER2023 | D23 v1 | 2022-10-06 17:53 | Any | MLI | Rec | CZ11 | cDXHP | Cap-Tons | 254 | 100000 | None | -12.9 | -0.00355 | 0 | 25.3 | 0.02 | 0 | [6 empty] | DEER:HVAC_Split-Package_HP | Annual | 20 | [13 empty] | CZ2022 | None
NE-HVAC-airHP-SpltPkg-240to759kBtuh-9p7eer-3p30cop | DEER2023 | D23 v1 | 2022-10-06 17:53 | Any | MLI | Rec | CZ12 | cDXHP | Cap-Tons | 249 | 100000 | None | -12.5 | -0.00433 | 0 | 19.4 | 0.019 | 0 | [6 empty] | DEER:HVAC_Split-Package_HP | Annual | 20 | [13 empty] | CZ2022 | None
NE-HVAC-airHP-SpltPkg-240to759kBtuh-9p7eer-3p30cop | DEER2023 | D23 v1 | 2022-10-06 17:53 | Any | MLI | Rec | CZ13 | cDXHP | Cap-Tons | 264 | 100000 | None | -14.9 | -0.00458 | 0 | 28.3 | 0.0196 | 0 | [6 empty] | DEER:HVAC_Split-Package_HP | Annual | 20 | [13 empty] | CZ2022 | None
NE-HVAC-airHP-SpltPkg-240to759kBtuh-9p7eer-3p30cop | DEER2023 | D23 v1 | 2022-10-06 17:53 | Any | MLI | Rec | CZ14 | cDXHP | Cap-Tons | 254 | 100000 | None | -12.2 | -0.00253 | 0 | 25.5 | 0.0178 | 0 | [6 empty] | DEER:HVAC_Split-Package_HP | Annual | 20 | [13 empty] | CZ2022 | None
NE-HVAC-airHP-SpltPkg-240to759kBtuh-9p7eer-3p30cop | DEER2023 | D23 v1 | 2022-10-06 17:53 | Any | MLI | Rec | CZ15 | cDXHP | Cap-Tons | 323 | 100000 | None | -16.9 | -0.00315 | 0 | 43.6 | 0.0225 | 0 | [6 empty] | DEER:HVAC_Split-Package_HP | Annual | 20 | [13 empty] | CZ2022 | None
NE-HVAC-airHP-SpltPkg-240to759kBtuh-9p7eer-3p30cop | DEER2023 | D23 v1 | 2022-10-06 17:53 | Any | MLI | Rec | CZ16 | cDXHP | Cap-Tons | 217 | 100000 | None | 0.0345 | -0.00282 | 0 | 9.82 | 0.00834 | 0 | [6 empty] | DEER:HVAC_Split-Package_HP | Annual | 20 | [13 empty] | CZ2022 | None
NE-HVAC-airHP-SpltPkg-240to759kBtuh-9p7eer-3p30cop | DEER2023 | D23 v1 | 2022-10-06 17:53 | Any | Mtl | Ex | CZ01 | cDXHP | Cap-Tons | 8.83 | 30000 | None | 1190 | 0.0959 | 0 | 3.18 | 0.0072 | 0 | [6 empty] | DEER:HVAC_Split-Package_HP | Annual | 20 | [13 empty] | CZ2022 | None
NE-HVAC-airHP-SpltPkg-240to759kBtuh-9p7eer-3p30cop | DEER2023 | D23 v1 | 2022-10-06 17:53 | Any | Mtl | Ex | CZ02 | cDXHP | Cap-Tons | 7.32 | 30000 | None | 1090 | 0.0795 | 0 | 33.3 | 0.027 | 0 | [6 empty] | DEER:HVAC_Split-Package_HP | Annual | 20 | [13 empty] | CZ2022 | None
NE-HVAC-airHP-SpltPkg-240to759kBtuh-9p7eer-3p30cop | DEER2023 | D23 v1 | 2022-10-06 17:53 | Any | Mtl | Ex | CZ03 | cDXHP | Cap-Tons | 9.35 | 30000 | None | 1050 | 0.121 | 0 | 15.2 | 0.0156 | 0 | [6 empty] | DEER:HVAC_Split-Package_HP | Annual | 20 | [13 empty] | CZ2022 | None
NE-HVAC-airHP-SpltPkg-240to759kBtuh-9p7eer-3p30cop | DEER2023 | D23 v1 | 2022-10-06 17:53 | Any | Mtl | Ex | CZ04 | cDXHP | Cap-Tons | 7.51 | 30000 | None | 959 | 0.0662 | 0 | 43.8 | 0.0302 | 0 | [6 empty] | DEER:HVAC_Split-Package_HP | Annual | 20 | [13 empty] | CZ2022 | None
NE-HVAC-airHP-SpltPkg-240to759kBtuh-9p7eer-3p30cop | DEER2023 | D23 v1 | 2022-10-06 17:53 | Any | Mtl | Ex | CZ05 | cDXHP | Cap-Tons | 9.23 | 30000 | None | 992 | 0.104 | 0 | 19 | 0.0105 | 0 | [6 empty] | DEER:HVAC_Split-Package_HP | Annual | 20 | [13 empty] | CZ2022 | None
NE-HVAC-airHP-SpltPkg-240to759kBtuh-9p7eer-3p30cop | DEER2023 | D23 v1 | 2022-10-06 17:53 | Any | Mtl | Ex | CZ06 | cDXHP | Cap-Tons | 9.54 | 30000 | None | 962 | 0.125 | 0 | 45.3 | 0.0183 | 0 | [6 empty] | DEER:HVAC_Split-Package_HP | Annual | 20 | [13 empty] | CZ2022 | None
NE-HVAC-airHP-SpltPkg-240to759kBtuh-9p7eer-3p30cop | DEER2023 | D23 v1 | 2022-10-06 17:53 | Any | Mtl | Ex | CZ07 | cDXHP | Cap-Tons | 9.44 | 30000 | None | 915 | 0.122 | 0 | 38.9 | 0.0157 | 0 | [6 empty] | DEER:HVAC_Split-Package_HP | Annual | 20 | [13 empty] | CZ2022 | None
NE-HVAC-airHP-SpltPkg-240to759kBtuh-9p7eer-3p30cop | DEER2023 | D23 v1 | 2022-10-06 17:53 | Any | Mtl | Ex | CZ08 | cDXHP | Cap-Tons | 7.57 | 30000 | None | 885 | 0.0851 | 0 | 67.5 | 0.0255 | 0 | [6 empty] | DEER:HVAC_Split-Package_HP | Annual | 20 | [13 empty] | CZ2022 | None
NE-HVAC-airHP-SpltPkg-240to759kBtuh-9p7eer-3p30cop | DEER2023 | D23 v1 | 2022-10-06 17:53 | Any | Mtl | Ex | CZ09 | cDXHP | Cap-Tons | 9.24 | 30000 | None | 945 | 0.119 | 0 | 51.9 | 0.0244 | 0 | [6 empty] | DEER:HVAC_Split-Package_HP | Annual | 20 | [13 empty] | CZ2022 | None
NE-HVAC-airHP-SpltPkg-240to759kBtuh-9p7eer-3p30cop | DEER2023 | D23 v1 | 2022-10-06 17:53 | Any | Mtl | Ex | CZ10 | cDXHP | Cap-Tons | 8.76 | 30000 | None | 985 | 0.0975 | 0 | 59.4 | 0.0276 | 0 | [6 empty] | DEER:HVAC_Split-Package_HP | Annual | 20 | [13 empty] | CZ2022 | None
NE-HVAC-airHP-SpltPkg-240to759kBtuh-9p7eer-3p30cop | DEER2023 | D23 v1 | 2022-10-06 17:53 | Any | Mtl | Ex | CZ11 | cDXHP | Cap-Tons | 9.45 | 30000 | None | 1050 | 0.0509 | 0 | 55.7 | 0.0364 | 0 | [6 empty] | DEER:HVAC_Split-Package_HP | Annual | 20 | [13 empty] | CZ2022 | None
NE-HVAC-airHP-SpltPkg-240to759kBtuh-9p7eer-3p30cop | DEER2023 | D23 v1 | 2022-10-06 17:53 | Any | Mtl | Ex | CZ12 | cDXHP | Cap-Tons | 8.54 | 30000 | None | 1000 | 0.0483 | 0 | 45.3 | 0.035 | 0 | [6 empty] | DEER:HVAC_Split-Package_HP | Annual | 20 | [13 empty] | CZ2022 | None
NE-HVAC-airHP-SpltPkg-240to759kBtuh-9p7eer-3p30cop | DEER2023 | D23 v1 | 2022-10-06 17:53 | Any | Mtl | Ex | CZ13 | cDXHP | Cap-Tons | 9.54 | 30000 | None | 1010 | 0.0568 | 0 | 62.7 | 0.0356 | 0 | [6 empty] | DEER:HVAC_Split-Package_HP | Annual | 20 | [13 empty] | CZ2022 | None
NE-HVAC-airHP-SpltPkg-240to759kBtuh-9p7eer-3p30cop | DEER2023 | D23 v1 | 2022-10-06 17:53 | Any | Mtl | Ex | CZ14 | cDXHP | Cap-Tons | 9.37 | 30000 | None | 1040 | 0.0807 | 0 | 54.9 | 0.0316 | 0 | [6 empty] | DEER:HVAC_Split-Package_HP | Annual | 20 | [13 empty] | CZ2022 | None
NE-HVAC-airHP-SpltPkg-240to759kBtuh-9p7eer-3p30cop | DEER2023 | D23 v1 | 2022-10-06 17:53 | Any | Mtl | Ex | CZ15 | cDXHP | Cap-Tons | 12.2 | 30000 | None | 1040 | 0.0796 | 0 | 87.5 | 0.0373 | 0 | [6 empty] | DEER:HVAC_Split-Package_HP | Annual | 20 | [13 empty] | CZ2022 | None
NE-HVAC-airHP-SpltPkg-240to759kBtuh-9p7eer-3p30cop | DEER2023 | D23 v1 | 2022-10-06 17:53 | Any | Mtl | Ex | CZ16 | cDXHP | Cap-Tons | 9.21 | 30000 | None | 1130 | 0.106 | 0 | 20.3 | 0.0165 | 0 | [6 empty] | DEER:HVAC_Split-Package_HP | Annual | 20 | [13 empty] | CZ2022 | None
NE-HVAC-airHP-SpltPkg-240to759kBtuh-9p7eer-3p30cop | DEER2023 | D23 v1 | 2022-10-06 17:53 | Any | Mtl | Old | CZ01 | cDXHP | Cap-Tons | 11 | 30000 | None | 1260 | 0.104 | 0 | 4.1 | 0.00826 | 0 | [6 empty] | DEER:HVAC_Split-Package_HP | Annual | 20 | [13 empty] | CZ2022 | None
NE-HVAC-airHP-SpltPkg-240to759kBtuh-9p7eer-3p30cop | DEER2023 | D23 v1 | 2022-10-06 17:53 | Any | Mtl | Old | CZ02 | cDXHP | Cap-Tons | 9.96 | 30000 | None | 1150 | 0.0736 | 0 | 36.3 | 0.0276 | 0 | [6 empty] | DEER:HVAC_Split-Package_HP | Annual | 20 | [13 empty] | CZ2022 | None
NE-HVAC-airHP-SpltPkg-240to759kBtuh-9p7eer-3p30cop | DEER2023 | D23 v1 | 2022-10-06 17:53 | Any | Mtl | Old | CZ03 | cDXHP | Cap-Tons | 11.6 | 30000 | None | 1110 | 0.127 | 0 | 18.3 | 0.0168 | 0 | [6 empty] | DEER:HVAC_Split-Package_HP | Annual | 20 | [13 empty] | CZ2022 | None
NE-HVAC-airHP-SpltPkg-240to759kBtuh-9p7eer-3p30cop | DEER2023 | D23 v1 | 2022-10-06 17:53 | Any | Mtl | Old | CZ04 | cDXHP | Cap-Tons | 9.93 | 30000 | None | 1070 | 0.0596 | 0 | 46.1 | 0.0306 | 0 | [6 empty] | DEER:HVAC_Split-Package_HP | Annual | 20 | [13 empty] | CZ2022 | None
NE-HVAC-airHP-SpltPkg-240to759kBtuh-9p7eer-3p30cop | DEER2023 | D23 v1 | 2022-10-06 17:53 | Any | Mtl | Old | CZ05 | cDXHP | Cap-Tons | 11.6 | 30000 | None | 1120 | 0.12 | 0 | 22.5 | 0.0115 | 0 | [6 empty] | DEER:HVAC_Split-Package_HP | Annual | 20 | [13 empty] | CZ2022 | None
NE-HVAC-airHP-SpltPkg-240to759kBtuh-9p7eer-3p30cop | DEER2023 | D23 v1 | 2022-10-06 17:53 | Any | Mtl | Old | CZ06 | cDXHP | Cap-Tons | 12 | 30000 | None | 1110 | 0.144 | 0 | 45.6 | 0.0181 | 0 | [6 empty] | DEER:HVAC_Split-Package_HP | Annual | 20 | [13 empty] | CZ2022 | None
NE-HVAC-airHP-SpltPkg-240to759kBtuh-9p7eer-3p30cop | DEER2023 | D23 v1 | 2022-10-06 17:53 | Any | Mtl | Old | CZ07 | cDXHP | Cap-Tons | 11.8 | 30000 | None | 1090 | 0.145 | 0 | 39.1 | 0.0153 | 0 | [6 empty] | DEER:HVAC_Split-Package_HP | Annual | 20 | [13 empty] | CZ2022 | None
NE-HVAC-airHP-SpltPkg-240to759kBtuh-9p7eer-3p30cop | DEER2023 | D23 v1 | 2022-10-06 17:53 | Any | Mtl | Old | CZ08 | cDXHP | Cap-Tons | 10.1 | 30000 | None | 1030 | 0.0949 | 0 | 64.8 | 0.0246 | 0 | [6 empty] | DEER:HVAC_Split-Package_HP | Annual | 20 | [13 empty] | CZ2022 | None
NE-HVAC-airHP-SpltPkg-240to759kBtuh-9p7eer-3p30cop | DEER2023 | D23 v1 | 2022-10-06 17:53 | Any | Mtl | Old | CZ09 | cDXHP | Cap-Tons | 12.1 | 30000 | None | 1120 | 0.125 | 0 | 52 | 0.0246 | 0 | [6 empty] | DEER:HVAC_Split-Package_HP | Annual | 20 | [13 empty] | CZ2022 | None
NE-HVAC-airHP-SpltPkg-240to759kBtuh-9p7eer-3p30cop | DEER2023 | D23 v1 | 2022-10-06 17:53 | Any | Mtl | Old | CZ10 | cDXHP | Cap-Tons | 11.7 | 30000 | None | 1110 | 0.101 | 0 | 60.7 | 0.0274 | 0 | [6 empty] | DEER:HVAC_Split-Package_HP | Annual | 20 | [13 empty] | CZ2022 | None
NE-HVAC-airHP-SpltPkg-240to759kBtuh-9p7eer-3p30cop | DEER2023 | D23 v1 | 2022-10-06 17:53 | Any | Mtl | Old | CZ11 | cDXHP | Cap-Tons | 12.3 | 30000 | None | 1160 | 0.0493 | 0 | 56.9 | 0.0361 | 0 | [6 empty] | DEER:HVAC_Split-Package_HP | Annual | 20 | [13 empty] | CZ2022 | None
NE-HVAC-airHP-SpltPkg-240to759kBtuh-9p7eer-3p30cop | DEER2023 | D23 v1 | 2022-10-06 17:53 | Any | Mtl | Old | CZ12 | cDXHP | Cap-Tons | 11 | 30000 | None | 1120 | 0.0448 | 0 | 47.3 | 0.035 | 0 | [6 empty] | DEER:HVAC_Split-Package_HP | Annual | 20 | [13 empty] | CZ2022 | None
NE-HVAC-airHP-SpltPkg-240to759kBtuh-9p7eer-3p30cop | DEER2023 | D23 v1 | 2022-10-06 17:53 | Any | Mtl | Old | CZ13 | cDXHP | Cap-Tons | 12.4 | 30000 | None | 1140 | 0.0531 | 0 | 63.2 | 0.0355 | 0 | [6 empty] | DEER:HVAC_Split-Package_HP | Annual | 20 | [13 empty] | CZ2022 | None
NE-HVAC-airHP-SpltPkg-240to759kBtuh-9p7eer-3p30cop | DEER2023 | D23 v1 | 2022-10-06 17:53 | Any | Mtl | Old | CZ14 | cDXHP | Cap-Tons | 11.9 | 30000 | None | 1180 | 0.0918 | 0 | 56.8 | 0.0311 | 0 | [6 empty] | DEER:HVAC_Split-Package_HP | Annual | 20 | [13 empty] | CZ2022 | None
NE-HVAC-airHP-SpltPkg-240to759kBtuh-9p7eer-3p30cop | DEER2023 | D23 v1 | 2022-10-06 17:53 | Any | Mtl | Old | CZ15 | cDXHP | Cap-Tons | 15 | 30000 | None | 1200 | 0.0884 | 0 | 88 | 0.0366 | 0 | [6 empty] | DEER:HVAC_Split-Package_HP | Annual | 20 | [13 empty] | CZ2022 | None
NE-HVAC-airHP-SpltPkg-240to759kBtuh-9p7eer-3p30cop | DEER2023 | D23 v1 | 2022-10-06 17:53 | Any | Mtl | Old | CZ16 | cDXHP | Cap-Tons | 11.6 | 30000 | None | 1310 | 0.126 | 0 | 22.3 | 0.0174 | 0 | [6 empty] | DEER:HVAC_Split-Package_HP | Annual | 20 | [13 empty] | CZ2022 | None
NE-HVAC-airHP-SpltPkg-240to759kBtuh-9p7eer-3p30cop | DEER2023 | D23 v1 | 2022-10-06 17:53 | Any | Mtl | Rec | CZ01 | cDXHP | Cap-Tons | 8.14 | 30000 | None | -37.9 | -0.00815 | 0 | 3.35 | 0.00728 | 0 | [6 empty] | DEER:HVAC_Split-Package_HP | Annual | 20 | [13 empty] | CZ2022 | None
NE-HVAC-airHP-SpltPkg-240to759kBtuh-9p7eer-3p30cop | DEER2023 | D23 v1 | 2022-10-06 17:53 | Any | Mtl | Rec | CZ02 | cDXHP | Cap-Tons | 6.43 | 30000 | None | -48.4 | -0.00825 | 0 | 35.7 | 0.0284 | 0 | [6 empty] | DEER:HVAC_Split-Package_HP | Annual | 20 | [13 empty] | CZ2022 | None
NE-HVAC-airHP-SpltPkg-240to759kBtuh-9p7eer-3p30cop | DEER2023 | D23 v1 | 2022-10-06 17:53 | Any | Mtl | Rec | CZ03 | cDXHP | Cap-Tons | 8.48 | 30000 | None | -57.4 | -0.00528 | 0 | 16.1 | 0.0158 | 0 | [6 empty] | DEER:HVAC_Split-Package_HP | Annual | 20 | [13 empty] | CZ2022 | None
NE-HVAC-airHP-SpltPkg-240to759kBtuh-9p7eer-3p30cop | DEER2023 | D23 v1 | 2022-10-06 17:53 | Any | Mtl | Rec | CZ04 | cDXHP | Cap-Tons | 6.52 | 30000 | None | -59.1 | -0.00718 | 0 | 46.8 | 0.0314 | 0 | [6 empty] | DEER:HVAC_Split-Package_HP | Annual | 20 | [13 empty] | CZ2022 | None
NE-HVAC-airHP-SpltPkg-240to759kBtuh-9p7eer-3p30cop | DEER2023 | D23 v1 | 2022-10-06 17:53 | Any | Mtl | Rec | CZ05 | cDXHP | Cap-Tons | 8.43 | 30000 | None | -56.9 | -0.0072 | 0 | 19.8 | 0.0107 | 0 | [6 empty] | DEER:HVAC_Split-Package_HP | Annual | 20 | [13 empty] | CZ2022 | None
NE-HVAC-airHP-SpltPkg-240to759kBtuh-9p7eer-3p30cop | DEER2023 | D23 v1 | 2022-10-06 17:53 | Any | Mtl | Rec | CZ06 | cDXHP | Cap-Tons | 8.72 | 30000 | None | -58.9 | -0.0027 | 0 | 45.4 | 0.0183 | 0 | [6 empty] | DEER:HVAC_Split-Package_HP | Annual | 20 | [13 empty] | CZ2022 | None
NE-HVAC-airHP-SpltPkg-240to759kBtuh-9p7eer-3p30cop | DEER2023 | D23 v1 | 2022-10-06 17:53 | Any | Mtl | Rec | CZ07 | cDXHP | Cap-Tons | 8.66 | 30000 | None | -62.7 | -0.00305 | 0 | 38.9 | 0.0158 | 0 | [6 empty] | DEER:HVAC_Split-Package_HP | Annual | 20 | [13 empty] | CZ2022 | None
NE-HVAC-airHP-SpltPkg-240to759kBtuh-9p7eer-3p30cop | DEER2023 | D23 v1 | 2022-10-06 17:53 | Any | Mtl | Rec | CZ08 | cDXHP | Cap-Tons | 6.67 | 30000 | None | -59.4 | -0.00578 | 0 | 69 | 0.0262 | 0 | [6 empty] | DEER:HVAC_Split-Package_HP | Annual | 20 | [13 empty] | CZ2022 | None
NE-HVAC-airHP-SpltPkg-240to759kBtuh-9p7eer-3p30cop | DEER2023 | D23 v1 | 2022-10-06 17:53 | Any | Mtl | Rec | CZ09 | cDXHP | Cap-Tons | 8.28 | 30000 | None | -56.1 | -0.00229 | 0 | 52.1 | 0.0246 | 0 | [6 empty] | DEER:HVAC_Split-Package_HP | Annual | 20 | [13 empty] | CZ2022 | None
NE-HVAC-airHP-SpltPkg-240to759kBtuh-9p7eer-3p30cop | DEER2023 | D23 v1 | 2022-10-06 17:53 | Any | Mtl | Rec | CZ10 | cDXHP | Cap-Tons | 7.82 | 30000 | None | -55.9 | -0.005 | 0 | 62.3 | 0.0285 | 0 | [6 empty] | DEER:HVAC_Split-Package_HP | Annual | 20 | [13 empty] | CZ2022 | None
NE-HVAC-airHP-SpltPkg-240to759kBtuh-9p7eer-3p30cop | DEER2023 | D23 v1 | 2022-10-06 17:53 | Any | Mtl | Rec | CZ11 | cDXHP | Cap-Tons | 8.31 | 30000 | None | -49.9 | -0.01 | 0 | 58.8 | 0.0373 | 0 | [6 empty] | DEER:HVAC_Split-Package_HP | Annual | 20 | [13 empty] | CZ2022 | None
NE-HVAC-airHP-SpltPkg-240to759kBtuh-9p7eer-3p30cop | DEER2023 | D23 v1 | 2022-10-06 17:53 | Any | Mtl | Rec | CZ12 | cDXHP | Cap-Tons | 7.59 | 30000 | None | -53.8 | -0.00959 | 0 | 47.7 | 0.036 | 0 | [6 empty] | DEER:HVAC_Split-Package_HP | Annual | 20 | [13 empty] | CZ2022 | None
NE-HVAC-airHP-SpltPkg-240to759kBtuh-9p7eer-3p30cop | DEER2023 | D23 v1 | 2022-10-06 17:53 | Any | Mtl | Rec | CZ13 | cDXHP | Cap-Tons | 8.52 | 30000 | None | -54.7 | -0.00859 | 0 | 65.4 | 0.0364 | 0 | [6 empty] | DEER:HVAC_Split-Package_HP | Annual | 20 | [13 empty] | CZ2022 | None
NE-HVAC-airHP-SpltPkg-240to759kBtuh-9p7eer-3p30cop | DEER2023 | D23 v1 | 2022-10-06 17:53 | Any | Mtl | Rec | CZ14 | cDXHP | Cap-Tons | 8.33 | 30000 | None | -49.4 | -0.00905 | 0 | 57.6 | 0.0322 | 0 | [6 empty] | DEER:HVAC_Split-Package_HP | Annual | 20 | [13 empty] | CZ2022 | None
NE-HVAC-airHP-SpltPkg-240to759kBtuh-9p7eer-3p30cop | DEER2023 | D23 v1 | 2022-10-06 17:53 | Any | Mtl | Rec | CZ15 | cDXHP | Cap-Tons | 10.9 | 30000 | None | -52.6 | -0.00904 | 0 | 89.9 | 0.0378 | 0 | [6 empty] | DEER:HVAC_Split-Package_HP | Annual | 20 | [13 empty] | CZ2022 | None
NE-HVAC-airHP-SpltPkg-240to759kBtuh-9p7eer-3p30cop | DEER2023 | D23 v1 | 2022-10-06 17:53 | Any | Mtl | Rec | CZ16 | cDXHP | Cap-Tons | 8.47 | 30000 | None | -32.9 | -0.00625 | 0 | 20.8 | 0.0167 | 0 | [6 empty] | DEER:HVAC_Split-Package_HP | Annual | 20 | [13 empty] | CZ2022 | None
NE-HVAC-airHP-SpltPkg-240to759kBtuh-9p7eer-3p30cop | DEER2023 | D23 v1 | 2022-10-06 17:53 | Any | Nrs | Ex | CZ01 | cDXHP | Cap-Tons | 96.3 | 60700 | None | 1040 | 0.1 | 0 | 2.23 | 0.00537 | 0 | [6 empty] | DEER:HVAC_Split-Package_HP | Annual | 20 | [13 empty] | CZ2022 | None
NE-HVAC-airHP-SpltPkg-240to759kBtuh-9p7eer-3p30cop | DEER2023 | D23 v1 | 2022-10-06 17:53 | Any | Nrs | Ex | CZ02 | cDXHP | Cap-Tons | 97 | 60700 | None | 950 | 0.105 | 0 | 20.6 | 0.0181 | 0 | [6 empty] | DEER:HVAC_Split-Package_HP | Annual | 20 | [13 empty] | CZ2022 | None
NE-HVAC-airHP-SpltPkg-240to759kBtuh-9p7eer-3p30cop | DEER2023 | D23 v1 | 2022-10-06 17:53 | Any | Nrs | Ex | CZ03 | cDXHP | Cap-Tons | 100 | 60700 | None | 844 | 0.104 | 0 | 11.3 | 0.0128 | 0 | [6 empty] | DEER:HVAC_Split-Package_HP | Annual | 20 | [13 empty] | CZ2022 | None
NE-HVAC-airHP-SpltPkg-240to759kBtuh-9p7eer-3p30cop | DEER2023 | D23 v1 | 2022-10-06 17:53 | Any | Nrs | Ex | CZ04 | cDXHP | Cap-Tons | 102 | 60700 | None | 903 | 0.102 | 0 | 26.9 | 0.0208 | 0 | [6 empty] | DEER:HVAC_Split-Package_HP | Annual | 20 | [13 empty] | CZ2022 | None
NE-HVAC-airHP-SpltPkg-240to759kBtuh-9p7eer-3p30cop | DEER2023 | D23 v1 | 2022-10-06 17:53 | Any | Nrs | Ex | CZ05 | cDXHP | Cap-Tons | 100 | 60700 | None | 838 | 0.0945 | 0 | 14.7 | 0.00854 | 0 | [6 empty] | DEER:HVAC_Split-Package_HP | Annual | 20 | [13 empty] | CZ2022 | None
NE-HVAC-airHP-SpltPkg-240to759kBtuh-9p7eer-3p30cop | DEER2023 | D23 v1 | 2022-10-06 17:53 | Any | Nrs | Ex | CZ06 | cDXHP | Cap-Tons | 103 | 60700 | None | 926 | 0.124 | 0 | 32.8 | 0.0155 | 0 | [6 empty] | DEER:HVAC_Split-Package_HP | Annual | 20 | [13 empty] | CZ2022 | None
NE-HVAC-airHP-SpltPkg-240to759kBtuh-9p7eer-3p30cop | DEER2023 | D23 v1 | 2022-10-06 17:53 | Any | Nrs | Ex | CZ07 | cDXHP | Cap-Tons | 102 | 60700 | None | 828 | 0.11 | 0 | 27.5 | 0.0132 | 0 | [6 empty] | DEER:HVAC_Split-Package_HP | Annual | 20 | [13 empty] | CZ2022 | None
NE-HVAC-airHP-SpltPkg-240to759kBtuh-9p7eer-3p30cop | DEER2023 | D23 v1 | 2022-10-06 17:53 | Any | Nrs | Ex | CZ08 | cDXHP | Cap-Tons | 104 | 60700 | None | 932 | 0.118 | 0 | 40.4 | 0.0174 | 0 | [6 empty] | DEER:HVAC_Split-Package_HP | Annual | 20 | [13 empty] | CZ2022 | None
NE-HVAC-airHP-SpltPkg-240to759kBtuh-9p7eer-3p30cop | DEER2023 | D23 v1 | 2022-10-06 17:53 | Any | Nrs | Ex | CZ09 | cDXHP | Cap-Tons | 107 | 60700 | None | 899 | 0.108 | 0 | 37.8 | 0.0203 | 0 | [6 empty] | DEER:HVAC_Split-Package_HP | Annual | 20 | [13 empty] | CZ2022 | None
NE-HVAC-airHP-SpltPkg-240to759kBtuh-9p7eer-3p30cop | DEER2023 | D23 v1 | 2022-10-06 17:53 | Any | Nrs | Ex | CZ10 | cDXHP | Cap-Tons | 99.2 | 60700 | None | 886 | 0.108 | 0 | 41.9 | 0.0213 | 0 | [6 empty] | DEER:HVAC_Split-Package_HP | Annual | 20 | [13 empty] | CZ2022 | None
NE-HVAC-airHP-SpltPkg-240to759kBtuh-9p7eer-3p30cop | DEER2023 | D23 v1 | 2022-10-06 17:53 | Any | Nrs | Ex | CZ11 | cDXHP | Cap-Tons | 101 | 60700 | None | 869 | 0.0652 | 0 | 43 | 0.0296 | 0 | [6 empty] | DEER:HVAC_Split-Package_HP | Annual | 20 | [13 empty] | CZ2022 | None
NE-HVAC-airHP-SpltPkg-240to759kBtuh-9p7eer-3p30cop | DEER2023 | D23 v1 | 2022-10-06 17:53 | Any | Nrs | Ex | CZ12 | cDXHP | Cap-Tons | 98.7 | 60700 | None | 916 | 0.0879 | 0 | 31.6 | 0.0263 | 0 | [6 empty] | DEER:HVAC_Split-Package_HP | Annual | 20 | [13 empty] | CZ2022 | None
NE-HVAC-airHP-SpltPkg-240to759kBtuh-9p7eer-3p30cop | DEER2023 | D23 v1 | 2022-10-06 17:53 | Any | Nrs | Ex | CZ13 | cDXHP | Cap-Tons | 101 | 60700 | None | 930 | 0.0813 | 0 | 47.4 | 0.0289 | 0 | [6 empty] | DEER:HVAC_Split-Package_HP | Annual | 20 | [13 empty] | CZ2022 | None
NE-HVAC-airHP-SpltPkg-240to759kBtuh-9p7eer-3p30cop | DEER2023 | D23 v1 | 2022-10-06 17:53 | Any | Nrs | Ex | CZ14 | cDXHP | Cap-Tons | 101 | 60700 | None | 837 | 0.075 | 0 | 42.4 | 0.0263 | 0 | [6 empty] | DEER:HVAC_Split-Package_HP | Annual | 20 | [13 empty] | CZ2022 | None
NE-HVAC-airHP-SpltPkg-240to759kBtuh-9p7eer-3p30cop | DEER2023 | D23 v1 | 2022-10-06 17:53 | Any | Nrs | Ex | CZ15 | cDXHP | Cap-Tons | 113 | 60700 | None | 736 | 0.053 | 0 | 76.8 | 0.0345 | 0 | [6 empty] | DEER:HVAC_Split-Package_HP | Annual | 20 | [13 empty] | CZ2022 | None
NE-HVAC-airHP-SpltPkg-240to759kBtuh-9p7eer-3p30cop | DEER2023 | D23 v1 | 2022-10-06 17:53 | Any | Nrs | Ex | CZ16 | cDXHP | Cap-Tons | 96.7 | 60700 | None | 994 | 0.107 | 0 | 14.2 | 0.0135 | 0 | [6 empty] | DEER:HVAC_Split-Package_HP | Annual | 20 | [13 empty] | CZ2022 | None
NE-HVAC-airHP-SpltPkg-240to759kBtuh-9p7eer-3p30cop | DEER2023 | D23 v1 | 2022-10-06 17:53 | Any | Nrs | Old | CZ01 | cDXHP | Cap-Tons | 101 | 60700 | None | 1160 | 0.109 | 0 | 2.62 | 0.00615 | 0 | [6 empty] | DEER:HVAC_Split-Package_HP | Annual | 20 | [13 empty] | CZ2022 | None
NE-HVAC-airHP-SpltPkg-240to759kBtuh-9p7eer-3p30cop | DEER2023 | D23 v1 | 2022-10-06 17:53 | Any | Nrs | Old | CZ02 | cDXHP | Cap-Tons | 106 | 60700 | None | 1100 | 0.115 | 0 | 22.6 | 0.0195 | 0 | [6 empty] | DEER:HVAC_Split-Package_HP | Annual | 20 | [13 empty] | CZ2022 | None
NE-HVAC-airHP-SpltPkg-240to759kBtuh-9p7eer-3p30cop | DEER2023 | D23 v1 | 2022-10-06 17:53 | Any | Nrs | Old | CZ03 | cDXHP | Cap-Tons | 104 | 60700 | None | 1050 | 0.13 | 0 | 12.2 | 0.0135 | 0 | [6 empty] | DEER:HVAC_Split-Package_HP | Annual | 20 | [13 empty] | CZ2022 | None
NE-HVAC-airHP-SpltPkg-240to759kBtuh-9p7eer-3p30cop | DEER2023 | D23 v1 | 2022-10-06 17:53 | Any | Nrs | Old | CZ04 | cDXHP | Cap-Tons | 106 | 60700 | None | 1060 | 0.115 | 0 | 28.1 | 0.0218 | 0 | [6 empty] | DEER:HVAC_Split-Package_HP | Annual | 20 | [13 empty] | CZ2022 | None
NE-HVAC-airHP-SpltPkg-240to759kBtuh-9p7eer-3p30cop | DEER2023 | D23 v1 | 2022-10-06 17:53 | Any | Nrs | Old | CZ05 | cDXHP | Cap-Tons | 104 | 60700 | None | 988 | 0.111 | 0 | 15.7 | 0.009 | 0 | [6 empty] | DEER:HVAC_Split-Package_HP | Annual | 20 | [13 empty] | CZ2022 | None
NE-HVAC-airHP-SpltPkg-240to759kBtuh-9p7eer-3p30cop | DEER2023 | D23 v1 | 2022-10-06 17:53 | Any | Nrs | Old | CZ06 | cDXHP | Cap-Tons | 106 | 60700 | None | 1060 | 0.141 | 0 | 33.8 | 0.0159 | 0 | [6 empty] | DEER:HVAC_Split-Package_HP | Annual | 20 | [13 empty] | CZ2022 | None
NE-HVAC-airHP-SpltPkg-240to759kBtuh-9p7eer-3p30cop | DEER2023 | D23 v1 | 2022-10-06 17:53 | Any | Nrs | Old | CZ07 | cDXHP | Cap-Tons | 105 | 60700 | None | 956 | 0.126 | 0 | 28.5 | 0.0135 | 0 | [6 empty] | DEER:HVAC_Split-Package_HP | Annual | 20 | [13 empty] | CZ2022 | None
NE-HVAC-airHP-SpltPkg-240to759kBtuh-9p7eer-3p30cop | DEER2023 | D23 v1 | 2022-10-06 17:53 | Any | Nrs | Old | CZ08 | cDXHP | Cap-Tons | 107 | 60700 | None | 1060 | 0.132 | 0 | 41.6 | 0.0178 | 0 | [6 empty] | DEER:HVAC_Split-Package_HP | Annual | 20 | [13 empty] | CZ2022 | None
NE-HVAC-airHP-SpltPkg-240to759kBtuh-9p7eer-3p30cop | DEER2023 | D23 v1 | 2022-10-06 17:53 | Any | Nrs | Old | CZ09 | cDXHP | Cap-Tons | 111 | 60700 | None | 1040 | 0.123 | 0 | 38.9 | 0.0209 | 0 | [6 empty] | DEER:HVAC_Split-Package_HP | Annual | 20 | [13 empty] | CZ2022 | None
NE-HVAC-airHP-SpltPkg-240to759kBtuh-9p7eer-3p30cop | DEER2023 | D23 v1 | 2022-10-06 17:53 | Any | Nrs | Old | CZ10 | cDXHP | Cap-Tons | 110 | 60700 | None | 1070 | 0.125 | 0 | 44.4 | 0.0223 | 0 | [6 empty] | DEER:HVAC_Split-Package_HP | Annual | 20 | [13 empty] | CZ2022 | None
NE-HVAC-airHP-SpltPkg-240to759kBtuh-9p7eer-3p30cop | DEER2023 | D23 v1 | 2022-10-06 17:53 | Any | Nrs | Old | CZ11 | cDXHP | Cap-Tons | 111 | 60700 | None | 1000 | 0.0663 | 0 | 44.9 | 0.0307 | 0 | [6 empty] | DEER:HVAC_Split-Package_HP | Annual | 20 | [13 empty] | CZ2022 | None
NE-HVAC-airHP-SpltPkg-240to759kBtuh-9p7eer-3p30cop | DEER2023 | D23 v1 | 2022-10-06 17:53 | Any | Nrs | Old | CZ12 | cDXHP | Cap-Tons | 108 | 60700 | None | 1070 | 0.0929 | 0 | 33.6 | 0.0276 | 0 | [6 empty] | DEER:HVAC_Split-Package_HP | Annual | 20 | [13 empty] | CZ2022 | None
NE-HVAC-airHP-SpltPkg-240to759kBtuh-9p7eer-3p30cop | DEER2023 | D23 v1 | 2022-10-06 17:53 | Any | Nrs | Old | CZ13 | cDXHP | Cap-Tons | 111 | 60700 | None | 1060 | 0.0837 | 0 | 49.4 | 0.0301 | 0 | [6 empty] | DEER:HVAC_Split-Package_HP | Annual | 20 | [13 empty] | CZ2022 | None
NE-HVAC-airHP-SpltPkg-240to759kBtuh-9p7eer-3p30cop | DEER2023 | D23 v1 | 2022-10-06 17:53 | Any | Nrs | Old | CZ14 | cDXHP | Cap-Tons | 111 | 60700 | None | 992 | 0.0831 | 0 | 44.6 | 0.0273 | 0 | [6 empty] | DEER:HVAC_Split-Package_HP | Annual | 20 | [13 empty] | CZ2022 | None
NE-HVAC-airHP-SpltPkg-240to759kBtuh-9p7eer-3p30cop | DEER2023 | D23 v1 | 2022-10-06 17:53 | Any | Nrs | Old | CZ15 | cDXHP | Cap-Tons | 125 | 60700 | None | 896 | 0.0565 | 0 | 78.7 | 0.0353 | 0 | [6 empty] | DEER:HVAC_Split-Package_HP | Annual | 20 | [13 empty] | CZ2022 | None
NE-HVAC-airHP-SpltPkg-240to759kBtuh-9p7eer-3p30cop | DEER2023 | D23 v1 | 2022-10-06 17:53 | Any | Nrs | Old | CZ16 | cDXHP | Cap-Tons | 104 | 60700 | None | 1190 | 0.127 | 0 | 15.7 | 0.0146 | 0 | [6 empty] | DEER:HVAC_Split-Package_HP | Annual | 20 | [13 empty] | CZ2022 | None
NE-HVAC-airHP-SpltPkg-240to759kBtuh-9p7eer-3p30cop | DEER2023 | D23 v1 | 2022-10-06 17:53 | Any | Nrs | Rec | CZ01 | cDXHP | Cap-Tons | 95.9 | 60700 | None | -19.5 | -0.00607 | 0 | 2.03 | 0.00478 | 0 | [6 empty] | DEER:HVAC_Split-Package_HP | Annual | 20 | [13 empty] | CZ2022 | None
NE-HVAC-airHP-SpltPkg-240to759kBtuh-9p7eer-3p30cop | DEER2023 | D23 v1 | 2022-10-06 17:53 | Any | Nrs | Rec | CZ02 | cDXHP | Cap-Tons | 96 | 60700 | None | -29.2 | -0.00365 | 0 | 18.8 | 0.0168 | 0 | [6 empty] | DEER:HVAC_Split-Package_HP | Annual | 20 | [13 empty] | CZ2022 | None
NE-HVAC-airHP-SpltPkg-240to759kBtuh-9p7eer-3p30cop | DEER2023 | D23 v1 | 2022-10-06 17:53 | Any | Nrs | Rec | CZ03 | cDXHP | Cap-Tons | 95.9 | 60700 | None | -34.4 | -0.00423 | 0 | 9.26 | 0.0114 | 0 | [6 empty] | DEER:HVAC_Split-Package_HP | Annual | 20 | [13 empty] | CZ2022 | None
NE-HVAC-airHP-SpltPkg-240to759kBtuh-9p7eer-3p30cop | DEER2023 | D23 v1 | 2022-10-06 17:53 | Any | Nrs | Rec | CZ04 | cDXHP | Cap-Tons | 96 | 60700 | None | -37.9 | -0.00227 | 0 | 23.7 | 0.0189 | 0 | [6 empty] | DEER:HVAC_Split-Package_HP | Annual | 20 | [13 empty] | CZ2022 | None
NE-HVAC-airHP-SpltPkg-240to759kBtuh-9p7eer-3p30cop | DEER2023 | D23 v1 | 2022-10-06 17:53 | Any | Nrs | Rec | CZ05 | cDXHP | Cap-Tons | 95.9 | 60700 | None | -39.6 | -0.00616 | 0 | 12.1 | 0.00753 | 0 | [6 empty] | DEER:HVAC_Split-Package_HP | Annual | 20 | [13 empty] | CZ2022 | None
NE-HVAC-airHP-SpltPkg-240to759kBtuh-9p7eer-3p30cop | DEER2023 | D23 v1 | 2022-10-06 17:53 | Any | Nrs | Rec | CZ06 | cDXHP | Cap-Tons | 96 | 60700 | None | -42.1 | -0.00195 | 0 | 28.6 | 0.0144 | 0 | [6 empty] | DEER:HVAC_Split-Package_HP | Annual | 20 | [13 empty] | CZ2022 | None
NE-HVAC-airHP-SpltPkg-240to759kBtuh-9p7eer-3p30cop | DEER2023 | D23 v1 | 2022-10-06 17:53 | Any | Nrs | Rec | CZ07 | cDXHP | Cap-Tons | 96 | 60700 | None | -53.1 | -0.00422 | 0 | 23.9 | 0.0122 | 0 | [6 empty] | DEER:HVAC_Split-Package_HP | Annual | 20 | [13 empty] | CZ2022 | None
NE-HVAC-airHP-SpltPkg-240to759kBtuh-9p7eer-3p30cop | DEER2023 | D23 v1 | 2022-10-06 17:53 | Any | Nrs | Rec | CZ08 | cDXHP | Cap-Tons | 96.3 | 60700 | None | -40.6 | -0.00211 | 0 | 36.3 | 0.0162 | 0 | [6 empty] | DEER:HVAC_Split-Package_HP | Annual | 20 | [13 empty] | CZ2022 | None
NE-HVAC-airHP-SpltPkg-240to759kBtuh-9p7eer-3p30cop | DEER2023 | D23 v1 | 2022-10-06 17:53 | Any | Nrs | Rec | CZ09 | cDXHP | Cap-Tons | 98 | 60700 | None | -39.9 | -0.00213 | 0 | 34 | 0.0189 | 0 | [6 empty] | DEER:HVAC_Split-Package_HP | Annual | 20 | [13 empty] | CZ2022 | None
NE-HVAC-airHP-SpltPkg-240to759kBtuh-9p7eer-3p30cop | DEER2023 | D23 v1 | 2022-10-06 17:53 | Any | Nrs | Rec | CZ10 | cDXHP | Cap-Tons | 97 | 60700 | None | -37 | -2e-05 | 0 | 39.1 | 0.02 | 0 | [6 empty] | DEER:HVAC_Split-Package_HP | Annual | 20 | [13 empty] | CZ2022 | None
NE-HVAC-airHP-SpltPkg-240to759kBtuh-9p7eer-3p30cop | DEER2023 | D23 v1 | 2022-10-06 17:53 | Any | Nrs | Rec | CZ11 | cDXHP | Cap-Tons | 97.6 | 60700 | None | -38.6 | -0.001 | 0 | 40.4 | 0.0277 | 0 | [6 empty] | DEER:HVAC_Split-Package_HP | Annual | 20 | [13 empty] | CZ2022 | None
NE-HVAC-airHP-SpltPkg-240to759kBtuh-9p7eer-3p30cop | DEER2023 | D23 v1 | 2022-10-06 17:53 | Any | Nrs | Rec | CZ12 | cDXHP | Cap-Tons | 96.7 | 60700 | None | -32.7 | -0.00013 | 0 | 29.4 | 0.0246 | 0 | [6 empty] | DEER:HVAC_Split-Package_HP | Annual | 20 | [13 empty] | CZ2022 | None
NE-HVAC-airHP-SpltPkg-240to759kBtuh-9p7eer-3p30cop | DEER2023 | D23 v1 | 2022-10-06 17:53 | Any | Nrs | Rec | CZ13 | cDXHP | Cap-Tons | 98.1 | 60700 | None | -33.3 | 0.00112 | 0 | 44.6 | 0.0272 | 0 | [6 empty] | DEER:HVAC_Split-Package_HP | Annual | 20 | [13 empty] | CZ2022 | None
NE-HVAC-airHP-SpltPkg-240to759kBtuh-9p7eer-3p30cop | DEER2023 | D23 v1 | 2022-10-06 17:53 | Any | Nrs | Rec | CZ14 | cDXHP | Cap-Tons | 98.3 | 60700 | None | -39.1 | -0.00269 | 0 | 39.9 | 0.025 | 0 | [6 empty] | DEER:HVAC_Split-Package_HP | Annual | 20 | [13 empty] | CZ2022 | None
NE-HVAC-airHP-SpltPkg-240to759kBtuh-9p7eer-3p30cop | DEER2023 | D23 v1 | 2022-10-06 17:53 | Any | Nrs | Rec | CZ15 | cDXHP | Cap-Tons | 107 | 60700 | None | -38.6 | 0.00258 | 0 | 73.8 | 0.0332 | 0 | [6 empty] | DEER:HVAC_Split-Package_HP | Annual | 20 | [13 empty] | CZ2022 | None
NE-HVAC-airHP-SpltPkg-240to759kBtuh-9p7eer-3p30cop | DEER2023 | D23 v1 | 2022-10-06 17:53 | Any | Nrs | Rec | CZ16 | cDXHP | Cap-Tons | 96 | 60700 | None | -15 | -0.00444 | 0 | 12.9 | 0.0125 | 0 | [6 empty] | DEER:HVAC_Split-Package_HP | Annual | 20 | [13 empty] | CZ2022 | None
NE-HVAC-airHP-SpltPkg-240to759kBtuh-9p7eer-3p30cop | DEER2023 | D23 v1 | 2022-10-06 17:53 | Any | OfL | Ex | CZ01 | cDXHP | Cap-Tons | 480 | 175000 | None | 367 | 0.0301 | 0 | 5.71 | 0.00604 | 0 | [6 empty] | DEER:HVAC_Split-Package_HP | Annual | 20 | [13 empty] | CZ2022 | None
NE-HVAC-airHP-SpltPkg-240to759kBtuh-9p7eer-3p30cop | DEER2023 | D23 v1 | 2022-10-06 17:53 | Any | OfL | Ex | CZ02 | cDXHP | Cap-Tons | 461 | 175000 | None | 299 | 0.0222 | 0 | 28.4 | 0.0133 | 0 | [6 empty] | DEER:HVAC_Split-Package_HP | Annual | 20 | [13 empty] | CZ2022 | None
NE-HVAC-airHP-SpltPkg-240to759kBtuh-9p7eer-3p30cop | DEER2023 | D23 v1 | 2022-10-06 17:53 | Any | OfL | Ex | CZ03 | cDXHP | Cap-Tons | 529 | 175000 | None | 302 | 0.0408 | 0 | 15.7 | 0.00847 | 0 | [6 empty] | DEER:HVAC_Split-Package_HP | Annual | 20 | [13 empty] | CZ2022 | None
NE-HVAC-airHP-SpltPkg-240to759kBtuh-9p7eer-3p30cop | DEER2023 | D23 v1 | 2022-10-06 17:53 | Any | OfL | Ex | CZ04 | cDXHP | Cap-Tons | 488 | 175000 | None | 285 | 0.0156 | 0 | 32.3 | 0.0141 | 0 | [6 empty] | DEER:HVAC_Split-Package_HP | Annual | 20 | [13 empty] | CZ2022 | None
NE-HVAC-airHP-SpltPkg-240to759kBtuh-9p7eer-3p30cop | DEER2023 | D23 v1 | 2022-10-06 17:53 | Any | OfL | Ex | CZ05 | cDXHP | Cap-Tons | 524 | 175000 | None | 303 | 0.0466 | 0 | 20.5 | 0.00695 | 0 | [6 empty] | DEER:HVAC_Split-Package_HP | Annual | 20 | [13 empty] | CZ2022 | None
NE-HVAC-airHP-SpltPkg-240to759kBtuh-9p7eer-3p30cop | DEER2023 | D23 v1 | 2022-10-06 17:53 | Any | OfL | Ex | CZ06 | cDXHP | Cap-Tons | 561 | 175000 | None | 324 | 0.0393 | 0 | 33.6 | 0.00874 | 0 | [6 empty] | DEER:HVAC_Split-Package_HP | Annual | 20 | [13 empty] | CZ2022 | None
NE-HVAC-airHP-SpltPkg-240to759kBtuh-9p7eer-3p30cop | DEER2023 | D23 v1 | 2022-10-06 17:53 | Any | OfL | Ex | CZ07 | cDXHP | Cap-Tons | 550 | 175000 | None | 305 | 0.0453 | 0 | 28.7 | 0.00756 | 0 | [6 empty] | DEER:HVAC_Split-Package_HP | Annual | 20 | [13 empty] | CZ2022 | None
NE-HVAC-airHP-SpltPkg-240to759kBtuh-9p7eer-3p30cop | DEER2023 | D23 v1 | 2022-10-06 17:53 | Any | OfL | Ex | CZ08 | cDXHP | Cap-Tons | 511 | 175000 | None | 291 | 0.0285 | 0 | 44.3 | 0.0114 | 0 | [6 empty] | DEER:HVAC_Split-Package_HP | Annual | 20 | [13 empty] | CZ2022 | None
NE-HVAC-airHP-SpltPkg-240to759kBtuh-9p7eer-3p30cop | DEER2023 | D23 v1 | 2022-10-06 17:53 | Any | OfL | Ex | CZ09 | cDXHP | Cap-Tons | 590 | 175000 | None | 324 | 0.0354 | 0 | 35.6 | 0.0114 | 0 | [6 empty] | DEER:HVAC_Split-Package_HP | Annual | 20 | [13 empty] | CZ2022 | None
NE-HVAC-airHP-SpltPkg-240to759kBtuh-9p7eer-3p30cop | DEER2023 | D23 v1 | 2022-10-06 17:53 | Any | OfL | Ex | CZ10 | cDXHP | Cap-Tons | 532 | 175000 | None | 308 | 0.0236 | 0 | 43 | 0.0132 | 0 | [6 empty] | DEER:HVAC_Split-Package_HP | Annual | 20 | [13 empty] | CZ2022 | None
NE-HVAC-airHP-SpltPkg-240to759kBtuh-9p7eer-3p30cop | DEER2023 | D23 v1 | 2022-10-06 17:53 | Any | OfL | Ex | CZ11 | cDXHP | Cap-Tons | 567 | 175000 | None | 326 | 0.0131 | 0 | 37.2 | 0.017 | 0 | [6 empty] | DEER:HVAC_Split-Package_HP | Annual | 20 | [13 empty] | CZ2022 | None
NE-HVAC-airHP-SpltPkg-240to759kBtuh-9p7eer-3p30cop | DEER2023 | D23 v1 | 2022-10-06 17:53 | Any | OfL | Ex | CZ12 | cDXHP | Cap-Tons | 529 | 175000 | None | 309 | 0.0089 | 0 | 33.1 | 0.0165 | 0 | [6 empty] | DEER:HVAC_Split-Package_HP | Annual | 20 | [13 empty] | CZ2022 | None
NE-HVAC-airHP-SpltPkg-240to759kBtuh-9p7eer-3p30cop | DEER2023 | D23 v1 | 2022-10-06 17:53 | Any | OfL | Ex | CZ13 | cDXHP | Cap-Tons | 572 | 175000 | None | 313 | 0.0111 | 0 | 40.2 | 0.0164 | 0 | [6 empty] | DEER:HVAC_Split-Package_HP | Annual | 20 | [13 empty] | CZ2022 | None
NE-HVAC-airHP-SpltPkg-240to759kBtuh-9p7eer-3p30cop | DEER2023 | D23 v1 | 2022-10-06 17:53 | Any | OfL | Ex | CZ14 | cDXHP | Cap-Tons | 575 | 175000 | None | 330 | 0.0245 | 0 | 37.8 | 0.0144 | 0 | [6 empty] | DEER:HVAC_Split-Package_HP | Annual | 20 | [13 empty] | CZ2022 | None
NE-HVAC-airHP-SpltPkg-240to759kBtuh-9p7eer-3p30cop | DEER2023 | D23 v1 | 2022-10-06 17:53 | Any | OfL | Ex | CZ15 | cDXHP | Cap-Tons | 686 | 175000 | None | 355 | 0.0163 | 0 | 55.3 | 0.0175 | 0 | [6 empty] | DEER:HVAC_Split-Package_HP | Annual | 20 | [13 empty] | CZ2022 | None
NE-HVAC-airHP-SpltPkg-240to759kBtuh-9p7eer-3p30cop | DEER2023 | D23 v1 | 2022-10-06 17:53 | Any | OfL | Ex | CZ16 | cDXHP | Cap-Tons | 533 | 175000 | None | 351 | 0.039 | 0 | 17.9 | 0.00863 | 0 | [6 empty] | DEER:HVAC_Split-Package_HP | Annual | 20 | [13 empty] | CZ2022 | None
NE-HVAC-airHP-SpltPkg-240to759kBtuh-9p7eer-3p30cop | DEER2023 | D23 v1 | 2022-10-06 17:53 | Any | OfL | Old | CZ01 | cDXHP | Cap-Tons | 615 | 175000 | None | 406 | 0.0345 | 0 | 5.58 | 0.0062 | 0 | [6 empty] | DEER:HVAC_Split-Package_HP | Annual | 20 | [13 empty] | CZ2022 | None
NE-HVAC-airHP-SpltPkg-240to759kBtuh-9p7eer-3p30cop | DEER2023 | D23 v1 | 2022-10-06 17:53 | Any | OfL | Old | CZ02 | cDXHP | Cap-Tons | 583 | 175000 | None | 345 | 0.0183 | 0 | 29.3 | 0.015 | 0 | [6 empty] | DEER:HVAC_Split-Package_HP | Annual | 20 | [13 empty] | CZ2022 | None
NE-HVAC-airHP-SpltPkg-240to759kBtuh-9p7eer-3p30cop | DEER2023 | D23 v1 | 2022-10-06 17:53 | Any | OfL | Old | CZ03 | cDXHP | Cap-Tons | 651 | 175000 | None | 350 | 0.0431 | 0 | 16.5 | 0.00942 | 0 | [6 empty] | DEER:HVAC_Split-Package_HP | Annual | 20 | [13 empty] | CZ2022 | None
NE-HVAC-airHP-SpltPkg-240to759kBtuh-9p7eer-3p30cop | DEER2023 | D23 v1 | 2022-10-06 17:53 | Any | OfL | Old | CZ04 | cDXHP | Cap-Tons | 585 | 175000 | None | 322 | 0.00917 | 0 | 34.2 | 0.016 | 0 | [6 empty] | DEER:HVAC_Split-Package_HP | Annual | 20 | [13 empty] | CZ2022 | None
NE-HVAC-airHP-SpltPkg-240to759kBtuh-9p7eer-3p30cop | DEER2023 | D23 v1 | 2022-10-06 17:53 | Any | OfL | Old | CZ05 | cDXHP | Cap-Tons | 645 | 175000 | None | 349 | 0.0473 | 0 | 21.3 | 0.00773 | 0 | [6 empty] | DEER:HVAC_Split-Package_HP | Annual | 20 | [13 empty] | CZ2022 | None
NE-HVAC-airHP-SpltPkg-240to759kBtuh-9p7eer-3p30cop | DEER2023 | D23 v1 | 2022-10-06 17:53 | Any | OfL | Old | CZ06 | cDXHP | Cap-Tons | 684 | 175000 | None | 368 | 0.0426 | 0 | 35.1 | 0.00947 | 0 | [6 empty] | DEER:HVAC_Split-Package_HP | Annual | 20 | [13 empty] | CZ2022 | None
NE-HVAC-airHP-SpltPkg-240to759kBtuh-9p7eer-3p30cop | DEER2023 | D23 v1 | 2022-10-06 17:53 | Any | OfL | Old | CZ07 | cDXHP | Cap-Tons | 669 | 175000 | None | 354 | 0.0488 | 0 | 29.7 | 0.00801 | 0 | [6 empty] | DEER:HVAC_Split-Package_HP | Annual | 20 | [13 empty] | CZ2022 | None
NE-HVAC-airHP-SpltPkg-240to759kBtuh-9p7eer-3p30cop | DEER2023 | D23 v1 | 2022-10-06 17:53 | Any | OfL | Old | CZ08 | cDXHP | Cap-Tons | 612 | 175000 | None | 327 | 0.0268 | 0 | 46.5 | 0.0125 | 0 | [6 empty] | DEER:HVAC_Split-Package_HP | Annual | 20 | [13 empty] | CZ2022 | None
NE-HVAC-airHP-SpltPkg-240to759kBtuh-9p7eer-3p30cop | DEER2023 | D23 v1 | 2022-10-06 17:53 | Any | OfL | Old | CZ09 | cDXHP | Cap-Tons | 701 | 175000 | None | 374 | 0.035 | 0 | 38.7 | 0.013 | 0 | [6 empty] | DEER:HVAC_Split-Package_HP | Annual | 20 | [13 empty] | CZ2022 | None
NE-HVAC-airHP-SpltPkg-240to759kBtuh-9p7eer-3p30cop | DEER2023 | D23 v1 | 2022-10-06 17:53 | Any | OfL | Old | CZ10 | cDXHP | Cap-Tons | 669 | 175000 | None | 350 | 0.0231 | 0 | 45.2 | 0.0148 | 0 | [6 empty] | DEER:HVAC_Split-Package_HP | Annual | 20 | [13 empty] | CZ2022 | None
NE-HVAC-airHP-SpltPkg-240to759kBtuh-9p7eer-3p30cop | DEER2023 | D23 v1 | 2022-10-06 17:53 | Any | OfL | Old | CZ11 | cDXHP | Cap-Tons | 698 | 175000 | None | 373 | 0.0069 | 0 | 39.7 | 0.02 | 0 | [6 empty] | DEER:HVAC_Split-Package_HP | Annual | 20 | [13 empty] | CZ2022 | None
NE-HVAC-airHP-SpltPkg-240to759kBtuh-9p7eer-3p30cop | DEER2023 | D23 v1 | 2022-10-06 17:53 | Any | OfL | Old | CZ12 | cDXHP | Cap-Tons | 647 | 175000 | None | 354 | 0.00435 | 0 | 34.8 | 0.0189 | 0 | [6 empty] | DEER:HVAC_Split-Package_HP | Annual | 20 | [13 empty] | CZ2022 | None
NE-HVAC-airHP-SpltPkg-240to759kBtuh-9p7eer-3p30cop | DEER2023 | D23 v1 | 2022-10-06 17:53 | Any | OfL | Old | CZ13 | cDXHP | Cap-Tons | 708 | 175000 | None | 366 | 0.00481 | 0 | 42.7 | 0.0194 | 0 | [6 empty] | DEER:HVAC_Split-Package_HP | Annual | 20 | [13 empty] | CZ2022 | None
NE-HVAC-airHP-SpltPkg-240to759kBtuh-9p7eer-3p30cop | DEER2023 | D23 v1 | 2022-10-06 17:53 | Any | OfL | Old | CZ14 | cDXHP | Cap-Tons | 712 | 175000 | None | 376 | 0.0178 | 0 | 41.1 | 0.0174 | 0 | [6 empty] | DEER:HVAC_Split-Package_HP | Annual | 20 | [13 empty] | CZ2022 | None
NE-HVAC-airHP-SpltPkg-240to759kBtuh-9p7eer-3p30cop | DEER2023 | D23 v1 | 2022-10-06 17:53 | Any | OfL | Old | CZ15 | cDXHP | Cap-Tons | 839 | 175000 | None | 397 | 0.00923 | 0 | 59.3 | 0.0208 | 0 | [6 empty] | DEER:HVAC_Split-Package_HP | Annual | 20 | [13 empty] | CZ2022 | None
NE-HVAC-airHP-SpltPkg-240to759kBtuh-9p7eer-3p30cop | DEER2023 | D23 v1 | 2022-10-06 17:53 | Any | OfL | Old | CZ16 | cDXHP | Cap-Tons | 689 | 175000 | None | 416 | 0.0461 | 0 | 18.3 | 0.00936 | 0 | [6 empty] | DEER:HVAC_Split-Package_HP | Annual | 20 | [13 empty] | CZ2022 | None
NE-HVAC-airHP-SpltPkg-240to759kBtuh-9p7eer-3p30cop | DEER2023 | D23 v1 | 2022-10-06 17:53 | Any | OfL | Rec | CZ01 | cDXHP | Cap-Tons | 462 | 175000 | None | -20.5 | -0.00294 | 0 | 5.3 | 0.00557 | 0 | [6 empty] | DEER:HVAC_Split-Package_HP | Annual | 20 | [13 empty] | CZ2022 | None
NE-HVAC-airHP-SpltPkg-240to759kBtuh-9p7eer-3p30cop | DEER2023 | D23 v1 | 2022-10-06 17:53 | Any | OfL | Rec | CZ02 | cDXHP | Cap-Tons | 432 | 175000 | None | -25.9 | -0.00462 | 0 | 28 | 0.0133 | 0 | [6 empty] | DEER:HVAC_Split-Package_HP | Annual | 20 | [13 empty] | CZ2022 | None
NE-HVAC-airHP-SpltPkg-240to759kBtuh-9p7eer-3p30cop | DEER2023 | D23 v1 | 2022-10-06 17:53 | Any | OfL | Rec | CZ03 | cDXHP | Cap-Tons | 485 | 175000 | None | -24.9 | -0.00162 | 0 | 15.5 | 0.00819 | 0 | [6 empty] | DEER:HVAC_Split-Package_HP | Annual | 20 | [13 empty] | CZ2022 | None
NE-HVAC-airHP-SpltPkg-240to759kBtuh-9p7eer-3p30cop | DEER2023 | D23 v1 | 2022-10-06 17:53 | Any | OfL | Rec | CZ04 | cDXHP | Cap-Tons | 437 | 175000 | None | -28.3 | -0.00471 | 0 | 32.6 | 0.0138 | 0 | [6 empty] | DEER:HVAC_Split-Package_HP | Annual | 20 | [13 empty] | CZ2022 | None
NE-HVAC-airHP-SpltPkg-240to759kBtuh-9p7eer-3p30cop | DEER2023 | D23 v1 | 2022-10-06 17:53 | Any | OfL | Rec | CZ05 | cDXHP | Cap-Tons | 477 | 175000 | None | -25.4 | -0.0011 | 0 | 20.4 | 0.0068 | 0 | [6 empty] | DEER:HVAC_Split-Package_HP | Annual | 20 | [13 empty] | CZ2022 | None
NE-HVAC-airHP-SpltPkg-240to759kBtuh-9p7eer-3p30cop | DEER2023 | D23 v1 | 2022-10-06 17:53 | Any | OfL | Rec | CZ06 | cDXHP | Cap-Tons | 513 | 175000 | None | -20.4 | -0.00128 | 0 | 33.2 | 0.00842 | 0 | [6 empty] | DEER:HVAC_Split-Package_HP | Annual | 20 | [13 empty] | CZ2022 | None
NE-HVAC-airHP-SpltPkg-240to759kBtuh-9p7eer-3p30cop | DEER2023 | D23 v1 | 2022-10-06 17:53 | Any | OfL | Rec | CZ07 | cDXHP | Cap-Tons | 504 | 175000 | None | -23.2 | -0.0006 | 0 | 28.4 | 0.00737 | 0 | [6 empty] | DEER:HVAC_Split-Package_HP | Annual | 20 | [13 empty] | CZ2022 | None
NE-HVAC-airHP-SpltPkg-240to759kBtuh-9p7eer-3p30cop | DEER2023 | D23 v1 | 2022-10-06 17:53 | Any | OfL | Rec | CZ08 | cDXHP | Cap-Tons | 463 | 175000 | None | -24.1 | -0.00261 | 0 | 44.3 | 0.0113 | 0 | [6 empty] | DEER:HVAC_Split-Package_HP | Annual | 20 | [13 empty] | CZ2022 | None
NE-HVAC-airHP-SpltPkg-240to759kBtuh-9p7eer-3p30cop | DEER2023 | D23 v1 | 2022-10-06 17:53 | Any | OfL | Rec | CZ09 | cDXHP | Cap-Tons | 538 | 175000 | None | -22.2 | -0.00252 | 0 | 35.2 | 0.011 | 0 | [6 empty] | DEER:HVAC_Split-Package_HP | Annual | 20 | [13 empty] | CZ2022 | None
NE-HVAC-airHP-SpltPkg-240to759kBtuh-9p7eer-3p30cop | DEER2023 | D23 v1 | 2022-10-06 17:53 | Any | OfL | Rec | CZ10 | cDXHP | Cap-Tons | 505 | 175000 | None | -24.4 | -0.00346 | 0 | 42.1 | 0.0129 | 0 | [6 empty] | DEER:HVAC_Split-Package_HP | Annual | 20 | [13 empty] | CZ2022 | None
NE-HVAC-airHP-SpltPkg-240to759kBtuh-9p7eer-3p30cop | DEER2023 | D23 v1 | 2022-10-06 17:53 | Any | OfL | Rec | CZ11 | cDXHP | Cap-Tons | 537 | 175000 | None | -24 | -0.00458 | 0 | 36.6 | 0.0167 | 0 | [6 empty] | DEER:HVAC_Split-Package_HP | Annual | 20 | [13 empty] | CZ2022 | None
NE-HVAC-airHP-SpltPkg-240to759kBtuh-9p7eer-3p30cop | DEER2023 | D23 v1 | 2022-10-06 17:53 | Any | OfL | Rec | CZ12 | cDXHP | Cap-Tons | 499 | 175000 | None | -25.9 | -0.00543 | 0 | 32.6 | 0.0163 | 0 | [6 empty] | DEER:HVAC_Split-Package_HP | Annual | 20 | [13 empty] | CZ2022 | None
NE-HVAC-airHP-SpltPkg-240to759kBtuh-9p7eer-3p30cop | DEER2023 | D23 v1 | 2022-10-06 17:53 | Any | OfL | Rec | CZ13 | cDXHP | Cap-Tons | 543 | 175000 | None | -25.3 | -0.00434 | 0 | 39.7 | 0.0162 | 0 | [6 empty] | DEER:HVAC_Split-Package_HP | Annual | 20 | [13 empty] | CZ2022 | None
NE-HVAC-airHP-SpltPkg-240to759kBtuh-9p7eer-3p30cop | DEER2023 | D23 v1 | 2022-10-06 17:53 | Any | OfL | Rec | CZ14 | cDXHP | Cap-Tons | 548 | 175000 | None | -22.5 | -0.00318 | 0 | 37.1 | 0.0143 | 0 | [6 empty] | DEER:HVAC_Split-Package_HP | Annual | 20 | [13 empty] | CZ2022 | None
NE-HVAC-airHP-SpltPkg-240to759kBtuh-9p7eer-3p30cop | DEER2023 | D23 v1 | 2022-10-06 17:53 | Any | OfL | Rec | CZ15 | cDXHP | Cap-Tons | 658 | 175000 | None | -21 | -0.00399 | 0 | 54.4 | 0.0172 | 0 | [6 empty] | DEER:HVAC_Split-Package_HP | Annual | 20 | [13 empty] | CZ2022 | None
NE-HVAC-airHP-SpltPkg-240to759kBtuh-9p7eer-3p30cop | DEER2023 | D23 v1 | 2022-10-06 17:53 | Any | OfL | Rec | CZ16 | cDXHP | Cap-Tons | 516 | 175000 | None | -17.6 | -0.00213 | 0 | 16.8 | 0.00817 | 0 | [6 empty] | DEER:HVAC_Split-Package_HP | Annual | 20 | [13 empty] | CZ2022 | None
NE-HVAC-airHP-SpltPkg-240to759kBtuh-9p7eer-3p30cop | DEER2023 | D23 v1 | 2022-10-06 17:53 | Any | OfS | Ex | CZ01 | cDXHP | Cap-Tons | 30.7 | 10000 | None | 363 | 0.0312 | 0 | 4.78 | 0.00547 | 0 | [6 empty] | DEER:HVAC_Split-Package_HP | Annual | 20 | [13 empty] | CZ2022 | None
NE-HVAC-airHP-SpltPkg-240to759kBtuh-9p7eer-3p30cop | DEER2023 | D23 v1 | 2022-10-06 17:53 | Any | OfS | Ex | CZ02 | cDXHP | Cap-Tons | 31.1 | 10000 | None | 317 | 0.0256 | 0 | 24.5 | 0.0128 | 0 | [6 empty] | DEER:HVAC_Split-Package_HP | Annual | 20 | [13 empty] | CZ2022 | None
NE-HVAC-airHP-SpltPkg-240to759kBtuh-9p7eer-3p30cop | DEER2023 | D23 v1 | 2022-10-06 17:53 | Any | OfS | Ex | CZ03 | cDXHP | Cap-Tons | 35.2 | 10000 | None | 307 | 0.039 | 0 | 13.2 | 0.00815 | 0 | [6 empty] | DEER:HVAC_Split-Package_HP | Annual | 20 | [13 empty] | CZ2022 | None
NE-HVAC-airHP-SpltPkg-240to759kBtuh-9p7eer-3p30cop | DEER2023 | D23 v1 | 2022-10-06 17:53 | Any | OfS | Ex | CZ04 | cDXHP | Cap-Tons | 33.8 | 10000 | None | 303 | 0.0211 | 0 | 28 | 0.0135 | 0 | [6 empty] | DEER:HVAC_Split-Package_HP | Annual | 20 | [13 empty] | CZ2022 | None
NE-HVAC-airHP-SpltPkg-240to759kBtuh-9p7eer-3p30cop | DEER2023 | D23 v1 | 2022-10-06 17:53 | Any | OfS | Ex | CZ05 | cDXHP | Cap-Tons | 34.9 | 10000 | None | 312 | 0.0462 | 0 | 17.2 | 0.00646 | 0 | [6 empty] | DEER:HVAC_Split-Package_HP | Annual | 20 | [13 empty] | CZ2022 | None
NE-HVAC-airHP-SpltPkg-240to759kBtuh-9p7eer-3p30cop | DEER2023 | D23 v1 | 2022-10-06 17:53 | Any | OfS | Ex | CZ06 | cDXHP | Cap-Tons | 37 | 10000 | None | 319 | 0.0381 | 0 | 29.7 | 0.00852 | 0 | [6 empty] | DEER:HVAC_Split-Package_HP | Annual | 20 | [13 empty] | CZ2022 | None
NE-HVAC-airHP-SpltPkg-240to759kBtuh-9p7eer-3p30cop | DEER2023 | D23 v1 | 2022-10-06 17:53 | Any | OfS | Ex | CZ07 | cDXHP | Cap-Tons | 36.2 | 10000 | None | 313 | 0.0452 | 0 | 25 | 0.00723 | 0 | [6 empty] | DEER:HVAC_Split-Package_HP | Annual | 20 | [13 empty] | CZ2022 | None
NE-HVAC-airHP-SpltPkg-240to759kBtuh-9p7eer-3p30cop | DEER2023 | D23 v1 | 2022-10-06 17:53 | Any | OfS | Ex | CZ08 | cDXHP | Cap-Tons | 35.1 | 10000 | None | 300 | 0.0281 | 0 | 39.2 | 0.0113 | 0 | [6 empty] | DEER:HVAC_Split-Package_HP | Annual | 20 | [13 empty] | CZ2022 | None
NE-HVAC-airHP-SpltPkg-240to759kBtuh-9p7eer-3p30cop | DEER2023 | D23 v1 | 2022-10-06 17:53 | Any | OfS | Ex | CZ09 | cDXHP | Cap-Tons | 40.8 | 10000 | None | 334 | 0.0359 | 0 | 32.1 | 0.0113 | 0 | [6 empty] | DEER:HVAC_Split-Package_HP | Annual | 20 | [13 empty] | CZ2022 | None
NE-HVAC-airHP-SpltPkg-240to759kBtuh-9p7eer-3p30cop | DEER2023 | D23 v1 | 2022-10-06 17:53 | Any | OfS | Ex | CZ10 | cDXHP | Cap-Tons | 36.4 | 10000 | None | 327 | 0.0282 | 0 | 38.6 | 0.0127 | 0 | [6 empty] | DEER:HVAC_Split-Package_HP | Annual | 20 | [13 empty] | CZ2022 | None
NE-HVAC-airHP-SpltPkg-240to759kBtuh-9p7eer-3p30cop | DEER2023 | D23 v1 | 2022-10-06 17:53 | Any | OfS | Ex | CZ11 | cDXHP | Cap-Tons | 39 | 10000 | None | 342 | 0.0169 | 0 | 34.4 | 0.017 | 0 | [6 empty] | DEER:HVAC_Split-Package_HP | Annual | 20 | [13 empty] | CZ2022 | None
NE-HVAC-airHP-SpltPkg-240to759kBtuh-9p7eer-3p30cop | DEER2023 | D23 v1 | 2022-10-06 17:53 | Any | OfS | Ex | CZ12 | cDXHP | Cap-Tons | 36.1 | 10000 | None | 324 | 0.0146 | 0 | 29.8 | 0.0163 | 0 | [6 empty] | DEER:HVAC_Split-Package_HP | Annual | 20 | [13 empty] | CZ2022 | None
NE-HVAC-airHP-SpltPkg-240to759kBtuh-9p7eer-3p30cop | DEER2023 | D23 v1 | 2022-10-06 17:53 | Any | OfS | Ex | CZ13 | cDXHP | Cap-Tons | 39.6 | 10000 | None | 336 | 0.015 | 0 | 37.3 | 0.0164 | 0 | [6 empty] | DEER:HVAC_Split-Package_HP | Annual | 20 | [13 empty] | CZ2022 | None
NE-HVAC-airHP-SpltPkg-240to759kBtuh-9p7eer-3p30cop | DEER2023 | D23 v1 | 2022-10-06 17:53 | Any | OfS | Ex | CZ14 | cDXHP | Cap-Tons | 39.3 | 10000 | None | 348 | 0.0259 | 0 | 34.7 | 0.0144 | 0 | [6 empty] | DEER:HVAC_Split-Package_HP | Annual | 20 | [13 empty] | CZ2022 | None
NE-HVAC-airHP-SpltPkg-240to759kBtuh-9p7eer-3p30cop | DEER2023 | D23 v1 | 2022-10-06 17:53 | Any | OfS | Ex | CZ15 | cDXHP | Cap-Tons | 46.9 | 10000 | None | 358 | 0.015 | 0 | 53.1 | 0.0181 | 0 | [6 empty] | DEER:HVAC_Split-Package_HP | Annual | 20 | [13 empty] | CZ2022 | None
NE-HVAC-airHP-SpltPkg-240to759kBtuh-9p7eer-3p30cop | DEER2023 | D23 v1 | 2022-10-06 17:53 | Any | OfS | Ex | CZ16 | cDXHP | Cap-Tons | 34.6 | 10000 | None | 380 | 0.0368 | 0 | 16.4 | 0.00886 | 0 | [6 empty] | DEER:HVAC_Split-Package_HP | Annual | 20 | [13 empty] | CZ2022 | None
NE-HVAC-airHP-SpltPkg-240to759kBtuh-9p7eer-3p30cop | DEER2023 | D23 v1 | 2022-10-06 17:53 | Any | OfS | Old | CZ01 | cDXHP | Cap-Tons | 42.8 | 10000 | None | 420 | 0.0383 | 0 | 4.81 | 0.0057 | 0 | [6 empty] | DEER:HVAC_Split-Package_HP | Annual | 20 | [13 empty] | CZ2022 | None
NE-HVAC-airHP-SpltPkg-240to759kBtuh-9p7eer-3p30cop | DEER2023 | D23 v1 | 2022-10-06 17:53 | Any | OfS | Old | CZ02 | cDXHP | Cap-Tons | 42.8 | 10000 | None | 371 | 0.0226 | 0 | 26.5 | 0.0148 | 0 | [6 empty] | DEER:HVAC_Split-Package_HP | Annual | 20 | [13 empty] | CZ2022 | None
NE-HVAC-airHP-SpltPkg-240to759kBtuh-9p7eer-3p30cop | DEER2023 | D23 v1 | 2022-10-06 17:53 | Any | OfS | Old | CZ03 | cDXHP | Cap-Tons | 46.7 | 10000 | None | 367 | 0.0434 | 0 | 14.6 | 0.00924 | 0 | [6 empty] | DEER:HVAC_Split-Package_HP | Annual | 20 | [13 empty] | CZ2022 | None
NE-HVAC-airHP-SpltPkg-240to759kBtuh-9p7eer-3p30cop | DEER2023 | D23 v1 | 2022-10-06 17:53 | Any | OfS | Old | CZ04 | cDXHP | Cap-Tons | 43.1 | 10000 | None | 349 | 0.0145 | 0 | 31 | 0.0159 | 0 | [6 empty] | DEER:HVAC_Split-Package_HP | Annual | 20 | [13 empty] | CZ2022 | None
NE-HVAC-airHP-SpltPkg-240to759kBtuh-9p7eer-3p30cop | DEER2023 | D23 v1 | 2022-10-06 17:53 | Any | OfS | Old | CZ05 | cDXHP | Cap-Tons | 46.3 | 10000 | None | 368 | 0.0488 | 0 | 18.9 | 0.00734 | 0 | [6 empty] | DEER:HVAC_Split-Package_HP | Annual | 20 | [13 empty] | CZ2022 | None
NE-HVAC-airHP-SpltPkg-240to759kBtuh-9p7eer-3p30cop | DEER2023 | D23 v1 | 2022-10-06 17:53 | Any | OfS | Old | CZ06 | cDXHP | Cap-Tons | 48.8 | 10000 | None | 383 | 0.0447 | 0 | 31.6 | 0.00915 | 0 | [6 empty] | DEER:HVAC_Split-Package_HP | Annual | 20 | [13 empty] | CZ2022 | None
NE-HVAC-airHP-SpltPkg-240to759kBtuh-9p7eer-3p30cop | DEER2023 | D23 v1 | 2022-10-06 17:53 | Any | OfS | Old | CZ07 | cDXHP | Cap-Tons | 47.4 | 10000 | None | 371 | 0.0511 | 0 | 26.4 | 0.00758 | 0 | [6 empty] | DEER:HVAC_Split-Package_HP | Annual | 20 | [13 empty] | CZ2022 | None
NE-HVAC-airHP-SpltPkg-240to759kBtuh-9p7eer-3p30cop | DEER2023 | D23 v1 | 2022-10-06 17:53 | Any | OfS | Old | CZ08 | cDXHP | Cap-Tons | 44.3 | 10000 | None | 350 | 0.0301 | 0 | 42.5 | 0.0124 | 0 | [6 empty] | DEER:HVAC_Split-Package_HP | Annual | 20 | [13 empty] | CZ2022 | None
NE-HVAC-airHP-SpltPkg-240to759kBtuh-9p7eer-3p30cop | DEER2023 | D23 v1 | 2022-10-06 17:53 | Any | OfS | Old | CZ09 | cDXHP | Cap-Tons | 50.8 | 10000 | None | 387 | 0.0372 | 0 | 35.9 | 0.013 | 0 | [6 empty] | DEER:HVAC_Split-Package_HP | Annual | 20 | [13 empty] | CZ2022 | None
NE-HVAC-airHP-SpltPkg-240to759kBtuh-9p7eer-3p30cop | DEER2023 | D23 v1 | 2022-10-06 17:53 | Any | OfS | Old | CZ10 | cDXHP | Cap-Tons | 49 | 10000 | None | 369 | 0.0264 | 0 | 41.9 | 0.0147 | 0 | [6 empty] | DEER:HVAC_Split-Package_HP | Annual | 20 | [13 empty] | CZ2022 | None
NE-HVAC-airHP-SpltPkg-240to759kBtuh-9p7eer-3p30cop | DEER2023 | D23 v1 | 2022-10-06 17:53 | Any | OfS | Old | CZ11 | cDXHP | Cap-Tons | 50.9 | 10000 | None | 385 | 0.00798 | 0 | 37.8 | 0.0206 | 0 | [6 empty] | DEER:HVAC_Split-Package_HP | Annual | 20 | [13 empty] | CZ2022 | None
NE-HVAC-airHP-SpltPkg-240to759kBtuh-9p7eer-3p30cop | DEER2023 | D23 v1 | 2022-10-06 17:53 | Any | OfS | Old | CZ12 | cDXHP | Cap-Tons | 47.4 | 10000 | None | 372 | 0.00734 | 0 | 32.4 | 0.0191 | 0 | [6 empty] | DEER:HVAC_Split-Package_HP | Annual | 20 | [13 empty] | CZ2022 | None
NE-HVAC-airHP-SpltPkg-240to759kBtuh-9p7eer-3p30cop | DEER2023 | D23 v1 | 2022-10-06 17:53 | Any | OfS | Old | CZ13 | cDXHP | Cap-Tons | 51.6 | 10000 | None | 380 | 0.00754 | 0 | 40.7 | 0.0197 | 0 | [6 empty] | DEER:HVAC_Split-Package_HP | Annual | 20 | [13 empty] | CZ2022 | None
NE-HVAC-airHP-SpltPkg-240to759kBtuh-9p7eer-3p30cop | DEER2023 | D23 v1 | 2022-10-06 17:53 | Any | OfS | Old | CZ14 | cDXHP | Cap-Tons | 51 | 10000 | None | 390 | 0.0208 | 0 | 38.8 | 0.0173 | 0 | [6 empty] | DEER:HVAC_Split-Package_HP | Annual | 20 | [13 empty] | CZ2022 | None
NE-HVAC-airHP-SpltPkg-240to759kBtuh-9p7eer-3p30cop | DEER2023 | D23 v1 | 2022-10-06 17:53 | Any | OfS | Old | CZ15 | cDXHP | Cap-Tons | 60.4 | 10000 | None | 398 | 0.00762 | 0 | 58.2 | 0.0216 | 0 | [6 empty] | DEER:HVAC_Split-Package_HP | Annual | 20 | [13 empty] | CZ2022 | None
NE-HVAC-airHP-SpltPkg-240to759kBtuh-9p7eer-3p30cop | DEER2023 | D23 v1 | 2022-10-06 17:53 | Any | OfS | Old | CZ16 | cDXHP | Cap-Tons | 47.9 | 10000 | None | 434 | 0.0435 | 0 | 17 | 0.00948 | 0 | [6 empty] | DEER:HVAC_Split-Package_HP | Annual | 20 | [13 empty] | CZ2022 | None
NE-HVAC-airHP-SpltPkg-240to759kBtuh-9p7eer-3p30cop | DEER2023 | D23 v1 | 2022-10-06 17:53 | Any | OfS | Rec | CZ01 | cDXHP | Cap-Tons | 27.3 | 10000 | None | -10.9 | -0.00313 | 0 | 4.61 | 0.00517 | 0 | [6 empty] | DEER:HVAC_Split-Package_HP | Annual | 20 | [13 empty] | CZ2022 | None
NE-HVAC-airHP-SpltPkg-240to759kBtuh-9p7eer-3p30cop | DEER2023 | D23 v1 | 2022-10-06 17:53 | Any | OfS | Rec | CZ02 | cDXHP | Cap-Tons | 27.4 | 10000 | None | -19.6 | -0.00343 | 0 | 24.5 | 0.0126 | 0 | [6 empty] | DEER:HVAC_Split-Package_HP | Annual | 20 | [13 empty] | CZ2022 | None
NE-HVAC-airHP-SpltPkg-240to759kBtuh-9p7eer-3p30cop | DEER2023 | D23 v1 | 2022-10-06 17:53 | Any | OfS | Rec | CZ03 | cDXHP | Cap-Tons | 29.1 | 10000 | None | -19.9 | -0.00192 | 0 | 13.7 | 0.00805 | 0 | [6 empty] | DEER:HVAC_Split-Package_HP | Annual | 20 | [13 empty] | CZ2022 | None
NE-HVAC-airHP-SpltPkg-240to759kBtuh-9p7eer-3p30cop | DEER2023 | D23 v1 | 2022-10-06 17:53 | Any | OfS | Rec | CZ04 | cDXHP | Cap-Tons | 27.8 | 10000 | None | -23.4 | -0.00434 | 0 | 28.7 | 0.0133 | 0 | [6 empty] | DEER:HVAC_Split-Package_HP | Annual | 20 | [13 empty] | CZ2022 | None
NE-HVAC-airHP-SpltPkg-240to759kBtuh-9p7eer-3p30cop | DEER2023 | D23 v1 | 2022-10-06 17:53 | Any | OfS | Rec | CZ05 | cDXHP | Cap-Tons | 28.8 | 10000 | None | -20.2 | -0.00133 | 0 | 17.8 | 0.00656 | 0 | [6 empty] | DEER:HVAC_Split-Package_HP | Annual | 20 | [13 empty] | CZ2022 | None
NE-HVAC-airHP-SpltPkg-240to759kBtuh-9p7eer-3p30cop | DEER2023 | D23 v1 | 2022-10-06 17:53 | Any | OfS | Rec | CZ06 | cDXHP | Cap-Tons | 30.8 | 10000 | None | -19.4 | -0.00156 | 0 | 30.6 | 0.00854 | 0 | [6 empty] | DEER:HVAC_Split-Package_HP | Annual | 20 | [13 empty] | CZ2022 | None
NE-HVAC-airHP-SpltPkg-240to759kBtuh-9p7eer-3p30cop | DEER2023 | D23 v1 | 2022-10-06 17:53 | Any | OfS | Rec | CZ07 | cDXHP | Cap-Tons | 30 | 10000 | None | -21.4 | -0.00095 | 0 | 25.9 | 0.00743 | 0 | [6 empty] | DEER:HVAC_Split-Package_HP | Annual | 20 | [13 empty] | CZ2022 | None
NE-HVAC-airHP-SpltPkg-240to759kBtuh-9p7eer-3p30cop | DEER2023 | D23 v1 | 2022-10-06 17:53 | Any | OfS | Rec | CZ08 | cDXHP | Cap-Tons | 29.6 | 10000 | None | -20.9 | -0.00257 | 0 | 39.4 | 0.0113 | 0 | [6 empty] | DEER:HVAC_Split-Package_HP | Annual | 20 | [13 empty] | CZ2022 | None
NE-HVAC-airHP-SpltPkg-240to759kBtuh-9p7eer-3p30cop | DEER2023 | D23 v1 | 2022-10-06 17:53 | Any | OfS | Rec | CZ09 | cDXHP | Cap-Tons | 34.2 | 10000 | None | -20.2 | -0.0021 | 0 | 32.1 | 0.0109 | 0 | [6 empty] | DEER:HVAC_Split-Package_HP | Annual | 20 | [13 empty] | CZ2022 | None
NE-HVAC-airHP-SpltPkg-240to759kBtuh-9p7eer-3p30cop | DEER2023 | D23 v1 | 2022-10-06 17:53 | Any | OfS | Rec | CZ10 | cDXHP | Cap-Tons | 32.3 | 10000 | None | -21.3 | -0.00282 | 0 | 38.4 | 0.0125 | 0 | [6 empty] | DEER:HVAC_Split-Package_HP | Annual | 20 | [13 empty] | CZ2022 | None
NE-HVAC-airHP-SpltPkg-240to759kBtuh-9p7eer-3p30cop | DEER2023 | D23 v1 | 2022-10-06 17:53 | Any | OfS | Rec | CZ11 | cDXHP | Cap-Tons | 34.2 | 10000 | None | -19.6 | -0.00453 | 0 | 34.1 | 0.0162 | 0 | [6 empty] | DEER:HVAC_Split-Package_HP | Annual | 20 | [13 empty] | CZ2022 | None
NE-HVAC-airHP-SpltPkg-240to759kBtuh-9p7eer-3p30cop | DEER2023 | D23 v1 | 2022-10-06 17:53 | Any | OfS | Rec | CZ12 | cDXHP | Cap-Tons | 31.9 | 10000 | None | -21.1 | -0.00535 | 0 | 29.6 | 0.0158 | 0 | [6 empty] | DEER:HVAC_Split-Package_HP | Annual | 20 | [13 empty] | CZ2022 | None
NE-HVAC-airHP-SpltPkg-240to759kBtuh-9p7eer-3p30cop | DEER2023 | D23 v1 | 2022-10-06 17:53 | Any | OfS | Rec | CZ13 | cDXHP | Cap-Tons | 35 | 10000 | None | -21.1 | -0.00458 | 0 | 36.9 | 0.0158 | 0 | [6 empty] | DEER:HVAC_Split-Package_HP | Annual | 20 | [13 empty] | CZ2022 | None
NE-HVAC-airHP-SpltPkg-240to759kBtuh-9p7eer-3p30cop | DEER2023 | D23 v1 | 2022-10-06 17:53 | Any | OfS | Rec | CZ14 | cDXHP | Cap-Tons | 35.2 | 10000 | None | -19.3 | -0.00253 | 0 | 34.5 | 0.0139 | 0 | [6 empty] | DEER:HVAC_Split-Package_HP | Annual | 20 | [13 empty] | CZ2022 | None
NE-HVAC-airHP-SpltPkg-240to759kBtuh-9p7eer-3p30cop | DEER2023 | D23 v1 | 2022-10-06 17:53 | Any | OfS | Rec | CZ15 | cDXHP | Cap-Tons | 41.8 | 10000 | None | -19.8 | -0.00328 | 0 | 52.3 | 0.0169 | 0 | [6 empty] | DEER:HVAC_Split-Package_HP | Annual | 20 | [13 empty] | CZ2022 | None
NE-HVAC-airHP-SpltPkg-240to759kBtuh-9p7eer-3p30cop | DEER2023 | D23 v1 | 2022-10-06 17:53 | Any | OfS | Rec | CZ16 | cDXHP | Cap-Tons | 30.6 | 10000 | None | -10.6 | -0.00275 | 0 | 15.9 | 0.00829 | 0 | [6 empty] | DEER:HVAC_Split-Package_HP | Annual | 20 | [13 empty] | CZ2022 | None
NE-HVAC-airHP-SpltPkg-240to759kBtuh-9p7eer-3p30cop | DEER2023 | D23 v1 | 2022-10-06 17:53 | Any | RFF | Ex | CZ01 | cDXHP | Cap-Tons | 6.85 | 2500 | None | 872 | 0.0359 | 0 | 3.76 | 0.011 | 0 | [6 empty] | DEER:HVAC_Split-Package_HP | Annual | 20 | [13 empty] | CZ2022 | None
NE-HVAC-airHP-SpltPkg-240to759kBtuh-9p7eer-3p30cop | DEER2023 | D23 v1 | 2022-10-06 17:53 | Any | RFF | Ex | CZ02 | cDXHP | Cap-Tons | 7.06 | 2500 | None | 649 | -0.0058 | 0 | 39.2 | 0.0338 | 0 | [6 empty] | DEER:HVAC_Split-Package_HP | Annual | 20 | [13 empty] | CZ2022 | None
NE-HVAC-airHP-SpltPkg-240to759kBtuh-9p7eer-3p30cop | DEER2023 | D23 v1 | 2022-10-06 17:53 | Any | RFF | Ex | CZ03 | cDXHP | Cap-Tons | 7.88 | 2500 | None | 594 | 0.0638 | 0 | 19.4 | 0.0204 | 0 | [6 empty] | DEER:HVAC_Split-Package_HP | Annual | 20 | [13 empty] | CZ2022 | None
NE-HVAC-airHP-SpltPkg-240to759kBtuh-9p7eer-3p30cop | DEER2023 | D23 v1 | 2022-10-06 17:53 | Any | RFF | Ex | CZ04 | cDXHP | Cap-Tons | 7.57 | 2500 | None | 548 | -0.0254 | 0 | 49.8 | 0.0375 | 0 | [6 empty] | DEER:HVAC_Split-Package_HP | Annual | 20 | [13 empty] | CZ2022 | None
NE-HVAC-airHP-SpltPkg-240to759kBtuh-9p7eer-3p30cop | DEER2023 | D23 v1 | 2022-10-06 17:53 | Any | RFF | Ex | CZ05 | cDXHP | Cap-Tons | 7.57 | 2500 | None | 603 | 0.062 | 0 | 24.2 | 0.0143 | 0 | [6 empty] | DEER:HVAC_Split-Package_HP | Annual | 20 | [13 empty] | CZ2022 | None
NE-HVAC-airHP-SpltPkg-240to759kBtuh-9p7eer-3p30cop | DEER2023 | D23 v1 | 2022-10-06 17:53 | Any | RFF | Ex | CZ06 | cDXHP | Cap-Tons | 8.78 | 2500 | None | 502 | 0.0743 | 0 | 47.2 | 0.0227 | 0 | [6 empty] | DEER:HVAC_Split-Package_HP | Annual | 20 | [13 empty] | CZ2022 | None
NE-HVAC-airHP-SpltPkg-240to759kBtuh-9p7eer-3p30cop | DEER2023 | D23 v1 | 2022-10-06 17:53 | Any | RFF | Ex | CZ07 | cDXHP | Cap-Tons | 8.49 | 2500 | None | 473 | 0.0801 | 0 | 43.1 | 0.0197 | 0 | [6 empty] | DEER:HVAC_Split-Package_HP | Annual | 20 | [13 empty] | CZ2022 | None
NE-HVAC-airHP-SpltPkg-240to759kBtuh-9p7eer-3p30cop | DEER2023 | D23 v1 | 2022-10-06 17:53 | Any | RFF | Ex | CZ08 | cDXHP | Cap-Tons | 7.99 | 2500 | None | 446 | 0.0133 | 0 | 72.1 | 0.0312 | 0 | [6 empty] | DEER:HVAC_Split-Package_HP | Annual | 20 | [13 empty] | CZ2022 | None
NE-HVAC-airHP-SpltPkg-240to759kBtuh-9p7eer-3p30cop | DEER2023 | D23 v1 | 2022-10-06 17:53 | Any | RFF | Ex | CZ09 | cDXHP | Cap-Tons | 10.4 | 2500 | None | 570 | 0.0496 | 0 | 50.7 | 0.0288 | 0 | [6 empty] | DEER:HVAC_Split-Package_HP | Annual | 20 | [13 empty] | CZ2022 | None
NE-HVAC-airHP-SpltPkg-240to759kBtuh-9p7eer-3p30cop | DEER2023 | D23 v1 | 2022-10-06 17:53 | Any | RFF | Ex | CZ10 | cDXHP | Cap-Tons | 9.23 | 2500 | None | 570 | 0.00401 | 0 | 64.6 | 0.0351 | 0 | [6 empty] | DEER:HVAC_Split-Package_HP | Annual | 20 | [13 empty] | CZ2022 | None
NE-HVAC-airHP-SpltPkg-240to759kBtuh-9p7eer-3p30cop | DEER2023 | D23 v1 | 2022-10-06 17:53 | Any | RFF | Ex | CZ11 | cDXHP | Cap-Tons | 10.2 | 2500 | None | 627 | -0.0233 | 0 | 58.2 | 0.0413 | 0 | [6 empty] | DEER:HVAC_Split-Package_HP | Annual | 20 | [13 empty] | CZ2022 | None
NE-HVAC-airHP-SpltPkg-240to759kBtuh-9p7eer-3p30cop | DEER2023 | D23 v1 | 2022-10-06 17:53 | Any | RFF | Ex | CZ12 | cDXHP | Cap-Tons | 9.1 | 2500 | None | 605 | -0.0402 | 0 | 49.1 | 0.0417 | 0 | [6 empty] | DEER:HVAC_Split-Package_HP | Annual | 20 | [13 empty] | CZ2022 | None
NE-HVAC-airHP-SpltPkg-240to759kBtuh-9p7eer-3p30cop | DEER2023 | D23 v1 | 2022-10-06 17:53 | Any | RFF | Ex | CZ13 | cDXHP | Cap-Tons | 10.3 | 2500 | None | 592 | -0.0363 | 0 | 66.8 | 0.0425 | 0 | [6 empty] | DEER:HVAC_Split-Package_HP | Annual | 20 | [13 empty] | CZ2022 | None
NE-HVAC-airHP-SpltPkg-240to759kBtuh-9p7eer-3p30cop | DEER2023 | D23 v1 | 2022-10-06 17:53 | Any | RFF | Ex | CZ14 | cDXHP | Cap-Tons | 10.2 | 2500 | None | 671 | 0.0123 | 0 | 55.7 | 0.0366 | 0 | [6 empty] | DEER:HVAC_Split-Package_HP | Annual | 20 | [13 empty] | CZ2022 | None
NE-HVAC-airHP-SpltPkg-240to759kBtuh-9p7eer-3p30cop | DEER2023 | D23 v1 | 2022-10-06 17:53 | Any | RFF | Ex | CZ15 | cDXHP | Cap-Tons | 13.5 | 2500 | None | 612 | -0.012 | 0 | 88.9 | 0.0436 | 0 | [6 empty] | DEER:HVAC_Split-Package_HP | Annual | 20 | [13 empty] | CZ2022 | None
NE-HVAC-airHP-SpltPkg-240to759kBtuh-9p7eer-3p30cop | DEER2023 | D23 v1 | 2022-10-06 17:53 | Any | RFF | Ex | CZ16 | cDXHP | Cap-Tons | 8.36 | 2500 | None | 930 | 0.0665 | 0 | 24.4 | 0.0215 | 0 | [6 empty] | DEER:HVAC_Split-Package_HP | Annual | 20 | [13 empty] | CZ2022 | None
NE-HVAC-airHP-SpltPkg-240to759kBtuh-9p7eer-3p30cop | DEER2023 | D23 v1 | 2022-10-06 17:53 | Any | RFF | Old | CZ01 | cDXHP | Cap-Tons | 7.86 | 2500 | None | 1010 | 0.0424 | 0 | 4.08 | 0.0117 | 0 | [6 empty] | DEER:HVAC_Split-Package_HP | Annual | 20 | [13 empty] | CZ2022 | None
NE-HVAC-airHP-SpltPkg-240to759kBtuh-9p7eer-3p30cop | DEER2023 | D23 v1 | 2022-10-06 17:53 | Any | RFF | Old | CZ02 | cDXHP | Cap-Tons | 8.24 | 2500 | None | 748 | -0.016 | 0 | 40.9 | 0.0345 | 0 | [6 empty] | DEER:HVAC_Split-Package_HP | Annual | 20 | [13 empty] | CZ2022 | None
NE-HVAC-airHP-SpltPkg-240to759kBtuh-9p7eer-3p30cop | DEER2023 | D23 v1 | 2022-10-06 17:53 | Any | RFF | Old | CZ03 | cDXHP | Cap-Tons | 8.86 | 2500 | None | 704 | 0.0739 | 0 | 21.2 | 0.0213 | 0 | [6 empty] | DEER:HVAC_Split-Package_HP | Annual | 20 | [13 empty] | CZ2022 | None
NE-HVAC-airHP-SpltPkg-240to759kBtuh-9p7eer-3p30cop | DEER2023 | D23 v1 | 2022-10-06 17:53 | Any | RFF | Old | CZ04 | cDXHP | Cap-Tons | 8.52 | 2500 | None | 631 | -0.0451 | 0 | 51.7 | 0.0384 | 0 | [6 empty] | DEER:HVAC_Split-Package_HP | Annual | 20 | [13 empty] | CZ2022 | None
NE-HVAC-airHP-SpltPkg-240to759kBtuh-9p7eer-3p30cop | DEER2023 | D23 v1 | 2022-10-06 17:53 | Any | RFF | Old | CZ05 | cDXHP | Cap-Tons | 8.51 | 2500 | None | 690 | 0.0667 | 0 | 26.5 | 0.0152 | 0 | [6 empty] | DEER:HVAC_Split-Package_HP | Annual | 20 | [13 empty] | CZ2022 | None
NE-HVAC-airHP-SpltPkg-240to759kBtuh-9p7eer-3p30cop | DEER2023 | D23 v1 | 2022-10-06 17:53 | Any | RFF | Old | CZ06 | cDXHP | Cap-Tons | 9.63 | 2500 | None | 604 | 0.0823 | 0 | 51 | 0.0237 | 0 | [6 empty] | DEER:HVAC_Split-Package_HP | Annual | 20 | [13 empty] | CZ2022 | None
NE-HVAC-airHP-SpltPkg-240to759kBtuh-9p7eer-3p30cop | DEER2023 | D23 v1 | 2022-10-06 17:53 | Any | RFF | Old | CZ07 | cDXHP | Cap-Tons | 9.31 | 2500 | None | 563 | 0.0934 | 0 | 45.8 | 0.0201 | 0 | [6 empty] | DEER:HVAC_Split-Package_HP | Annual | 20 | [13 empty] | CZ2022 | None
NE-HVAC-airHP-SpltPkg-240to759kBtuh-9p7eer-3p30cop | DEER2023 | D23 v1 | 2022-10-06 17:53 | Any | RFF | Old | CZ08 | cDXHP | Cap-Tons | 8.74 | 2500 | None | 522 | 0.00348 | 0 | 75.6 | 0.0322 | 0 | [6 empty] | DEER:HVAC_Split-Package_HP | Annual | 20 | [13 empty] | CZ2022 | None
NE-HVAC-airHP-SpltPkg-240to759kBtuh-9p7eer-3p30cop | DEER2023 | D23 v1 | 2022-10-06 17:53 | Any | RFF | Old | CZ09 | cDXHP | Cap-Tons | 11.4 | 2500 | None | 673 | 0.0561 | 0 | 53.1 | 0.0292 | 0 | [6 empty] | DEER:HVAC_Split-Package_HP | Annual | 20 | [13 empty] | CZ2022 | None
NE-HVAC-airHP-SpltPkg-240to759kBtuh-9p7eer-3p30cop | DEER2023 | D23 v1 | 2022-10-06 17:53 | Any | RFF | Old | CZ10 | cDXHP | Cap-Tons | 10.7 | 2500 | None | 644 | 0.00189 | 0 | 65.4 | 0.0349 | 0 | [6 empty] | DEER:HVAC_Split-Package_HP | Annual | 20 | [13 empty] | CZ2022 | None
NE-HVAC-airHP-SpltPkg-240to759kBtuh-9p7eer-3p30cop | DEER2023 | D23 v1 | 2022-10-06 17:53 | Any | RFF | Old | CZ11 | cDXHP | Cap-Tons | 11.7 | 2500 | None | 728 | -0.0404 | 0 | 59.5 | 0.0422 | 0 | [6 empty] | DEER:HVAC_Split-Package_HP | Annual | 20 | [13 empty] | CZ2022 | None
NE-HVAC-airHP-SpltPkg-240to759kBtuh-9p7eer-3p30cop | DEER2023 | D23 v1 | 2022-10-06 17:53 | Any | RFF | Old | CZ12 | cDXHP | Cap-Tons | 10.3 | 2500 | None | 692 | -0.0603 | 0 | 50.7 | 0.0424 | 0 | [6 empty] | DEER:HVAC_Split-Package_HP | Annual | 20 | [13 empty] | CZ2022 | None
NE-HVAC-airHP-SpltPkg-240to759kBtuh-9p7eer-3p30cop | DEER2023 | D23 v1 | 2022-10-06 17:53 | Any | RFF | Old | CZ13 | cDXHP | Cap-Tons | 11.6 | 2500 | None | 685 | -0.0551 | 0 | 68.3 | 0.0432 | 0 | [6 empty] | DEER:HVAC_Split-Package_HP | Annual | 20 | [13 empty] | CZ2022 | None
NE-HVAC-airHP-SpltPkg-240to759kBtuh-9p7eer-3p30cop | DEER2023 | D23 v1 | 2022-10-06 17:53 | Any | RFF | Old | CZ14 | cDXHP | Cap-Tons | 11.6 | 2500 | None | 741 | -0.00359 | 0 | 57.8 | 0.0378 | 0 | [6 empty] | DEER:HVAC_Split-Package_HP | Annual | 20 | [13 empty] | CZ2022 | None
NE-HVAC-airHP-SpltPkg-240to759kBtuh-9p7eer-3p30cop | DEER2023 | D23 v1 | 2022-10-06 17:53 | Any | RFF | Old | CZ15 | cDXHP | Cap-Tons | 15 | 2500 | None | 684 | -0.0275 | 0 | 91.5 | 0.0445 | 0 | [6 empty] | DEER:HVAC_Split-Package_HP | Annual | 20 | [13 empty] | CZ2022 | None
NE-HVAC-airHP-SpltPkg-240to759kBtuh-9p7eer-3p30cop | DEER2023 | D23 v1 | 2022-10-06 17:53 | Any | RFF | Old | CZ16 | cDXHP | Cap-Tons | 9.67 | 2500 | None | 995 | 0.0674 | 0 | 25.4 | 0.0224 | 0 | [6 empty] | DEER:HVAC_Split-Package_HP | Annual | 20 | [13 empty] | CZ2022 | None
NE-HVAC-airHP-SpltPkg-240to759kBtuh-9p7eer-3p30cop | DEER2023 | D23 v1 | 2022-10-06 17:53 | Any | RFF | Rec | CZ01 | cDXHP | Cap-Tons | 6.47 | 2500 | None | 9.09 | -0.00676 | 0 | 3.29 | 0.01 | 0 | [6 empty] | DEER:HVAC_Split-Package_HP | Annual | 20 | [13 empty] | CZ2022 | None
NE-HVAC-airHP-SpltPkg-240to759kBtuh-9p7eer-3p30cop | DEER2023 | D23 v1 | 2022-10-06 17:53 | Any | RFF | Rec | CZ02 | cDXHP | Cap-Tons | 6.73 | 2500 | None | -6.83 | -0.00839 | 0 | 36.7 | 0.0332 | 0 | [6 empty] | DEER:HVAC_Split-Package_HP | Annual | 20 | [13 empty] | CZ2022 | None
NE-HVAC-airHP-SpltPkg-240to759kBtuh-9p7eer-3p30cop | DEER2023 | D23 v1 | 2022-10-06 17:53 | Any | RFF | Rec | CZ03 | cDXHP | Cap-Tons | 7.35 | 2500 | None | -15.3 | 0.00075 | 0 | 18 | 0.0199 | 0 | [6 empty] | DEER:HVAC_Split-Package_HP | Annual | 20 | [13 empty] | CZ2022 | None
NE-HVAC-airHP-SpltPkg-240to759kBtuh-9p7eer-3p30cop | DEER2023 | D23 v1 | 2022-10-06 17:53 | Any | RFF | Rec | CZ04 | cDXHP | Cap-Tons | 6.97 | 2500 | None | -15.6 | -0.00415 | 0 | 48.2 | 0.0376 | 0 | [6 empty] | DEER:HVAC_Split-Package_HP | Annual | 20 | [13 empty] | CZ2022 | None
NE-HVAC-airHP-SpltPkg-240to759kBtuh-9p7eer-3p30cop | DEER2023 | D23 v1 | 2022-10-06 17:53 | Any | RFF | Rec | CZ05 | cDXHP | Cap-Tons | 6.96 | 2500 | None | -20.4 | -0.00255 | 0 | 22.8 | 0.014 | 0 | [6 empty] | DEER:HVAC_Split-Package_HP | Annual | 20 | [13 empty] | CZ2022 | None
NE-HVAC-airHP-SpltPkg-240to759kBtuh-9p7eer-3p30cop | DEER2023 | D23 v1 | 2022-10-06 17:53 | Any | RFF | Rec | CZ06 | cDXHP | Cap-Tons | 8.05 | 2500 | None | -19.4 | 0.00359 | 0 | 46.3 | 0.0226 | 0 | [6 empty] | DEER:HVAC_Split-Package_HP | Annual | 20 | [13 empty] | CZ2022 | None
NE-HVAC-airHP-SpltPkg-240to759kBtuh-9p7eer-3p30cop | DEER2023 | D23 v1 | 2022-10-06 17:53 | Any | RFF | Rec | CZ07 | cDXHP | Cap-Tons | 7.83 | 2500 | None | -24.3 | 0.00281 | 0 | 42.1 | 0.0195 | 0 | [6 empty] | DEER:HVAC_Split-Package_HP | Annual | 20 | [13 empty] | CZ2022 | None
NE-HVAC-airHP-SpltPkg-240to759kBtuh-9p7eer-3p30cop | DEER2023 | D23 v1 | 2022-10-06 17:53 | Any | RFF | Rec | CZ08 | cDXHP | Cap-Tons | 7.41 | 2500 | None | -20.6 | -0.00335 | 0 | 70.9 | 0.0312 | 0 | [6 empty] | DEER:HVAC_Split-Package_HP | Annual | 20 | [13 empty] | CZ2022 | None
NE-HVAC-airHP-SpltPkg-240to759kBtuh-9p7eer-3p30cop | DEER2023 | D23 v1 | 2022-10-06 17:53 | Any | RFF | Rec | CZ09 | cDXHP | Cap-Tons | 9.63 | 2500 | None | -20.1 | -0.0077 | 0 | 49.7 | 0.0285 | 0 | [6 empty] | DEER:HVAC_Split-Package_HP | Annual | 20 | [13 empty] | CZ2022 | None
NE-HVAC-airHP-SpltPkg-240to759kBtuh-9p7eer-3p30cop | DEER2023 | D23 v1 | 2022-10-06 17:53 | Any | RFF | Rec | CZ10 | cDXHP | Cap-Tons | 8.84 | 2500 | None | -19.8 | -0.00276 | 0 | 62.7 | 0.0347 | 0 | [6 empty] | DEER:HVAC_Split-Package_HP | Annual | 20 | [13 empty] | CZ2022 | None
NE-HVAC-airHP-SpltPkg-240to759kBtuh-9p7eer-3p30cop | DEER2023 | D23 v1 | 2022-10-06 17:53 | Any | RFF | Rec | CZ11 | cDXHP | Cap-Tons | 9.41 | 2500 | None | -15.1 | -0.00848 | 0 | 58 | 0.0411 | 0 | [6 empty] | DEER:HVAC_Split-Package_HP | Annual | 20 | [13 empty] | CZ2022 | None
NE-HVAC-airHP-SpltPkg-240to759kBtuh-9p7eer-3p30cop | DEER2023 | D23 v1 | 2022-10-06 17:53 | Any | RFF | Rec | CZ12 | cDXHP | Cap-Tons | 8.53 | 2500 | None | -15.8 | -0.00687 | 0 | 48.4 | 0.0417 | 0 | [6 empty] | DEER:HVAC_Split-Package_HP | Annual | 20 | [13 empty] | CZ2022 | None
NE-HVAC-airHP-SpltPkg-240to759kBtuh-9p7eer-3p30cop | DEER2023 | D23 v1 | 2022-10-06 17:53 | Any | RFF | Rec | CZ13 | cDXHP | Cap-Tons | 9.56 | 2500 | None | -17.8 | -0.0045 | 0 | 66.2 | 0.0423 | 0 | [6 empty] | DEER:HVAC_Split-Package_HP | Annual | 20 | [13 empty] | CZ2022 | None
NE-HVAC-airHP-SpltPkg-240to759kBtuh-9p7eer-3p30cop | DEER2023 | D23 v1 | 2022-10-06 17:53 | Any | RFF | Rec | CZ14 | cDXHP | Cap-Tons | 9.37 | 2500 | None | -16.7 | -0.00977 | 0 | 55.1 | 0.036 | 0 | [6 empty] | DEER:HVAC_Split-Package_HP | Annual | 20 | [13 empty] | CZ2022 | None
NE-HVAC-airHP-SpltPkg-240to759kBtuh-9p7eer-3p30cop | DEER2023 | D23 v1 | 2022-10-06 17:53 | Any | RFF | Rec | CZ15 | cDXHP | Cap-Tons | 12.6 | 2500 | None | -20 | -0.00638 | 0 | 86.7 | 0.0424 | 0 | [6 empty] | DEER:HVAC_Split-Package_HP | Annual | 20 | [13 empty] | CZ2022 | None
NE-HVAC-airHP-SpltPkg-240to759kBtuh-9p7eer-3p30cop | DEER2023 | D23 v1 | 2022-10-06 17:53 | Any | RFF | Rec | CZ16 | cDXHP | Cap-Tons | 7.61 | 2500 | None | 11.1 | -0.00148 | 0 | 23.8 | 0.0204 | 0 | [6 empty] | DEER:HVAC_Split-Package_HP | Annual | 20 | [13 empty] | CZ2022 | None
NE-HVAC-airHP-SpltPkg-240to759kBtuh-9p7eer-3p30cop | DEER2023 | D23 v1 | 2022-10-06 17:53 | Any | RSD | Ex | CZ01 | cDXHP | Cap-Tons | 11.9 | 5600 | None | 572 | 0.0452 | 0 | 5.48 | 0.0111 | 0 | [6 empty] | DEER:HVAC_Split-Package_HP | Annual | 20 | [13 empty] | CZ2022 | None
NE-HVAC-airHP-SpltPkg-240to759kBtuh-9p7eer-3p30cop | DEER2023 | D23 v1 | 2022-10-06 17:53 | Any | RSD | Ex | CZ02 | cDXHP | Cap-Tons | 12.8 | 5600 | None | 411 | 0.0264 | 0 | 40.2 | 0.0309 | 0 | [6 empty] | DEER:HVAC_Split-Package_HP | Annual | 20 | [13 empty] | CZ2022 | None
NE-HVAC-airHP-SpltPkg-240to759kBtuh-9p7eer-3p30cop | DEER2023 | D23 v1 | 2022-10-06 17:53 | Any | RSD | Ex | CZ03 | cDXHP | Cap-Tons | 13.4 | 5600 | None | 355 | 0.0621 | 0 | 26.1 | 0.0211 | 0 | [6 empty] | DEER:HVAC_Split-Package_HP | Annual | 20 | [13 empty] | CZ2022 | None
NE-HVAC-airHP-SpltPkg-240to759kBtuh-9p7eer-3p30cop | DEER2023 | D23 v1 | 2022-10-06 17:53 | Any | RSD | Ex | CZ04 | cDXHP | Cap-Tons | 13.6 | 5600 | None | 343 | -0.00734 | 0 | 51.2 | 0.0358 | 0 | [6 empty] | DEER:HVAC_Split-Package_HP | Annual | 20 | [13 empty] | CZ2022 | None
NE-HVAC-airHP-SpltPkg-240to759kBtuh-9p7eer-3p30cop | DEER2023 | D23 v1 | 2022-10-06 17:53 | Any | RSD | Ex | CZ05 | cDXHP | Cap-Tons | 13.4 | 5600 | None | 358 | 0.0632 | 0 | 30 | 0.0143 | 0 | [6 empty] | DEER:HVAC_Split-Package_HP | Annual | 20 | [13 empty] | CZ2022 | None
NE-HVAC-airHP-SpltPkg-240to759kBtuh-9p7eer-3p30cop | DEER2023 | D23 v1 | 2022-10-06 17:53 | Any | RSD | Ex | CZ06 | cDXHP | Cap-Tons | 15 | 5600 | None | 297 | 0.0644 | 0 | 53.1 | 0.0241 | 0 | [6 empty] | DEER:HVAC_Split-Package_HP | Annual | 20 | [13 empty] | CZ2022 | None
NE-HVAC-airHP-SpltPkg-240to759kBtuh-9p7eer-3p30cop | DEER2023 | D23 v1 | 2022-10-06 17:53 | Any | RSD | Ex | CZ07 | cDXHP | Cap-Tons | 14.5 | 5600 | None | 266 | 0.0623 | 0 | 48.2 | 0.0215 | 0 | [6 empty] | DEER:HVAC_Split-Package_HP | Annual | 20 | [13 empty] | CZ2022 | None
NE-HVAC-airHP-SpltPkg-240to759kBtuh-9p7eer-3p30cop | DEER2023 | D23 v1 | 2022-10-06 17:53 | Any | RSD | Ex | CZ08 | cDXHP | Cap-Tons | 14.8 | 5600 | None | 292 | 0.0366 | 0 | 66.8 | 0.0287 | 0 | [6 empty] | DEER:HVAC_Split-Package_HP | Annual | 20 | [13 empty] | CZ2022 | None
NE-HVAC-airHP-SpltPkg-240to759kBtuh-9p7eer-3p30cop | DEER2023 | D23 v1 | 2022-10-06 17:53 | Any | RSD | Ex | CZ09 | cDXHP | Cap-Tons | 18.8 | 5600 | None | 405 | 0.0709 | 0 | 49.2 | 0.0268 | 0 | [6 empty] | DEER:HVAC_Split-Package_HP | Annual | 20 | [13 empty] | CZ2022 | None
NE-HVAC-airHP-SpltPkg-240to759kBtuh-9p7eer-3p30cop | DEER2023 | D23 v1 | 2022-10-06 17:53 | Any | RSD | Ex | CZ10 | cDXHP | Cap-Tons | 16.4 | 5600 | None | 408 | 0.0329 | 0 | 60.8 | 0.0325 | 0 | [6 empty] | DEER:HVAC_Split-Package_HP | Annual | 20 | [13 empty] | CZ2022 | None
NE-HVAC-airHP-SpltPkg-240to759kBtuh-9p7eer-3p30cop | DEER2023 | D23 v1 | 2022-10-06 17:53 | Any | RSD | Ex | CZ11 | cDXHP | Cap-Tons | 18.6 | 5600 | None | 472 | 0.0153 | 0 | 53 | 0.0384 | 0 | [6 empty] | DEER:HVAC_Split-Package_HP | Annual | 20 | [13 empty] | CZ2022 | None
NE-HVAC-airHP-SpltPkg-240to759kBtuh-9p7eer-3p30cop | DEER2023 | D23 v1 | 2022-10-06 17:53 | Any | RSD | Ex | CZ12 | cDXHP | Cap-Tons | 16.3 | 5600 | None | 433 | -0.00627 | 0 | 48 | 0.0389 | 0 | [6 empty] | DEER:HVAC_Split-Package_HP | Annual | 20 | [13 empty] | CZ2022 | None
NE-HVAC-airHP-SpltPkg-240to759kBtuh-9p7eer-3p30cop | DEER2023 | D23 v1 | 2022-10-06 17:53 | Any | RSD | Ex | CZ13 | cDXHP | Cap-Tons | 18.6 | 5600 | None | 444 | -0.00332 | 0 | 60.3 | 0.04 | 0 | [6 empty] | DEER:HVAC_Split-Package_HP | Annual | 20 | [13 empty] | CZ2022 | None
NE-HVAC-airHP-SpltPkg-240to759kBtuh-9p7eer-3p30cop | DEER2023 | D23 v1 | 2022-10-06 17:53 | Any | RSD | Ex | CZ14 | cDXHP | Cap-Tons | 18.7 | 5600 | None | 490 | 0.0437 | 0 | 50.6 | 0.0341 | 0 | [6 empty] | DEER:HVAC_Split-Package_HP | Annual | 20 | [13 empty] | CZ2022 | None
NE-HVAC-airHP-SpltPkg-240to759kBtuh-9p7eer-3p30cop | DEER2023 | D23 v1 | 2022-10-06 17:53 | Any | RSD | Ex | CZ15 | cDXHP | Cap-Tons | 24.5 | 5600 | None | 483 | 0.0254 | 0 | 75.2 | 0.0408 | 0 | [6 empty] | DEER:HVAC_Split-Package_HP | Annual | 20 | [13 empty] | CZ2022 | None
NE-HVAC-airHP-SpltPkg-240to759kBtuh-9p7eer-3p30cop | DEER2023 | D23 v1 | 2022-10-06 17:53 | Any | RSD | Ex | CZ16 | cDXHP | Cap-Tons | 13.7 | 5600 | None | 737 | 0.0736 | 0 | 24.7 | 0.0212 | 0 | [6 empty] | DEER:HVAC_Split-Package_HP | Annual | 20 | [13 empty] | CZ2022 | None
NE-HVAC-airHP-SpltPkg-240to759kBtuh-9p7eer-3p30cop | DEER2023 | D23 v1 | 2022-10-06 17:53 | Any | RSD | Old | CZ01 | cDXHP | Cap-Tons | 13.1 | 5600 | None | 717 | 0.0444 | 0 | 6.37 | 0.0119 | 0 | [6 empty] | DEER:HVAC_Split-Package_HP | Annual | 20 | [13 empty] | CZ2022 | None
NE-HVAC-airHP-SpltPkg-240to759kBtuh-9p7eer-3p30cop | DEER2023 | D23 v1 | 2022-10-06 17:53 | Any | RSD | Old | CZ02 | cDXHP | Cap-Tons | 14.4 | 5600 | None | 496 | 0.0267 | 0 | 40.2 | 0.0311 | 0 | [6 empty] | DEER:HVAC_Split-Package_HP | Annual | 20 | [13 empty] | CZ2022 | None
NE-HVAC-airHP-SpltPkg-240to759kBtuh-9p7eer-3p30cop | DEER2023 | D23 v1 | 2022-10-06 17:53 | Any | RSD | Old | CZ03 | cDXHP | Cap-Tons | 14.2 | 5600 | None | 444 | 0.0753 | 0 | 26 | 0.0213 | 0 | [6 empty] | DEER:HVAC_Split-Package_HP | Annual | 20 | [13 empty] | CZ2022 | None
NE-HVAC-airHP-SpltPkg-240to759kBtuh-9p7eer-3p30cop | DEER2023 | D23 v1 | 2022-10-06 17:53 | Any | RSD | Old | CZ04 | cDXHP | Cap-Tons | 14.5 | 5600 | None | 420 | -0.0107 | 0 | 50.4 | 0.0359 | 0 | [6 empty] | DEER:HVAC_Split-Package_HP | Annual | 20 | [13 empty] | CZ2022 | None
NE-HVAC-airHP-SpltPkg-240to759kBtuh-9p7eer-3p30cop | DEER2023 | D23 v1 | 2022-10-06 17:53 | Any | RSD | Old | CZ05 | cDXHP | Cap-Tons | 14 | 5600 | None | 433 | 0.0745 | 0 | 30.3 | 0.0144 | 0 | [6 empty] | DEER:HVAC_Split-Package_HP | Annual | 20 | [13 empty] | CZ2022 | None
NE-HVAC-airHP-SpltPkg-240to759kBtuh-9p7eer-3p30cop | DEER2023 | D23 v1 | 2022-10-06 17:53 | Any | RSD | Old | CZ06 | cDXHP | Cap-Tons | 15.4 | 5600 | None | 367 | 0.0785 | 0 | 54.4 | 0.0246 | 0 | [6 empty] | DEER:HVAC_Split-Package_HP | Annual | 20 | [13 empty] | CZ2022 | None
NE-HVAC-airHP-SpltPkg-240to759kBtuh-9p7eer-3p30cop | DEER2023 | D23 v1 | 2022-10-06 17:53 | Any | RSD | Old | CZ07 | cDXHP | Cap-Tons | 14.9 | 5600 | None | 325 | 0.0731 | 0 | 48.8 | 0.0217 | 0 | [6 empty] | DEER:HVAC_Split-Package_HP | Annual | 20 | [13 empty] | CZ2022 | None
NE-HVAC-airHP-SpltPkg-240to759kBtuh-9p7eer-3p30cop | DEER2023 | D23 v1 | 2022-10-06 17:53 | Any | RSD | Old | CZ08 | cDXHP | Cap-Tons | 15.2 | 5600 | None | 358 | 0.0432 | 0 | 68.1 | 0.029 | 0 | [6 empty] | DEER:HVAC_Split-Package_HP | Annual | 20 | [13 empty] | CZ2022 | None
NE-HVAC-airHP-SpltPkg-240to759kBtuh-9p7eer-3p30cop | DEER2023 | D23 v1 | 2022-10-06 17:53 | Any | RSD | Old | CZ09 | cDXHP | Cap-Tons | 19.7 | 5600 | None | 496 | 0.0862 | 0 | 48.9 | 0.027 | 0 | [6 empty] | DEER:HVAC_Split-Package_HP | Annual | 20 | [13 empty] | CZ2022 | None
NE-HVAC-airHP-SpltPkg-240to759kBtuh-9p7eer-3p30cop | DEER2023 | D23 v1 | 2022-10-06 17:53 | Any | RSD | Old | CZ10 | cDXHP | Cap-Tons | 18.4 | 5600 | None | 469 | 0.0334 | 0 | 60.3 | 0.0327 | 0 | [6 empty] | DEER:HVAC_Split-Package_HP | Annual | 20 | [13 empty] | CZ2022 | None
NE-HVAC-airHP-SpltPkg-240to759kBtuh-9p7eer-3p30cop | DEER2023 | D23 v1 | 2022-10-06 17:53 | Any | RSD | Old | CZ11 | cDXHP | Cap-Tons | 20.3 | 5600 | None | 554 | 0.00711 | 0 | 53.5 | 0.039 | 0 | [6 empty] | DEER:HVAC_Split-Package_HP | Annual | 20 | [13 empty] | CZ2022 | None
NE-HVAC-airHP-SpltPkg-240to759kBtuh-9p7eer-3p30cop | DEER2023 | D23 v1 | 2022-10-06 17:53 | Any | RSD | Old | CZ12 | cDXHP | Cap-Tons | 17.9 | 5600 | None | 505 | -0.0146 | 0 | 48.2 | 0.0393 | 0 | [6 empty] | DEER:HVAC_Split-Package_HP | Annual | 20 | [13 empty] | CZ2022 | None
NE-HVAC-airHP-SpltPkg-240to759kBtuh-9p7eer-3p30cop | DEER2023 | D23 v1 | 2022-10-06 17:53 | Any | RSD | Old | CZ13 | cDXHP | Cap-Tons | 20.3 | 5600 | None | 519 | -0.0124 | 0 | 60.8 | 0.0403 | 0 | [6 empty] | DEER:HVAC_Split-Package_HP | Annual | 20 | [13 empty] | CZ2022 | None
NE-HVAC-airHP-SpltPkg-240to759kBtuh-9p7eer-3p30cop | DEER2023 | D23 v1 | 2022-10-06 17:53 | Any | RSD | Old | CZ14 | cDXHP | Cap-Tons | 20.4 | 5600 | None | 548 | 0.045 | 0 | 51.6 | 0.0345 | 0 | [6 empty] | DEER:HVAC_Split-Package_HP | Annual | 20 | [13 empty] | CZ2022 | None
NE-HVAC-airHP-SpltPkg-240to759kBtuh-9p7eer-3p30cop | DEER2023 | D23 v1 | 2022-10-06 17:53 | Any | RSD | Old | CZ15 | cDXHP | Cap-Tons | 26.6 | 5600 | None | 546 | 0.0217 | 0 | 76.4 | 0.0412 | 0 | [6 empty] | DEER:HVAC_Split-Package_HP | Annual | 20 | [13 empty] | CZ2022 | None
NE-HVAC-airHP-SpltPkg-240to759kBtuh-9p7eer-3p30cop | DEER2023 | D23 v1 | 2022-10-06 17:53 | Any | RSD | Old | CZ16 | cDXHP | Cap-Tons | 15.1 | 5600 | None | 813 | 0.073 | 0 | 25.1 | 0.0221 | 0 | [6 empty] | DEER:HVAC_Split-Package_HP | Annual | 20 | [13 empty] | CZ2022 | None
NE-HVAC-airHP-SpltPkg-240to759kBtuh-9p7eer-3p30cop | DEER2023 | D23 v1 | 2022-10-06 17:53 | Any | RSD | Rec | CZ01 | cDXHP | Cap-Tons | 10.9 | 5600 | None | 3.96 | -0.00356 | 0 | 4.27 | 0.00986 | 0 | [6 empty] | DEER:HVAC_Split-Package_HP | Annual | 20 | [13 empty] | CZ2022 | None
NE-HVAC-airHP-SpltPkg-240to759kBtuh-9p7eer-3p30cop | DEER2023 | D23 v1 | 2022-10-06 17:53 | Any | RSD | Rec | CZ02 | cDXHP | Cap-Tons | 11.9 | 5600 | None | -11.7 | -0.00702 | 0 | 38.6 | 0.031 | 0 | [6 empty] | DEER:HVAC_Split-Package_HP | Annual | 20 | [13 empty] | CZ2022 | None
NE-HVAC-airHP-SpltPkg-240to759kBtuh-9p7eer-3p30cop | DEER2023 | D23 v1 | 2022-10-06 17:53 | Any | RSD | Rec | CZ03 | cDXHP | Cap-Tons | 11.9 | 5600 | None | -16.1 | 0.00235 | 0 | 22.6 | 0.0203 | 0 | [6 empty] | DEER:HVAC_Split-Package_HP | Annual | 20 | [13 empty] | CZ2022 | None
NE-HVAC-airHP-SpltPkg-240to759kBtuh-9p7eer-3p30cop | DEER2023 | D23 v1 | 2022-10-06 17:53 | Any | RSD | Rec | CZ04 | cDXHP | Cap-Tons | 12 | 5600 | None | -13.3 | -0.00386 | 0 | 49.4 | 0.0357 | 0 | [6 empty] | DEER:HVAC_Split-Package_HP | Annual | 20 | [13 empty] | CZ2022 | None
NE-HVAC-airHP-SpltPkg-240to759kBtuh-9p7eer-3p30cop | DEER2023 | D23 v1 | 2022-10-06 17:53 | Any | RSD | Rec | CZ05 | cDXHP | Cap-Tons | 11.7 | 5600 | None | -17.9 | -0.00274 | 0 | 26.2 | 0.0136 | 0 | [6 empty] | DEER:HVAC_Split-Package_HP | Annual | 20 | [13 empty] | CZ2022 | None
NE-HVAC-airHP-SpltPkg-240to759kBtuh-9p7eer-3p30cop | DEER2023 | D23 v1 | 2022-10-06 17:53 | Any | RSD | Rec | CZ06 | cDXHP | Cap-Tons | 13.1 | 5600 | None | -12.9 | 0.00225 | 0 | 51.2 | 0.0244 | 0 | [6 empty] | DEER:HVAC_Split-Package_HP | Annual | 20 | [13 empty] | CZ2022 | None
NE-HVAC-airHP-SpltPkg-240to759kBtuh-9p7eer-3p30cop | DEER2023 | D23 v1 | 2022-10-06 17:53 | Any | RSD | Rec | CZ07 | cDXHP | Cap-Tons | 12.8 | 5600 | None | -17.3 | 0.00369 | 0 | 45.7 | 0.0212 | 0 | [6 empty] | DEER:HVAC_Split-Package_HP | Annual | 20 | [13 empty] | CZ2022 | None
NE-HVAC-airHP-SpltPkg-240to759kBtuh-9p7eer-3p30cop | DEER2023 | D23 v1 | 2022-10-06 17:53 | Any | RSD | Rec | CZ08 | cDXHP | Cap-Tons | 13.5 | 5600 | None | -11.9 | -0.00413 | 0 | 63.1 | 0.0283 | 0 | [6 empty] | DEER:HVAC_Split-Package_HP | Annual | 20 | [13 empty] | CZ2022 | None
NE-HVAC-airHP-SpltPkg-240to759kBtuh-9p7eer-3p30cop | DEER2023 | D23 v1 | 2022-10-06 17:53 | Any | RSD | Rec | CZ09 | cDXHP | Cap-Tons | 16.8 | 5600 | None | -14.4 | 0.00538 | 0 | 47.8 | 0.025 | 0 | [6 empty] | DEER:HVAC_Split-Package_HP | Annual | 20 | [13 empty] | CZ2022 | None
NE-HVAC-airHP-SpltPkg-240to759kBtuh-9p7eer-3p30cop | DEER2023 | D23 v1 | 2022-10-06 17:53 | Any | RSD | Rec | CZ10 | cDXHP | Cap-Tons | 15.4 | 5600 | None | -12.9 | 3e-05 | 0 | 59.5 | 0.032 | 0 | [6 empty] | DEER:HVAC_Split-Package_HP | Annual | 20 | [13 empty] | CZ2022 | None
NE-HVAC-airHP-SpltPkg-240to759kBtuh-9p7eer-3p30cop | DEER2023 | D23 v1 | 2022-10-06 17:53 | Any | RSD | Rec | CZ11 | cDXHP | Cap-Tons | 17.2 | 5600 | None | -11.3 | -0.00735 | 0 | 52.6 | 0.0383 | 0 | [6 empty] | DEER:HVAC_Split-Package_HP | Annual | 20 | [13 empty] | CZ2022 | None
NE-HVAC-airHP-SpltPkg-240to759kBtuh-9p7eer-3p30cop | DEER2023 | D23 v1 | 2022-10-06 17:53 | Any | RSD | Rec | CZ12 | cDXHP | Cap-Tons | 15.2 | 5600 | None | -14.6 | -0.00375 | 0 | 47.1 | 0.0385 | 0 | [6 empty] | DEER:HVAC_Split-Package_HP | Annual | 20 | [13 empty] | CZ2022 | None
NE-HVAC-airHP-SpltPkg-240to759kBtuh-9p7eer-3p30cop | DEER2023 | D23 v1 | 2022-10-06 17:53 | Any | RSD | Rec | CZ13 | cDXHP | Cap-Tons | 17.5 | 5600 | None | -13.3 | -0.00123 | 0 | 59.3 | 0.0397 | 0 | [6 empty] | DEER:HVAC_Split-Package_HP | Annual | 20 | [13 empty] | CZ2022 | None
NE-HVAC-airHP-SpltPkg-240to759kBtuh-9p7eer-3p30cop | DEER2023 | D23 v1 | 2022-10-06 17:53 | Any | RSD | Rec | CZ14 | cDXHP | Cap-Tons | 17.5 | 5600 | None | -13.7 | -0.0076 | 0 | 49.6 | 0.0333 | 0 | [6 empty] | DEER:HVAC_Split-Package_HP | Annual | 20 | [13 empty] | CZ2022 | None
NE-HVAC-airHP-SpltPkg-240to759kBtuh-9p7eer-3p30cop | DEER2023 | D23 v1 | 2022-10-06 17:53 | Any | RSD | Rec | CZ15 | cDXHP | Cap-Tons | 23.1 | 5600 | None | -7.81 | -0.00514 | 0 | 73.6 | 0.0397 | 0 | [6 empty] | DEER:HVAC_Split-Package_HP | Annual | 20 | [13 empty] | CZ2022 | None
NE-HVAC-airHP-SpltPkg-240to759kBtuh-9p7eer-3p30cop | DEER2023 | D23 v1 | 2022-10-06 17:53 | Any | RSD | Rec | CZ16 | cDXHP | Cap-Tons | 12.5 | 5600 | None | 7.71 | -0.0009 | 0 | 23.7 | 0.0207 | 0 | [6 empty] | DEER:HVAC_Split-Package_HP | Annual | 20 | [13 empty] | CZ2022 | None
NE-HVAC-airHP-SpltPkg-240to759kBtuh-9p7eer-3p30cop | DEER2023 | D23 v1 | 2022-10-06 17:53 | Any | Rt3 | Ex | CZ01 | cDXHP | Cap-Tons | 205 | 120000 | None | 531 | 0.0424 | 0 | 9.06 | 0.0143 | 0 | [6 empty] | DEER:HVAC_Split-Package_HP | Annual | 20 | [13 empty] | CZ2022 | None
NE-HVAC-airHP-SpltPkg-240to759kBtuh-9p7eer-3p30cop | DEER2023 | D23 v1 | 2022-10-06 17:53 | Any | Rt3 | Ex | CZ02 | cDXHP | Cap-Tons | 256 | 120000 | None | 465 | 0.0458 | 0 | 38.3 | 0.0307 | 0 | [6 empty] | DEER:HVAC_Split-Package_HP | Annual | 20 | [13 empty] | CZ2022 | None
NE-HVAC-airHP-SpltPkg-240to759kBtuh-9p7eer-3p30cop | DEER2023 | D23 v1 | 2022-10-06 17:53 | Any | Rt3 | Ex | CZ03 | cDXHP | Cap-Tons | 217 | 120000 | None | 383 | 0.0506 | 0 | 30.1 | 0.0259 | 0 | [6 empty] | DEER:HVAC_Split-Package_HP | Annual | 20 | [13 empty] | CZ2022 | None
NE-HVAC-airHP-SpltPkg-240to759kBtuh-9p7eer-3p30cop | DEER2023 | D23 v1 | 2022-10-06 17:53 | Any | Rt3 | Ex | CZ04 | cDXHP | Cap-Tons | 258 | 120000 | None | 419 | 0.0213 | 0 | 47.6 | 0.0346 | 0 | [6 empty] | DEER:HVAC_Split-Package_HP | Annual | 20 | [13 empty] | CZ2022 | None
NE-HVAC-airHP-SpltPkg-240to759kBtuh-9p7eer-3p30cop | DEER2023 | D23 v1 | 2022-10-06 17:53 | Any | Rt3 | Ex | CZ05 | cDXHP | Cap-Tons | 217 | 120000 | None | 380 | 0.051 | 0 | 35.5 | 0.0193 | 0 | [6 empty] | DEER:HVAC_Split-Package_HP | Annual | 20 | [13 empty] | CZ2022 | None
NE-HVAC-airHP-SpltPkg-240to759kBtuh-9p7eer-3p30cop | DEER2023 | D23 v1 | 2022-10-06 17:53 | Any | Rt3 | Ex | CZ06 | cDXHP | Cap-Tons | 234 | 120000 | None | 369 | 0.0474 | 0 | 61.7 | 0.0294 | 0 | [6 empty] | DEER:HVAC_Split-Package_HP | Annual | 20 | [13 empty] | CZ2022 | None
NE-HVAC-airHP-SpltPkg-240to759kBtuh-9p7eer-3p30cop | DEER2023 | D23 v1 | 2022-10-06 17:53 | Any | Rt3 | Ex | CZ07 | cDXHP | Cap-Tons | 228 | 120000 | None | 331 | 0.0502 | 0 | 57.1 | 0.0273 | 0 | [6 empty] | DEER:HVAC_Split-Package_HP | Annual | 20 | [13 empty] | CZ2022 | None
NE-HVAC-airHP-SpltPkg-240to759kBtuh-9p7eer-3p30cop | DEER2023 | D23 v1 | 2022-10-06 17:53 | Any | Rt3 | Ex | CZ08 | cDXHP | Cap-Tons | 269 | 120000 | None | 403 | 0.0432 | 0 | 66.3 | 0.0303 | 0 | [6 empty] | DEER:HVAC_Split-Package_HP | Annual | 20 | [13 empty] | CZ2022 | None
NE-HVAC-airHP-SpltPkg-240to759kBtuh-9p7eer-3p30cop | DEER2023 | D23 v1 | 2022-10-06 17:53 | Any | Rt3 | Ex | CZ09 | cDXHP | Cap-Tons | 340 | 120000 | None | 515 | 0.0941 | 0 | 48.2 | 0.027 | 0 | [6 empty] | DEER:HVAC_Split-Package_HP | Annual | 20 | [13 empty] | CZ2022 | None
NE-HVAC-airHP-SpltPkg-240to759kBtuh-9p7eer-3p30cop | DEER2023 | D23 v1 | 2022-10-06 17:53 | Any | Rt3 | Ex | CZ10 | cDXHP | Cap-Tons | 314 | 120000 | None | 484 | 0.0383 | 0 | 59 | 0.0334 | 0 | [6 empty] | DEER:HVAC_Split-Package_HP | Annual | 20 | [13 empty] | CZ2022 | None
NE-HVAC-airHP-SpltPkg-240to759kBtuh-9p7eer-3p30cop | DEER2023 | D23 v1 | 2022-10-06 17:53 | Any | Rt3 | Ex | CZ11 | cDXHP | Cap-Tons | 344 | 120000 | None | 530 | 0.0295 | 0 | 51.5 | 0.0379 | 0 | [6 empty] | DEER:HVAC_Split-Package_HP | Annual | 20 | [13 empty] | CZ2022 | None
NE-HVAC-airHP-SpltPkg-240to759kBtuh-9p7eer-3p30cop | DEER2023 | D23 v1 | 2022-10-06 17:53 | Any | Rt3 | Ex | CZ12 | cDXHP | Cap-Tons | 313 | 120000 | None | 497 | 0.0117 | 0 | 46 | 0.0383 | 0 | [6 empty] | DEER:HVAC_Split-Package_HP | Annual | 20 | [13 empty] | CZ2022 | None
NE-HVAC-airHP-SpltPkg-240to759kBtuh-9p7eer-3p30cop | DEER2023 | D23 v1 | 2022-10-06 17:53 | Any | Rt3 | Ex | CZ13 | cDXHP | Cap-Tons | 345 | 120000 | None | 506 | 0.0144 | 0 | 57.7 | 0.0391 | 0 | [6 empty] | DEER:HVAC_Split-Package_HP | Annual | 20 | [13 empty] | CZ2022 | None
NE-HVAC-airHP-SpltPkg-240to759kBtuh-9p7eer-3p30cop | DEER2023 | D23 v1 | 2022-10-06 17:53 | Any | Rt3 | Ex | CZ14 | cDXHP | Cap-Tons | 345 | 120000 | None | 532 | 0.0569 | 0 | 50.2 | 0.034 | 0 | [6 empty] | DEER:HVAC_Split-Package_HP | Annual | 20 | [13 empty] | CZ2022 | None
NE-HVAC-airHP-SpltPkg-240to759kBtuh-9p7eer-3p30cop | DEER2023 | D23 v1 | 2022-10-06 17:53 | Any | Rt3 | Ex | CZ15 | cDXHP | Cap-Tons | 433 | 120000 | None | 556 | 0.0371 | 0 | 75.3 | 0.0408 | 0 | [6 empty] | DEER:HVAC_Split-Package_HP | Annual | 20 | [13 empty] | CZ2022 | None
NE-HVAC-airHP-SpltPkg-240to759kBtuh-9p7eer-3p30cop | DEER2023 | D23 v1 | 2022-10-06 17:53 | Any | Rt3 | Ex | CZ16 | cDXHP | Cap-Tons | 232 | 120000 | None | 604 | 0.0509 | 0 | 30.6 | 0.0263 | 0 | [6 empty] | DEER:HVAC_Split-Package_HP | Annual | 20 | [13 empty] | CZ2022 | None
NE-HVAC-airHP-SpltPkg-240to759kBtuh-9p7eer-3p30cop | DEER2023 | D23 v1 | 2022-10-06 17:53 | Any | Rt3 | Old | CZ01 | cDXHP | Cap-Tons | 213 | 120000 | None | 637 | 0.0505 | 0 | 9.14 | 0.0144 | 0 | [6 empty] | DEER:HVAC_Split-Package_HP | Annual | 20 | [13 empty] | CZ2022 | None
NE-HVAC-airHP-SpltPkg-240to759kBtuh-9p7eer-3p30cop | DEER2023 | D23 v1 | 2022-10-06 17:53 | Any | Rt3 | Old | CZ02 | cDXHP | Cap-Tons | 265 | 120000 | None | 552 | 0.0536 | 0 | 39 | 0.0309 | 0 | [6 empty] | DEER:HVAC_Split-Package_HP | Annual | 20 | [13 empty] | CZ2022 | None
NE-HVAC-airHP-SpltPkg-240to759kBtuh-9p7eer-3p30cop | DEER2023 | D23 v1 | 2022-10-06 17:53 | Any | Rt3 | Old | CZ03 | cDXHP | Cap-Tons | 224 | 120000 | None | 459 | 0.0601 | 0 | 30.8 | 0.0261 | 0 | [6 empty] | DEER:HVAC_Split-Package_HP | Annual | 20 | [13 empty] | CZ2022 | None
NE-HVAC-airHP-SpltPkg-240to759kBtuh-9p7eer-3p30cop | DEER2023 | D23 v1 | 2022-10-06 17:53 | Any | Rt3 | Old | CZ04 | cDXHP | Cap-Tons | 265 | 120000 | None | 496 | 0.0234 | 0 | 48.2 | 0.0347 | 0 | [6 empty] | DEER:HVAC_Split-Package_HP | Annual | 20 | [13 empty] | CZ2022 | None
NE-HVAC-airHP-SpltPkg-240to759kBtuh-9p7eer-3p30cop | DEER2023 | D23 v1 | 2022-10-06 17:53 | Any | Rt3 | Old | CZ05 | cDXHP | Cap-Tons | 224 | 120000 | None | 450 | 0.0601 | 0 | 36.2 | 0.0195 | 0 | [6 empty] | DEER:HVAC_Split-Package_HP | Annual | 20 | [13 empty] | CZ2022 | None
NE-HVAC-airHP-SpltPkg-240to759kBtuh-9p7eer-3p30cop | DEER2023 | D23 v1 | 2022-10-06 17:53 | Any | Rt3 | Old | CZ06 | cDXHP | Cap-Tons | 241 | 120000 | None | 441 | 0.0576 | 0 | 62.5 | 0.0293 | 0 | [6 empty] | DEER:HVAC_Split-Package_HP | Annual | 20 | [13 empty] | CZ2022 | None
NE-HVAC-airHP-SpltPkg-240to759kBtuh-9p7eer-3p30cop | DEER2023 | D23 v1 | 2022-10-06 17:53 | Any | Rt3 | Old | CZ07 | cDXHP | Cap-Tons | 235 | 120000 | None | 392 | 0.0604 | 0 | 57.9 | 0.0272 | 0 | [6 empty] | DEER:HVAC_Split-Package_HP | Annual | 20 | [13 empty] | CZ2022 | None
NE-HVAC-airHP-SpltPkg-240to759kBtuh-9p7eer-3p30cop | DEER2023 | D23 v1 | 2022-10-06 17:53 | Any | Rt3 | Old | CZ08 | cDXHP | Cap-Tons | 275 | 120000 | None | 479 | 0.051 | 0 | 67.5 | 0.0304 | 0 | [6 empty] | DEER:HVAC_Split-Package_HP | Annual | 20 | [13 empty] | CZ2022 | None
NE-HVAC-airHP-SpltPkg-240to759kBtuh-9p7eer-3p30cop | DEER2023 | D23 v1 | 2022-10-06 17:53 | Any | Rt3 | Old | CZ09 | cDXHP | Cap-Tons | 347 | 120000 | None | 617 | 0.11 | 0 | 48.9 | 0.0274 | 0 | [6 empty] | DEER:HVAC_Split-Package_HP | Annual | 20 | [13 empty] | CZ2022 | None
NE-HVAC-airHP-SpltPkg-240to759kBtuh-9p7eer-3p30cop | DEER2023 | D23 v1 | 2022-10-06 17:53 | Any | Rt3 | Old | CZ10 | cDXHP | Cap-Tons | 323 | 120000 | None | 574 | 0.0437 | 0 | 59.7 | 0.0335 | 0 | [6 empty] | DEER:HVAC_Split-Package_HP | Annual | 20 | [13 empty] | CZ2022 | None
NE-HVAC-airHP-SpltPkg-240to759kBtuh-9p7eer-3p30cop | DEER2023 | D23 v1 | 2022-10-06 17:53 | Any | Rt3 | Old | CZ11 | cDXHP | Cap-Tons | 361 | 120000 | None | 634 | 0.0288 | 0 | 51.7 | 0.0385 | 0 | [6 empty] | DEER:HVAC_Split-Package_HP | Annual | 20 | [13 empty] | CZ2022 | None
NE-HVAC-airHP-SpltPkg-240to759kBtuh-9p7eer-3p30cop | DEER2023 | D23 v1 | 2022-10-06 17:53 | Any | Rt3 | Old | CZ12 | cDXHP | Cap-Tons | 323 | 120000 | None | 582 | 0.0104 | 0 | 46.4 | 0.0385 | 0 | [6 empty] | DEER:HVAC_Split-Package_HP | Annual | 20 | [13 empty] | CZ2022 | None
NE-HVAC-airHP-SpltPkg-240to759kBtuh-9p7eer-3p30cop | DEER2023 | D23 v1 | 2022-10-06 17:53 | Any | Rt3 | Old | CZ13 | cDXHP | Cap-Tons | 361 | 120000 | None | 608 | 0.0129 | 0 | 58.1 | 0.0395 | 0 | [6 empty] | DEER:HVAC_Split-Package_HP | Annual | 20 | [13 empty] | CZ2022 | None
NE-HVAC-airHP-SpltPkg-240to759kBtuh-9p7eer-3p30cop | DEER2023 | D23 v1 | 2022-10-06 17:53 | Any | Rt3 | Old | CZ14 | cDXHP | Cap-Tons | 363 | 120000 | None | 635 | 0.0642 | 0 | 50.3 | 0.0344 | 0 | [6 empty] | DEER:HVAC_Split-Package_HP | Annual | 20 | [13 empty] | CZ2022 | None
NE-HVAC-airHP-SpltPkg-240to759kBtuh-9p7eer-3p30cop | DEER2023 | D23 v1 | 2022-10-06 17:53 | Any | Rt3 | Old | CZ15 | cDXHP | Cap-Tons | 453 | 120000 | None | 658 | 0.0364 | 0 | 76.3 | 0.0414 | 0 | [6 empty] | DEER:HVAC_Split-Package_HP | Annual | 20 | [13 empty] | CZ2022 | None
NE-HVAC-airHP-SpltPkg-240to759kBtuh-9p7eer-3p30cop | DEER2023 | D23 v1 | 2022-10-06 17:53 | Any | Rt3 | Old | CZ16 | cDXHP | Cap-Tons | 246 | 120000 | None | 728 | 0.0595 | 0 | 30.1 | 0.0266 | 0 | [6 empty] | DEER:HVAC_Split-Package_HP | Annual | 20 | [13 empty] | CZ2022 | None
NE-HVAC-airHP-SpltPkg-240to759kBtuh-9p7eer-3p30cop | DEER2023 | D23 v1 | 2022-10-06 17:53 | Any | Rt3 | Rec | CZ01 | cDXHP | Cap-Tons | 190 | 120000 | None | -27.2 | -0.00893 | 0 | 8.39 | 0.0138 | 0 | [6 empty] | DEER:HVAC_Split-Package_HP | Annual | 20 | [13 empty] | CZ2022 | None
NE-HVAC-airHP-SpltPkg-240to759kBtuh-9p7eer-3p30cop | DEER2023 | D23 v1 | 2022-10-06 17:53 | Any | Rt3 | Rec | CZ02 | cDXHP | Cap-Tons | 240 | 120000 | None | -32.2 | -0.0101 | 0 | 37.2 | 0.0307 | 0 | [6 empty] | DEER:HVAC_Split-Package_HP | Annual | 20 | [13 empty] | CZ2022 | None
NE-HVAC-airHP-SpltPkg-240to759kBtuh-9p7eer-3p30cop | DEER2023 | D23 v1 | 2022-10-06 17:53 | Any | Rt3 | Rec | CZ03 | cDXHP | Cap-Tons | 204 | 120000 | None | -35.8 | -0.00553 | 0 | 28 | 0.0253 | 0 | [6 empty] | DEER:HVAC_Split-Package_HP | Annual | 20 | [13 empty] | CZ2022 | None
NE-HVAC-airHP-SpltPkg-240to759kBtuh-9p7eer-3p30cop | DEER2023 | D23 v1 | 2022-10-06 17:53 | Any | Rt3 | Rec | CZ04 | cDXHP | Cap-Tons | 240 | 120000 | None | -35.9 | -0.0112 | 0 | 46.4 | 0.0347 | 0 | [6 empty] | DEER:HVAC_Split-Package_HP | Annual | 20 | [13 empty] | CZ2022 | None
NE-HVAC-airHP-SpltPkg-240to759kBtuh-9p7eer-3p30cop | DEER2023 | D23 v1 | 2022-10-06 17:53 | Any | Rt3 | Rec | CZ05 | cDXHP | Cap-Tons | 204 | 120000 | None | -36.1 | -0.00903 | 0 | 33.2 | 0.0189 | 0 | [6 empty] | DEER:HVAC_Split-Package_HP | Annual | 20 | [13 empty] | CZ2022 | None
NE-HVAC-airHP-SpltPkg-240to759kBtuh-9p7eer-3p30cop | DEER2023 | D23 v1 | 2022-10-06 17:53 | Any | Rt3 | Rec | CZ06 | cDXHP | Cap-Tons | 221 | 120000 | None | -28.6 | -0.00402 | 0 | 58.9 | 0.0289 | 0 | [6 empty] | DEER:HVAC_Split-Package_HP | Annual | 20 | [13 empty] | CZ2022 | None
NE-HVAC-airHP-SpltPkg-240to759kBtuh-9p7eer-3p30cop | DEER2023 | D23 v1 | 2022-10-06 17:53 | Any | Rt3 | Rec | CZ07 | cDXHP | Cap-Tons | 215 | 120000 | None | -34.4 | -0.00388 | 0 | 54.6 | 0.0269 | 0 | [6 empty] | DEER:HVAC_Split-Package_HP | Annual | 20 | [13 empty] | CZ2022 | None
NE-HVAC-airHP-SpltPkg-240to759kBtuh-9p7eer-3p30cop | DEER2023 | D23 v1 | 2022-10-06 17:53 | Any | Rt3 | Rec | CZ08 | cDXHP | Cap-Tons | 254 | 120000 | None | -29.7 | -0.0073 | 0 | 64.3 | 0.03 | 0 | [6 empty] | DEER:HVAC_Split-Package_HP | Annual | 20 | [13 empty] | CZ2022 | None
NE-HVAC-airHP-SpltPkg-240to759kBtuh-9p7eer-3p30cop | DEER2023 | D23 v1 | 2022-10-06 17:53 | Any | Rt3 | Rec | CZ09 | cDXHP | Cap-Tons | 321 | 120000 | None | -26.8 | -0.00664 | 0 | 46.8 | 0.0263 | 0 | [6 empty] | DEER:HVAC_Split-Package_HP | Annual | 20 | [13 empty] | CZ2022 | None
NE-HVAC-airHP-SpltPkg-240to759kBtuh-9p7eer-3p30cop | DEER2023 | D23 v1 | 2022-10-06 17:53 | Any | Rt3 | Rec | CZ10 | cDXHP | Cap-Tons | 297 | 120000 | None | -29.1 | -0.00641 | 0 | 57.7 | 0.0334 | 0 | [6 empty] | DEER:HVAC_Split-Package_HP | Annual | 20 | [13 empty] | CZ2022 | None
NE-HVAC-airHP-SpltPkg-240to759kBtuh-9p7eer-3p30cop | DEER2023 | D23 v1 | 2022-10-06 17:53 | Any | Rt3 | Rec | CZ11 | cDXHP | Cap-Tons | 311 | 120000 | None | -29.8 | -0.0111 | 0 | 51.5 | 0.0376 | 0 | [6 empty] | DEER:HVAC_Split-Package_HP | Annual | 20 | [13 empty] | CZ2022 | None
NE-HVAC-airHP-SpltPkg-240to759kBtuh-9p7eer-3p30cop | DEER2023 | D23 v1 | 2022-10-06 17:53 | Any | Rt3 | Rec | CZ12 | cDXHP | Cap-Tons | 291 | 120000 | None | -31.9 | -0.0107 | 0 | 45.4 | 0.0382 | 0 | [6 empty] | DEER:HVAC_Split-Package_HP | Annual | 20 | [13 empty] | CZ2022 | None
NE-HVAC-airHP-SpltPkg-240to759kBtuh-9p7eer-3p30cop | DEER2023 | D23 v1 | 2022-10-06 17:53 | Any | Rt3 | Rec | CZ13 | cDXHP | Cap-Tons | 317 | 120000 | None | -31.8 | -0.00905 | 0 | 57.2 | 0.039 | 0 | [6 empty] | DEER:HVAC_Split-Package_HP | Annual | 20 | [13 empty] | CZ2022 | None
NE-HVAC-airHP-SpltPkg-240to759kBtuh-9p7eer-3p30cop | DEER2023 | D23 v1 | 2022-10-06 17:53 | Any | Rt3 | Rec | CZ14 | cDXHP | Cap-Tons | 312 | 120000 | None | -30.1 | -0.00878 | 0 | 50.1 | 0.0336 | 0 | [6 empty] | DEER:HVAC_Split-Package_HP | Annual | 20 | [13 empty] | CZ2022 | None
NE-HVAC-airHP-SpltPkg-240to759kBtuh-9p7eer-3p30cop | DEER2023 | D23 v1 | 2022-10-06 17:53 | Any | Rt3 | Rec | CZ15 | cDXHP | Cap-Tons | 397 | 120000 | None | -24.9 | -0.00788 | 0 | 73.6 | 0.0397 | 0 | [6 empty] | DEER:HVAC_Split-Package_HP | Annual | 20 | [13 empty] | CZ2022 | None
NE-HVAC-airHP-SpltPkg-240to759kBtuh-9p7eer-3p30cop | DEER2023 | D23 v1 | 2022-10-06 17:53 | Any | Rt3 | Rec | CZ16 | cDXHP | Cap-Tons | 207 | 120000 | None | -23 | -0.0087 | 0 | 30.8 | 0.0258 | 0 | [6 empty] | DEER:HVAC_Split-Package_HP | Annual | 20 | [13 empty] | CZ2022 | None
NE-HVAC-airHP-SpltPkg-240to759kBtuh-9p7eer-3p30cop | DEER2023 | D23 v1 | 2022-10-06 17:53 | Any | RtL | Ex | CZ01 | cDXHP | Cap-Tons | 177 | 130000 | None | 574 | 0.0428 | 0 | 14.8 | 0.0145 | 0 | [6 empty] | DEER:HVAC_Split-Package_HP | Annual | 20 | [13 empty] | CZ2022 | None
NE-HVAC-airHP-SpltPkg-240to759kBtuh-9p7eer-3p30cop | DEER2023 | D23 v1 | 2022-10-06 17:53 | Any | RtL | Ex | CZ02 | cDXHP | Cap-Tons | 222 | 130000 | None | 532 | 0.0541 | 0 | 41.1 | 0.0301 | 0 | [6 empty] | DEER:HVAC_Split-Package_HP | Annual | 20 | [13 empty] | CZ2022 | None
NE-HVAC-airHP-SpltPkg-240to759kBtuh-9p7eer-3p30cop | DEER2023 | D23 v1 | 2022-10-06 17:53 | Any | RtL | Ex | CZ03 | cDXHP | Cap-Tons | 184 | 130000 | None | 407 | 0.0462 | 0 | 37.4 | 0.0255 | 0 | [6 empty] | DEER:HVAC_Split-Package_HP | Annual | 20 | [13 empty] | CZ2022 | None
NE-HVAC-airHP-SpltPkg-240to759kBtuh-9p7eer-3p30cop | DEER2023 | D23 v1 | 2022-10-06 17:53 | Any | RtL | Ex | CZ04 | cDXHP | Cap-Tons | 219 | 130000 | None | 464 | 0.0255 | 0 | 52.5 | 0.0344 | 0 | [6 empty] | DEER:HVAC_Split-Package_HP | Annual | 20 | [13 empty] | CZ2022 | None
NE-HVAC-airHP-SpltPkg-240to759kBtuh-9p7eer-3p30cop | DEER2023 | D23 v1 | 2022-10-06 17:53 | Any | RtL | Ex | CZ05 | cDXHP | Cap-Tons | 184 | 130000 | None | 415 | 0.0551 | 0 | 42 | 0.0185 | 0 | [6 empty] | DEER:HVAC_Split-Package_HP | Annual | 20 | [13 empty] | CZ2022 | None
NE-HVAC-airHP-SpltPkg-240to759kBtuh-9p7eer-3p30cop | DEER2023 | D23 v1 | 2022-10-06 17:53 | Any | RtL | Ex | CZ06 | cDXHP | Cap-Tons | 197 | 130000 | None | 371 | 0.0352 | 0 | 70.6 | 0.0298 | 0 | [6 empty] | DEER:HVAC_Split-Package_HP | Annual | 20 | [13 empty] | CZ2022 | None
NE-HVAC-airHP-SpltPkg-240to759kBtuh-9p7eer-3p30cop | DEER2023 | D23 v1 | 2022-10-06 17:53 | Any | RtL | Ex | CZ07 | cDXHP | Cap-Tons | 192 | 130000 | None | 356 | 0.0407 | 0 | 64.2 | 0.0271 | 0 | [6 empty] | DEER:HVAC_Split-Package_HP | Annual | 20 | [13 empty] | CZ2022 | None
NE-HVAC-airHP-SpltPkg-240to759kBtuh-9p7eer-3p30cop | DEER2023 | D23 v1 | 2022-10-06 17:53 | Any | RtL | Ex | CZ08 | cDXHP | Cap-Tons | 240 | 130000 | None | 467 | 0.0576 | 0 | 67.8 | 0.0287 | 0 | [6 empty] | DEER:HVAC_Split-Package_HP | Annual | 20 | [13 empty] | CZ2022 | None
NE-HVAC-airHP-SpltPkg-240to759kBtuh-9p7eer-3p30cop | DEER2023 | D23 v1 | 2022-10-06 17:53 | Any | RtL | Ex | CZ09 | cDXHP | Cap-Tons | 296 | 130000 | None | 579 | 0.104 | 0 | 50.2 | 0.0264 | 0 | [6 empty] | DEER:HVAC_Split-Package_HP | Annual | 20 | [13 empty] | CZ2022 | None
NE-HVAC-airHP-SpltPkg-240to759kBtuh-9p7eer-3p30cop | DEER2023 | D23 v1 | 2022-10-06 17:53 | Any | RtL | Ex | CZ10 | cDXHP | Cap-Tons | 270 | 130000 | None | 551 | 0.056 | 0 | 61.9 | 0.0319 | 0 | [6 empty] | DEER:HVAC_Split-Package_HP | Annual | 20 | [13 empty] | CZ2022 | None
NE-HVAC-airHP-SpltPkg-240to759kBtuh-9p7eer-3p30cop | DEER2023 | D23 v1 | 2022-10-06 17:53 | Any | RtL | Ex | CZ11 | cDXHP | Cap-Tons | 298 | 130000 | None | 610 | 0.0349 | 0 | 55.1 | 0.0382 | 0 | [6 empty] | DEER:HVAC_Split-Package_HP | Annual | 20 | [13 empty] | CZ2022 | None
NE-HVAC-airHP-SpltPkg-240to759kBtuh-9p7eer-3p30cop | DEER2023 | D23 v1 | 2022-10-06 17:53 | Any | RtL | Ex | CZ12 | cDXHP | Cap-Tons | 270 | 130000 | None | 569 | 0.0265 | 0 | 48.8 | 0.0373 | 0 | [6 empty] | DEER:HVAC_Split-Package_HP | Annual | 20 | [13 empty] | CZ2022 | None
NE-HVAC-airHP-SpltPkg-240to759kBtuh-9p7eer-3p30cop | DEER2023 | D23 v1 | 2022-10-06 17:53 | Any | RtL | Ex | CZ13 | cDXHP | Cap-Tons | 299 | 130000 | None | 584 | 0.0244 | 0 | 61.7 | 0.0387 | 0 | [6 empty] | DEER:HVAC_Split-Package_HP | Annual | 20 | [13 empty] | CZ2022 | None
NE-HVAC-airHP-SpltPkg-240to759kBtuh-9p7eer-3p30cop | DEER2023 | D23 v1 | 2022-10-06 17:53 | Any | RtL | Ex | CZ14 | cDXHP | Cap-Tons | 300 | 130000 | None | 610 | 0.0581 | 0 | 53.5 | 0.0343 | 0 | [6 empty] | DEER:HVAC_Split-Package_HP | Annual | 20 | [13 empty] | CZ2022 | None
NE-HVAC-airHP-SpltPkg-240to759kBtuh-9p7eer-3p30cop | DEER2023 | D23 v1 | 2022-10-06 17:53 | Any | RtL | Ex | CZ15 | cDXHP | Cap-Tons | 381 | 130000 | None | 630 | 0.039 | 0 | 79.6 | 0.0412 | 0 | [6 empty] | DEER:HVAC_Split-Package_HP | Annual | 20 | [13 empty] | CZ2022 | None
NE-HVAC-airHP-SpltPkg-240to759kBtuh-9p7eer-3p30cop | DEER2023 | D23 v1 | 2022-10-06 17:53 | Any | RtL | Ex | CZ16 | cDXHP | Cap-Tons | 191 | 130000 | None | 756 | 0.0517 | 0 | 33.3 | 0.0258 | 0 | [6 empty] | DEER:HVAC_Split-Package_HP | Annual | 20 | [13 empty] | CZ2022 | None
NE-HVAC-airHP-SpltPkg-240to759kBtuh-9p7eer-3p30cop | DEER2023 | D23 v1 | 2022-10-06 17:53 | Any | RtL | Old | CZ01 | cDXHP | Cap-Tons | 185 | 130000 | None | 681 | 0.0508 | 0 | 14.8 | 0.0146 | 0 | [6 empty] | DEER:HVAC_Split-Package_HP | Annual | 20 | [13 empty] | CZ2022 | None
NE-HVAC-airHP-SpltPkg-240to759kBtuh-9p7eer-3p30cop | DEER2023 | D23 v1 | 2022-10-06 17:53 | Any | RtL | Old | CZ02 | cDXHP | Cap-Tons | 233 | 130000 | None | 632 | 0.0611 | 0 | 41.3 | 0.0301 | 0 | [6 empty] | DEER:HVAC_Split-Package_HP | Annual | 20 | [13 empty] | CZ2022 | None
NE-HVAC-airHP-SpltPkg-240to759kBtuh-9p7eer-3p30cop | DEER2023 | D23 v1 | 2022-10-06 17:53 | Any | RtL | Old | CZ03 | cDXHP | Cap-Tons | 191 | 130000 | None | 488 | 0.0538 | 0 | 37.6 | 0.0256 | 0 | [6 empty] | DEER:HVAC_Split-Package_HP | Annual | 20 | [13 empty] | CZ2022 | None
NE-HVAC-airHP-SpltPkg-240to759kBtuh-9p7eer-3p30cop | DEER2023 | D23 v1 | 2022-10-06 17:53 | Any | RtL | Old | CZ04 | cDXHP | Cap-Tons | 228 | 130000 | None | 549 | 0.0288 | 0 | 52.7 | 0.0343 | 0 | [6 empty] | DEER:HVAC_Split-Package_HP | Annual | 20 | [13 empty] | CZ2022 | None
NE-HVAC-airHP-SpltPkg-240to759kBtuh-9p7eer-3p30cop | DEER2023 | D23 v1 | 2022-10-06 17:53 | Any | RtL | Old | CZ05 | cDXHP | Cap-Tons | 191 | 130000 | None | 489 | 0.0658 | 0 | 42.5 | 0.0186 | 0 | [6 empty] | DEER:HVAC_Split-Package_HP | Annual | 20 | [13 empty] | CZ2022 | None
NE-HVAC-airHP-SpltPkg-240to759kBtuh-9p7eer-3p30cop | DEER2023 | D23 v1 | 2022-10-06 17:53 | Any | RtL | Old | CZ06 | cDXHP | Cap-Tons | 201 | 130000 | None | 433 | 0.0389 | 0 | 72.5 | 0.0301 | 0 | [6 empty] | DEER:HVAC_Split-Package_HP | Annual | 20 | [13 empty] | CZ2022 | None
NE-HVAC-airHP-SpltPkg-240to759kBtuh-9p7eer-3p30cop | DEER2023 | D23 v1 | 2022-10-06 17:53 | Any | RtL | Old | CZ07 | cDXHP | Cap-Tons | 197 | 130000 | None | 413 | 0.046 | 0 | 65.9 | 0.0273 | 0 | [6 empty] | DEER:HVAC_Split-Package_HP | Annual | 20 | [13 empty] | CZ2022 | None
NE-HVAC-airHP-SpltPkg-240to759kBtuh-9p7eer-3p30cop | DEER2023 | D23 v1 | 2022-10-06 17:53 | Any | RtL | Old | CZ08 | cDXHP | Cap-Tons | 243 | 130000 | None | 548 | 0.0645 | 0 | 69.7 | 0.029 | 0 | [6 empty] | DEER:HVAC_Split-Package_HP | Annual | 20 | [13 empty] | CZ2022 | None
NE-HVAC-airHP-SpltPkg-240to759kBtuh-9p7eer-3p30cop | DEER2023 | D23 v1 | 2022-10-06 17:53 | Any | RtL | Old | CZ09 | cDXHP | Cap-Tons | 304 | 130000 | None | 690 | 0.125 | 0 | 51 | 0.0265 | 0 | [6 empty] | DEER:HVAC_Split-Package_HP | Annual | 20 | [13 empty] | CZ2022 | None
NE-HVAC-airHP-SpltPkg-240to759kBtuh-9p7eer-3p30cop | DEER2023 | D23 v1 | 2022-10-06 17:53 | Any | RtL | Old | CZ10 | cDXHP | Cap-Tons | 285 | 130000 | None | 653 | 0.0657 | 0 | 62.1 | 0.0319 | 0 | [6 empty] | DEER:HVAC_Split-Package_HP | Annual | 20 | [13 empty] | CZ2022 | None
NE-HVAC-airHP-SpltPkg-240to759kBtuh-9p7eer-3p30cop | DEER2023 | D23 v1 | 2022-10-06 17:53 | Any | RtL | Old | CZ11 | cDXHP | Cap-Tons | 315 | 130000 | None | 726 | 0.0356 | 0 | 55.1 | 0.0385 | 0 | [6 empty] | DEER:HVAC_Split-Package_HP | Annual | 20 | [13 empty] | CZ2022 | None
NE-HVAC-airHP-SpltPkg-240to759kBtuh-9p7eer-3p30cop | DEER2023 | D23 v1 | 2022-10-06 17:53 | Any | RtL | Old | CZ12 | cDXHP | Cap-Tons | 282 | 130000 | None | 666 | 0.0286 | 0 | 48.9 | 0.0374 | 0 | [6 empty] | DEER:HVAC_Split-Package_HP | Annual | 20 | [13 empty] | CZ2022 | None
NE-HVAC-airHP-SpltPkg-240to759kBtuh-9p7eer-3p30cop | DEER2023 | D23 v1 | 2022-10-06 17:53 | Any | RtL | Old | CZ13 | cDXHP | Cap-Tons | 315 | 130000 | None | 700 | 0.0251 | 0 | 61.8 | 0.0389 | 0 | [6 empty] | DEER:HVAC_Split-Package_HP | Annual | 20 | [13 empty] | CZ2022 | None
NE-HVAC-airHP-SpltPkg-240to759kBtuh-9p7eer-3p30cop | DEER2023 | D23 v1 | 2022-10-06 17:53 | Any | RtL | Old | CZ14 | cDXHP | Cap-Tons | 316 | 130000 | None | 725 | 0.0639 | 0 | 53.4 | 0.0346 | 0 | [6 empty] | DEER:HVAC_Split-Package_HP | Annual | 20 | [13 empty] | CZ2022 | None
NE-HVAC-airHP-SpltPkg-240to759kBtuh-9p7eer-3p30cop | DEER2023 | D23 v1 | 2022-10-06 17:53 | Any | RtL | Old | CZ15 | cDXHP | Cap-Tons | 400 | 130000 | None | 744 | 0.0389 | 0 | 80.2 | 0.0417 | 0 | [6 empty] | DEER:HVAC_Split-Package_HP | Annual | 20 | [13 empty] | CZ2022 | None
NE-HVAC-airHP-SpltPkg-240to759kBtuh-9p7eer-3p30cop | DEER2023 | D23 v1 | 2022-10-06 17:53 | Any | RtL | Old | CZ16 | cDXHP | Cap-Tons | 204 | 130000 | None | 902 | 0.0618 | 0 | 32.7 | 0.0257 | 0 | [6 empty] | DEER:HVAC_Split-Package_HP | Annual | 20 | [13 empty] | CZ2022 | None
NE-HVAC-airHP-SpltPkg-240to759kBtuh-9p7eer-3p30cop | DEER2023 | D23 v1 | 2022-10-06 17:53 | Any | RtL | Rec | CZ01 | cDXHP | Cap-Tons | 164 | 130000 | None | -21.8 | -0.0057 | 0 | 15.5 | 0.0148 | 0 | [6 empty] | DEER:HVAC_Split-Package_HP | Annual | 20 | [13 empty] | CZ2022 | None
NE-HVAC-airHP-SpltPkg-240to759kBtuh-9p7eer-3p30cop | DEER2023 | D23 v1 | 2022-10-06 17:53 | Any | RtL | Rec | CZ02 | cDXHP | Cap-Tons | 203 | 130000 | None | -22.4 | -0.00186 | 0 | 42 | 0.031 | 0 | [6 empty] | DEER:HVAC_Split-Package_HP | Annual | 20 | [13 empty] | CZ2022 | None
NE-HVAC-airHP-SpltPkg-240to759kBtuh-9p7eer-3p30cop | DEER2023 | D23 v1 | 2022-10-06 17:53 | Any | RtL | Rec | CZ03 | cDXHP | Cap-Tons | 171 | 130000 | None | -27.6 | -0.00173 | 0 | 37.6 | 0.0256 | 0 | [6 empty] | DEER:HVAC_Split-Package_HP | Annual | 20 | [13 empty] | CZ2022 | None
NE-HVAC-airHP-SpltPkg-240to759kBtuh-9p7eer-3p30cop | DEER2023 | D23 v1 | 2022-10-06 17:53 | Any | RtL | Rec | CZ04 | cDXHP | Cap-Tons | 199 | 130000 | None | -26.4 | -0.00566 | 0 | 53.7 | 0.0353 | 0 | [6 empty] | DEER:HVAC_Split-Package_HP | Annual | 20 | [13 empty] | CZ2022 | None
NE-HVAC-airHP-SpltPkg-240to759kBtuh-9p7eer-3p30cop | DEER2023 | D23 v1 | 2022-10-06 17:53 | Any | RtL | Rec | CZ05 | cDXHP | Cap-Tons | 170 | 130000 | None | -25.7 | -0.00315 | 0 | 42.6 | 0.0188 | 0 | [6 empty] | DEER:HVAC_Split-Package_HP | Annual | 20 | [13 empty] | CZ2022 | None
NE-HVAC-airHP-SpltPkg-240to759kBtuh-9p7eer-3p30cop | DEER2023 | D23 v1 | 2022-10-06 17:53 | Any | RtL | Rec | CZ06 | cDXHP | Cap-Tons | 182 | 130000 | None | -19.9 | -0.00077 | 0 | 71.3 | 0.0304 | 0 | [6 empty] | DEER:HVAC_Split-Package_HP | Annual | 20 | [13 empty] | CZ2022 | None
NE-HVAC-airHP-SpltPkg-240to759kBtuh-9p7eer-3p30cop | DEER2023 | D23 v1 | 2022-10-06 17:53 | Any | RtL | Rec | CZ07 | cDXHP | Cap-Tons | 179 | 130000 | None | -23.6 | -0.0011 | 0 | 64.7 | 0.0276 | 0 | [6 empty] | DEER:HVAC_Split-Package_HP | Annual | 20 | [13 empty] | CZ2022 | None
NE-HVAC-airHP-SpltPkg-240to759kBtuh-9p7eer-3p30cop | DEER2023 | D23 v1 | 2022-10-06 17:53 | Any | RtL | Rec | CZ08 | cDXHP | Cap-Tons | 220 | 130000 | None | -13.9 | -0.00416 | 0 | 68.5 | 0.0293 | 0 | [6 empty] | DEER:HVAC_Split-Package_HP | Annual | 20 | [13 empty] | CZ2022 | None
NE-HVAC-airHP-SpltPkg-240to759kBtuh-9p7eer-3p30cop | DEER2023 | D23 v1 | 2022-10-06 17:53 | Any | RtL | Rec | CZ09 | cDXHP | Cap-Tons | 270 | 130000 | None | -11.9 | 0.00025 | 0 | 50.7 | 0.0267 | 0 | [6 empty] | DEER:HVAC_Split-Package_HP | Annual | 20 | [13 empty] | CZ2022 | None
NE-HVAC-airHP-SpltPkg-240to759kBtuh-9p7eer-3p30cop | DEER2023 | D23 v1 | 2022-10-06 17:53 | Any | RtL | Rec | CZ10 | cDXHP | Cap-Tons | 250 | 130000 | None | -12.5 | -0.00166 | 0 | 62.4 | 0.0324 | 0 | [6 empty] | DEER:HVAC_Split-Package_HP | Annual | 20 | [13 empty] | CZ2022 | None
NE-HVAC-airHP-SpltPkg-240to759kBtuh-9p7eer-3p30cop | DEER2023 | D23 v1 | 2022-10-06 17:53 | Any | RtL | Rec | CZ11 | cDXHP | Cap-Tons | 268 | 130000 | None | -13 | -0.00322 | 0 | 56.6 | 0.0388 | 0 | [6 empty] | DEER:HVAC_Split-Package_HP | Annual | 20 | [13 empty] | CZ2022 | None
NE-HVAC-airHP-SpltPkg-240to759kBtuh-9p7eer-3p30cop | DEER2023 | D23 v1 | 2022-10-06 17:53 | Any | RtL | Rec | CZ12 | cDXHP | Cap-Tons | 245 | 130000 | None | -19.4 | -0.00563 | 0 | 50 | 0.038 | 0 | [6 empty] | DEER:HVAC_Split-Package_HP | Annual | 20 | [13 empty] | CZ2022 | None
NE-HVAC-airHP-SpltPkg-240to759kBtuh-9p7eer-3p30cop | DEER2023 | D23 v1 | 2022-10-06 17:53 | Any | RtL | Rec | CZ13 | cDXHP | Cap-Tons | 271 | 130000 | None | -13.8 | -0.00498 | 0 | 62.7 | 0.0391 | 0 | [6 empty] | DEER:HVAC_Split-Package_HP | Annual | 20 | [13 empty] | CZ2022 | None
NE-HVAC-airHP-SpltPkg-240to759kBtuh-9p7eer-3p30cop | DEER2023 | D23 v1 | 2022-10-06 17:53 | Any | RtL | Rec | CZ14 | cDXHP | Cap-Tons | 271 | 130000 | None | -10.8 | -0.00103 | 0 | 54.6 | 0.0347 | 0 | [6 empty] | DEER:HVAC_Split-Package_HP | Annual | 20 | [13 empty] | CZ2022 | None
NE-HVAC-airHP-SpltPkg-240to759kBtuh-9p7eer-3p30cop | DEER2023 | D23 v1 | 2022-10-06 17:53 | Any | RtL | Rec | CZ15 | cDXHP | Cap-Tons | 348 | 130000 | None | -2.8 | -0.00605 | 0 | 79.2 | 0.0408 | 0 | [6 empty] | DEER:HVAC_Split-Package_HP | Annual | 20 | [13 empty] | CZ2022 | None
NE-HVAC-airHP-SpltPkg-240to759kBtuh-9p7eer-3p30cop | DEER2023 | D23 v1 | 2022-10-06 17:53 | Any | RtL | Rec | CZ16 | cDXHP | Cap-Tons | 173 | 130000 | None | -7.53 | -0.0014 | 0 | 34.7 | 0.0261 | 0 | [6 empty] | DEER:HVAC_Split-Package_HP | Annual | 20 | [13 empty] | CZ2022 | None
NE-HVAC-airHP-SpltPkg-240to759kBtuh-9p7eer-3p30cop | DEER2023 | D23 v1 | 2022-10-06 17:53 | Any | RtS | Ex | CZ01 | cDXHP | Cap-Tons | 13.4 | 8000 | None | 625 | 0.097 | 0 | 11.1 | 0.0115 | 0 | [6 empty] | DEER:HVAC_Split-Package_HP | Annual | 20 | [13 empty] | CZ2022 | None
NE-HVAC-airHP-SpltPkg-240to759kBtuh-9p7eer-3p30cop | DEER2023 | D23 v1 | 2022-10-06 17:53 | Any | RtS | Ex | CZ02 | cDXHP | Cap-Tons | 16.4 | 8000 | None | 561 | 0.0749 | 0 | 38 | 0.0275 | 0 | [6 empty] | DEER:HVAC_Split-Package_HP | Annual | 20 | [13 empty] | CZ2022 | None
NE-HVAC-airHP-SpltPkg-240to759kBtuh-9p7eer-3p30cop | DEER2023 | D23 v1 | 2022-10-06 17:53 | Any | RtS | Ex | CZ03 | cDXHP | Cap-Tons | 14.8 | 8000 | None | 529 | 0.0987 | 0 | 28.5 | 0.0198 | 0 | [6 empty] | DEER:HVAC_Split-Package_HP | Annual | 20 | [13 empty] | CZ2022 | None
NE-HVAC-airHP-SpltPkg-240to759kBtuh-9p7eer-3p30cop | DEER2023 | D23 v1 | 2022-10-06 17:53 | Any | RtS | Ex | CZ04 | cDXHP | Cap-Tons | 17.3 | 8000 | None | 535 | 0.0571 | 0 | 45.4 | 0.0308 | 0 | [6 empty] | DEER:HVAC_Split-Package_HP | Annual | 20 | [13 empty] | CZ2022 | None
NE-HVAC-airHP-SpltPkg-240to759kBtuh-9p7eer-3p30cop | DEER2023 | D23 v1 | 2022-10-06 17:53 | Any | RtS | Ex | CZ05 | cDXHP | Cap-Tons | 14.5 | 8000 | None | 527 | 0.108 | 0 | 33 | 0.0143 | 0 | [6 empty] | DEER:HVAC_Split-Package_HP | Annual | 20 | [13 empty] | CZ2022 | None
NE-HVAC-airHP-SpltPkg-240to759kBtuh-9p7eer-3p30cop | DEER2023 | D23 v1 | 2022-10-06 17:53 | Any | RtS | Ex | CZ06 | cDXHP | Cap-Tons | 16.1 | 8000 | None | 503 | 0.0959 | 0 | 52.1 | 0.0236 | 0 | [6 empty] | DEER:HVAC_Split-Package_HP | Annual | 20 | [13 empty] | CZ2022 | None
NE-HVAC-airHP-SpltPkg-240to759kBtuh-9p7eer-3p30cop | DEER2023 | D23 v1 | 2022-10-06 17:53 | Any | RtS | Ex | CZ07 | cDXHP | Cap-Tons | 15.5 | 8000 | None | 497 | 0.102 | 0 | 49.1 | 0.0204 | 0 | [6 empty] | DEER:HVAC_Split-Package_HP | Annual | 20 | [13 empty] | CZ2022 | None
NE-HVAC-airHP-SpltPkg-240to759kBtuh-9p7eer-3p30cop | DEER2023 | D23 v1 | 2022-10-06 17:53 | Any | RtS | Ex | CZ08 | cDXHP | Cap-Tons | 18.5 | 8000 | None | 506 | 0.0786 | 0 | 60.5 | 0.0264 | 0 | [6 empty] | DEER:HVAC_Split-Package_HP | Annual | 20 | [13 empty] | CZ2022 | None
NE-HVAC-airHP-SpltPkg-240to759kBtuh-9p7eer-3p30cop | DEER2023 | D23 v1 | 2022-10-06 17:53 | Any | RtS | Ex | CZ09 | cDXHP | Cap-Tons | 23.3 | 8000 | None | 560 | 0.119 | 0 | 47.1 | 0.024 | 0 | [6 empty] | DEER:HVAC_Split-Package_HP | Annual | 20 | [13 empty] | CZ2022 | None
NE-HVAC-airHP-SpltPkg-240to759kBtuh-9p7eer-3p30cop | DEER2023 | D23 v1 | 2022-10-06 17:53 | Any | RtS | Ex | CZ10 | cDXHP | Cap-Tons | 20.9 | 8000 | None | 548 | 0.0716 | 0 | 56.9 | 0.03 | 0 | [6 empty] | DEER:HVAC_Split-Package_HP | Annual | 20 | [13 empty] | CZ2022 | None
NE-HVAC-airHP-SpltPkg-240to759kBtuh-9p7eer-3p30cop | DEER2023 | D23 v1 | 2022-10-06 17:53 | Any | RtS | Ex | CZ11 | cDXHP | Cap-Tons | 22.9 | 8000 | None | 560 | 0.04 | 0 | 50.7 | 0.037 | 0 | [6 empty] | DEER:HVAC_Split-Package_HP | Annual | 20 | [13 empty] | CZ2022 | None
NE-HVAC-airHP-SpltPkg-240to759kBtuh-9p7eer-3p30cop | DEER2023 | D23 v1 | 2022-10-06 17:53 | Any | RtS | Ex | CZ12 | cDXHP | Cap-Tons | 20.5 | 8000 | None | 572 | 0.0412 | 0 | 46.4 | 0.0358 | 0 | [6 empty] | DEER:HVAC_Split-Package_HP | Annual | 20 | [13 empty] | CZ2022 | None
NE-HVAC-airHP-SpltPkg-240to759kBtuh-9p7eer-3p30cop | DEER2023 | D23 v1 | 2022-10-06 17:53 | Any | RtS | Ex | CZ13 | cDXHP | Cap-Tons | 23.1 | 8000 | None | 547 | 0.0382 | 0 | 57.1 | 0.037 | 0 | [6 empty] | DEER:HVAC_Split-Package_HP | Annual | 20 | [13 empty] | CZ2022 | None
NE-HVAC-airHP-SpltPkg-240to759kBtuh-9p7eer-3p30cop | DEER2023 | D23 v1 | 2022-10-06 17:53 | Any | RtS | Ex | CZ14 | cDXHP | Cap-Tons | 22.9 | 8000 | None | 563 | 0.064 | 0 | 49.8 | 0.0328 | 0 | [6 empty] | DEER:HVAC_Split-Package_HP | Annual | 20 | [13 empty] | CZ2022 | None
NE-HVAC-airHP-SpltPkg-240to759kBtuh-9p7eer-3p30cop | DEER2023 | D23 v1 | 2022-10-06 17:53 | Any | RtS | Ex | CZ15 | cDXHP | Cap-Tons | 29.4 | 8000 | None | 558 | 0.0432 | 0 | 75.3 | 0.0401 | 0 | [6 empty] | DEER:HVAC_Split-Package_HP | Annual | 20 | [13 empty] | CZ2022 | None
NE-HVAC-airHP-SpltPkg-240to759kBtuh-9p7eer-3p30cop | DEER2023 | D23 v1 | 2022-10-06 17:53 | Any | RtS | Ex | CZ16 | cDXHP | Cap-Tons | 15.9 | 8000 | None | 709 | 0.0841 | 0 | 29 | 0.0217 | 0 | [6 empty] | DEER:HVAC_Split-Package_HP | Annual | 20 | [13 empty] | CZ2022 | None
NE-HVAC-airHP-SpltPkg-240to759kBtuh-9p7eer-3p30cop | DEER2023 | D23 v1 | 2022-10-06 17:53 | Any | RtS | Old | CZ01 | cDXHP | Cap-Tons | 16.5 | 8000 | None | 717 | 0.119 | 0 | 14.7 | 0.0131 | 0 | [6 empty] | DEER:HVAC_Split-Package_HP | Annual | 20 | [13 empty] | CZ2022 | None
NE-HVAC-airHP-SpltPkg-240to759kBtuh-9p7eer-3p30cop | DEER2023 | D23 v1 | 2022-10-06 17:53 | Any | RtS | Old | CZ02 | cDXHP | Cap-Tons | 19.9 | 8000 | None | 656 | 0.0768 | 0 | 42.3 | 0.0283 | 0 | [6 empty] | DEER:HVAC_Split-Package_HP | Annual | 20 | [13 empty] | CZ2022 | None
NE-HVAC-airHP-SpltPkg-240to759kBtuh-9p7eer-3p30cop | DEER2023 | D23 v1 | 2022-10-06 17:53 | Any | RtS | Old | CZ03 | cDXHP | Cap-Tons | 17.5 | 8000 | None | 634 | 0.112 | 0 | 34.6 | 0.021 | 0 | [6 empty] | DEER:HVAC_Split-Package_HP | Annual | 20 | [13 empty] | CZ2022 | None
NE-HVAC-airHP-SpltPkg-240to759kBtuh-9p7eer-3p30cop | DEER2023 | D23 v1 | 2022-10-06 17:53 | Any | RtS | Old | CZ04 | cDXHP | Cap-Tons | 20.1 | 8000 | None | 622 | 0.0513 | 0 | 50.7 | 0.0319 | 0 | [6 empty] | DEER:HVAC_Split-Package_HP | Annual | 20 | [13 empty] | CZ2022 | None
NE-HVAC-airHP-SpltPkg-240to759kBtuh-9p7eer-3p30cop | DEER2023 | D23 v1 | 2022-10-06 17:53 | Any | RtS | Old | CZ05 | cDXHP | Cap-Tons | 17 | 8000 | None | 622 | 0.128 | 0 | 39.6 | 0.0155 | 0 | [6 empty] | DEER:HVAC_Split-Package_HP | Annual | 20 | [13 empty] | CZ2022 | None
NE-HVAC-airHP-SpltPkg-240to759kBtuh-9p7eer-3p30cop | DEER2023 | D23 v1 | 2022-10-06 17:53 | Any | RtS | Old | CZ06 | cDXHP | Cap-Tons | 18.9 | 8000 | None | 607 | 0.111 | 0 | 57.7 | 0.0238 | 0 | [6 empty] | DEER:HVAC_Split-Package_HP | Annual | 20 | [13 empty] | CZ2022 | None
NE-HVAC-airHP-SpltPkg-240to759kBtuh-9p7eer-3p30cop | DEER2023 | D23 v1 | 2022-10-06 17:53 | Any | RtS | Old | CZ07 | cDXHP | Cap-Tons | 18.3 | 8000 | None | 600 | 0.125 | 0 | 54.5 | 0.0202 | 0 | [6 empty] | DEER:HVAC_Split-Package_HP | Annual | 20 | [13 empty] | CZ2022 | None
NE-HVAC-airHP-SpltPkg-240to759kBtuh-9p7eer-3p30cop | DEER2023 | D23 v1 | 2022-10-06 17:53 | Any | RtS | Old | CZ08 | cDXHP | Cap-Tons | 20.7 | 8000 | None | 591 | 0.0856 | 0 | 67.1 | 0.0271 | 0 | [6 empty] | DEER:HVAC_Split-Package_HP | Annual | 20 | [13 empty] | CZ2022 | None
NE-HVAC-airHP-SpltPkg-240to759kBtuh-9p7eer-3p30cop | DEER2023 | D23 v1 | 2022-10-06 17:53 | Any | RtS | Old | CZ09 | cDXHP | Cap-Tons | 26.3 | 8000 | None | 664 | 0.128 | 0 | 52.6 | 0.0252 | 0 | [6 empty] | DEER:HVAC_Split-Package_HP | Annual | 20 | [13 empty] | CZ2022 | None
NE-HVAC-airHP-SpltPkg-240to759kBtuh-9p7eer-3p30cop | DEER2023 | D23 v1 | 2022-10-06 17:53 | Any | RtS | Old | CZ10 | cDXHP | Cap-Tons | 24.9 | 8000 | None | 638 | 0.0828 | 0 | 60.9 | 0.03 | 0 | [6 empty] | DEER:HVAC_Split-Package_HP | Annual | 20 | [13 empty] | CZ2022 | None
NE-HVAC-airHP-SpltPkg-240to759kBtuh-9p7eer-3p30cop | DEER2023 | D23 v1 | 2022-10-06 17:53 | Any | RtS | Old | CZ11 | cDXHP | Cap-Tons | 26.9 | 8000 | None | 649 | 0.029 | 0 | 54.3 | 0.0383 | 0 | [6 empty] | DEER:HVAC_Split-Package_HP | Annual | 20 | [13 empty] | CZ2022 | None
NE-HVAC-airHP-SpltPkg-240to759kBtuh-9p7eer-3p30cop | DEER2023 | D23 v1 | 2022-10-06 17:53 | Any | RtS | Old | CZ12 | cDXHP | Cap-Tons | 23.9 | 8000 | None | 656 | 0.0321 | 0 | 50.5 | 0.0367 | 0 | [6 empty] | DEER:HVAC_Split-Package_HP | Annual | 20 | [13 empty] | CZ2022 | None
NE-HVAC-airHP-SpltPkg-240to759kBtuh-9p7eer-3p30cop | DEER2023 | D23 v1 | 2022-10-06 17:53 | Any | RtS | Old | CZ13 | cDXHP | Cap-Tons | 27.1 | 8000 | None | 639 | 0.0258 | 0 | 61.2 | 0.0382 | 0 | [6 empty] | DEER:HVAC_Split-Package_HP | Annual | 20 | [13 empty] | CZ2022 | None
NE-HVAC-airHP-SpltPkg-240to759kBtuh-9p7eer-3p30cop | DEER2023 | D23 v1 | 2022-10-06 17:53 | Any | RtS | Old | CZ14 | cDXHP | Cap-Tons | 26.9 | 8000 | None | 653 | 0.067 | 0 | 54 | 0.0337 | 0 | [6 empty] | DEER:HVAC_Split-Package_HP | Annual | 20 | [13 empty] | CZ2022 | None
NE-HVAC-airHP-SpltPkg-240to759kBtuh-9p7eer-3p30cop | DEER2023 | D23 v1 | 2022-10-06 17:53 | Any | RtS | Old | CZ15 | cDXHP | Cap-Tons | 33.8 | 8000 | None | 643 | 0.0348 | 0 | 80.1 | 0.0412 | 0 | [6 empty] | DEER:HVAC_Split-Package_HP | Annual | 20 | [13 empty] | CZ2022 | None
NE-HVAC-airHP-SpltPkg-240to759kBtuh-9p7eer-3p30cop | DEER2023 | D23 v1 | 2022-10-06 17:53 | Any | RtS | Old | CZ16 | cDXHP | Cap-Tons | 19.7 | 8000 | None | 800 | 0.102 | 0 | 32.5 | 0.0222 | 0 | [6 empty] | DEER:HVAC_Split-Package_HP | Annual | 20 | [13 empty] | CZ2022 | None
NE-HVAC-airHP-SpltPkg-240to759kBtuh-9p7eer-3p30cop | DEER2023 | D23 v1 | 2022-10-06 17:53 | Any | RtS | Rec | CZ01 | cDXHP | Cap-Tons | 12.6 | 8000 | None | 85.4 | -0.00108 | 0 | 3.65 | 0.00828 | 0 | [6 empty] | DEER:HVAC_Split-Package_HP | Annual | 20 | [13 empty] | CZ2022 | None
NE-HVAC-airHP-SpltPkg-240to759kBtuh-9p7eer-3p30cop | DEER2023 | D23 v1 | 2022-10-06 17:53 | Any | RtS | Rec | CZ02 | cDXHP | Cap-Tons | 15.3 | 8000 | None | 38.8 | 0.00854 | 0 | 29.4 | 0.0272 | 0 | [6 empty] | DEER:HVAC_Split-Package_HP | Annual | 20 | [13 empty] | CZ2022 | None
NE-HVAC-airHP-SpltPkg-240to759kBtuh-9p7eer-3p30cop | DEER2023 | D23 v1 | 2022-10-06 17:53 | Any | RtS | Rec | CZ03 | cDXHP | Cap-Tons | 13.5 | 8000 | None | 22.4 | 0.00505 | 0 | 17.3 | 0.019 | 0 | [6 empty] | DEER:HVAC_Split-Package_HP | Annual | 20 | [13 empty] | CZ2022 | None
NE-HVAC-airHP-SpltPkg-240to759kBtuh-9p7eer-3p30cop | DEER2023 | D23 v1 | 2022-10-06 17:53 | Any | RtS | Rec | CZ04 | cDXHP | Cap-Tons | 15.6 | 8000 | None | 21.4 | 0.0027 | 0 | 36.8 | 0.031 | 0 | [6 empty] | DEER:HVAC_Split-Package_HP | Annual | 20 | [13 empty] | CZ2022 | None
NE-HVAC-airHP-SpltPkg-240to759kBtuh-9p7eer-3p30cop | DEER2023 | D23 v1 | 2022-10-06 17:53 | Any | RtS | Rec | CZ05 | cDXHP | Cap-Tons | 13.3 | 8000 | None | 15.5 | 0.0029 | 0 | 21.5 | 0.0124 | 0 | [6 empty] | DEER:HVAC_Split-Package_HP | Annual | 20 | [13 empty] | CZ2022 | None
NE-HVAC-airHP-SpltPkg-240to759kBtuh-9p7eer-3p30cop | DEER2023 | D23 v1 | 2022-10-06 17:53 | Any | RtS | Rec | CZ06 | cDXHP | Cap-Tons | 14.5 | 8000 | None | 6.52 | 0.00799 | 0 | 43.6 | 0.0235 | 0 | [6 empty] | DEER:HVAC_Split-Package_HP | Annual | 20 | [13 empty] | CZ2022 | None
NE-HVAC-airHP-SpltPkg-240to759kBtuh-9p7eer-3p30cop | DEER2023 | D23 v1 | 2022-10-06 17:53 | Any | RtS | Rec | CZ07 | cDXHP | Cap-Tons | 14.2 | 8000 | None | -2.83 | 0.00437 | 0 | 37.8 | 0.0202 | 0 | [6 empty] | DEER:HVAC_Split-Package_HP | Annual | 20 | [13 empty] | CZ2022 | None
NE-HVAC-airHP-SpltPkg-240to759kBtuh-9p7eer-3p30cop | DEER2023 | D23 v1 | 2022-10-06 17:53 | Any | RtS | Rec | CZ08 | cDXHP | Cap-Tons | 16.8 | 8000 | None | 14.1 | 0.00631 | 0 | 52.3 | 0.0264 | 0 | [6 empty] | DEER:HVAC_Split-Package_HP | Annual | 20 | [13 empty] | CZ2022 | None
NE-HVAC-airHP-SpltPkg-240to759kBtuh-9p7eer-3p30cop | DEER2023 | D23 v1 | 2022-10-06 17:53 | Any | RtS | Rec | CZ09 | cDXHP | Cap-Tons | 21 | 8000 | None | 27.4 | 0.0171 | 0 | 39.7 | 0.0237 | 0 | [6 empty] | DEER:HVAC_Split-Package_HP | Annual | 20 | [13 empty] | CZ2022 | None
NE-HVAC-airHP-SpltPkg-240to759kBtuh-9p7eer-3p30cop | DEER2023 | D23 v1 | 2022-10-06 17:53 | Any | RtS | Rec | CZ10 | cDXHP | Cap-Tons | 19.7 | 8000 | None | 28 | 0.00586 | 0 | 49.3 | 0.0295 | 0 | [6 empty] | DEER:HVAC_Split-Package_HP | Annual | 20 | [13 empty] | CZ2022 | None
NE-HVAC-airHP-SpltPkg-240to759kBtuh-9p7eer-3p30cop | DEER2023 | D23 v1 | 2022-10-06 17:53 | Any | RtS | Rec | CZ11 | cDXHP | Cap-Tons | 20.7 | 8000 | None | 46.8 | 0.00597 | 0 | 45.6 | 0.0363 | 0 | [6 empty] | DEER:HVAC_Split-Package_HP | Annual | 20 | [13 empty] | CZ2022 | None
NE-HVAC-airHP-SpltPkg-240to759kBtuh-9p7eer-3p30cop | DEER2023 | D23 v1 | 2022-10-06 17:53 | Any | RtS | Rec | CZ12 | cDXHP | Cap-Tons | 18.9 | 8000 | None | 34.6 | 0.00338 | 0 | 38.8 | 0.0355 | 0 | [6 empty] | DEER:HVAC_Split-Package_HP | Annual | 20 | [13 empty] | CZ2022 | None
NE-HVAC-airHP-SpltPkg-240to759kBtuh-9p7eer-3p30cop | DEER2023 | D23 v1 | 2022-10-06 17:53 | Any | RtS | Rec | CZ13 | cDXHP | Cap-Tons | 21.2 | 8000 | None | 37.4 | 0.0034 | 0 | 50.8 | 0.0365 | 0 | [6 empty] | DEER:HVAC_Split-Package_HP | Annual | 20 | [13 empty] | CZ2022 | None
NE-HVAC-airHP-SpltPkg-240to759kBtuh-9p7eer-3p30cop | DEER2023 | D23 v1 | 2022-10-06 17:53 | Any | RtS | Rec | CZ14 | cDXHP | Cap-Tons | 20.8 | 8000 | None | 45 | 0.0125 | 0 | 44.2 | 0.0318 | 0 | [6 empty] | DEER:HVAC_Split-Package_HP | Annual | 20 | [13 empty] | CZ2022 | None
NE-HVAC-airHP-SpltPkg-240to759kBtuh-9p7eer-3p30cop | DEER2023 | D23 v1 | 2022-10-06 17:53 | Any | RtS | Rec | CZ15 | cDXHP | Cap-Tons | 27 | 8000 | None | 45.7 | 0.0109 | 0 | 69.7 | 0.0394 | 0 | [6 empty] | DEER:HVAC_Split-Package_HP | Annual | 20 | [13 empty] | CZ2022 | None
NE-HVAC-airHP-SpltPkg-240to759kBtuh-9p7eer-3p30cop | DEER2023 | D23 v1 | 2022-10-06 17:53 | Any | RtS | Rec | CZ16 | cDXHP | Cap-Tons | 14.6 | 8000 | None | 85.5 | 0.00539 | 0 | 21.7 | 0.0204 | 0 | [6 empty] | DEER:HVAC_Split-Package_HP | Annual | 20 | [13 empty] | CZ2022 | None
NE-HVAC-airHP-SpltPkg-240to759kBtuh-9p7eer-3p30cop | DEER2023 | D23 v1 | 2022-10-06 17:53 | Any | SCn | Ex | CZ01 | cDXHP | Cap-Tons | 364 | 250000 | None | 652 | 0.0825 | 0 | 2.59 | 0.0005 | 0 | [6 empty] | DEER:HVAC_Split-Package_HP | Annual | 20 | [13 empty] | CZ2022 | None
NE-HVAC-airHP-SpltPkg-240to759kBtuh-9p7eer-3p30cop | DEER2023 | D23 v1 | 2022-10-06 17:53 | Any | SCn | Ex | CZ02 | cDXHP | Cap-Tons | 312 | 250000 | None | 617 | 0.0835 | 0 | 10.7 | 0.0123 | 0 | [6 empty] | DEER:HVAC_Split-Package_HP | Annual | 20 | [13 empty] | CZ2022 | None
NE-HVAC-airHP-SpltPkg-240to759kBtuh-9p7eer-3p30cop | DEER2023 | D23 v1 | 2022-10-06 17:53 | Any | SCn | Ex | CZ03 | cDXHP | Cap-Tons | 364 | 250000 | None | 504 | 0.0769 | 0 | 3.99 | 0.00401 | 0 | [6 empty] | DEER:HVAC_Split-Package_HP | Annual | 20 | [13 empty] | CZ2022 | None
NE-HVAC-airHP-SpltPkg-240to759kBtuh-9p7eer-3p30cop | DEER2023 | D23 v1 | 2022-10-06 17:53 | Any | SCn | Ex | CZ04 | cDXHP | Cap-Tons | 316 | 250000 | None | 575 | 0.0771 | 0 | 14.7 | 0.0139 | 0 | [6 empty] | DEER:HVAC_Split-Package_HP | Annual | 20 | [13 empty] | CZ2022 | None
NE-HVAC-airHP-SpltPkg-240to759kBtuh-9p7eer-3p30cop | DEER2023 | D23 v1 | 2022-10-06 17:53 | Any | SCn | Ex | CZ05 | cDXHP | Cap-Tons | 359 | 250000 | None | 550 | 0.0788 | 0 | 4.67 | 0.00196 | 0 | [6 empty] | DEER:HVAC_Split-Package_HP | Annual | 20 | [13 empty] | CZ2022 | None
NE-HVAC-airHP-SpltPkg-240to759kBtuh-9p7eer-3p30cop | DEER2023 | D23 v1 | 2022-10-06 17:53 | Any | SCn | Ex | CZ06 | cDXHP | Cap-Tons | 350 | 250000 | None | 547 | 0.081 | 0 | 11.3 | 0.00762 | 0 | [6 empty] | DEER:HVAC_Split-Package_HP | Annual | 20 | [13 empty] | CZ2022 | None
NE-HVAC-airHP-SpltPkg-240to759kBtuh-9p7eer-3p30cop | DEER2023 | D23 v1 | 2022-10-06 17:53 | Any | SCn | Ex | CZ07 | cDXHP | Cap-Tons | 335 | 250000 | None | 542 | 0.0772 | 0 | 9.3 | 0.00571 | 0 | [6 empty] | DEER:HVAC_Split-Package_HP | Annual | 20 | [13 empty] | CZ2022 | None
NE-HVAC-airHP-SpltPkg-240to759kBtuh-9p7eer-3p30cop | DEER2023 | D23 v1 | 2022-10-06 17:53 | Any | SCn | Ex | CZ08 | cDXHP | Cap-Tons | 319 | 250000 | None | 556 | 0.073 | 0 | 25.3 | 0.0134 | 0 | [6 empty] | DEER:HVAC_Split-Package_HP | Annual | 20 | [13 empty] | CZ2022 | None
NE-HVAC-airHP-SpltPkg-240to759kBtuh-9p7eer-3p30cop | DEER2023 | D23 v1 | 2022-10-06 17:53 | Any | SCn | Ex | CZ09 | cDXHP | Cap-Tons | 400 | 250000 | None | 574 | 0.0918 | 0 | 19.8 | 0.0123 | 0 | [6 empty] | DEER:HVAC_Split-Package_HP | Annual | 20 | [13 empty] | CZ2022 | None
NE-HVAC-airHP-SpltPkg-240to759kBtuh-9p7eer-3p30cop | DEER2023 | D23 v1 | 2022-10-06 17:53 | Any | SCn | Ex | CZ10 | cDXHP | Cap-Tons | 341 | 250000 | None | 561 | 0.0745 | 0 | 27.4 | 0.0154 | 0 | [6 empty] | DEER:HVAC_Split-Package_HP | Annual | 20 | [13 empty] | CZ2022 | None
NE-HVAC-airHP-SpltPkg-240to759kBtuh-9p7eer-3p30cop | DEER2023 | D23 v1 | 2022-10-06 17:53 | Any | SCn | Ex | CZ11 | cDXHP | Cap-Tons | 389 | 250000 | None | 608 | 0.0421 | 0 | 28.5 | 0.0212 | 0 | [6 empty] | DEER:HVAC_Split-Package_HP | Annual | 20 | [13 empty] | CZ2022 | None
NE-HVAC-airHP-SpltPkg-240to759kBtuh-9p7eer-3p30cop | DEER2023 | D23 v1 | 2022-10-06 17:53 | Any | SCn | Ex | CZ12 | cDXHP | Cap-Tons | 346 | 250000 | None | 599 | 0.0476 | 0 | 20.3 | 0.0198 | 0 | [6 empty] | DEER:HVAC_Split-Package_HP | Annual | 20 | [13 empty] | CZ2022 | None
NE-HVAC-airHP-SpltPkg-240to759kBtuh-9p7eer-3p30cop | DEER2023 | D23 v1 | 2022-10-06 17:53 | Any | SCn | Ex | CZ13 | cDXHP | Cap-Tons | 397 | 250000 | None | 611 | 0.0569 | 0 | 32.3 | 0.0198 | 0 | [6 empty] | DEER:HVAC_Split-Package_HP | Annual | 20 | [13 empty] | CZ2022 | None
NE-HVAC-airHP-SpltPkg-240to759kBtuh-9p7eer-3p30cop | DEER2023 | D23 v1 | 2022-10-06 17:53 | Any | SCn | Ex | CZ14 | cDXHP | Cap-Tons | 384 | 250000 | None | 602 | 0.0556 | 0 | 28.9 | 0.0191 | 0 | [6 empty] | DEER:HVAC_Split-Package_HP | Annual | 20 | [13 empty] | CZ2022 | None
NE-HVAC-airHP-SpltPkg-240to759kBtuh-9p7eer-3p30cop | DEER2023 | D23 v1 | 2022-10-06 17:53 | Any | SCn | Ex | CZ15 | cDXHP | Cap-Tons | 524 | 250000 | None | 589 | 0.0534 | 0 | 48.4 | 0.0227 | 0 | [6 empty] | DEER:HVAC_Split-Package_HP | Annual | 20 | [13 empty] | CZ2022 | None
NE-HVAC-airHP-SpltPkg-240to759kBtuh-9p7eer-3p30cop | DEER2023 | D23 v1 | 2022-10-06 17:53 | Any | SCn | Ex | CZ16 | cDXHP | Cap-Tons | 400 | 250000 | None | 694 | 0.0738 | 0 | 7.94 | 0.00684 | 0 | [6 empty] | DEER:HVAC_Split-Package_HP | Annual | 20 | [13 empty] | CZ2022 | None
NE-HVAC-airHP-SpltPkg-240to759kBtuh-9p7eer-3p30cop | DEER2023 | D23 v1 | 2022-10-06 17:53 | Any | SCn | Old | CZ01 | cDXHP | Cap-Tons | 369 | 250000 | None | 750 | 0.102 | 0 | 2.84 | 0.00054 | 0 | [6 empty] | DEER:HVAC_Split-Package_HP | Annual | 20 | [13 empty] | CZ2022 | None
NE-HVAC-airHP-SpltPkg-240to759kBtuh-9p7eer-3p30cop | DEER2023 | D23 v1 | 2022-10-06 17:53 | Any | SCn | Old | CZ02 | cDXHP | Cap-Tons | 325 | 250000 | None | 699 | 0.097 | 0 | 11.4 | 0.0125 | 0 | [6 empty] | DEER:HVAC_Split-Package_HP | Annual | 20 | [13 empty] | CZ2022 | None
NE-HVAC-airHP-SpltPkg-240to759kBtuh-9p7eer-3p30cop | DEER2023 | D23 v1 | 2022-10-06 17:53 | Any | SCn | Old | CZ03 | cDXHP | Cap-Tons | 368 | 250000 | None | 665 | 0.0971 | 0 | 4.53 | 0.0042 | 0 | [6 empty] | DEER:HVAC_Split-Package_HP | Annual | 20 | [13 empty] | CZ2022 | None
NE-HVAC-airHP-SpltPkg-240to759kBtuh-9p7eer-3p30cop | DEER2023 | D23 v1 | 2022-10-06 17:53 | Any | SCn | Old | CZ04 | cDXHP | Cap-Tons | 327 | 250000 | None | 679 | 0.0903 | 0 | 15.5 | 0.014 | 0 | [6 empty] | DEER:HVAC_Split-Package_HP | Annual | 20 | [13 empty] | CZ2022 | None
NE-HVAC-airHP-SpltPkg-240to759kBtuh-9p7eer-3p30cop | DEER2023 | D23 v1 | 2022-10-06 17:53 | Any | SCn | Old | CZ05 | cDXHP | Cap-Tons | 361 | 250000 | None | 630 | 0.092 | 0 | 5.16 | 0.0021 | 0 | [6 empty] | DEER:HVAC_Split-Package_HP | Annual | 20 | [13 empty] | CZ2022 | None
NE-HVAC-airHP-SpltPkg-240to759kBtuh-9p7eer-3p30cop | DEER2023 | D23 v1 | 2022-10-06 17:53 | Any | SCn | Old | CZ06 | cDXHP | Cap-Tons | 349 | 250000 | None | 646 | 0.0958 | 0 | 12.1 | 0.00763 | 0 | [6 empty] | DEER:HVAC_Split-Package_HP | Annual | 20 | [13 empty] | CZ2022 | None
NE-HVAC-airHP-SpltPkg-240to759kBtuh-9p7eer-3p30cop | DEER2023 | D23 v1 | 2022-10-06 17:53 | Any | SCn | Old | CZ07 | cDXHP | Cap-Tons | 335 | 250000 | None | 634 | 0.0905 | 0 | 10.1 | 0.00583 | 0 | [6 empty] | DEER:HVAC_Split-Package_HP | Annual | 20 | [13 empty] | CZ2022 | None
NE-HVAC-airHP-SpltPkg-240to759kBtuh-9p7eer-3p30cop | DEER2023 | D23 v1 | 2022-10-06 17:53 | Any | SCn | Old | CZ08 | cDXHP | Cap-Tons | 305 | 250000 | None | 654 | 0.0859 | 0 | 26.7 | 0.0137 | 0 | [6 empty] | DEER:HVAC_Split-Package_HP | Annual | 20 | [13 empty] | CZ2022 | None
NE-HVAC-airHP-SpltPkg-240to759kBtuh-9p7eer-3p30cop | DEER2023 | D23 v1 | 2022-10-06 17:53 | Any | SCn | Old | CZ09 | cDXHP | Cap-Tons | 404 | 250000 | None | 673 | 0.108 | 0 | 20.5 | 0.0123 | 0 | [6 empty] | DEER:HVAC_Split-Package_HP | Annual | 20 | [13 empty] | CZ2022 | None
NE-HVAC-airHP-SpltPkg-240to759kBtuh-9p7eer-3p30cop | DEER2023 | D23 v1 | 2022-10-06 17:53 | Any | SCn | Old | CZ10 | cDXHP | Cap-Tons | 379 | 250000 | None | 682 | 0.0914 | 0 | 27.4 | 0.0152 | 0 | [6 empty] | DEER:HVAC_Split-Package_HP | Annual | 20 | [13 empty] | CZ2022 | None
NE-HVAC-airHP-SpltPkg-240to759kBtuh-9p7eer-3p30cop | DEER2023 | D23 v1 | 2022-10-06 17:53 | Any | SCn | Old | CZ11 | cDXHP | Cap-Tons | 428 | 250000 | None | 692 | 0.0524 | 0 | 28.2 | 0.021 | 0 | [6 empty] | DEER:HVAC_Split-Package_HP | Annual | 20 | [13 empty] | CZ2022 | None
NE-HVAC-airHP-SpltPkg-240to759kBtuh-9p7eer-3p30cop | DEER2023 | D23 v1 | 2022-10-06 17:53 | Any | SCn | Old | CZ12 | cDXHP | Cap-Tons | 375 | 250000 | None | 717 | 0.0583 | 0 | 20.5 | 0.0196 | 0 | [6 empty] | DEER:HVAC_Split-Package_HP | Annual | 20 | [13 empty] | CZ2022 | None
NE-HVAC-airHP-SpltPkg-240to759kBtuh-9p7eer-3p30cop | DEER2023 | D23 v1 | 2022-10-06 17:53 | Any | SCn | Old | CZ13 | cDXHP | Cap-Tons | 431 | 250000 | None | 710 | 0.0668 | 0 | 32.3 | 0.0196 | 0 | [6 empty] | DEER:HVAC_Split-Package_HP | Annual | 20 | [13 empty] | CZ2022 | None
NE-HVAC-airHP-SpltPkg-240to759kBtuh-9p7eer-3p30cop | DEER2023 | D23 v1 | 2022-10-06 17:53 | Any | SCn | Old | CZ14 | cDXHP | Cap-Tons | 428 | 250000 | None | 727 | 0.0704 | 0 | 28.3 | 0.0187 | 0 | [6 empty] | DEER:HVAC_Split-Package_HP | Annual | 20 | [13 empty] | CZ2022 | None
NE-HVAC-airHP-SpltPkg-240to759kBtuh-9p7eer-3p30cop | DEER2023 | D23 v1 | 2022-10-06 17:53 | Any | SCn | Old | CZ15 | cDXHP | Cap-Tons | 573 | 250000 | None | 705 | 0.0643 | 0 | 48.5 | 0.0229 | 0 | [6 empty] | DEER:HVAC_Split-Package_HP | Annual | 20 | [13 empty] | CZ2022 | None
NE-HVAC-airHP-SpltPkg-240to759kBtuh-9p7eer-3p30cop | DEER2023 | D23 v1 | 2022-10-06 17:53 | Any | SCn | Old | CZ16 | cDXHP | Cap-Tons | 424 | 250000 | None | 842 | 0.0892 | 0 | 8.3 | 0.00715 | 0 | [6 empty] | DEER:HVAC_Split-Package_HP | Annual | 20 | [13 empty] | CZ2022 | None
NE-HVAC-airHP-SpltPkg-240to759kBtuh-9p7eer-3p30cop | DEER2023 | D23 v1 | 2022-10-06 17:53 | Any | SCn | Rec | CZ01 | cDXHP | Cap-Tons | 348 | 250000 | None | 71.6 | 0.00192 | 0 | 1.94 | 0.00046 | 0 | [6 empty] | DEER:HVAC_Split-Package_HP | Annual | 20 | [13 empty] | CZ2022 | None
NE-HVAC-airHP-SpltPkg-240to759kBtuh-9p7eer-3p30cop | DEER2023 | D23 v1 | 2022-10-06 17:53 | Any | SCn | Rec | CZ02 | cDXHP | Cap-Tons | 285 | 250000 | None | 56.1 | 0.0106 | 0 | 9.14 | 0.0123 | 0 | [6 empty] | DEER:HVAC_Split-Package_HP | Annual | 20 | [13 empty] | CZ2022 | None
NE-HVAC-airHP-SpltPkg-240to759kBtuh-9p7eer-3p30cop | DEER2023 | D23 v1 | 2022-10-06 17:53 | Any | SCn | Rec | CZ03 | cDXHP | Cap-Tons | 359 | 250000 | None | 42.9 | 0.00271 | 0 | 2.89 | 0.00363 | 0 | [6 empty] | DEER:HVAC_Split-Package_HP | Annual | 20 | [13 empty] | CZ2022 | None
NE-HVAC-airHP-SpltPkg-240to759kBtuh-9p7eer-3p30cop | DEER2023 | D23 v1 | 2022-10-06 17:53 | Any | SCn | Rec | CZ04 | cDXHP | Cap-Tons | 287 | 250000 | None | 46.2 | 0.0107 | 0 | 13 | 0.0139 | 0 | [6 empty] | DEER:HVAC_Split-Package_HP | Annual | 20 | [13 empty] | CZ2022 | None
NE-HVAC-airHP-SpltPkg-240to759kBtuh-9p7eer-3p30cop | DEER2023 | D23 v1 | 2022-10-06 17:53 | Any | SCn | Rec | CZ05 | cDXHP | Cap-Tons | 352 | 250000 | None | 49.5 | 0.00254 | 0 | 3.62 | 0.00175 | 0 | [6 empty] | DEER:HVAC_Split-Package_HP | Annual | 20 | [13 empty] | CZ2022 | None
NE-HVAC-airHP-SpltPkg-240to759kBtuh-9p7eer-3p30cop | DEER2023 | D23 v1 | 2022-10-06 17:53 | Any | SCn | Rec | CZ06 | cDXHP | Cap-Tons | 343 | 250000 | None | 20.3 | 0.004 | 0 | 9.82 | 0.00717 | 0 | [6 empty] | DEER:HVAC_Split-Package_HP | Annual | 20 | [13 empty] | CZ2022 | None
NE-HVAC-airHP-SpltPkg-240to759kBtuh-9p7eer-3p30cop | DEER2023 | D23 v1 | 2022-10-06 17:53 | Any | SCn | Rec | CZ07 | cDXHP | Cap-Tons | 329 | 250000 | None | 21.4 | 0.00171 | 0 | 7.67 | 0.00549 | 0 | [6 empty] | DEER:HVAC_Split-Package_HP | Annual | 20 | [13 empty] | CZ2022 | None
NE-HVAC-airHP-SpltPkg-240to759kBtuh-9p7eer-3p30cop | DEER2023 | D23 v1 | 2022-10-06 17:53 | Any | SCn | Rec | CZ08 | cDXHP | Cap-Tons | 271 | 250000 | None | 29.1 | 0.00643 | 0 | 24.6 | 0.014 | 0 | [6 empty] | DEER:HVAC_Split-Package_HP | Annual | 20 | [13 empty] | CZ2022 | None
NE-HVAC-airHP-SpltPkg-240to759kBtuh-9p7eer-3p30cop | DEER2023 | D23 v1 | 2022-10-06 17:53 | Any | SCn | Rec | CZ09 | cDXHP | Cap-Tons | 323 | 250000 | None | 40.2 | 0.0136 | 0 | 19.3 | 0.0129 | 0 | [6 empty] | DEER:HVAC_Split-Package_HP | Annual | 20 | [13 empty] | CZ2022 | None
NE-HVAC-airHP-SpltPkg-240to759kBtuh-9p7eer-3p30cop | DEER2023 | D23 v1 | 2022-10-06 17:53 | Any | SCn | Rec | CZ10 | cDXHP | Cap-Tons | 300 | 250000 | None | 42.9 | 0.00863 | 0 | 26.8 | 0.0161 | 0 | [6 empty] | DEER:HVAC_Split-Package_HP | Annual | 20 | [13 empty] | CZ2022 | None
NE-HVAC-airHP-SpltPkg-240to759kBtuh-9p7eer-3p30cop | DEER2023 | D23 v1 | 2022-10-06 17:53 | Any | SCn | Rec | CZ11 | cDXHP | Cap-Tons | 310 | 250000 | None | 66.8 | 0.00528 | 0 | 28.9 | 0.022 | 0 | [6 empty] | DEER:HVAC_Split-Package_HP | Annual | 20 | [13 empty] | CZ2022 | None
NE-HVAC-airHP-SpltPkg-240to759kBtuh-9p7eer-3p30cop | DEER2023 | D23 v1 | 2022-10-06 17:53 | Any | SCn | Rec | CZ12 | cDXHP | Cap-Tons | 294 | 250000 | None | 60.8 | 0.00708 | 0 | 19.3 | 0.0205 | 0 | [6 empty] | DEER:HVAC_Split-Package_HP | Annual | 20 | [13 empty] | CZ2022 | None
NE-HVAC-airHP-SpltPkg-240to759kBtuh-9p7eer-3p30cop | DEER2023 | D23 v1 | 2022-10-06 17:53 | Any | SCn | Rec | CZ13 | cDXHP | Cap-Tons | 323 | 250000 | None | 52.3 | 0.00548 | 0 | 31.8 | 0.0207 | 0 | [6 empty] | DEER:HVAC_Split-Package_HP | Annual | 20 | [13 empty] | CZ2022 | None
NE-HVAC-airHP-SpltPkg-240to759kBtuh-9p7eer-3p30cop | DEER2023 | D23 v1 | 2022-10-06 17:53 | Any | SCn | Rec | CZ14 | cDXHP | Cap-Tons | 308 | 250000 | None | 66.8 | 0.00458 | 0 | 29.9 | 0.0203 | 0 | [6 empty] | DEER:HVAC_Split-Package_HP | Annual | 20 | [13 empty] | CZ2022 | None
NE-HVAC-airHP-SpltPkg-240to759kBtuh-9p7eer-3p30cop | DEER2023 | D23 v1 | 2022-10-06 17:53 | Any | SCn | Rec | CZ15 | cDXHP | Cap-Tons | 434 | 250000 | None | 50.4 | 0.00593 | 0 | 49 | 0.0232 | 0 | [6 empty] | DEER:HVAC_Split-Package_HP | Annual | 20 | [13 empty] | CZ2022 | None
NE-HVAC-airHP-SpltPkg-240to759kBtuh-9p7eer-3p30cop | DEER2023 | D23 v1 | 2022-10-06 17:53 | Any | SCn | Rec | CZ16 | cDXHP | Cap-Tons | 364 | 250000 | None | 84.7 | 0.00394 | 0 | 6.88 | 0.00632 | 0 | [6 empty] | DEER:HVAC_Split-Package_HP | Annual | 20 | [13 empty] | CZ2022 | None
NE-HVAC-airHP-SpltPkg-65to134kBtuh-11p5eer-3p50cop | DEER2023 | D23 v1 | 2022-10-05 20:47 | Any | Asm | New | CZ01 | cDXHP | Cap-Tons | 285 | 100000 | None | 75.3 | 0.0114 | 0 | 37.5 | 0.00783 | 0 | [6 empty] | DEER:HVAC_Split-Package_HP | Annual | 20 | [13 empty] | CZ2022 | None
NE-HVAC-airHP-SpltPkg-65to134kBtuh-11p5eer-3p50cop | DEER2023 | D23 v1 | 2022-10-05 20:47 | Any | Asm | New | CZ02 | cDXHP | Cap-Tons | 286 | 100000 | None | 70.7 | 0.0356 | 0 | 43.8 | 0.0251 | 0 | [6 empty] | DEER:HVAC_Split-Package_HP | Annual | 20 | [13 empty] | CZ2022 | None
NE-HVAC-airHP-SpltPkg-65to134kBtuh-11p5eer-3p50cop | DEER2023 | D23 v1 | 2022-10-05 20:47 | Any | Asm | New | CZ03 | cDXHP | Cap-Tons | 304 | 100000 | None | 51.5 | 0.0225 | 0 | 28.7 | 0.0158 | 0 | [6 empty] | DEER:HVAC_Split-Package_HP | Annual | 20 | [13 empty] | CZ2022 | None
NE-HVAC-airHP-SpltPkg-65to134kBtuh-11p5eer-3p50cop | DEER2023 | D23 v1 | 2022-10-05 20:47 | Any | Asm | New | CZ04 | cDXHP | Cap-Tons | 285 | 100000 | None | 70.9 | 0.0423 | 0 | 46 | 0.0298 | 0 | [6 empty] | DEER:HVAC_Split-Package_HP | Annual | 20 | [13 empty] | CZ2022 | None
NE-HVAC-airHP-SpltPkg-65to134kBtuh-11p5eer-3p50cop | DEER2023 | D23 v1 | 2022-10-05 20:47 | Any | Asm | New | CZ05 | cDXHP | Cap-Tons | 295 | 100000 | None | 53 | 0.0151 | 0 | 30.5 | 0.0106 | 0 | [6 empty] | DEER:HVAC_Split-Package_HP | Annual | 20 | [13 empty] | CZ2022 | None
NE-HVAC-airHP-SpltPkg-65to134kBtuh-11p5eer-3p50cop | DEER2023 | D23 v1 | 2022-10-05 20:47 | Any | Asm | New | CZ06 | cDXHP | Cap-Tons | 327 | 100000 | None | 57.4 | 0.0274 | 0 | 37.5 | 0.0193 | 0 | [6 empty] | DEER:HVAC_Split-Package_HP | Annual | 20 | [13 empty] | CZ2022 | None
NE-HVAC-airHP-SpltPkg-65to134kBtuh-11p5eer-3p50cop | DEER2023 | D23 v1 | 2022-10-05 20:47 | Any | Asm | New | CZ07 | cDXHP | Cap-Tons | 317 | 100000 | None | 49.2 | 0.0232 | 0 | 31.8 | 0.0163 | 0 | [6 empty] | DEER:HVAC_Split-Package_HP | Annual | 20 | [13 empty] | CZ2022 | None
NE-HVAC-airHP-SpltPkg-65to134kBtuh-11p5eer-3p50cop | DEER2023 | D23 v1 | 2022-10-05 20:47 | Any | Asm | New | CZ08 | cDXHP | Cap-Tons | 320 | 100000 | None | 73 | 0.0321 | 0 | 49 | 0.0226 | 0 | [6 empty] | DEER:HVAC_Split-Package_HP | Annual | 20 | [13 empty] | CZ2022 | None
NE-HVAC-airHP-SpltPkg-65to134kBtuh-11p5eer-3p50cop | DEER2023 | D23 v1 | 2022-10-05 20:47 | Any | Asm | New | CZ09 | cDXHP | Cap-Tons | 415 | 100000 | None | 56.6 | 0.0292 | 0 | 37.9 | 0.0206 | 0 | [6 empty] | DEER:HVAC_Split-Package_HP | Annual | 20 | [13 empty] | CZ2022 | None
NE-HVAC-airHP-SpltPkg-65to134kBtuh-11p5eer-3p50cop | DEER2023 | D23 v1 | 2022-10-05 20:47 | Any | Asm | New | CZ10 | cDXHP | Cap-Tons | 374 | 100000 | None | 73.2 | 0.0382 | 0 | 48.9 | 0.0268 | 0 | [6 empty] | DEER:HVAC_Split-Package_HP | Annual | 20 | [13 empty] | CZ2022 | None
NE-HVAC-airHP-SpltPkg-65to134kBtuh-11p5eer-3p50cop | DEER2023 | D23 v1 | 2022-10-05 20:47 | Any | Asm | New | CZ11 | cDXHP | Cap-Tons | 400 | 100000 | None | 76 | 0.0442 | 0 | 49.3 | 0.0311 | 0 | [6 empty] | DEER:HVAC_Split-Package_HP | Annual | 20 | [13 empty] | CZ2022 | None
NE-HVAC-airHP-SpltPkg-65to134kBtuh-11p5eer-3p50cop | DEER2023 | D23 v1 | 2022-10-05 20:47 | Any | Asm | New | CZ12 | cDXHP | Cap-Tons | 361 | 100000 | None | 72.6 | 0.0461 | 0 | 46.1 | 0.0324 | 0 | [6 empty] | DEER:HVAC_Split-Package_HP | Annual | 20 | [13 empty] | CZ2022 | None
NE-HVAC-airHP-SpltPkg-65to134kBtuh-11p5eer-3p50cop | DEER2023 | D23 v1 | 2022-10-05 20:47 | Any | Asm | New | CZ13 | cDXHP | Cap-Tons | 408 | 100000 | None | 78.8 | 0.0465 | 0 | 52 | 0.0327 | 0 | [6 empty] | DEER:HVAC_Split-Package_HP | Annual | 20 | [13 empty] | CZ2022 | None
NE-HVAC-airHP-SpltPkg-65to134kBtuh-11p5eer-3p50cop | DEER2023 | D23 v1 | 2022-10-05 20:47 | Any | Asm | New | CZ14 | cDXHP | Cap-Tons | 409 | 100000 | None | 69.7 | 0.0373 | 0 | 45.6 | 0.0262 | 0 | [6 empty] | DEER:HVAC_Split-Package_HP | Annual | 20 | [13 empty] | CZ2022 | None
NE-HVAC-airHP-SpltPkg-65to134kBtuh-11p5eer-3p50cop | DEER2023 | D23 v1 | 2022-10-05 20:47 | Any | Asm | New | CZ15 | cDXHP | Cap-Tons | 546 | 100000 | None | 81.5 | 0.0436 | 0 | 56.7 | 0.0307 | 0 | [6 empty] | DEER:HVAC_Split-Package_HP | Annual | 20 | [13 empty] | CZ2022 | None
NE-HVAC-airHP-SpltPkg-65to134kBtuh-11p5eer-3p50cop | DEER2023 | D23 v1 | 2022-10-05 20:47 | Any | Asm | New | CZ16 | cDXHP | Cap-Tons | 312 | 100000 | None | 92.6 | 0.0227 | 0 | 50 | 0.016 | 0 | [6 empty] | DEER:HVAC_Split-Package_HP | Annual | 20 | [13 empty] | CZ2022 | None
NE-HVAC-airHP-SpltPkg-65to134kBtuh-11p5eer-3p50cop | DEER2023 | D23 v1 | 2022-10-05 20:47 | Any | ECC | New | CZ01 | cDXHP | Cap-Tons | 696 | 300000 | None | 32 | 0.012 | 0 | 16.9 | 0.00836 | 0 | [6 empty] | DEER:HVAC_Split-Package_HP | Annual | 20 | [13 empty] | CZ2022 | None
NE-HVAC-airHP-SpltPkg-65to134kBtuh-11p5eer-3p50cop | DEER2023 | D23 v1 | 2022-10-05 20:47 | Any | ECC | New | CZ02 | cDXHP | Cap-Tons | 724 | 300000 | None | 40.4 | 0.0322 | 0 | 25.8 | 0.0227 | 0 | [6 empty] | DEER:HVAC_Split-Package_HP | Annual | 20 | [13 empty] | CZ2022 | None
NE-HVAC-airHP-SpltPkg-65to134kBtuh-11p5eer-3p50cop | DEER2023 | D23 v1 | 2022-10-05 20:47 | Any | ECC | New | CZ03 | cDXHP | Cap-Tons | 750 | 300000 | None | 25.6 | 0.0224 | 0 | 15.8 | 0.0157 | 0 | [6 empty] | DEER:HVAC_Split-Package_HP | Annual | 20 | [13 empty] | CZ2022 | None
NE-HVAC-airHP-SpltPkg-65to134kBtuh-11p5eer-3p50cop | DEER2023 | D23 v1 | 2022-10-05 20:47 | Any | ECC | New | CZ04 | cDXHP | Cap-Tons | 735 | 300000 | None | 41.6 | 0.0366 | 0 | 27.7 | 0.0258 | 0 | [6 empty] | DEER:HVAC_Split-Package_HP | Annual | 20 | [13 empty] | CZ2022 | None
NE-HVAC-airHP-SpltPkg-65to134kBtuh-11p5eer-3p50cop | DEER2023 | D23 v1 | 2022-10-05 20:47 | Any | ECC | New | CZ05 | cDXHP | Cap-Tons | 733 | 300000 | None | 27.9 | 0.0157 | 0 | 18 | 0.0111 | 0 | [6 empty] | DEER:HVAC_Split-Package_HP | Annual | 20 | [13 empty] | CZ2022 | None
NE-HVAC-airHP-SpltPkg-65to134kBtuh-11p5eer-3p50cop | DEER2023 | D23 v1 | 2022-10-05 20:47 | Any | ECC | New | CZ06 | cDXHP | Cap-Tons | 787 | 300000 | None | 41.2 | 0.0265 | 0 | 28.4 | 0.0186 | 0 | [6 empty] | DEER:HVAC_Split-Package_HP | Annual | 20 | [13 empty] | CZ2022 | None
NE-HVAC-airHP-SpltPkg-65to134kBtuh-11p5eer-3p50cop | DEER2023 | D23 v1 | 2022-10-05 20:47 | Any | ECC | New | CZ07 | cDXHP | Cap-Tons | 778 | 300000 | None | 35.1 | 0.0233 | 0 | 24.2 | 0.0164 | 0 | [6 empty] | DEER:HVAC_Split-Package_HP | Annual | 20 | [13 empty] | CZ2022 | None
NE-HVAC-airHP-SpltPkg-65to134kBtuh-11p5eer-3p50cop | DEER2023 | D23 v1 | 2022-10-05 20:47 | Any | ECC | New | CZ08 | cDXHP | Cap-Tons | 778 | 300000 | None | 52.3 | 0.0307 | 0 | 36.4 | 0.0216 | 0 | [6 empty] | DEER:HVAC_Split-Package_HP | Annual | 20 | [13 empty] | CZ2022 | None
NE-HVAC-airHP-SpltPkg-65to134kBtuh-11p5eer-3p50cop | DEER2023 | D23 v1 | 2022-10-05 20:47 | Any | ECC | New | CZ09 | cDXHP | Cap-Tons | 957 | 300000 | None | 40.5 | 0.0288 | 0 | 28 | 0.0202 | 0 | [6 empty] | DEER:HVAC_Split-Package_HP | Annual | 20 | [13 empty] | CZ2022 | None
NE-HVAC-airHP-SpltPkg-65to134kBtuh-11p5eer-3p50cop | DEER2023 | D23 v1 | 2022-10-05 20:47 | Any | ECC | New | CZ10 | cDXHP | Cap-Tons | 875 | 300000 | None | 51 | 0.0245 | 0 | 35.1 | 0.0172 | 0 | [6 empty] | DEER:HVAC_Split-Package_HP | Annual | 20 | [13 empty] | CZ2022 | None
NE-HVAC-airHP-SpltPkg-65to134kBtuh-11p5eer-3p50cop | DEER2023 | D23 v1 | 2022-10-05 20:47 | Any | ECC | New | CZ11 | cDXHP | Cap-Tons | 834 | 300000 | None | 54.1 | 0.0326 | 0 | 36.2 | 0.0229 | 0 | [6 empty] | DEER:HVAC_Split-Package_HP | Annual | 20 | [13 empty] | CZ2022 | None
NE-HVAC-airHP-SpltPkg-65to134kBtuh-11p5eer-3p50cop | DEER2023 | D23 v1 | 2022-10-05 20:47 | Any | ECC | New | CZ12 | cDXHP | Cap-Tons | 774 | 300000 | None | 49 | 0.0316 | 0 | 32.4 | 0.0222 | 0 | [6 empty] | DEER:HVAC_Split-Package_HP | Annual | 20 | [13 empty] | CZ2022 | None
NE-HVAC-airHP-SpltPkg-65to134kBtuh-11p5eer-3p50cop | DEER2023 | D23 v1 | 2022-10-05 20:47 | Any | ECC | New | CZ13 | cDXHP | Cap-Tons | 862 | 300000 | None | 57.4 | 0.0325 | 0 | 38.9 | 0.0229 | 0 | [6 empty] | DEER:HVAC_Split-Package_HP | Annual | 20 | [13 empty] | CZ2022 | None
NE-HVAC-airHP-SpltPkg-65to134kBtuh-11p5eer-3p50cop | DEER2023 | D23 v1 | 2022-10-05 20:47 | Any | ECC | New | CZ14 | cDXHP | Cap-Tons | 904 | 300000 | None | 49.1 | 0.0266 | 0 | 33.2 | 0.0187 | 0 | [6 empty] | DEER:HVAC_Split-Package_HP | Annual | 20 | [13 empty] | CZ2022 | None
NE-HVAC-airHP-SpltPkg-65to134kBtuh-11p5eer-3p50cop | DEER2023 | D23 v1 | 2022-10-05 20:47 | Any | ECC | New | CZ15 | cDXHP | Cap-Tons | 1220 | 300000 | None | 64.3 | 0.0313 | 0 | 45.1 | 0.022 | 0 | [6 empty] | DEER:HVAC_Split-Package_HP | Annual | 20 | [13 empty] | CZ2022 | None
NE-HVAC-airHP-SpltPkg-65to134kBtuh-11p5eer-3p50cop | DEER2023 | D23 v1 | 2022-10-05 20:47 | Any | ECC | New | CZ16 | cDXHP | Cap-Tons | 783 | 300000 | None | 44.8 | 0.00268 | 0 | 25.9 | 0.00188 | 0 | [6 empty] | DEER:HVAC_Split-Package_HP | Annual | 20 | [13 empty] | CZ2022 | None
NE-HVAC-airHP-SpltPkg-65to134kBtuh-11p5eer-3p50cop | DEER2023 | D23 v1 | 2022-10-05 20:47 | Any | EPr | New | CZ01 | cDXHP | Cap-Tons | 107 | 50000 | None | 38.7 | 0.0061 | 0 | 20 | 0.00416 | 0 | [6 empty] | DEER:HVAC_Split-Package_HP | Annual | 20 | [13 empty] | CZ2022 | None
NE-HVAC-airHP-SpltPkg-65to134kBtuh-11p5eer-3p50cop | DEER2023 | D23 v1 | 2022-10-05 20:47 | Any | EPr | New | CZ02 | cDXHP | Cap-Tons | 113 | 50000 | None | 33.3 | 0.0188 | 0 | 20.3 | 0.0132 | 0 | [6 empty] | DEER:HVAC_Split-Package_HP | Annual | 20 | [13 empty] | CZ2022 | None
NE-HVAC-airHP-SpltPkg-65to134kBtuh-11p5eer-3p50cop | DEER2023 | D23 v1 | 2022-10-05 20:47 | Any | EPr | New | CZ03 | cDXHP | Cap-Tons | 117 | 50000 | None | 24.7 | 0.0111 | 0 | 14.3 | 0.00781 | 0 | [6 empty] | DEER:HVAC_Split-Package_HP | Annual | 20 | [13 empty] | CZ2022 | None
NE-HVAC-airHP-SpltPkg-65to134kBtuh-11p5eer-3p50cop | DEER2023 | D23 v1 | 2022-10-05 20:47 | Any | EPr | New | CZ04 | cDXHP | Cap-Tons | 115 | 50000 | None | 31.4 | 0.0207 | 0 | 20.2 | 0.0145 | 0 | [6 empty] | DEER:HVAC_Split-Package_HP | Annual | 20 | [13 empty] | CZ2022 | None
NE-HVAC-airHP-SpltPkg-65to134kBtuh-11p5eer-3p50cop | DEER2023 | D23 v1 | 2022-10-05 20:47 | Any | EPr | New | CZ05 | cDXHP | Cap-Tons | 114 | 50000 | None | 26.6 | 0.00844 | 0 | 16.1 | 0.00594 | 0 | [6 empty] | DEER:HVAC_Split-Package_HP | Annual | 20 | [13 empty] | CZ2022 | None
NE-HVAC-airHP-SpltPkg-65to134kBtuh-11p5eer-3p50cop | DEER2023 | D23 v1 | 2022-10-05 20:47 | Any | EPr | New | CZ06 | cDXHP | Cap-Tons | 125 | 50000 | None | 29.1 | 0.0138 | 0 | 19.4 | 0.00971 | 0 | [6 empty] | DEER:HVAC_Split-Package_HP | Annual | 20 | [13 empty] | CZ2022 | None
NE-HVAC-airHP-SpltPkg-65to134kBtuh-11p5eer-3p50cop | DEER2023 | D23 v1 | 2022-10-05 20:47 | Any | EPr | New | CZ07 | cDXHP | Cap-Tons | 123 | 50000 | None | 24.6 | 0.0117 | 0 | 16.1 | 0.00821 | 0 | [6 empty] | DEER:HVAC_Split-Package_HP | Annual | 20 | [13 empty] | CZ2022 | None
NE-HVAC-airHP-SpltPkg-65to134kBtuh-11p5eer-3p50cop | DEER2023 | D23 v1 | 2022-10-05 20:47 | Any | EPr | New | CZ08 | cDXHP | Cap-Tons | 129 | 50000 | None | 34.7 | 0.0166 | 0 | 23.7 | 0.0117 | 0 | [6 empty] | DEER:HVAC_Split-Package_HP | Annual | 20 | [13 empty] | CZ2022 | None
NE-HVAC-airHP-SpltPkg-65to134kBtuh-11p5eer-3p50cop | DEER2023 | D23 v1 | 2022-10-05 20:47 | Any | EPr | New | CZ09 | cDXHP | Cap-Tons | 159 | 50000 | None | 27.1 | 0.0161 | 0 | 18.2 | 0.0113 | 0 | [6 empty] | DEER:HVAC_Split-Package_HP | Annual | 20 | [13 empty] | CZ2022 | None
NE-HVAC-airHP-SpltPkg-65to134kBtuh-11p5eer-3p50cop | DEER2023 | D23 v1 | 2022-10-05 20:47 | Any | EPr | New | CZ10 | cDXHP | Cap-Tons | 144 | 50000 | None | 34.6 | 0.00181 | 0 | 23.5 | 0.00127 | 0 | [6 empty] | DEER:HVAC_Split-Package_HP | Annual | 20 | [13 empty] | CZ2022 | None
NE-HVAC-airHP-SpltPkg-65to134kBtuh-11p5eer-3p50cop | DEER2023 | D23 v1 | 2022-10-05 20:47 | Any | EPr | New | CZ11 | cDXHP | Cap-Tons | 140 | 50000 | None | 39.6 | 0.0046 | 0 | 25.6 | 0.00323 | 0 | [6 empty] | DEER:HVAC_Split-Package_HP | Annual | 20 | [13 empty] | CZ2022 | None
NE-HVAC-airHP-SpltPkg-65to134kBtuh-11p5eer-3p50cop | DEER2023 | D23 v1 | 2022-10-05 20:47 | Any | EPr | New | CZ12 | cDXHP | Cap-Tons | 125 | 50000 | None | 35.9 | 0.00224 | 0 | 22.9 | 0.00157 | 0 | [6 empty] | DEER:HVAC_Split-Package_HP | Annual | 20 | [13 empty] | CZ2022 | None
NE-HVAC-airHP-SpltPkg-65to134kBtuh-11p5eer-3p50cop | DEER2023 | D23 v1 | 2022-10-05 20:47 | Any | EPr | New | CZ13 | cDXHP | Cap-Tons | 145 | 50000 | None | 39.8 | 0.00609 | 0 | 26.3 | 0.00429 | 0 | [6 empty] | DEER:HVAC_Split-Package_HP | Annual | 20 | [13 empty] | CZ2022 | None
NE-HVAC-airHP-SpltPkg-65to134kBtuh-11p5eer-3p50cop | DEER2023 | D23 v1 | 2022-10-05 20:47 | Any | EPr | New | CZ14 | cDXHP | Cap-Tons | 155 | 50000 | None | 35.1 | 0.0035 | 0 | 22.9 | 0.00246 | 0 | [6 empty] | DEER:HVAC_Split-Package_HP | Annual | 20 | [13 empty] | CZ2022 | None
NE-HVAC-airHP-SpltPkg-65to134kBtuh-11p5eer-3p50cop | DEER2023 | D23 v1 | 2022-10-05 20:47 | Any | EPr | New | CZ15 | cDXHP | Cap-Tons | 218 | 50000 | None | 43 | 0.00848 | 0 | 30.1 | 0.00597 | 0 | [6 empty] | DEER:HVAC_Split-Package_HP | Annual | 20 | [13 empty] | CZ2022 | None
NE-HVAC-airHP-SpltPkg-65to134kBtuh-11p5eer-3p50cop | DEER2023 | D23 v1 | 2022-10-05 20:47 | Any | EPr | New | CZ16 | cDXHP | Cap-Tons | 124 | 50000 | None | 47.3 | 0.00057 | 0 | 25.6 | 0.0004 | 0 | [6 empty] | DEER:HVAC_Split-Package_HP | Annual | 20 | [13 empty] | CZ2022 | None
NE-HVAC-airHP-SpltPkg-65to134kBtuh-11p5eer-3p50cop | DEER2023 | D23 v1 | 2022-10-05 20:47 | Any | ERC | New | CZ01 | cDXHP | Cap-Tons | 4.6 | 1920 | None | 205 | 0.00022 | 0 | 28.5 | 0.00022 | 0 | [6 empty] | DEER:HVAC_Split-Package_HP | Annual | 20 | [13 empty] | CZ2022 | None
NE-HVAC-airHP-SpltPkg-65to134kBtuh-11p5eer-3p50cop | DEER2023 | D23 v1 | 2022-10-05 20:47 | Any | ERC | New | CZ02 | cDXHP | Cap-Tons | 5.02 | 1920 | None | 130 | 0.00478 | 0 | 26.1 | 0.00498 | 0 | [6 empty] | DEER:HVAC_Split-Package_HP | Annual | 20 | [13 empty] | CZ2022 | None
NE-HVAC-airHP-SpltPkg-65to134kBtuh-11p5eer-3p50cop | DEER2023 | D23 v1 | 2022-10-05 20:47 | Any | ERC | New | CZ03 | cDXHP | Cap-Tons | 5.25 | 1920 | None | 88.8 | 0.00057 | 0 | 19 | 0.00191 | 0 | [6 empty] | DEER:HVAC_Split-Package_HP | Annual | 20 | [13 empty] | CZ2022 | None
NE-HVAC-airHP-SpltPkg-65to134kBtuh-11p5eer-3p50cop | DEER2023 | D23 v1 | 2022-10-05 20:47 | Any | ERC | New | CZ04 | cDXHP | Cap-Tons | 5.31 | 1920 | None | 92.4 | 0.00414 | 0 | 22.7 | 0.00583 | 0 | [6 empty] | DEER:HVAC_Split-Package_HP | Annual | 20 | [13 empty] | CZ2022 | None
NE-HVAC-airHP-SpltPkg-65to134kBtuh-11p5eer-3p50cop | DEER2023 | D23 v1 | 2022-10-05 20:47 | Any | ERC | New | CZ05 | cDXHP | Cap-Tons | 4.95 | 1920 | None | 84.1 | 0.0004 | 0 | 23.3 | 0.00101 | 0 | [6 empty] | DEER:HVAC_Split-Package_HP | Annual | 20 | [13 empty] | CZ2022 | None
NE-HVAC-airHP-SpltPkg-65to134kBtuh-11p5eer-3p50cop | DEER2023 | D23 v1 | 2022-10-05 20:47 | Any | ERC | New | CZ06 | cDXHP | Cap-Tons | 5.79 | 1920 | None | 44.3 | -0.00069 | 0 | 21.2 | 0.00225 | 0 | [6 empty] | DEER:HVAC_Split-Package_HP | Annual | 20 | [13 empty] | CZ2022 | None
NE-HVAC-airHP-SpltPkg-65to134kBtuh-11p5eer-3p50cop | DEER2023 | D23 v1 | 2022-10-05 20:47 | Any | ERC | New | CZ07 | cDXHP | Cap-Tons | 5.58 | 1920 | None | 35.1 | -0.00036 | 0 | 17.6 | 0.00126 | 0 | [6 empty] | DEER:HVAC_Split-Package_HP | Annual | 20 | [13 empty] | CZ2022 | None
NE-HVAC-airHP-SpltPkg-65to134kBtuh-11p5eer-3p50cop | DEER2023 | D23 v1 | 2022-10-05 20:47 | Any | ERC | New | CZ08 | cDXHP | Cap-Tons | 6.07 | 1920 | None | 65.9 | 0 | 0 | 25.2 | 0.00478 | 0 | [6 empty] | DEER:HVAC_Split-Package_HP | Annual | 20 | [13 empty] | CZ2022 | None
NE-HVAC-airHP-SpltPkg-65to134kBtuh-11p5eer-3p50cop | DEER2023 | D23 v1 | 2022-10-05 20:47 | Any | ERC | New | CZ09 | cDXHP | Cap-Tons | 7.7 | 1920 | None | 79.3 | 0.00234 | 0 | 18.3 | 0.00442 | 0 | [6 empty] | DEER:HVAC_Split-Package_HP | Annual | 20 | [13 empty] | CZ2022 | None
NE-HVAC-airHP-SpltPkg-65to134kBtuh-11p5eer-3p50cop | DEER2023 | D23 v1 | 2022-10-05 20:47 | Any | ERC | New | CZ10 | cDXHP | Cap-Tons | 6.88 | 1920 | None | 93.8 | -0.00364 | 0 | 24.6 | 0.00393 | 0 | [6 empty] | DEER:HVAC_Split-Package_HP | Annual | 20 | [13 empty] | CZ2022 | None
NE-HVAC-airHP-SpltPkg-65to134kBtuh-11p5eer-3p50cop | DEER2023 | D23 v1 | 2022-10-05 20:47 | Any | ERC | New | CZ11 | cDXHP | Cap-Tons | 6.75 | 1920 | None | 137 | -0.00311 | 0 | 27.9 | 0.00844 | 0 | [6 empty] | DEER:HVAC_Split-Package_HP | Annual | 20 | [13 empty] | CZ2022 | None
NE-HVAC-airHP-SpltPkg-65to134kBtuh-11p5eer-3p50cop | DEER2023 | D23 v1 | 2022-10-05 20:47 | Any | ERC | New | CZ12 | cDXHP | Cap-Tons | 5.9 | 1920 | None | 112 | -0.0022 | 0 | 25.9 | 0.00695 | 0 | [6 empty] | DEER:HVAC_Split-Package_HP | Annual | 20 | [13 empty] | CZ2022 | None
NE-HVAC-airHP-SpltPkg-65to134kBtuh-11p5eer-3p50cop | DEER2023 | D23 v1 | 2022-10-05 20:47 | Any | ERC | New | CZ13 | cDXHP | Cap-Tons | 7.05 | 1920 | None | 106 | -0.0121 | 0 | 28.9 | 0.0088 | 0 | [6 empty] | DEER:HVAC_Split-Package_HP | Annual | 20 | [13 empty] | CZ2022 | None
NE-HVAC-airHP-SpltPkg-65to134kBtuh-11p5eer-3p50cop | DEER2023 | D23 v1 | 2022-10-05 20:47 | Any | ERC | New | CZ14 | cDXHP | Cap-Tons | 7.52 | 1920 | None | 123 | -0.00306 | 0 | 26 | 0.00638 | 0 | [6 empty] | DEER:HVAC_Split-Package_HP | Annual | 20 | [13 empty] | CZ2022 | None
NE-HVAC-airHP-SpltPkg-65to134kBtuh-11p5eer-3p50cop | DEER2023 | D23 v1 | 2022-10-05 20:47 | Any | ERC | New | CZ15 | cDXHP | Cap-Tons | 10.2 | 1920 | None | 122 | -0.00893 | 0 | 31.4 | 0.00952 | 0 | [6 empty] | DEER:HVAC_Split-Package_HP | Annual | 20 | [13 empty] | CZ2022 | None
NE-HVAC-airHP-SpltPkg-65to134kBtuh-11p5eer-3p50cop | DEER2023 | D23 v1 | 2022-10-05 20:47 | Any | ERC | New | CZ16 | cDXHP | Cap-Tons | 5.33 | 1920 | None | 194 | -0.00019 | 0 | 33.7 | 0.00038 | 0 | [6 empty] | DEER:HVAC_Split-Package_HP | Annual | 20 | [13 empty] | CZ2022 | None
NE-HVAC-airHP-SpltPkg-65to134kBtuh-11p5eer-3p50cop | DEER2023 | D23 v1 | 2022-10-05 20:47 | Any | ESe | New | CZ01 | cDXHP | Cap-Tons | 351 | 150000 | None | 33.6 | 0.00607 | 0 | 17.6 | 0.00421 | 0 | [6 empty] | DEER:HVAC_Split-Package_HP | Annual | 20 | [13 empty] | CZ2022 | None
NE-HVAC-airHP-SpltPkg-65to134kBtuh-11p5eer-3p50cop | DEER2023 | D23 v1 | 2022-10-05 20:47 | Any | ESe | New | CZ02 | cDXHP | Cap-Tons | 386 | 150000 | None | 33.6 | 0.018 | 0 | 20.4 | 0.0127 | 0 | [6 empty] | DEER:HVAC_Split-Package_HP | Annual | 20 | [13 empty] | CZ2022 | None
NE-HVAC-airHP-SpltPkg-65to134kBtuh-11p5eer-3p50cop | DEER2023 | D23 v1 | 2022-10-05 20:47 | Any | ESe | New | CZ03 | cDXHP | Cap-Tons | 382 | 150000 | None | 23.7 | 0.0116 | 0 | 13.8 | 0.00817 | 0 | [6 empty] | DEER:HVAC_Split-Package_HP | Annual | 20 | [13 empty] | CZ2022 | None
NE-HVAC-airHP-SpltPkg-65to134kBtuh-11p5eer-3p50cop | DEER2023 | D23 v1 | 2022-10-05 20:47 | Any | ESe | New | CZ04 | cDXHP | Cap-Tons | 393 | 150000 | None | 32 | 0.0197 | 0 | 20.4 | 0.0139 | 0 | [6 empty] | DEER:HVAC_Split-Package_HP | Annual | 20 | [13 empty] | CZ2022 | None
NE-HVAC-airHP-SpltPkg-65to134kBtuh-11p5eer-3p50cop | DEER2023 | D23 v1 | 2022-10-05 20:47 | Any | ESe | New | CZ05 | cDXHP | Cap-Tons | 369 | 150000 | None | 25.6 | 0.00942 | 0 | 15.7 | 0.00663 | 0 | [6 empty] | DEER:HVAC_Split-Package_HP | Annual | 20 | [13 empty] | CZ2022 | None
NE-HVAC-airHP-SpltPkg-65to134kBtuh-11p5eer-3p50cop | DEER2023 | D23 v1 | 2022-10-05 20:47 | Any | ESe | New | CZ06 | cDXHP | Cap-Tons | 398 | 150000 | None | 29.8 | 0.0138 | 0 | 20 | 0.00974 | 0 | [6 empty] | DEER:HVAC_Split-Package_HP | Annual | 20 | [13 empty] | CZ2022 | None
NE-HVAC-airHP-SpltPkg-65to134kBtuh-11p5eer-3p50cop | DEER2023 | D23 v1 | 2022-10-05 20:47 | Any | ESe | New | CZ07 | cDXHP | Cap-Tons | 389 | 150000 | None | 25.6 | 0.0122 | 0 | 17.1 | 0.00858 | 0 | [6 empty] | DEER:HVAC_Split-Package_HP | Annual | 20 | [13 empty] | CZ2022 | None
NE-HVAC-airHP-SpltPkg-65to134kBtuh-11p5eer-3p50cop | DEER2023 | D23 v1 | 2022-10-05 20:47 | Any | ESe | New | CZ08 | cDXHP | Cap-Tons | 399 | 150000 | None | 38.5 | 0.0172 | 0 | 26.3 | 0.0121 | 0 | [6 empty] | DEER:HVAC_Split-Package_HP | Annual | 20 | [13 empty] | CZ2022 | None
NE-HVAC-airHP-SpltPkg-65to134kBtuh-11p5eer-3p50cop | DEER2023 | D23 v1 | 2022-10-05 20:47 | Any | ESe | New | CZ09 | cDXHP | Cap-Tons | 498 | 150000 | None | 29.9 | 0.0164 | 0 | 20.1 | 0.0115 | 0 | [6 empty] | DEER:HVAC_Split-Package_HP | Annual | 20 | [13 empty] | CZ2022 | None
NE-HVAC-airHP-SpltPkg-65to134kBtuh-11p5eer-3p50cop | DEER2023 | D23 v1 | 2022-10-05 20:47 | Any | ESe | New | CZ10 | cDXHP | Cap-Tons | 450 | 150000 | None | 38.8 | 0.00764 | 0 | 26.1 | 0.00538 | 0 | [6 empty] | DEER:HVAC_Split-Package_HP | Annual | 20 | [13 empty] | CZ2022 | None
NE-HVAC-airHP-SpltPkg-65to134kBtuh-11p5eer-3p50cop | DEER2023 | D23 v1 | 2022-10-05 20:47 | Any | ESe | New | CZ11 | cDXHP | Cap-Tons | 429 | 150000 | None | 42.9 | 0.00983 | 0 | 27.7 | 0.00691 | 0 | [6 empty] | DEER:HVAC_Split-Package_HP | Annual | 20 | [13 empty] | CZ2022 | None
NE-HVAC-airHP-SpltPkg-65to134kBtuh-11p5eer-3p50cop | DEER2023 | D23 v1 | 2022-10-05 20:47 | Any | ESe | New | CZ12 | cDXHP | Cap-Tons | 405 | 150000 | None | 38.2 | 0.00878 | 0 | 24.3 | 0.00618 | 0 | [6 empty] | DEER:HVAC_Split-Package_HP | Annual | 20 | [13 empty] | CZ2022 | None
NE-HVAC-airHP-SpltPkg-65to134kBtuh-11p5eer-3p50cop | DEER2023 | D23 v1 | 2022-10-05 20:47 | Any | ESe | New | CZ13 | cDXHP | Cap-Tons | 442 | 150000 | None | 44.1 | 0.0101 | 0 | 29.2 | 0.00712 | 0 | [6 empty] | DEER:HVAC_Split-Package_HP | Annual | 20 | [13 empty] | CZ2022 | None
NE-HVAC-airHP-SpltPkg-65to134kBtuh-11p5eer-3p50cop | DEER2023 | D23 v1 | 2022-10-05 20:47 | Any | ESe | New | CZ14 | cDXHP | Cap-Tons | 470 | 150000 | None | 37.6 | 0.00749 | 0 | 24.6 | 0.00527 | 0 | [6 empty] | DEER:HVAC_Split-Package_HP | Annual | 20 | [13 empty] | CZ2022 | None
NE-HVAC-airHP-SpltPkg-65to134kBtuh-11p5eer-3p50cop | DEER2023 | D23 v1 | 2022-10-05 20:47 | Any | ESe | New | CZ15 | cDXHP | Cap-Tons | 640 | 150000 | None | 47.8 | 0.0105 | 0 | 33.4 | 0.00736 | 0 | [6 empty] | DEER:HVAC_Split-Package_HP | Annual | 20 | [13 empty] | CZ2022 | None
NE-HVAC-airHP-SpltPkg-65to134kBtuh-11p5eer-3p50cop | DEER2023 | D23 v1 | 2022-10-05 20:47 | Any | ESe | New | CZ16 | cDXHP | Cap-Tons | 402 | 150000 | None | 42.4 | 0.00241 | 0 | 23.5 | 0.00169 | 0 | [6 empty] | DEER:HVAC_Split-Package_HP | Annual | 20 | [13 empty] | CZ2022 | None
NE-HVAC-airHP-SpltPkg-65to134kBtuh-11p5eer-3p50cop | DEER2023 | D23 v1 | 2022-10-05 20:47 | Any | EUn | New | CZ01 | cDXHP | Cap-Tons | 1860 | 930000 | None | 40.6 | 0.0131 | 0 | 21.3 | 0.00917 | 0 | [6 empty] | DEER:HVAC_Split-Package_HP | Annual | 20 | [13 empty] | CZ2022 | None
NE-HVAC-airHP-SpltPkg-65to134kBtuh-11p5eer-3p50cop | DEER2023 | D23 v1 | 2022-10-05 20:47 | Any | EUn | New | CZ02 | cDXHP | Cap-Tons | 1890 | 930000 | None | 51.8 | 0.0351 | 0 | 32.4 | 0.0247 | 0 | [6 empty] | DEER:HVAC_Split-Package_HP | Annual | 20 | [13 empty] | CZ2022 | None
NE-HVAC-airHP-SpltPkg-65to134kBtuh-11p5eer-3p50cop | DEER2023 | D23 v1 | 2022-10-05 20:47 | Any | EUn | New | CZ03 | cDXHP | Cap-Tons | 1970 | 930000 | None | 33.8 | 0.024 | 0 | 20.4 | 0.0169 | 0 | [6 empty] | DEER:HVAC_Split-Package_HP | Annual | 20 | [13 empty] | CZ2022 | None
NE-HVAC-airHP-SpltPkg-65to134kBtuh-11p5eer-3p50cop | DEER2023 | D23 v1 | 2022-10-05 20:47 | Any | EUn | New | CZ04 | cDXHP | Cap-Tons | 1930 | 930000 | None | 51.2 | 0.0392 | 0 | 33.6 | 0.0276 | 0 | [6 empty] | DEER:HVAC_Split-Package_HP | Annual | 20 | [13 empty] | CZ2022 | None
NE-HVAC-airHP-SpltPkg-65to134kBtuh-11p5eer-3p50cop | DEER2023 | D23 v1 | 2022-10-05 20:47 | Any | EUn | New | CZ05 | cDXHP | Cap-Tons | 1920 | 930000 | None | 36.7 | 0.0172 | 0 | 22.9 | 0.0121 | 0 | [6 empty] | DEER:HVAC_Split-Package_HP | Annual | 20 | [13 empty] | CZ2022 | None
NE-HVAC-airHP-SpltPkg-65to134kBtuh-11p5eer-3p50cop | DEER2023 | D23 v1 | 2022-10-05 20:47 | Any | EUn | New | CZ06 | cDXHP | Cap-Tons | 2040 | 930000 | None | 48.8 | 0.0281 | 0 | 33.1 | 0.0197 | 0 | [6 empty] | DEER:HVAC_Split-Package_HP | Annual | 20 | [13 empty] | CZ2022 | None
NE-HVAC-airHP-SpltPkg-65to134kBtuh-11p5eer-3p50cop | DEER2023 | D23 v1 | 2022-10-05 20:47 | Any | EUn | New | CZ07 | cDXHP | Cap-Tons | 2010 | 930000 | None | 41.9 | 0.0246 | 0 | 28.2 | 0.0173 | 0 | [6 empty] | DEER:HVAC_Split-Package_HP | Annual | 20 | [13 empty] | CZ2022 | None
NE-HVAC-airHP-SpltPkg-65to134kBtuh-11p5eer-3p50cop | DEER2023 | D23 v1 | 2022-10-05 20:47 | Any | EUn | New | CZ08 | cDXHP | Cap-Tons | 1970 | 930000 | None | 62 | 0.0332 | 0 | 42.6 | 0.0234 | 0 | [6 empty] | DEER:HVAC_Split-Package_HP | Annual | 20 | [13 empty] | CZ2022 | None
NE-HVAC-airHP-SpltPkg-65to134kBtuh-11p5eer-3p50cop | DEER2023 | D23 v1 | 2022-10-05 20:47 | Any | EUn | New | CZ09 | cDXHP | Cap-Tons | 2450 | 930000 | None | 48.9 | 0.031 | 0 | 33.3 | 0.0218 | 0 | [6 empty] | DEER:HVAC_Split-Package_HP | Annual | 20 | [13 empty] | CZ2022 | None
NE-HVAC-airHP-SpltPkg-65to134kBtuh-11p5eer-3p50cop | DEER2023 | D23 v1 | 2022-10-05 20:47 | Any | EUn | New | CZ10 | cDXHP | Cap-Tons | 2250 | 930000 | None | 60.6 | 0.0314 | 0 | 41.2 | 0.0221 | 0 | [6 empty] | DEER:HVAC_Split-Package_HP | Annual | 20 | [13 empty] | CZ2022 | None
NE-HVAC-airHP-SpltPkg-65to134kBtuh-11p5eer-3p50cop | DEER2023 | D23 v1 | 2022-10-05 20:47 | Any | EUn | New | CZ11 | cDXHP | Cap-Tons | 2160 | 930000 | None | 65.3 | 0.0426 | 0 | 43.3 | 0.03 | 0 | [6 empty] | DEER:HVAC_Split-Package_HP | Annual | 20 | [13 empty] | CZ2022 | None
NE-HVAC-airHP-SpltPkg-65to134kBtuh-11p5eer-3p50cop | DEER2023 | D23 v1 | 2022-10-05 20:47 | Any | EUn | New | CZ12 | cDXHP | Cap-Tons | 2010 | 930000 | None | 60 | 0.0412 | 0 | 39.3 | 0.029 | 0 | [6 empty] | DEER:HVAC_Split-Package_HP | Annual | 20 | [13 empty] | CZ2022 | None
NE-HVAC-airHP-SpltPkg-65to134kBtuh-11p5eer-3p50cop | DEER2023 | D23 v1 | 2022-10-05 20:47 | Any | EUn | New | CZ13 | cDXHP | Cap-Tons | 2230 | 930000 | None | 67.9 | 0.042 | 0 | 45.7 | 0.0296 | 0 | [6 empty] | DEER:HVAC_Split-Package_HP | Annual | 20 | [13 empty] | CZ2022 | None
NE-HVAC-airHP-SpltPkg-65to134kBtuh-11p5eer-3p50cop | DEER2023 | D23 v1 | 2022-10-05 20:47 | Any | EUn | New | CZ14 | cDXHP | Cap-Tons | 2310 | 930000 | None | 59.6 | 0.0343 | 0 | 39.9 | 0.0242 | 0 | [6 empty] | DEER:HVAC_Split-Package_HP | Annual | 20 | [13 empty] | CZ2022 | None
NE-HVAC-airHP-SpltPkg-65to134kBtuh-11p5eer-3p50cop | DEER2023 | D23 v1 | 2022-10-05 20:47 | Any | EUn | New | CZ15 | cDXHP | Cap-Tons | 3110 | 930000 | None | 73.3 | 0.0396 | 0 | 51.3 | 0.0278 | 0 | [6 empty] | DEER:HVAC_Split-Package_HP | Annual | 20 | [13 empty] | CZ2022 | None
NE-HVAC-airHP-SpltPkg-65to134kBtuh-11p5eer-3p50cop | DEER2023 | D23 v1 | 2022-10-05 20:47 | Any | EUn | New | CZ16 | cDXHP | Cap-Tons | 2010 | 930000 | None | 54.2 | 0.00262 | 0 | 31.1 | 0.00184 | 0 | [6 empty] | DEER:HVAC_Split-Package_HP | Annual | 20 | [13 empty] | CZ2022 | None
NE-HVAC-airHP-SpltPkg-65to134kBtuh-11p5eer-3p50cop | DEER2023 | D23 v1 | 2022-10-05 20:47 | Any | Gro | New | CZ01 | cDXHP | Cap-Tons | 55.3 | 50000 | None | 176 | 0.0104 | -0.00033 | 91.2 | 0.00694 | 0.00021 | [6 empty] | DEER:HVAC_Split-Package_HP | Annual | 20 | [13 empty] | CZ2022 | None
NE-HVAC-airHP-SpltPkg-65to134kBtuh-11p5eer-3p50cop | DEER2023 | D23 v1 | 2022-10-05 20:47 | Any | Gro | New | CZ02 | cDXHP | Cap-Tons | 97 | 50000 | None | 101 | 0.0197 | 0 | 60.8 | 0.0139 | 0 | [6 empty] | DEER:HVAC_Split-Package_HP | Annual | 20 | [13 empty] | CZ2022 | None
NE-HVAC-airHP-SpltPkg-65to134kBtuh-11p5eer-3p50cop | DEER2023 | D23 v1 | 2022-10-05 20:47 | Any | Gro | New | CZ03 | cDXHP | Cap-Tons | 66.4 | 50000 | None | 113 | 0.015 | 0 | 64.2 | 0.0106 | 0 | [6 empty] | DEER:HVAC_Split-Package_HP | Annual | 20 | [13 empty] | CZ2022 | None
NE-HVAC-airHP-SpltPkg-65to134kBtuh-11p5eer-3p50cop | DEER2023 | D23 v1 | 2022-10-05 20:47 | Any | Gro | New | CZ04 | cDXHP | Cap-Tons | 87 | 50000 | None | 95 | 0.0259 | 0 | 57.9 | 0.0182 | 0 | [6 empty] | DEER:HVAC_Split-Package_HP | Annual | 20 | [13 empty] | CZ2022 | None
NE-HVAC-airHP-SpltPkg-65to134kBtuh-11p5eer-3p50cop | DEER2023 | D23 v1 | 2022-10-05 20:47 | Any | Gro | New | CZ05 | cDXHP | Cap-Tons | 65.5 | 50000 | None | 112 | 0.0107 | -0.00024 | 63.4 | 0.00749 | 0 | [6 empty] | DEER:HVAC_Split-Package_HP | Annual | 20 | [13 empty] | CZ2022 | None
NE-HVAC-airHP-SpltPkg-65to134kBtuh-11p5eer-3p50cop | DEER2023 | D23 v1 | 2022-10-05 20:47 | Any | Gro | New | CZ06 | cDXHP | Cap-Tons | 81.6 | 50000 | None | 83.4 | 0.0189 | 0 | 52.1 | 0.0133 | 0 | [6 empty] | DEER:HVAC_Split-Package_HP | Annual | 20 | [13 empty] | CZ2022 | None
NE-HVAC-airHP-SpltPkg-65to134kBtuh-11p5eer-3p50cop | DEER2023 | D23 v1 | 2022-10-05 20:47 | Any | Gro | New | CZ07 | cDXHP | Cap-Tons | 72.7 | 50000 | None | 82.5 | 0.0159 | 0 | 51.1 | 0.0112 | 0 | [6 empty] | DEER:HVAC_Split-Package_HP | Annual | 20 | [13 empty] | CZ2022 | None
NE-HVAC-airHP-SpltPkg-65to134kBtuh-11p5eer-3p50cop | DEER2023 | D23 v1 | 2022-10-05 20:47 | Any | Gro | New | CZ08 | cDXHP | Cap-Tons | 85 | 50000 | None | 88.4 | 0.0231 | 0 | 56.7 | 0.0162 | 0 | [6 empty] | DEER:HVAC_Split-Package_HP | Annual | 20 | [13 empty] | CZ2022 | None
NE-HVAC-airHP-SpltPkg-65to134kBtuh-11p5eer-3p50cop | DEER2023 | D23 v1 | 2022-10-05 20:47 | Any | Gro | New | CZ09 | cDXHP | Cap-Tons | 77.8 | 50000 | None | 93.7 | 0.0301 | 0 | 59.2 | 0.0212 | 0 | [6 empty] | DEER:HVAC_Split-Package_HP | Annual | 20 | [13 empty] | CZ2022 | None
NE-HVAC-airHP-SpltPkg-65to134kBtuh-11p5eer-3p50cop | DEER2023 | D23 v1 | 2022-10-05 20:47 | Any | Gro | New | CZ10 | cDXHP | Cap-Tons | 90.6 | 50000 | None | 94.9 | 0.0309 | 0 | 60.6 | 0.0217 | 0 | [6 empty] | DEER:HVAC_Split-Package_HP | Annual | 20 | [13 empty] | CZ2022 | None
NE-HVAC-airHP-SpltPkg-65to134kBtuh-11p5eer-3p50cop | DEER2023 | D23 v1 | 2022-10-05 20:47 | Any | Gro | New | CZ11 | cDXHP | Cap-Tons | 96.2 | 50000 | None | 105 | 0.0363 | 0 | 66.5 | 0.0255 | 0 | [6 empty] | DEER:HVAC_Split-Package_HP | Annual | 20 | [13 empty] | CZ2022 | None
NE-HVAC-airHP-SpltPkg-65to134kBtuh-11p5eer-3p50cop | DEER2023 | D23 v1 | 2022-10-05 20:47 | Any | Gro | New | CZ12 | cDXHP | Cap-Tons | 104 | 50000 | None | 94 | 0.0311 | 0 | 58.8 | 0.0219 | 0 | [6 empty] | DEER:HVAC_Split-Package_HP | Annual | 20 | [13 empty] | CZ2022 | None
NE-HVAC-airHP-SpltPkg-65to134kBtuh-11p5eer-3p50cop | DEER2023 | D23 v1 | 2022-10-05 20:47 | Any | Gro | New | CZ13 | cDXHP | Cap-Tons | 110 | 50000 | None | 95.1 | 0.0345 | 0 | 61.3 | 0.0243 | 0 | [6 empty] | DEER:HVAC_Split-Package_HP | Annual | 20 | [13 empty] | CZ2022 | None
NE-HVAC-airHP-SpltPkg-65to134kBtuh-11p5eer-3p50cop | DEER2023 | D23 v1 | 2022-10-05 20:47 | Any | Gro | New | CZ14 | cDXHP | Cap-Tons | 89.4 | 50000 | None | 110 | 0.0341 | 0 | 68.1 | 0.024 | 0 | [6 empty] | DEER:HVAC_Split-Package_HP | Annual | 20 | [13 empty] | CZ2022 | None
NE-HVAC-airHP-SpltPkg-65to134kBtuh-11p5eer-3p50cop | DEER2023 | D23 v1 | 2022-10-05 20:47 | Any | Gro | New | CZ15 | cDXHP | Cap-Tons | 120 | 50000 | None | 94.7 | 0.0423 | 0 | 64.5 | 0.0298 | 0 | [6 empty] | DEER:HVAC_Split-Package_HP | Annual | 20 | [13 empty] | CZ2022 | None
NE-HVAC-airHP-SpltPkg-65to134kBtuh-11p5eer-3p50cop | DEER2023 | D23 v1 | 2022-10-05 20:47 | Any | Gro | New | CZ16 | cDXHP | Cap-Tons | 58 | 50000 | None | 169 | 0.0194 | -0.00026 | 78.4 | 0.0136 | -0.00028 | [6 empty] | DEER:HVAC_Split-Package_HP | Annual | 20 | [13 empty] | CZ2022 | None
NE-HVAC-airHP-SpltPkg-65to134kBtuh-11p5eer-3p50cop | DEER2023 | D23 v1 | 2022-10-05 20:47 | Any | Hsp | New | CZ01 | cDXHP | Cap-Tons | 680 | 236000 | None | 33.8 | 0.00534 | 0 | 16.9 | 0.00374 | 0 | [6 empty] | DEER:HVAC_Split-Package_HP | Annual | 20 | [13 empty] | CZ2022 | None
NE-HVAC-airHP-SpltPkg-65to134kBtuh-11p5eer-3p50cop | DEER2023 | D23 v1 | 2022-10-05 20:47 | Any | Hsp | New | CZ02 | cDXHP | Cap-Tons | 680 | 236000 | None | 40.6 | 0.0196 | 0 | 24.3 | 0.0138 | 0 | [6 empty] | DEER:HVAC_Split-Package_HP | Annual | 20 | [13 empty] | CZ2022 | None
NE-HVAC-airHP-SpltPkg-65to134kBtuh-11p5eer-3p50cop | DEER2023 | D23 v1 | 2022-10-05 20:47 | Any | Hsp | New | CZ03 | cDXHP | Cap-Tons | 680 | 236000 | None | 24.9 | 0.014 | 0 | 14.3 | 0.00983 | 0 | [6 empty] | DEER:HVAC_Split-Package_HP | Annual | 20 | [13 empty] | CZ2022 | None
NE-HVAC-airHP-SpltPkg-65to134kBtuh-11p5eer-3p50cop | DEER2023 | D23 v1 | 2022-10-05 20:47 | Any | Hsp | New | CZ04 | cDXHP | Cap-Tons | 680 | 236000 | None | 40.2 | 0.0222 | 0 | 25.7 | 0.0156 | 0 | [6 empty] | DEER:HVAC_Split-Package_HP | Annual | 20 | [13 empty] | CZ2022 | None
NE-HVAC-airHP-SpltPkg-65to134kBtuh-11p5eer-3p50cop | DEER2023 | D23 v1 | 2022-10-05 20:47 | Any | Hsp | New | CZ05 | cDXHP | Cap-Tons | 680 | 236000 | None | 26.3 | 0.00917 | 0 | 15.6 | 0.00645 | 0 | [6 empty] | DEER:HVAC_Split-Package_HP | Annual | 20 | [13 empty] | CZ2022 | None
NE-HVAC-airHP-SpltPkg-65to134kBtuh-11p5eer-3p50cop | DEER2023 | D23 v1 | 2022-10-05 20:47 | Any | Hsp | New | CZ06 | cDXHP | Cap-Tons | 680 | 236000 | None | 41.2 | 0.0174 | 0 | 27.8 | 0.0123 | 0 | [6 empty] | DEER:HVAC_Split-Package_HP | Annual | 20 | [13 empty] | CZ2022 | None
NE-HVAC-airHP-SpltPkg-65to134kBtuh-11p5eer-3p50cop | DEER2023 | D23 v1 | 2022-10-05 20:47 | Any | Hsp | New | CZ07 | cDXHP | Cap-Tons | 680 | 236000 | None | 34.1 | 0.0153 | 0 | 23.1 | 0.0107 | 0 | [6 empty] | DEER:HVAC_Split-Package_HP | Annual | 20 | [13 empty] | CZ2022 | None
NE-HVAC-airHP-SpltPkg-65to134kBtuh-11p5eer-3p50cop | DEER2023 | D23 v1 | 2022-10-05 20:47 | Any | Hsp | New | CZ08 | cDXHP | Cap-Tons | 680 | 236000 | None | 49.9 | 0.0195 | 0 | 34.1 | 0.0137 | 0 | [6 empty] | DEER:HVAC_Split-Package_HP | Annual | 20 | [13 empty] | CZ2022 | None
NE-HVAC-airHP-SpltPkg-65to134kBtuh-11p5eer-3p50cop | DEER2023 | D23 v1 | 2022-10-05 20:47 | Any | Hsp | New | CZ09 | cDXHP | Cap-Tons | 682 | 236000 | None | 48.4 | 0.0226 | 0 | 32.7 | 0.0159 | 0 | [6 empty] | DEER:HVAC_Split-Package_HP | Annual | 20 | [13 empty] | CZ2022 | None
NE-HVAC-airHP-SpltPkg-65to134kBtuh-11p5eer-3p50cop | DEER2023 | D23 v1 | 2022-10-05 20:47 | Any | Hsp | New | CZ10 | cDXHP | Cap-Tons | 681 | 236000 | None | 56.7 | 0.0252 | 0 | 38 | 0.0177 | 0 | [6 empty] | DEER:HVAC_Split-Package_HP | Annual | 20 | [13 empty] | CZ2022 | None
NE-HVAC-airHP-SpltPkg-65to134kBtuh-11p5eer-3p50cop | DEER2023 | D23 v1 | 2022-10-05 20:47 | Any | Hsp | New | CZ11 | cDXHP | Cap-Tons | 680 | 236000 | None | 63 | 0.0316 | 0 | 40.9 | 0.0222 | 0 | [6 empty] | DEER:HVAC_Split-Package_HP | Annual | 20 | [13 empty] | CZ2022 | None
NE-HVAC-airHP-SpltPkg-65to134kBtuh-11p5eer-3p50cop | DEER2023 | D23 v1 | 2022-10-05 20:47 | Any | Hsp | New | CZ12 | cDXHP | Cap-Tons | 680 | 236000 | None | 50.7 | 0.0285 | 0 | 32.2 | 0.0201 | 0 | [6 empty] | DEER:HVAC_Split-Package_HP | Annual | 20 | [13 empty] | CZ2022 | None
NE-HVAC-airHP-SpltPkg-65to134kBtuh-11p5eer-3p50cop | DEER2023 | D23 v1 | 2022-10-05 20:47 | Any | Hsp | New | CZ13 | cDXHP | Cap-Tons | 680 | 236000 | None | 67.3 | 0.0317 | 0 | 44.4 | 0.0223 | 0 | [6 empty] | DEER:HVAC_Split-Package_HP | Annual | 20 | [13 empty] | CZ2022 | None
NE-HVAC-airHP-SpltPkg-65to134kBtuh-11p5eer-3p50cop | DEER2023 | D23 v1 | 2022-10-05 20:47 | Any | Hsp | New | CZ14 | cDXHP | Cap-Tons | 680 | 236000 | None | 62.3 | 0.0281 | 0 | 40.3 | 0.0197 | 0 | [6 empty] | DEER:HVAC_Split-Package_HP | Annual | 20 | [13 empty] | CZ2022 | None
NE-HVAC-airHP-SpltPkg-65to134kBtuh-11p5eer-3p50cop | DEER2023 | D23 v1 | 2022-10-05 20:47 | Any | Hsp | New | CZ15 | cDXHP | Cap-Tons | 718 | 236000 | None | 92.6 | 0.0401 | 0 | 64.6 | 0.0282 | 0 | [6 empty] | DEER:HVAC_Split-Package_HP | Annual | 20 | [13 empty] | CZ2022 | None
NE-HVAC-airHP-SpltPkg-65to134kBtuh-11p5eer-3p50cop | DEER2023 | D23 v1 | 2022-10-05 20:47 | Any | Hsp | New | CZ16 | cDXHP | Cap-Tons | 680 | 236000 | None | 53.7 | 0.0144 | 0 | 29.6 | 0.0101 | 0 | [6 empty] | DEER:HVAC_Split-Package_HP | Annual | 20 | [13 empty] | CZ2022 | None
NE-HVAC-airHP-SpltPkg-65to134kBtuh-11p5eer-3p50cop | DEER2023 | D23 v1 | 2022-10-05 20:47 | Any | Htl | New | CZ01 | cDXHP | Cap-Tons | 56.7 | 140000 | None | 95.4 | 0.00912 | 0 | 46.7 | 0.00616 | 0 | [6 empty] | DEER:HVAC_Split-Package_HP | Annual | 20 | [13 empty] | CZ2022 | None
NE-HVAC-airHP-SpltPkg-65to134kBtuh-11p5eer-3p50cop | DEER2023 | D23 v1 | 2022-10-05 20:47 | Any | Htl | New | CZ02 | cDXHP | Cap-Tons | 56.2 | 140000 | None | 88 | 0.0326 | 0 | 49.9 | 0.0229 | 0 | [6 empty] | DEER:HVAC_Split-Package_HP | Annual | 20 | [13 empty] | CZ2022 | None
NE-HVAC-airHP-SpltPkg-65to134kBtuh-11p5eer-3p50cop | DEER2023 | D23 v1 | 2022-10-05 20:47 | Any | Htl | New | CZ03 | cDXHP | Cap-Tons | 59.4 | 140000 | None | 63 | 0.0195 | 0 | 33.5 | 0.0137 | 0 | [6 empty] | DEER:HVAC_Split-Package_HP | Annual | 20 | [13 empty] | CZ2022 | None
NE-HVAC-airHP-SpltPkg-65to134kBtuh-11p5eer-3p50cop | DEER2023 | D23 v1 | 2022-10-05 20:47 | Any | Htl | New | CZ04 | cDXHP | Cap-Tons | 57.5 | 140000 | None | 78.3 | 0.036 | 0 | 47.2 | 0.0253 | 0 | [6 empty] | DEER:HVAC_Split-Package_HP | Annual | 20 | [13 empty] | CZ2022 | None
NE-HVAC-airHP-SpltPkg-65to134kBtuh-11p5eer-3p50cop | DEER2023 | D23 v1 | 2022-10-05 20:47 | Any | Htl | New | CZ05 | cDXHP | Cap-Tons | 58.9 | 140000 | None | 64.9 | 0.0127 | 0 | 35.3 | 0.00886 | 0 | [6 empty] | DEER:HVAC_Split-Package_HP | Annual | 20 | [13 empty] | CZ2022 | None
NE-HVAC-airHP-SpltPkg-65to134kBtuh-11p5eer-3p50cop | DEER2023 | D23 v1 | 2022-10-05 20:47 | Any | Htl | New | CZ06 | cDXHP | Cap-Tons | 61.8 | 140000 | None | 65 | 0.0242 | 0 | 41.1 | 0.017 | 0 | [6 empty] | DEER:HVAC_Split-Package_HP | Annual | 20 | [13 empty] | CZ2022 | None
NE-HVAC-airHP-SpltPkg-65to134kBtuh-11p5eer-3p50cop | DEER2023 | D23 v1 | 2022-10-05 20:47 | Any | Htl | New | CZ07 | cDXHP | Cap-Tons | 61 | 140000 | None | 54.1 | 0.0198 | 0 | 34.1 | 0.0139 | 0 | [6 empty] | DEER:HVAC_Split-Package_HP | Annual | 20 | [13 empty] | CZ2022 | None
NE-HVAC-airHP-SpltPkg-65to134kBtuh-11p5eer-3p50cop | DEER2023 | D23 v1 | 2022-10-05 20:47 | Any | Htl | New | CZ08 | cDXHP | Cap-Tons | 54.5 | 140000 | None | 83.7 | 0.0306 | 0 | 55.4 | 0.0215 | 0 | [6 empty] | DEER:HVAC_Split-Package_HP | Annual | 20 | [13 empty] | CZ2022 | None
NE-HVAC-airHP-SpltPkg-65to134kBtuh-11p5eer-3p50cop | DEER2023 | D23 v1 | 2022-10-05 20:47 | Any | Htl | New | CZ09 | cDXHP | Cap-Tons | 72 | 140000 | None | 69.3 | 0.0302 | 0 | 44.6 | 0.0212 | 0 | [6 empty] | DEER:HVAC_Split-Package_HP | Annual | 20 | [13 empty] | CZ2022 | None
NE-HVAC-airHP-SpltPkg-65to134kBtuh-11p5eer-3p50cop | DEER2023 | D23 v1 | 2022-10-05 20:47 | Any | Htl | New | CZ10 | cDXHP | Cap-Tons | 64.9 | 140000 | None | 87.7 | 0.0359 | 0 | 56.7 | 0.0253 | 0 | [6 empty] | DEER:HVAC_Split-Package_HP | Annual | 20 | [13 empty] | CZ2022 | None
NE-HVAC-airHP-SpltPkg-65to134kBtuh-11p5eer-3p50cop | DEER2023 | D23 v1 | 2022-10-05 20:47 | Any | Htl | New | CZ11 | cDXHP | Cap-Tons | 68.5 | 140000 | None | 101 | 0.0479 | 0 | 63.1 | 0.0337 | 0 | [6 empty] | DEER:HVAC_Split-Package_HP | Annual | 20 | [13 empty] | CZ2022 | None
NE-HVAC-airHP-SpltPkg-65to134kBtuh-11p5eer-3p50cop | DEER2023 | D23 v1 | 2022-10-05 20:47 | Any | Htl | New | CZ12 | cDXHP | Cap-Tons | 62.7 | 140000 | None | 89.8 | 0.0452 | 0 | 54.4 | 0.0318 | 0 | [6 empty] | DEER:HVAC_Split-Package_HP | Annual | 20 | [13 empty] | CZ2022 | None
NE-HVAC-airHP-SpltPkg-65to134kBtuh-11p5eer-3p50cop | DEER2023 | D23 v1 | 2022-10-05 20:47 | Any | Htl | New | CZ13 | cDXHP | Cap-Tons | 70.7 | 140000 | None | 101 | 0.0458 | 0 | 64.2 | 0.0323 | 0 | [6 empty] | DEER:HVAC_Split-Package_HP | Annual | 20 | [13 empty] | CZ2022 | None
NE-HVAC-airHP-SpltPkg-65to134kBtuh-11p5eer-3p50cop | DEER2023 | D23 v1 | 2022-10-05 20:47 | Any | Htl | New | CZ14 | cDXHP | Cap-Tons | 70.4 | 140000 | None | 95.8 | 0.0405 | 0 | 59.7 | 0.0285 | 0 | [6 empty] | DEER:HVAC_Split-Package_HP | Annual | 20 | [13 empty] | CZ2022 | None
NE-HVAC-airHP-SpltPkg-65to134kBtuh-11p5eer-3p50cop | DEER2023 | D23 v1 | 2022-10-05 20:47 | Any | Htl | New | CZ15 | cDXHP | Cap-Tons | 96.2 | 140000 | None | 105 | 0.0474 | 0 | 71.8 | 0.0334 | 0 | [6 empty] | DEER:HVAC_Split-Package_HP | Annual | 20 | [13 empty] | CZ2022 | None
NE-HVAC-airHP-SpltPkg-65to134kBtuh-11p5eer-3p50cop | DEER2023 | D23 v1 | 2022-10-05 20:47 | Any | Htl | New | CZ16 | cDXHP | Cap-Tons | 60.7 | 140000 | None | 111 | 0.0211 | 0 | 58.6 | 0.0149 | 0 | [6 empty] | DEER:HVAC_Split-Package_HP | Annual | 20 | [13 empty] | CZ2022 | None
NE-HVAC-airHP-SpltPkg-65to134kBtuh-11p5eer-3p50cop | DEER2023 | D23 v1 | 2022-10-05 20:47 | Any | MBT | New | CZ01 | cDXHP | Cap-Tons | 283 | 200000 | None | 52.9 | 0.0174 | 0 | 17 | 0.00553 | 0 | [6 empty] | DEER:HVAC_Split-Package_HP | Annual | 20 | [13 empty] | CZ2022 | None
NE-HVAC-airHP-SpltPkg-65to134kBtuh-11p5eer-3p50cop | DEER2023 | D23 v1 | 2022-10-05 20:47 | Any | MBT | New | CZ02 | cDXHP | Cap-Tons | 299 | 200000 | None | 82 | 0.0486 | 0 | 26.8 | 0.0158 | 0 | [6 empty] | DEER:HVAC_Split-Package_HP | Annual | 20 | [13 empty] | CZ2022 | None
NE-HVAC-airHP-SpltPkg-65to134kBtuh-11p5eer-3p50cop | DEER2023 | D23 v1 | 2022-10-05 20:47 | Any | MBT | New | CZ03 | cDXHP | Cap-Tons | 296 | 200000 | None | 62.2 | 0.032 | 0 | 19.6 | 0.0102 | 0 | [6 empty] | DEER:HVAC_Split-Package_HP | Annual | 20 | [13 empty] | CZ2022 | None
NE-HVAC-airHP-SpltPkg-65to134kBtuh-11p5eer-3p50cop | DEER2023 | D23 v1 | 2022-10-05 20:47 | Any | MBT | New | CZ04 | cDXHP | Cap-Tons | 298 | 200000 | None | 89.3 | 0.0453 | 0 | 29.7 | 0.0172 | 0 | [6 empty] | DEER:HVAC_Split-Package_HP | Annual | 20 | [13 empty] | CZ2022 | None
NE-HVAC-airHP-SpltPkg-65to134kBtuh-11p5eer-3p50cop | DEER2023 | D23 v1 | 2022-10-05 20:47 | Any | MBT | New | CZ05 | cDXHP | Cap-Tons | 293 | 200000 | None | 71.7 | 0.0253 | 0 | 22.6 | 0.0073 | 0 | [6 empty] | DEER:HVAC_Split-Package_HP | Annual | 20 | [13 empty] | CZ2022 | None
NE-HVAC-airHP-SpltPkg-65to134kBtuh-11p5eer-3p50cop | DEER2023 | D23 v1 | 2022-10-05 20:47 | Any | MBT | New | CZ06 | cDXHP | Cap-Tons | 317 | 200000 | None | 93.3 | 0.0357 | 0 | 32.3 | 0.0122 | 0 | [6 empty] | DEER:HVAC_Split-Package_HP | Annual | 20 | [13 empty] | CZ2022 | None
NE-HVAC-airHP-SpltPkg-65to134kBtuh-11p5eer-3p50cop | DEER2023 | D23 v1 | 2022-10-05 20:47 | Any | MBT | New | CZ07 | cDXHP | Cap-Tons | 313 | 200000 | None | 83.4 | 0.0308 | 0 | 27.7 | 0.0104 | 0 | [6 empty] | DEER:HVAC_Split-Package_HP | Annual | 20 | [13 empty] | CZ2022 | None
NE-HVAC-airHP-SpltPkg-65to134kBtuh-11p5eer-3p50cop | DEER2023 | D23 v1 | 2022-10-05 20:47 | Any | MBT | New | CZ08 | cDXHP | Cap-Tons | 325 | 200000 | None | 107 | 0.0393 | 0 | 36.9 | 0.0142 | 0 | [6 empty] | DEER:HVAC_Split-Package_HP | Annual | 20 | [13 empty] | CZ2022 | None
NE-HVAC-airHP-SpltPkg-65to134kBtuh-11p5eer-3p50cop | DEER2023 | D23 v1 | 2022-10-05 20:47 | Any | MBT | New | CZ09 | cDXHP | Cap-Tons | 382 | 200000 | None | 91 | 0.0429 | 0 | 28.9 | 0.0143 | 0 | [6 empty] | DEER:HVAC_Split-Package_HP | Annual | 20 | [13 empty] | CZ2022 | None
NE-HVAC-airHP-SpltPkg-65to134kBtuh-11p5eer-3p50cop | DEER2023 | D23 v1 | 2022-10-05 20:47 | Any | MBT | New | CZ10 | cDXHP | Cap-Tons | 354 | 200000 | None | 105 | 0.0426 | 0 | 35.4 | 0.0173 | 0 | [6 empty] | DEER:HVAC_Split-Package_HP | Annual | 20 | [13 empty] | CZ2022 | None
NE-HVAC-airHP-SpltPkg-65to134kBtuh-11p5eer-3p50cop | DEER2023 | D23 v1 | 2022-10-05 20:47 | Any | MBT | New | CZ11 | cDXHP | Cap-Tons | 387 | 200000 | None | 98.8 | 0.0526 | 0 | 32.6 | 0.022 | 0 | [6 empty] | DEER:HVAC_Split-Package_HP | Annual | 20 | [13 empty] | CZ2022 | None
NE-HVAC-airHP-SpltPkg-65to134kBtuh-11p5eer-3p50cop | DEER2023 | D23 v1 | 2022-10-05 20:47 | Any | MBT | New | CZ12 | cDXHP | Cap-Tons | 349 | 200000 | None | 90.4 | 0.0472 | 0 | 29.5 | 0.0209 | 0 | [6 empty] | DEER:HVAC_Split-Package_HP | Annual | 20 | [13 empty] | CZ2022 | None
NE-HVAC-airHP-SpltPkg-65to134kBtuh-11p5eer-3p50cop | DEER2023 | D23 v1 | 2022-10-05 20:47 | Any | MBT | New | CZ13 | cDXHP | Cap-Tons | 390 | 200000 | None | 104 | 0.0431 | 0 | 34.6 | 0.0218 | 0 | [6 empty] | DEER:HVAC_Split-Package_HP | Annual | 20 | [13 empty] | CZ2022 | None
NE-HVAC-airHP-SpltPkg-65to134kBtuh-11p5eer-3p50cop | DEER2023 | D23 v1 | 2022-10-05 20:47 | Any | MBT | New | CZ14 | cDXHP | Cap-Tons | 394 | 200000 | None | 103 | 0.054 | 0 | 32.6 | 0.0196 | 0 | [6 empty] | DEER:HVAC_Split-Package_HP | Annual | 20 | [13 empty] | CZ2022 | None
NE-HVAC-airHP-SpltPkg-65to134kBtuh-11p5eer-3p50cop | DEER2023 | D23 v1 | 2022-10-05 20:47 | Any | MBT | New | CZ15 | cDXHP | Cap-Tons | 515 | 200000 | None | 124 | 0.044 | 0 | 42.7 | 0.0232 | 0 | [6 empty] | DEER:HVAC_Split-Package_HP | Annual | 20 | [13 empty] | CZ2022 | None
NE-HVAC-airHP-SpltPkg-65to134kBtuh-11p5eer-3p50cop | DEER2023 | D23 v1 | 2022-10-05 20:47 | Any | MBT | New | CZ16 | cDXHP | Cap-Tons | 306 | 200000 | None | 82.4 | 0.0367 | 0 | 26.5 | 0.0108 | 0 | [6 empty] | DEER:HVAC_Split-Package_HP | Annual | 20 | [13 empty] | CZ2022 | None
NE-HVAC-airHP-SpltPkg-65to134kBtuh-11p5eer-3p50cop | DEER2023 | D23 v1 | 2022-10-05 20:47 | Any | MLI | New | CZ01 | cDXHP | Cap-Tons | 206 | 100000 | None | 40.7 | 0.00323 | 0 | 20.7 | 0.00227 | 0 | [6 empty] | DEER:HVAC_Split-Package_HP | Annual | 20 | [13 empty] | CZ2022 | None
NE-HVAC-airHP-SpltPkg-65to134kBtuh-11p5eer-3p50cop | DEER2023 | D23 v1 | 2022-10-05 20:47 | Any | MLI | New | CZ02 | cDXHP | Cap-Tons | 211 | 100000 | None | 39.2 | 0.0161 | 0 | 22.5 | 0.0114 | 0 | [6 empty] | DEER:HVAC_Split-Package_HP | Annual | 20 | [13 empty] | CZ2022 | None
NE-HVAC-airHP-SpltPkg-65to134kBtuh-11p5eer-3p50cop | DEER2023 | D23 v1 | 2022-10-05 20:47 | Any | MLI | New | CZ03 | cDXHP | Cap-Tons | 215 | 100000 | None | 25.5 | 0.00818 | 0 | 13.8 | 0.00576 | 0 | [6 empty] | DEER:HVAC_Split-Package_HP | Annual | 20 | [13 empty] | CZ2022 | None
NE-HVAC-airHP-SpltPkg-65to134kBtuh-11p5eer-3p50cop | DEER2023 | D23 v1 | 2022-10-05 20:47 | Any | MLI | New | CZ04 | cDXHP | Cap-Tons | 215 | 100000 | None | 33.7 | 0.0173 | 0 | 20.5 | 0.0121 | 0 | [6 empty] | DEER:HVAC_Split-Package_HP | Annual | 20 | [13 empty] | CZ2022 | None
NE-HVAC-airHP-SpltPkg-65to134kBtuh-11p5eer-3p50cop | DEER2023 | D23 v1 | 2022-10-05 20:47 | Any | MLI | New | CZ05 | cDXHP | Cap-Tons | 214 | 100000 | None | 27 | 0.00614 | 0 | 15 | 0.00432 | 0 | [6 empty] | DEER:HVAC_Split-Package_HP | Annual | 20 | [13 empty] | CZ2022 | None
NE-HVAC-airHP-SpltPkg-65to134kBtuh-11p5eer-3p50cop | DEER2023 | D23 v1 | 2022-10-05 20:47 | Any | MLI | New | CZ06 | cDXHP | Cap-Tons | 226 | 100000 | None | 27.5 | 0.0107 | 0 | 17.6 | 0.00749 | 0 | [6 empty] | DEER:HVAC_Split-Package_HP | Annual | 20 | [13 empty] | CZ2022 | None
NE-HVAC-airHP-SpltPkg-65to134kBtuh-11p5eer-3p50cop | DEER2023 | D23 v1 | 2022-10-05 20:47 | Any | MLI | New | CZ07 | cDXHP | Cap-Tons | 212 | 100000 | None | 23.1 | 0.00899 | 0 | 14.7 | 0.00632 | 0 | [6 empty] | DEER:HVAC_Split-Package_HP | Annual | 20 | [13 empty] | CZ2022 | None
NE-HVAC-airHP-SpltPkg-65to134kBtuh-11p5eer-3p50cop | DEER2023 | D23 v1 | 2022-10-05 20:47 | Any | MLI | New | CZ08 | cDXHP | Cap-Tons | 216 | 100000 | None | 38.5 | 0.016 | 0 | 25.5 | 0.0112 | 0 | [6 empty] | DEER:HVAC_Split-Package_HP | Annual | 20 | [13 empty] | CZ2022 | None
NE-HVAC-airHP-SpltPkg-65to134kBtuh-11p5eer-3p50cop | DEER2023 | D23 v1 | 2022-10-05 20:47 | Any | MLI | New | CZ09 | cDXHP | Cap-Tons | 255 | 100000 | None | 32 | 0.016 | 0 | 21 | 0.0112 | 0 | [6 empty] | DEER:HVAC_Split-Package_HP | Annual | 20 | [13 empty] | CZ2022 | None
NE-HVAC-airHP-SpltPkg-65to134kBtuh-11p5eer-3p50cop | DEER2023 | D23 v1 | 2022-10-05 20:47 | Any | MLI | New | CZ10 | cDXHP | Cap-Tons | 239 | 100000 | None | 40.9 | 0.019 | 0 | 26.8 | 0.0134 | 0 | [6 empty] | DEER:HVAC_Split-Package_HP | Annual | 20 | [13 empty] | CZ2022 | None
NE-HVAC-airHP-SpltPkg-65to134kBtuh-11p5eer-3p50cop | DEER2023 | D23 v1 | 2022-10-05 20:47 | Any | MLI | New | CZ11 | cDXHP | Cap-Tons | 235 | 100000 | None | 44.1 | 0.0248 | 0 | 28.2 | 0.0174 | 0 | [6 empty] | DEER:HVAC_Split-Package_HP | Annual | 20 | [13 empty] | CZ2022 | None
NE-HVAC-airHP-SpltPkg-65to134kBtuh-11p5eer-3p50cop | DEER2023 | D23 v1 | 2022-10-05 20:47 | Any | MLI | New | CZ12 | cDXHP | Cap-Tons | 233 | 100000 | None | 39.1 | 0.023 | 0 | 24.1 | 0.0162 | 0 | [6 empty] | DEER:HVAC_Split-Package_HP | Annual | 20 | [13 empty] | CZ2022 | None
NE-HVAC-airHP-SpltPkg-65to134kBtuh-11p5eer-3p50cop | DEER2023 | D23 v1 | 2022-10-05 20:47 | Any | MLI | New | CZ13 | cDXHP | Cap-Tons | 245 | 100000 | None | 45.8 | 0.024 | 0 | 29.8 | 0.0168 | 0 | [6 empty] | DEER:HVAC_Split-Package_HP | Annual | 20 | [13 empty] | CZ2022 | None
NE-HVAC-airHP-SpltPkg-65to134kBtuh-11p5eer-3p50cop | DEER2023 | D23 v1 | 2022-10-05 20:47 | Any | MLI | New | CZ14 | cDXHP | Cap-Tons | 237 | 100000 | None | 44.3 | 0.0219 | 0 | 28.4 | 0.0154 | 0 | [6 empty] | DEER:HVAC_Split-Package_HP | Annual | 20 | [13 empty] | CZ2022 | None
NE-HVAC-airHP-SpltPkg-65to134kBtuh-11p5eer-3p50cop | DEER2023 | D23 v1 | 2022-10-05 20:47 | Any | MLI | New | CZ15 | cDXHP | Cap-Tons | 305 | 100000 | None | 54 | 0.0272 | 0 | 37.7 | 0.0191 | 0 | [6 empty] | DEER:HVAC_Split-Package_HP | Annual | 20 | [13 empty] | CZ2022 | None
NE-HVAC-airHP-SpltPkg-65to134kBtuh-11p5eer-3p50cop | DEER2023 | D23 v1 | 2022-10-05 20:47 | Any | MLI | New | CZ16 | cDXHP | Cap-Tons | 213 | 100000 | None | 47.2 | 0.00944 | 0 | 25.6 | 0.00664 | 0 | [6 empty] | DEER:HVAC_Split-Package_HP | Annual | 20 | [13 empty] | CZ2022 | None
NE-HVAC-airHP-SpltPkg-65to134kBtuh-11p5eer-3p50cop | DEER2023 | D23 v1 | 2022-10-05 20:47 | Any | Mtl | New | CZ01 | cDXHP | Cap-Tons | 8.06 | 30000 | None | 35.1 | 0.00832 | 0 | 17.9 | 0.00583 | 0 | [6 empty] | DEER:HVAC_Split-Package_HP | Annual | 20 | [13 empty] | CZ2022 | None
NE-HVAC-airHP-SpltPkg-65to134kBtuh-11p5eer-3p50cop | DEER2023 | D23 v1 | 2022-10-05 20:47 | Any | Mtl | New | CZ02 | cDXHP | Cap-Tons | 6.09 | 30000 | None | 66.7 | 0.034 | 0 | 41.8 | 0.024 | 0 | [6 empty] | DEER:HVAC_Split-Package_HP | Annual | 20 | [13 empty] | CZ2022 | None
NE-HVAC-airHP-SpltPkg-65to134kBtuh-11p5eer-3p50cop | DEER2023 | D23 v1 | 2022-10-05 20:47 | Any | Mtl | New | CZ03 | cDXHP | Cap-Tons | 8.4 | 30000 | None | 28.4 | 0.0184 | 0 | 17.7 | 0.013 | 0 | [6 empty] | DEER:HVAC_Split-Package_HP | Annual | 20 | [13 empty] | CZ2022 | None
NE-HVAC-airHP-SpltPkg-65to134kBtuh-11p5eer-3p50cop | DEER2023 | D23 v1 | 2022-10-05 20:47 | Any | Mtl | New | CZ04 | cDXHP | Cap-Tons | 6.18 | 30000 | None | 68.2 | 0.038 | 0 | 45.4 | 0.0267 | 0 | [6 empty] | DEER:HVAC_Split-Package_HP | Annual | 20 | [13 empty] | CZ2022 | None
NE-HVAC-airHP-SpltPkg-65to134kBtuh-11p5eer-3p50cop | DEER2023 | D23 v1 | 2022-10-05 20:47 | Any | Mtl | New | CZ05 | cDXHP | Cap-Tons | 8.35 | 30000 | None | 33.1 | 0.0121 | 0 | 20.9 | 0.0085 | 0 | [6 empty] | DEER:HVAC_Split-Package_HP | Annual | 20 | [13 empty] | CZ2022 | None
NE-HVAC-airHP-SpltPkg-65to134kBtuh-11p5eer-3p50cop | DEER2023 | D23 v1 | 2022-10-05 20:47 | Any | Mtl | New | CZ06 | cDXHP | Cap-Tons | 8.65 | 30000 | None | 54.6 | 0.0219 | 0 | 37.9 | 0.0154 | 0 | [6 empty] | DEER:HVAC_Split-Package_HP | Annual | 20 | [13 empty] | CZ2022 | None
NE-HVAC-airHP-SpltPkg-65to134kBtuh-11p5eer-3p50cop | DEER2023 | D23 v1 | 2022-10-05 20:47 | Any | Mtl | New | CZ07 | cDXHP | Cap-Tons | 8.59 | 30000 | None | 45.7 | 0.0189 | 0 | 31.8 | 0.0133 | 0 | [6 empty] | DEER:HVAC_Split-Package_HP | Annual | 20 | [13 empty] | CZ2022 | None
NE-HVAC-airHP-SpltPkg-65to134kBtuh-11p5eer-3p50cop | DEER2023 | D23 v1 | 2022-10-05 20:47 | Any | Mtl | New | CZ08 | cDXHP | Cap-Tons | 6.47 | 30000 | None | 85.3 | 0.0308 | 0 | 59.3 | 0.0217 | 0 | [6 empty] | DEER:HVAC_Split-Package_HP | Annual | 20 | [13 empty] | CZ2022 | None
NE-HVAC-airHP-SpltPkg-65to134kBtuh-11p5eer-3p50cop | DEER2023 | D23 v1 | 2022-10-05 20:47 | Any | Mtl | New | CZ09 | cDXHP | Cap-Tons | 7.94 | 30000 | None | 67.1 | 0.0303 | 0 | 46.3 | 0.0214 | 0 | [6 empty] | DEER:HVAC_Split-Package_HP | Annual | 20 | [13 empty] | CZ2022 | None
NE-HVAC-airHP-SpltPkg-65to134kBtuh-11p5eer-3p50cop | DEER2023 | D23 v1 | 2022-10-05 20:47 | Any | Mtl | New | CZ10 | cDXHP | Cap-Tons | 7.42 | 30000 | None | 83.5 | 0.0348 | 0 | 57.1 | 0.0244 | 0 | [6 empty] | DEER:HVAC_Split-Package_HP | Annual | 20 | [13 empty] | CZ2022 | None
NE-HVAC-airHP-SpltPkg-65to134kBtuh-11p5eer-3p50cop | DEER2023 | D23 v1 | 2022-10-05 20:47 | Any | Mtl | New | CZ11 | cDXHP | Cap-Tons | 7.82 | 30000 | None | 87.9 | 0.0452 | 0 | 58.4 | 0.0317 | 0 | [6 empty] | DEER:HVAC_Split-Package_HP | Annual | 20 | [13 empty] | CZ2022 | None
NE-HVAC-airHP-SpltPkg-65to134kBtuh-11p5eer-3p50cop | DEER2023 | D23 v1 | 2022-10-05 20:47 | Any | Mtl | New | CZ12 | cDXHP | Cap-Tons | 7.15 | 30000 | None | 74.8 | 0.0436 | 0 | 49 | 0.0306 | 0 | [6 empty] | DEER:HVAC_Split-Package_HP | Annual | 20 | [13 empty] | CZ2022 | None
NE-HVAC-airHP-SpltPkg-65to134kBtuh-11p5eer-3p50cop | DEER2023 | D23 v1 | 2022-10-05 20:47 | Any | Mtl | New | CZ13 | cDXHP | Cap-Tons | 8 | 30000 | None | 93 | 0.0447 | 0 | 62.7 | 0.0315 | 0 | [6 empty] | DEER:HVAC_Split-Package_HP | Annual | 20 | [13 empty] | CZ2022 | None
NE-HVAC-airHP-SpltPkg-65to134kBtuh-11p5eer-3p50cop | DEER2023 | D23 v1 | 2022-10-05 20:47 | Any | Mtl | New | CZ14 | cDXHP | Cap-Tons | 7.88 | 30000 | None | 86.3 | 0.0388 | 0 | 57.2 | 0.0273 | 0 | [6 empty] | DEER:HVAC_Split-Package_HP | Annual | 20 | [13 empty] | CZ2022 | None
NE-HVAC-airHP-SpltPkg-65to134kBtuh-11p5eer-3p50cop | DEER2023 | D23 v1 | 2022-10-05 20:47 | Any | Mtl | New | CZ15 | cDXHP | Cap-Tons | 10.5 | 30000 | None | 110 | 0.0445 | 0 | 77.3 | 0.0313 | 0 | [6 empty] | DEER:HVAC_Split-Package_HP | Annual | 20 | [13 empty] | CZ2022 | None
NE-HVAC-airHP-SpltPkg-65to134kBtuh-11p5eer-3p50cop | DEER2023 | D23 v1 | 2022-10-05 20:47 | Any | Mtl | New | CZ16 | cDXHP | Cap-Tons | 8.39 | 30000 | None | 66.3 | 0.0193 | 0 | 37.4 | 0.0136 | 0 | [6 empty] | DEER:HVAC_Split-Package_HP | Annual | 20 | [13 empty] | CZ2022 | None
NE-HVAC-airHP-SpltPkg-65to134kBtuh-11p5eer-3p50cop | DEER2023 | D23 v1 | 2022-10-05 20:47 | Any | Nrs | New | CZ01 | cDXHP | Cap-Tons | 95.9 | 60700 | None | 55.2 | 0.00571 | 0 | 27.4 | 0.0039 | 0 | [6 empty] | DEER:HVAC_Split-Package_HP | Annual | 20 | [13 empty] | CZ2022 | None
NE-HVAC-airHP-SpltPkg-65to134kBtuh-11p5eer-3p50cop | DEER2023 | D23 v1 | 2022-10-05 20:47 | Any | Nrs | New | CZ02 | cDXHP | Cap-Tons | 95.9 | 60700 | None | 56 | 0.0192 | 0 | 31.8 | 0.0135 | 0 | [6 empty] | DEER:HVAC_Split-Package_HP | Annual | 20 | [13 empty] | CZ2022 | None
NE-HVAC-airHP-SpltPkg-65to134kBtuh-11p5eer-3p50cop | DEER2023 | D23 v1 | 2022-10-05 20:47 | Any | Nrs | New | CZ03 | cDXHP | Cap-Tons | 95.9 | 60700 | None | 40.3 | 0.0129 | 0 | 21.6 | 0.00907 | 0 | [6 empty] | DEER:HVAC_Split-Package_HP | Annual | 20 | [13 empty] | CZ2022 | None
NE-HVAC-airHP-SpltPkg-65to134kBtuh-11p5eer-3p50cop | DEER2023 | D23 v1 | 2022-10-05 20:47 | Any | Nrs | New | CZ04 | cDXHP | Cap-Tons | 95.9 | 60700 | None | 50 | 0.022 | 0 | 30 | 0.0155 | 0 | [6 empty] | DEER:HVAC_Split-Package_HP | Annual | 20 | [13 empty] | CZ2022 | None
NE-HVAC-airHP-SpltPkg-65to134kBtuh-11p5eer-3p50cop | DEER2023 | D23 v1 | 2022-10-05 20:47 | Any | Nrs | New | CZ05 | cDXHP | Cap-Tons | 95.9 | 60700 | None | 44 | 0.00835 | 0 | 24.1 | 0.00585 | 0 | [6 empty] | DEER:HVAC_Split-Package_HP | Annual | 20 | [13 empty] | CZ2022 | None
NE-HVAC-airHP-SpltPkg-65to134kBtuh-11p5eer-3p50cop | DEER2023 | D23 v1 | 2022-10-05 20:47 | Any | Nrs | New | CZ06 | cDXHP | Cap-Tons | 95.9 | 60700 | None | 47 | 0.0169 | 0 | 29.7 | 0.0119 | 0 | [6 empty] | DEER:HVAC_Split-Package_HP | Annual | 20 | [13 empty] | CZ2022 | None
NE-HVAC-airHP-SpltPkg-65to134kBtuh-11p5eer-3p50cop | DEER2023 | D23 v1 | 2022-10-05 20:47 | Any | Nrs | New | CZ07 | cDXHP | Cap-Tons | 95.9 | 60700 | None | 38.5 | 0.014 | 0 | 24.1 | 0.00984 | 0 | [6 empty] | DEER:HVAC_Split-Package_HP | Annual | 20 | [13 empty] | CZ2022 | None
NE-HVAC-airHP-SpltPkg-65to134kBtuh-11p5eer-3p50cop | DEER2023 | D23 v1 | 2022-10-05 20:47 | Any | Nrs | New | CZ08 | cDXHP | Cap-Tons | 96 | 60700 | None | 55.2 | 0.0189 | 0 | 35.7 | 0.0133 | 0 | [6 empty] | DEER:HVAC_Split-Package_HP | Annual | 20 | [13 empty] | CZ2022 | None
NE-HVAC-airHP-SpltPkg-65to134kBtuh-11p5eer-3p50cop | DEER2023 | D23 v1 | 2022-10-05 20:47 | Any | Nrs | New | CZ09 | cDXHP | Cap-Tons | 97.2 | 60700 | None | 54.1 | 0.0222 | 0 | 34.6 | 0.0156 | 0 | [6 empty] | DEER:HVAC_Split-Package_HP | Annual | 20 | [13 empty] | CZ2022 | None
NE-HVAC-airHP-SpltPkg-65to134kBtuh-11p5eer-3p50cop | DEER2023 | D23 v1 | 2022-10-05 20:47 | Any | Nrs | New | CZ10 | cDXHP | Cap-Tons | 96.4 | 60700 | None | 63.1 | 0.024 | 0 | 40.4 | 0.0169 | 0 | [6 empty] | DEER:HVAC_Split-Package_HP | Annual | 20 | [13 empty] | CZ2022 | None
NE-HVAC-airHP-SpltPkg-65to134kBtuh-11p5eer-3p50cop | DEER2023 | D23 v1 | 2022-10-05 20:47 | Any | Nrs | New | CZ11 | cDXHP | Cap-Tons | 96.7 | 60700 | None | 72.9 | 0.0327 | 0 | 45.5 | 0.023 | 0 | [6 empty] | DEER:HVAC_Split-Package_HP | Annual | 20 | [13 empty] | CZ2022 | None
NE-HVAC-airHP-SpltPkg-65to134kBtuh-11p5eer-3p50cop | DEER2023 | D23 v1 | 2022-10-05 20:47 | Any | Nrs | New | CZ12 | cDXHP | Cap-Tons | 96.2 | 60700 | None | 61.2 | 0.029 | 0 | 37 | 0.0204 | 0 | [6 empty] | DEER:HVAC_Split-Package_HP | Annual | 20 | [13 empty] | CZ2022 | None
NE-HVAC-airHP-SpltPkg-65to134kBtuh-11p5eer-3p50cop | DEER2023 | D23 v1 | 2022-10-05 20:47 | Any | Nrs | New | CZ13 | cDXHP | Cap-Tons | 97.1 | 60700 | None | 74.5 | 0.0326 | 0 | 47.4 | 0.023 | 0 | [6 empty] | DEER:HVAC_Split-Package_HP | Annual | 20 | [13 empty] | CZ2022 | None
NE-HVAC-airHP-SpltPkg-65to134kBtuh-11p5eer-3p50cop | DEER2023 | D23 v1 | 2022-10-05 20:47 | Any | Nrs | New | CZ14 | cDXHP | Cap-Tons | 97.3 | 60700 | None | 74.1 | 0.0292 | 0 | 45.8 | 0.0205 | 0 | [6 empty] | DEER:HVAC_Split-Package_HP | Annual | 20 | [13 empty] | CZ2022 | None
NE-HVAC-airHP-SpltPkg-65to134kBtuh-11p5eer-3p50cop | DEER2023 | D23 v1 | 2022-10-05 20:47 | Any | Nrs | New | CZ15 | cDXHP | Cap-Tons | 107 | 60700 | None | 92.9 | 0.0395 | 0 | 63.7 | 0.0278 | 0 | [6 empty] | DEER:HVAC_Split-Package_HP | Annual | 20 | [13 empty] | CZ2022 | None
NE-HVAC-airHP-SpltPkg-65to134kBtuh-11p5eer-3p50cop | DEER2023 | D23 v1 | 2022-10-05 20:47 | Any | Nrs | New | CZ16 | cDXHP | Cap-Tons | 95.9 | 60700 | None | 70.7 | 0.0142 | 0 | 37.5 | 0.00996 | 0 | [6 empty] | DEER:HVAC_Split-Package_HP | Annual | 20 | [13 empty] | CZ2022 | None
NE-HVAC-airHP-SpltPkg-65to134kBtuh-11p5eer-3p50cop | DEER2023 | D23 v1 | 2022-10-05 20:47 | Any | OfL | New | CZ01 | cDXHP | Cap-Tons | 453 | 175000 | None | 9.88 | 0.00639 | 0 | 6.59 | 0.00449 | 0 | [6 empty] | DEER:HVAC_Split-Package_HP | Annual | 20 | [13 empty] | CZ2022 | None
NE-HVAC-airHP-SpltPkg-65to134kBtuh-11p5eer-3p50cop | DEER2023 | D23 v1 | 2022-10-05 20:47 | Any | OfL | New | CZ02 | cDXHP | Cap-Tons | 401 | 175000 | None | 36.3 | 0.0161 | 0 | 25.5 | 0.0113 | 0 | [6 empty] | DEER:HVAC_Split-Package_HP | Annual | 20 | [13 empty] | CZ2022 | None
NE-HVAC-airHP-SpltPkg-65to134kBtuh-11p5eer-3p50cop | DEER2023 | D23 v1 | 2022-10-05 20:47 | Any | OfL | New | CZ03 | cDXHP | Cap-Tons | 476 | 175000 | None | 18.6 | 0.00959 | 0 | 13 | 0.00675 | 0 | [6 empty] | DEER:HVAC_Split-Package_HP | Annual | 20 | [13 empty] | CZ2022 | None
NE-HVAC-airHP-SpltPkg-65to134kBtuh-11p5eer-3p50cop | DEER2023 | D23 v1 | 2022-10-05 20:47 | Any | OfL | New | CZ04 | cDXHP | Cap-Tons | 407 | 175000 | None | 40.6 | 0.0166 | 0 | 28.6 | 0.0117 | 0 | [6 empty] | DEER:HVAC_Split-Package_HP | Annual | 20 | [13 empty] | CZ2022 | None
NE-HVAC-airHP-SpltPkg-65to134kBtuh-11p5eer-3p50cop | DEER2023 | D23 v1 | 2022-10-05 20:47 | Any | OfL | New | CZ05 | cDXHP | Cap-Tons | 468 | 175000 | None | 23.8 | 0.00813 | 0 | 16.9 | 0.00572 | 0 | [6 empty] | DEER:HVAC_Split-Package_HP | Annual | 20 | [13 empty] | CZ2022 | None
NE-HVAC-airHP-SpltPkg-65to134kBtuh-11p5eer-3p50cop | DEER2023 | D23 v1 | 2022-10-05 20:47 | Any | OfL | New | CZ06 | cDXHP | Cap-Tons | 505 | 175000 | None | 38.9 | 0.00989 | 0 | 27.4 | 0.00696 | 0 | [6 empty] | DEER:HVAC_Split-Package_HP | Annual | 20 | [13 empty] | CZ2022 | None
NE-HVAC-airHP-SpltPkg-65to134kBtuh-11p5eer-3p50cop | DEER2023 | D23 v1 | 2022-10-05 20:47 | Any | OfL | New | CZ07 | cDXHP | Cap-Tons | 495 | 175000 | None | 32.9 | 0.00889 | 0 | 23.2 | 0.00626 | 0 | [6 empty] | DEER:HVAC_Split-Package_HP | Annual | 20 | [13 empty] | CZ2022 | None
NE-HVAC-airHP-SpltPkg-65to134kBtuh-11p5eer-3p50cop | DEER2023 | D23 v1 | 2022-10-05 20:47 | Any | OfL | New | CZ08 | cDXHP | Cap-Tons | 442 | 175000 | None | 53 | 0.0134 | 0 | 37.4 | 0.00945 | 0 | [6 empty] | DEER:HVAC_Split-Package_HP | Annual | 20 | [13 empty] | CZ2022 | None
NE-HVAC-airHP-SpltPkg-65to134kBtuh-11p5eer-3p50cop | DEER2023 | D23 v1 | 2022-10-05 20:47 | Any | OfL | New | CZ09 | cDXHP | Cap-Tons | 512 | 175000 | None | 42.8 | 0.0133 | 0 | 30.2 | 0.00936 | 0 | [6 empty] | DEER:HVAC_Split-Package_HP | Annual | 20 | [13 empty] | CZ2022 | None
NE-HVAC-airHP-SpltPkg-65to134kBtuh-11p5eer-3p50cop | DEER2023 | D23 v1 | 2022-10-05 20:47 | Any | OfL | New | CZ10 | cDXHP | Cap-Tons | 474 | 175000 | None | 51.8 | 0.0156 | 0 | 36.5 | 0.011 | 0 | [6 empty] | DEER:HVAC_Split-Package_HP | Annual | 20 | [13 empty] | CZ2022 | None
NE-HVAC-airHP-SpltPkg-65to134kBtuh-11p5eer-3p50cop | DEER2023 | D23 v1 | 2022-10-05 20:47 | Any | OfL | New | CZ11 | cDXHP | Cap-Tons | 498 | 175000 | None | 47.6 | 0.0204 | 0 | 33.2 | 0.0143 | 0 | [6 empty] | DEER:HVAC_Split-Package_HP | Annual | 20 | [13 empty] | CZ2022 | None
NE-HVAC-airHP-SpltPkg-65to134kBtuh-11p5eer-3p50cop | DEER2023 | D23 v1 | 2022-10-05 20:47 | Any | OfL | New | CZ12 | cDXHP | Cap-Tons | 464 | 175000 | None | 42.1 | 0.0195 | 0 | 29.4 | 0.0137 | 0 | [6 empty] | DEER:HVAC_Split-Package_HP | Annual | 20 | [13 empty] | CZ2022 | None
NE-HVAC-airHP-SpltPkg-65to134kBtuh-11p5eer-3p50cop | DEER2023 | D23 v1 | 2022-10-05 20:47 | Any | OfL | New | CZ13 | cDXHP | Cap-Tons | 508 | 175000 | None | 50.1 | 0.0195 | 0 | 35.2 | 0.0137 | 0 | [6 empty] | DEER:HVAC_Split-Package_HP | Annual | 20 | [13 empty] | CZ2022 | None
NE-HVAC-airHP-SpltPkg-65to134kBtuh-11p5eer-3p50cop | DEER2023 | D23 v1 | 2022-10-05 20:47 | Any | OfL | New | CZ14 | cDXHP | Cap-Tons | 512 | 175000 | None | 47.2 | 0.0175 | 0 | 33.2 | 0.0123 | 0 | [6 empty] | DEER:HVAC_Split-Package_HP | Annual | 20 | [13 empty] | CZ2022 | None
NE-HVAC-airHP-SpltPkg-65to134kBtuh-11p5eer-3p50cop | DEER2023 | D23 v1 | 2022-10-05 20:47 | Any | OfL | New | CZ15 | cDXHP | Cap-Tons | 621 | 175000 | None | 66.7 | 0.0207 | 0 | 47 | 0.0145 | 0 | [6 empty] | DEER:HVAC_Split-Package_HP | Annual | 20 | [13 empty] | CZ2022 | None
NE-HVAC-airHP-SpltPkg-65to134kBtuh-11p5eer-3p50cop | DEER2023 | D23 v1 | 2022-10-05 20:47 | Any | OfL | New | CZ16 | cDXHP | Cap-Tons | 509 | 175000 | None | 28.5 | 0.00939 | 0 | 18.6 | 0.00661 | 0 | [6 empty] | DEER:HVAC_Split-Package_HP | Annual | 20 | [13 empty] | CZ2022 | None
NE-HVAC-airHP-SpltPkg-65to134kBtuh-11p5eer-3p50cop | DEER2023 | D23 v1 | 2022-10-05 20:47 | Any | OfS | New | CZ01 | cDXHP | Cap-Tons | 26.9 | 10000 | None | 22.7 | 0.00596 | 0 | 12.6 | 0.00417 | 0 | [6 empty] | DEER:HVAC_Split-Package_HP | Annual | 20 | [13 empty] | CZ2022 | None
NE-HVAC-airHP-SpltPkg-65to134kBtuh-11p5eer-3p50cop | DEER2023 | D23 v1 | 2022-10-05 20:47 | Any | OfS | New | CZ02 | cDXHP | Cap-Tons | 25.7 | 10000 | None | 38.1 | 0.0151 | 0 | 25.3 | 0.0106 | 0 | [6 empty] | DEER:HVAC_Split-Package_HP | Annual | 20 | [13 empty] | CZ2022 | None
NE-HVAC-airHP-SpltPkg-65to134kBtuh-11p5eer-3p50cop | DEER2023 | D23 v1 | 2022-10-05 20:47 | Any | OfS | New | CZ03 | cDXHP | Cap-Tons | 28.6 | 10000 | None | 22.6 | 0.00937 | 0 | 14.5 | 0.00657 | 0 | [6 empty] | DEER:HVAC_Split-Package_HP | Annual | 20 | [13 empty] | CZ2022 | None
NE-HVAC-airHP-SpltPkg-65to134kBtuh-11p5eer-3p50cop | DEER2023 | D23 v1 | 2022-10-05 20:47 | Any | OfS | New | CZ04 | cDXHP | Cap-Tons | 26.2 | 10000 | None | 39.6 | 0.0159 | 0 | 27 | 0.0112 | 0 | [6 empty] | DEER:HVAC_Split-Package_HP | Annual | 20 | [13 empty] | CZ2022 | None
NE-HVAC-airHP-SpltPkg-65to134kBtuh-11p5eer-3p50cop | DEER2023 | D23 v1 | 2022-10-05 20:47 | Any | OfS | New | CZ05 | cDXHP | Cap-Tons | 28.3 | 10000 | None | 26.3 | 0.00774 | 0 | 17.4 | 0.00544 | 0 | [6 empty] | DEER:HVAC_Split-Package_HP | Annual | 20 | [13 empty] | CZ2022 | None
NE-HVAC-airHP-SpltPkg-65to134kBtuh-11p5eer-3p50cop | DEER2023 | D23 v1 | 2022-10-05 20:47 | Any | OfS | New | CZ06 | cDXHP | Cap-Tons | 30.3 | 10000 | None | 37.9 | 0.0101 | 0 | 26.2 | 0.00707 | 0 | [6 empty] | DEER:HVAC_Split-Package_HP | Annual | 20 | [13 empty] | CZ2022 | None
NE-HVAC-airHP-SpltPkg-65to134kBtuh-11p5eer-3p50cop | DEER2023 | D23 v1 | 2022-10-05 20:47 | Any | OfS | New | CZ07 | cDXHP | Cap-Tons | 29.5 | 10000 | None | 31.8 | 0.00887 | 0 | 22 | 0.00626 | 0 | [6 empty] | DEER:HVAC_Split-Package_HP | Annual | 20 | [13 empty] | CZ2022 | None
NE-HVAC-airHP-SpltPkg-65to134kBtuh-11p5eer-3p50cop | DEER2023 | D23 v1 | 2022-10-05 20:47 | Any | OfS | New | CZ08 | cDXHP | Cap-Tons | 28.3 | 10000 | None | 49.3 | 0.0134 | 0 | 34.3 | 0.00944 | 0 | [6 empty] | DEER:HVAC_Split-Package_HP | Annual | 20 | [13 empty] | CZ2022 | None
NE-HVAC-airHP-SpltPkg-65to134kBtuh-11p5eer-3p50cop | DEER2023 | D23 v1 | 2022-10-05 20:47 | Any | OfS | New | CZ09 | cDXHP | Cap-Tons | 32.5 | 10000 | None | 40.6 | 0.0131 | 0 | 28.3 | 0.0092 | 0 | [6 empty] | DEER:HVAC_Split-Package_HP | Annual | 20 | [13 empty] | CZ2022 | None
NE-HVAC-airHP-SpltPkg-65to134kBtuh-11p5eer-3p50cop | DEER2023 | D23 v1 | 2022-10-05 20:47 | Any | OfS | New | CZ10 | cDXHP | Cap-Tons | 30.4 | 10000 | None | 49.2 | 0.0152 | 0 | 34.3 | 0.0107 | 0 | [6 empty] | DEER:HVAC_Split-Package_HP | Annual | 20 | [13 empty] | CZ2022 | None
NE-HVAC-airHP-SpltPkg-65to134kBtuh-11p5eer-3p50cop | DEER2023 | D23 v1 | 2022-10-05 20:47 | Any | OfS | New | CZ11 | cDXHP | Cap-Tons | 31.8 | 10000 | None | 48.6 | 0.0198 | 0 | 33 | 0.0139 | 0 | [6 empty] | DEER:HVAC_Split-Package_HP | Annual | 20 | [13 empty] | CZ2022 | None
NE-HVAC-airHP-SpltPkg-65to134kBtuh-11p5eer-3p50cop | DEER2023 | D23 v1 | 2022-10-05 20:47 | Any | OfS | New | CZ12 | cDXHP | Cap-Tons | 29.8 | 10000 | None | 42.9 | 0.0188 | 0 | 28.9 | 0.0133 | 0 | [6 empty] | DEER:HVAC_Split-Package_HP | Annual | 20 | [13 empty] | CZ2022 | None
NE-HVAC-airHP-SpltPkg-65to134kBtuh-11p5eer-3p50cop | DEER2023 | D23 v1 | 2022-10-05 20:47 | Any | OfS | New | CZ13 | cDXHP | Cap-Tons | 32.9 | 10000 | None | 50.3 | 0.019 | 0 | 34.5 | 0.0134 | 0 | [6 empty] | DEER:HVAC_Split-Package_HP | Annual | 20 | [13 empty] | CZ2022 | None
NE-HVAC-airHP-SpltPkg-65to134kBtuh-11p5eer-3p50cop | DEER2023 | D23 v1 | 2022-10-05 20:47 | Any | OfS | New | CZ14 | cDXHP | Cap-Tons | 33 | 10000 | None | 47.4 | 0.017 | 0 | 32.6 | 0.012 | 0 | [6 empty] | DEER:HVAC_Split-Package_HP | Annual | 20 | [13 empty] | CZ2022 | None
NE-HVAC-airHP-SpltPkg-65to134kBtuh-11p5eer-3p50cop | DEER2023 | D23 v1 | 2022-10-05 20:47 | Any | OfS | New | CZ15 | cDXHP | Cap-Tons | 39.7 | 10000 | None | 64.5 | 0.0202 | 0 | 45.4 | 0.0142 | 0 | [6 empty] | DEER:HVAC_Split-Package_HP | Annual | 20 | [13 empty] | CZ2022 | None
NE-HVAC-airHP-SpltPkg-65to134kBtuh-11p5eer-3p50cop | DEER2023 | D23 v1 | 2022-10-05 20:47 | Any | OfS | New | CZ16 | cDXHP | Cap-Tons | 30.2 | 10000 | None | 38.1 | 0.00948 | 0 | 23 | 0.00666 | 0 | [6 empty] | DEER:HVAC_Split-Package_HP | Annual | 20 | [13 empty] | CZ2022 | None
NE-HVAC-airHP-SpltPkg-65to134kBtuh-11p5eer-3p50cop | DEER2023 | D23 v1 | 2022-10-05 20:47 | Any | RFF | New | CZ01 | cDXHP | Cap-Tons | 6.19 | 2500 | None | 80.4 | 0.011 | 0 | 39.7 | 0.00775 | 0 | [6 empty] | DEER:HVAC_Split-Package_HP | Annual | 20 | [13 empty] | CZ2022 | None
NE-HVAC-airHP-SpltPkg-65to134kBtuh-11p5eer-3p50cop | DEER2023 | D23 v1 | 2022-10-05 20:47 | Any | RFF | New | CZ02 | cDXHP | Cap-Tons | 6.5 | 2500 | None | 87.1 | 0.038 | 0 | 51.4 | 0.0266 | 0 | [6 empty] | DEER:HVAC_Split-Package_HP | Annual | 20 | [13 empty] | CZ2022 | None
NE-HVAC-airHP-SpltPkg-65to134kBtuh-11p5eer-3p50cop | DEER2023 | D23 v1 | 2022-10-05 20:47 | Any | RFF | New | CZ03 | cDXHP | Cap-Tons | 7.07 | 2500 | None | 51.4 | 0.0238 | 0 | 29.2 | 0.0167 | 0 | [6 empty] | DEER:HVAC_Split-Package_HP | Annual | 20 | [13 empty] | CZ2022 | None
NE-HVAC-airHP-SpltPkg-65to134kBtuh-11p5eer-3p50cop | DEER2023 | D23 v1 | 2022-10-05 20:47 | Any | RFF | New | CZ04 | cDXHP | Cap-Tons | 6.6 | 2500 | None | 84.7 | 0.0444 | 0 | 53.4 | 0.0312 | 0 | [6 empty] | DEER:HVAC_Split-Package_HP | Annual | 20 | [13 empty] | CZ2022 | None
NE-HVAC-airHP-SpltPkg-65to134kBtuh-11p5eer-3p50cop | DEER2023 | D23 v1 | 2022-10-05 20:47 | Any | RFF | New | CZ05 | cDXHP | Cap-Tons | 6.68 | 2500 | None | 54.2 | 0.0166 | 0 | 31.8 | 0.0117 | 0 | [6 empty] | DEER:HVAC_Split-Package_HP | Annual | 20 | [13 empty] | CZ2022 | None
NE-HVAC-airHP-SpltPkg-65to134kBtuh-11p5eer-3p50cop | DEER2023 | D23 v1 | 2022-10-05 20:47 | Any | RFF | New | CZ06 | cDXHP | Cap-Tons | 7.77 | 2500 | None | 64.3 | 0.0277 | 0 | 42.9 | 0.0194 | 0 | [6 empty] | DEER:HVAC_Split-Package_HP | Annual | 20 | [13 empty] | CZ2022 | None
NE-HVAC-airHP-SpltPkg-65to134kBtuh-11p5eer-3p50cop | DEER2023 | D23 v1 | 2022-10-05 20:47 | Any | RFF | New | CZ07 | cDXHP | Cap-Tons | 7.56 | 2500 | None | 56.4 | 0.024 | 0 | 37.8 | 0.0168 | 0 | [6 empty] | DEER:HVAC_Split-Package_HP | Annual | 20 | [13 empty] | CZ2022 | None
NE-HVAC-airHP-SpltPkg-65to134kBtuh-11p5eer-3p50cop | DEER2023 | D23 v1 | 2022-10-05 20:47 | Any | RFF | New | CZ08 | cDXHP | Cap-Tons | 7.15 | 2500 | None | 92.3 | 0.0365 | 0 | 62.9 | 0.0258 | 0 | [6 empty] | DEER:HVAC_Split-Package_HP | Annual | 20 | [13 empty] | CZ2022 | None
NE-HVAC-airHP-SpltPkg-65to134kBtuh-11p5eer-3p50cop | DEER2023 | D23 v1 | 2022-10-05 20:47 | Any | RFF | New | CZ09 | cDXHP | Cap-Tons | 9.28 | 2500 | None | 69.4 | 0.032 | 0 | 46.5 | 0.0225 | 0 | [6 empty] | DEER:HVAC_Split-Package_HP | Annual | 20 | [13 empty] | CZ2022 | None
NE-HVAC-airHP-SpltPkg-65to134kBtuh-11p5eer-3p50cop | DEER2023 | D23 v1 | 2022-10-05 20:47 | Any | RFF | New | CZ10 | cDXHP | Cap-Tons | 8.34 | 2500 | None | 90.2 | 0.0421 | 0 | 60.3 | 0.0296 | 0 | [6 empty] | DEER:HVAC_Split-Package_HP | Annual | 20 | [13 empty] | CZ2022 | None
NE-HVAC-airHP-SpltPkg-65to134kBtuh-11p5eer-3p50cop | DEER2023 | D23 v1 | 2022-10-05 20:47 | Any | RFF | New | CZ11 | cDXHP | Cap-Tons | 8.87 | 2500 | None | 97.4 | 0.0484 | 0 | 62.5 | 0.034 | 0 | [6 empty] | DEER:HVAC_Split-Package_HP | Annual | 20 | [13 empty] | CZ2022 | None
NE-HVAC-airHP-SpltPkg-65to134kBtuh-11p5eer-3p50cop | DEER2023 | D23 v1 | 2022-10-05 20:47 | Any | RFF | New | CZ12 | cDXHP | Cap-Tons | 8.05 | 2500 | None | 87.5 | 0.0497 | 0 | 55.1 | 0.035 | 0 | [6 empty] | DEER:HVAC_Split-Package_HP | Annual | 20 | [13 empty] | CZ2022 | None
NE-HVAC-airHP-SpltPkg-65to134kBtuh-11p5eer-3p50cop | DEER2023 | D23 v1 | 2022-10-05 20:47 | Any | RFF | New | CZ13 | cDXHP | Cap-Tons | 9.05 | 2500 | None | 102 | 0.0507 | 0 | 66.7 | 0.0357 | 0 | [6 empty] | DEER:HVAC_Split-Package_HP | Annual | 20 | [13 empty] | CZ2022 | None
NE-HVAC-airHP-SpltPkg-65to134kBtuh-11p5eer-3p50cop | DEER2023 | D23 v1 | 2022-10-05 20:47 | Any | RFF | New | CZ14 | cDXHP | Cap-Tons | 8.93 | 2500 | None | 90.1 | 0.0415 | 0 | 57.9 | 0.0292 | 0 | [6 empty] | DEER:HVAC_Split-Package_HP | Annual | 20 | [13 empty] | CZ2022 | None
NE-HVAC-airHP-SpltPkg-65to134kBtuh-11p5eer-3p50cop | DEER2023 | D23 v1 | 2022-10-05 20:47 | Any | RFF | New | CZ15 | cDXHP | Cap-Tons | 12.2 | 2500 | None | 106 | 0.0488 | 0 | 73.7 | 0.0343 | 0 | [6 empty] | DEER:HVAC_Split-Package_HP | Annual | 20 | [13 empty] | CZ2022 | None
NE-HVAC-airHP-SpltPkg-65to134kBtuh-11p5eer-3p50cop | DEER2023 | D23 v1 | 2022-10-05 20:47 | Any | RFF | New | CZ16 | cDXHP | Cap-Tons | 7.33 | 2500 | None | 100 | 0.0243 | 0 | 54.6 | 0.017 | 0 | [6 empty] | DEER:HVAC_Split-Package_HP | Annual | 20 | [13 empty] | CZ2022 | None
NE-HVAC-airHP-SpltPkg-65to134kBtuh-11p5eer-3p50cop | DEER2023 | D23 v1 | 2022-10-05 20:47 | Any | RSD | New | CZ01 | cDXHP | Cap-Tons | 10.3 | 5600 | None | 62.6 | 0.0102 | 0 | 31.5 | 0.0071 | 0 | [6 empty] | DEER:HVAC_Split-Package_HP | Annual | 20 | [13 empty] | CZ2022 | None
NE-HVAC-airHP-SpltPkg-65to134kBtuh-11p5eer-3p50cop | DEER2023 | D23 v1 | 2022-10-05 20:47 | Any | RSD | New | CZ02 | cDXHP | Cap-Tons | 11.1 | 5600 | None | 63 | 0.0361 | 0 | 40.2 | 0.0254 | 0 | [6 empty] | DEER:HVAC_Split-Package_HP | Annual | 20 | [13 empty] | CZ2022 | None
NE-HVAC-airHP-SpltPkg-65to134kBtuh-11p5eer-3p50cop | DEER2023 | D23 v1 | 2022-10-05 20:47 | Any | RSD | New | CZ03 | cDXHP | Cap-Tons | 11.2 | 5600 | None | 39.9 | 0.0236 | 0 | 24.4 | 0.0167 | 0 | [6 empty] | DEER:HVAC_Split-Package_HP | Annual | 20 | [13 empty] | CZ2022 | None
NE-HVAC-airHP-SpltPkg-65to134kBtuh-11p5eer-3p50cop | DEER2023 | D23 v1 | 2022-10-05 20:47 | Any | RSD | New | CZ04 | cDXHP | Cap-Tons | 11.1 | 5600 | None | 67.4 | 0.0422 | 0 | 45.1 | 0.0297 | 0 | [6 empty] | DEER:HVAC_Split-Package_HP | Annual | 20 | [13 empty] | CZ2022 | None
NE-HVAC-airHP-SpltPkg-65to134kBtuh-11p5eer-3p50cop | DEER2023 | D23 v1 | 2022-10-05 20:47 | Any | RSD | New | CZ05 | cDXHP | Cap-Tons | 11 | 5600 | None | 41.7 | 0.0155 | 0 | 26.2 | 0.0109 | 0 | [6 empty] | DEER:HVAC_Split-Package_HP | Annual | 20 | [13 empty] | CZ2022 | None
NE-HVAC-airHP-SpltPkg-65to134kBtuh-11p5eer-3p50cop | DEER2023 | D23 v1 | 2022-10-05 20:47 | Any | RSD | New | CZ06 | cDXHP | Cap-Tons | 12.5 | 5600 | None | 60.6 | 0.0294 | 0 | 41.9 | 0.0208 | 0 | [6 empty] | DEER:HVAC_Split-Package_HP | Annual | 20 | [13 empty] | CZ2022 | None
NE-HVAC-airHP-SpltPkg-65to134kBtuh-11p5eer-3p50cop | DEER2023 | D23 v1 | 2022-10-05 20:47 | Any | RSD | New | CZ07 | cDXHP | Cap-Tons | 12.1 | 5600 | None | 51.9 | 0.0255 | 0 | 36 | 0.0179 | 0 | [6 empty] | DEER:HVAC_Split-Package_HP | Annual | 20 | [13 empty] | CZ2022 | None
NE-HVAC-airHP-SpltPkg-65to134kBtuh-11p5eer-3p50cop | DEER2023 | D23 v1 | 2022-10-05 20:47 | Any | RSD | New | CZ08 | cDXHP | Cap-Tons | 13.1 | 5600 | None | 73.4 | 0.0318 | 0 | 51.2 | 0.0223 | 0 | [6 empty] | DEER:HVAC_Split-Package_HP | Annual | 20 | [13 empty] | CZ2022 | None
NE-HVAC-airHP-SpltPkg-65to134kBtuh-11p5eer-3p50cop | DEER2023 | D23 v1 | 2022-10-05 20:47 | Any | RSD | New | CZ09 | cDXHP | Cap-Tons | 16.4 | 5600 | None | 56.2 | 0.0291 | 0 | 39.2 | 0.0205 | 0 | [6 empty] | DEER:HVAC_Split-Package_HP | Annual | 20 | [13 empty] | CZ2022 | None
NE-HVAC-airHP-SpltPkg-65to134kBtuh-11p5eer-3p50cop | DEER2023 | D23 v1 | 2022-10-05 20:47 | Any | RSD | New | CZ10 | cDXHP | Cap-Tons | 14.9 | 5600 | None | 72.4 | 0.0375 | 0 | 50.2 | 0.0264 | 0 | [6 empty] | DEER:HVAC_Split-Package_HP | Annual | 20 | [13 empty] | CZ2022 | None
NE-HVAC-airHP-SpltPkg-65to134kBtuh-11p5eer-3p50cop | DEER2023 | D23 v1 | 2022-10-05 20:47 | Any | RSD | New | CZ11 | cDXHP | Cap-Tons | 16.4 | 5600 | None | 73.1 | 0.0439 | 0 | 49.1 | 0.0309 | 0 | [6 empty] | DEER:HVAC_Split-Package_HP | Annual | 20 | [13 empty] | CZ2022 | None
NE-HVAC-airHP-SpltPkg-65to134kBtuh-11p5eer-3p50cop | DEER2023 | D23 v1 | 2022-10-05 20:47 | Any | RSD | New | CZ12 | cDXHP | Cap-Tons | 14.5 | 5600 | None | 66.7 | 0.0452 | 0 | 44.4 | 0.0318 | 0 | [6 empty] | DEER:HVAC_Split-Package_HP | Annual | 20 | [13 empty] | CZ2022 | None
NE-HVAC-airHP-SpltPkg-65to134kBtuh-11p5eer-3p50cop | DEER2023 | D23 v1 | 2022-10-05 20:47 | Any | RSD | New | CZ13 | cDXHP | Cap-Tons | 16.7 | 5600 | None | 78.6 | 0.0469 | 0 | 53.3 | 0.033 | 0 | [6 empty] | DEER:HVAC_Split-Package_HP | Annual | 20 | [13 empty] | CZ2022 | None
NE-HVAC-airHP-SpltPkg-65to134kBtuh-11p5eer-3p50cop | DEER2023 | D23 v1 | 2022-10-05 20:47 | Any | RSD | New | CZ14 | cDXHP | Cap-Tons | 16.9 | 5600 | None | 67.1 | 0.0375 | 0 | 45.2 | 0.0264 | 0 | [6 empty] | DEER:HVAC_Split-Package_HP | Annual | 20 | [13 empty] | CZ2022 | None
NE-HVAC-airHP-SpltPkg-65to134kBtuh-11p5eer-3p50cop | DEER2023 | D23 v1 | 2022-10-05 20:47 | Any | RSD | New | CZ15 | cDXHP | Cap-Tons | 22.9 | 5600 | None | 85 | 0.0439 | 0 | 59.8 | 0.0309 | 0 | [6 empty] | DEER:HVAC_Split-Package_HP | Annual | 20 | [13 empty] | CZ2022 | None
NE-HVAC-airHP-SpltPkg-65to134kBtuh-11p5eer-3p50cop | DEER2023 | D23 v1 | 2022-10-05 20:47 | Any | RSD | New | CZ16 | cDXHP | Cap-Tons | 11.9 | 5600 | None | 83.6 | 0.0239 | 0 | 46.4 | 0.0169 | 0 | [6 empty] | DEER:HVAC_Split-Package_HP | Annual | 20 | [13 empty] | CZ2022 | None
NE-HVAC-airHP-SpltPkg-65to134kBtuh-11p5eer-3p50cop | DEER2023 | D23 v1 | 2022-10-05 20:47 | Any | Rt3 | New | CZ01 | cDXHP | Cap-Tons | 183 | 120000 | None | 21.5 | 0.0153 | 0 | 12.7 | 0.0107 | 0 | [6 empty] | DEER:HVAC_Split-Package_HP | Annual | 20 | [13 empty] | CZ2022 | None
NE-HVAC-airHP-SpltPkg-65to134kBtuh-11p5eer-3p50cop | DEER2023 | D23 v1 | 2022-10-05 20:47 | Any | Rt3 | New | CZ02 | cDXHP | Cap-Tons | 222 | 120000 | None | 51.4 | 0.0363 | 0 | 34.9 | 0.0255 | 0 | [6 empty] | DEER:HVAC_Split-Package_HP | Annual | 20 | [13 empty] | CZ2022 | None
NE-HVAC-airHP-SpltPkg-65to134kBtuh-11p5eer-3p50cop | DEER2023 | D23 v1 | 2022-10-05 20:47 | Any | Rt3 | New | CZ03 | cDXHP | Cap-Tons | 197 | 120000 | None | 35.7 | 0.0294 | 0 | 24.2 | 0.0207 | 0 | [6 empty] | DEER:HVAC_Split-Package_HP | Annual | 20 | [13 empty] | CZ2022 | None
NE-HVAC-airHP-SpltPkg-65to134kBtuh-11p5eer-3p50cop | DEER2023 | D23 v1 | 2022-10-05 20:47 | Any | Rt3 | New | CZ04 | cDXHP | Cap-Tons | 223 | 120000 | None | 58.8 | 0.0413 | 0 | 40.8 | 0.0291 | 0 | [6 empty] | DEER:HVAC_Split-Package_HP | Annual | 20 | [13 empty] | CZ2022 | None
NE-HVAC-airHP-SpltPkg-65to134kBtuh-11p5eer-3p50cop | DEER2023 | D23 v1 | 2022-10-05 20:47 | Any | Rt3 | New | CZ05 | cDXHP | Cap-Tons | 196 | 120000 | None | 39.7 | 0.021 | 0 | 27.5 | 0.0148 | 0 | [6 empty] | DEER:HVAC_Split-Package_HP | Annual | 20 | [13 empty] | CZ2022 | None
NE-HVAC-airHP-SpltPkg-65to134kBtuh-11p5eer-3p50cop | DEER2023 | D23 v1 | 2022-10-05 20:47 | Any | Rt3 | New | CZ06 | cDXHP | Cap-Tons | 214 | 120000 | None | 68.6 | 0.0341 | 0 | 48.2 | 0.024 | 0 | [6 empty] | DEER:HVAC_Split-Package_HP | Annual | 20 | [13 empty] | CZ2022 | None
NE-HVAC-airHP-SpltPkg-65to134kBtuh-11p5eer-3p50cop | DEER2023 | D23 v1 | 2022-10-05 20:47 | Any | Rt3 | New | CZ07 | cDXHP | Cap-Tons | 208 | 120000 | None | 62.5 | 0.0316 | 0 | 43.9 | 0.0222 | 0 | [6 empty] | DEER:HVAC_Split-Package_HP | Annual | 20 | [13 empty] | CZ2022 | None
NE-HVAC-airHP-SpltPkg-65to134kBtuh-11p5eer-3p50cop | DEER2023 | D23 v1 | 2022-10-05 20:47 | Any | Rt3 | New | CZ08 | cDXHP | Cap-Tons | 243 | 120000 | None | 75.9 | 0.0349 | 0 | 53.4 | 0.0246 | 0 | [6 empty] | DEER:HVAC_Split-Package_HP | Annual | 20 | [13 empty] | CZ2022 | None
NE-HVAC-airHP-SpltPkg-65to134kBtuh-11p5eer-3p50cop | DEER2023 | D23 v1 | 2022-10-05 20:47 | Any | Rt3 | New | CZ09 | cDXHP | Cap-Tons | 306 | 120000 | None | 56.9 | 0.0309 | 0 | 40 | 0.0217 | 0 | [6 empty] | DEER:HVAC_Split-Package_HP | Annual | 20 | [13 empty] | CZ2022 | None
NE-HVAC-airHP-SpltPkg-65to134kBtuh-11p5eer-3p50cop | DEER2023 | D23 v1 | 2022-10-05 20:47 | Any | Rt3 | New | CZ10 | cDXHP | Cap-Tons | 279 | 120000 | None | 71.1 | 0.0402 | 0 | 49.8 | 0.0283 | 0 | [6 empty] | DEER:HVAC_Split-Package_HP | Annual | 20 | [13 empty] | CZ2022 | None
NE-HVAC-airHP-SpltPkg-65to134kBtuh-11p5eer-3p50cop | DEER2023 | D23 v1 | 2022-10-05 20:47 | Any | Rt3 | New | CZ11 | cDXHP | Cap-Tons | 290 | 120000 | None | 66.3 | 0.045 | 0 | 46 | 0.0316 | 0 | [6 empty] | DEER:HVAC_Split-Package_HP | Annual | 20 | [13 empty] | CZ2022 | None
NE-HVAC-airHP-SpltPkg-65to134kBtuh-11p5eer-3p50cop | DEER2023 | D23 v1 | 2022-10-05 20:47 | Any | Rt3 | New | CZ12 | cDXHP | Cap-Tons | 271 | 120000 | None | 60 | 0.0455 | 0 | 41.3 | 0.032 | 0 | [6 empty] | DEER:HVAC_Split-Package_HP | Annual | 20 | [13 empty] | CZ2022 | None
NE-HVAC-airHP-SpltPkg-65to134kBtuh-11p5eer-3p50cop | DEER2023 | D23 v1 | 2022-10-05 20:47 | Any | Rt3 | New | CZ13 | cDXHP | Cap-Tons | 297 | 120000 | None | 72.5 | 0.0466 | 0 | 50.4 | 0.0328 | 0 | [6 empty] | DEER:HVAC_Split-Package_HP | Annual | 20 | [13 empty] | CZ2022 | None
NE-HVAC-airHP-SpltPkg-65to134kBtuh-11p5eer-3p50cop | DEER2023 | D23 v1 | 2022-10-05 20:47 | Any | Rt3 | New | CZ14 | cDXHP | Cap-Tons | 293 | 120000 | None | 62.7 | 0.0396 | 0 | 43.8 | 0.0278 | 0 | [6 empty] | DEER:HVAC_Split-Package_HP | Annual | 20 | [13 empty] | CZ2022 | None
NE-HVAC-airHP-SpltPkg-65to134kBtuh-11p5eer-3p50cop | DEER2023 | D23 v1 | 2022-10-05 20:47 | Any | Rt3 | New | CZ15 | cDXHP | Cap-Tons | 382 | 120000 | None | 87.9 | 0.0466 | 0 | 61.9 | 0.0328 | 0 | [6 empty] | DEER:HVAC_Split-Package_HP | Annual | 20 | [13 empty] | CZ2022 | None
NE-HVAC-airHP-SpltPkg-65to134kBtuh-11p5eer-3p50cop | DEER2023 | D23 v1 | 2022-10-05 20:47 | Any | Rt3 | New | CZ16 | cDXHP | Cap-Tons | 200 | 120000 | None | 56.9 | 0.0289 | 0 | 35.6 | 0.0204 | 0 | [6 empty] | DEER:HVAC_Split-Package_HP | Annual | 20 | [13 empty] | CZ2022 | None
NE-HVAC-airHP-SpltPkg-65to134kBtuh-11p5eer-3p50cop | DEER2023 | D23 v1 | 2022-10-05 20:47 | Any | RtL | New | CZ01 | cDXHP | Cap-Tons | 157 | 130000 | None | 72.1 | 0.0328 | 0 | 22.6 | 0.0121 | 0 | [6 empty] | DEER:HVAC_Split-Package_HP | Annual | 20 | [13 empty] | CZ2022 | None
NE-HVAC-airHP-SpltPkg-65to134kBtuh-11p5eer-3p50cop | DEER2023 | D23 v1 | 2022-10-05 20:47 | Any | RtL | New | CZ02 | cDXHP | Cap-Tons | 189 | 130000 | None | 123 | 0.0719 | 0 | 40.5 | 0.0257 | 0 | [6 empty] | DEER:HVAC_Split-Package_HP | Annual | 20 | [13 empty] | CZ2022 | None
NE-HVAC-airHP-SpltPkg-65to134kBtuh-11p5eer-3p50cop | DEER2023 | D23 v1 | 2022-10-05 20:47 | Any | RtL | New | CZ03 | cDXHP | Cap-Tons | 164 | 130000 | None | 108 | 0.052 | 0 | 35.1 | 0.0209 | 0 | [6 empty] | DEER:HVAC_Split-Package_HP | Annual | 20 | [13 empty] | CZ2022 | None
NE-HVAC-airHP-SpltPkg-65to134kBtuh-11p5eer-3p50cop | DEER2023 | D23 v1 | 2022-10-05 20:47 | Any | RtL | New | CZ04 | cDXHP | Cap-Tons | 185 | 130000 | None | 142 | 0.0636 | 0 | 48.7 | 0.0298 | 0 | [6 empty] | DEER:HVAC_Split-Package_HP | Annual | 20 | [13 empty] | CZ2022 | None
NE-HVAC-airHP-SpltPkg-65to134kBtuh-11p5eer-3p50cop | DEER2023 | D23 v1 | 2022-10-05 20:47 | Any | RtL | New | CZ05 | cDXHP | Cap-Tons | 163 | 130000 | None | 120 | 0.0457 | 0 | 38.8 | 0.0149 | 0 | [6 empty] | DEER:HVAC_Split-Package_HP | Annual | 20 | [13 empty] | CZ2022 | None
NE-HVAC-airHP-SpltPkg-65to134kBtuh-11p5eer-3p50cop | DEER2023 | D23 v1 | 2022-10-05 20:47 | Any | RtL | New | CZ06 | cDXHP | Cap-Tons | 175 | 130000 | None | 160 | 0.0575 | 0 | 60.4 | 0.0253 | 0 | [6 empty] | DEER:HVAC_Split-Package_HP | Annual | 20 | [13 empty] | CZ2022 | None
NE-HVAC-airHP-SpltPkg-65to134kBtuh-11p5eer-3p50cop | DEER2023 | D23 v1 | 2022-10-05 20:47 | Any | RtL | New | CZ07 | cDXHP | Cap-Tons | 171 | 130000 | None | 151 | 0.0518 | 0 | 54.6 | 0.0229 | 0 | [6 empty] | DEER:HVAC_Split-Package_HP | Annual | 20 | [13 empty] | CZ2022 | None
NE-HVAC-airHP-SpltPkg-65to134kBtuh-11p5eer-3p50cop | DEER2023 | D23 v1 | 2022-10-05 20:47 | Any | RtL | New | CZ08 | cDXHP | Cap-Tons | 213 | 130000 | None | 162 | 0.0531 | 0 | 57.5 | 0.0237 | 0 | [6 empty] | DEER:HVAC_Split-Package_HP | Annual | 20 | [13 empty] | CZ2022 | None
NE-HVAC-airHP-SpltPkg-65to134kBtuh-11p5eer-3p50cop | DEER2023 | D23 v1 | 2022-10-05 20:47 | Any | RtL | New | CZ09 | cDXHP | Cap-Tons | 259 | 130000 | None | 136 | 0.0613 | 0 | 43.8 | 0.0218 | 0 | [6 empty] | DEER:HVAC_Split-Package_HP | Annual | 20 | [13 empty] | CZ2022 | None
NE-HVAC-airHP-SpltPkg-65to134kBtuh-11p5eer-3p50cop | DEER2023 | D23 v1 | 2022-10-05 20:47 | Any | RtL | New | CZ10 | cDXHP | Cap-Tons | 237 | 130000 | None | 159 | 0.0572 | 0 | 54.4 | 0.0273 | 0 | [6 empty] | DEER:HVAC_Split-Package_HP | Annual | 20 | [13 empty] | CZ2022 | None
NE-HVAC-airHP-SpltPkg-65to134kBtuh-11p5eer-3p50cop | DEER2023 | D23 v1 | 2022-10-05 20:47 | Any | RtL | New | CZ11 | cDXHP | Cap-Tons | 251 | 130000 | None | 155 | 0.0725 | 0 | 51.8 | 0.033 | 0 | [6 empty] | DEER:HVAC_Split-Package_HP | Annual | 20 | [13 empty] | CZ2022 | None
NE-HVAC-airHP-SpltPkg-65to134kBtuh-11p5eer-3p50cop | DEER2023 | D23 v1 | 2022-10-05 20:47 | Any | RtL | New | CZ12 | cDXHP | Cap-Tons | 229 | 130000 | None | 137 | 0.0613 | 0 | 46.2 | 0.0322 | 0 | [6 empty] | DEER:HVAC_Split-Package_HP | Annual | 20 | [13 empty] | CZ2022 | None
NE-HVAC-airHP-SpltPkg-65to134kBtuh-11p5eer-3p50cop | DEER2023 | D23 v1 | 2022-10-05 20:47 | Any | RtL | New | CZ13 | cDXHP | Cap-Tons | 255 | 130000 | None | 163 | 0.058 | 0 | 55.9 | 0.0333 | 0 | [6 empty] | DEER:HVAC_Split-Package_HP | Annual | 20 | [13 empty] | CZ2022 | None
NE-HVAC-airHP-SpltPkg-65to134kBtuh-11p5eer-3p50cop | DEER2023 | D23 v1 | 2022-10-05 20:47 | Any | RtL | New | CZ14 | cDXHP | Cap-Tons | 256 | 130000 | None | 157 | 0.0765 | 0 | 49.3 | 0.0288 | 0 | [6 empty] | DEER:HVAC_Split-Package_HP | Annual | 20 | [13 empty] | CZ2022 | None
NE-HVAC-airHP-SpltPkg-65to134kBtuh-11p5eer-3p50cop | DEER2023 | D23 v1 | 2022-10-05 20:47 | Any | RtL | New | CZ15 | cDXHP | Cap-Tons | 340 | 130000 | None | 192 | 0.0573 | 0 | 66.2 | 0.0333 | 0 | [6 empty] | DEER:HVAC_Split-Package_HP | Annual | 20 | [13 empty] | CZ2022 | None
NE-HVAC-airHP-SpltPkg-65to134kBtuh-11p5eer-3p50cop | DEER2023 | D23 v1 | 2022-10-05 20:47 | Any | RtL | New | CZ16 | cDXHP | Cap-Tons | 166 | 130000 | None | 135 | 0.0629 | 0 | 43.4 | 0.021 | 0 | [6 empty] | DEER:HVAC_Split-Package_HP | Annual | 20 | [13 empty] | CZ2022 | None
NE-HVAC-airHP-SpltPkg-65to134kBtuh-11p5eer-3p50cop | DEER2023 | D23 v1 | 2022-10-05 20:47 | Any | RtS | New | CZ01 | cDXHP | Cap-Tons | 12.3 | 8000 | None | 392 | 0.0321 | 0 | 27.5 | 0.00672 | 0 | [6 empty] | DEER:HVAC_Split-Package_HP | Annual | 20 | [13 empty] | CZ2022 | None
NE-HVAC-airHP-SpltPkg-65to134kBtuh-11p5eer-3p50cop | DEER2023 | D23 v1 | 2022-10-05 20:47 | Any | RtS | New | CZ02 | cDXHP | Cap-Tons | 14.6 | 8000 | None | 281 | 0.0886 | 0 | 36.3 | 0.0228 | 0 | [6 empty] | DEER:HVAC_Split-Package_HP | Annual | 20 | [13 empty] | CZ2022 | None
NE-HVAC-airHP-SpltPkg-65to134kBtuh-11p5eer-3p50cop | DEER2023 | D23 v1 | 2022-10-05 20:47 | Any | RtS | New | CZ03 | cDXHP | Cap-Tons | 13.2 | 8000 | None | 212 | 0.0569 | 0 | 24.2 | 0.0158 | 0 | [6 empty] | DEER:HVAC_Split-Package_HP | Annual | 20 | [13 empty] | CZ2022 | None
NE-HVAC-airHP-SpltPkg-65to134kBtuh-11p5eer-3p50cop | DEER2023 | D23 v1 | 2022-10-05 20:47 | Any | RtS | New | CZ04 | cDXHP | Cap-Tons | 14.6 | 8000 | None | 241 | 0.0841 | 0 | 38.9 | 0.0262 | 0 | [6 empty] | DEER:HVAC_Split-Package_HP | Annual | 20 | [13 empty] | CZ2022 | None
NE-HVAC-airHP-SpltPkg-65to134kBtuh-11p5eer-3p50cop | DEER2023 | D23 v1 | 2022-10-05 20:47 | Any | RtS | New | CZ05 | cDXHP | Cap-Tons | 13.1 | 8000 | None | 194 | 0.0445 | 0 | 25.4 | 0.0101 | 0 | [6 empty] | DEER:HVAC_Split-Package_HP | Annual | 20 | [13 empty] | CZ2022 | None
NE-HVAC-airHP-SpltPkg-65to134kBtuh-11p5eer-3p50cop | DEER2023 | D23 v1 | 2022-10-05 20:47 | Any | RtS | New | CZ06 | cDXHP | Cap-Tons | 14.2 | 8000 | None | 171 | 0.0672 | 0 | 39.5 | 0.0198 | 0 | [6 empty] | DEER:HVAC_Split-Package_HP | Annual | 20 | [13 empty] | CZ2022 | None
NE-HVAC-airHP-SpltPkg-65to134kBtuh-11p5eer-3p50cop | DEER2023 | D23 v1 | 2022-10-05 20:47 | Any | RtS | New | CZ07 | cDXHP | Cap-Tons | 13.9 | 8000 | None | 143 | 0.0486 | 0 | 33.8 | 0.0171 | 0 | [6 empty] | DEER:HVAC_Split-Package_HP | Annual | 20 | [13 empty] | CZ2022 | None
NE-HVAC-airHP-SpltPkg-65to134kBtuh-11p5eer-3p50cop | DEER2023 | D23 v1 | 2022-10-05 20:47 | Any | RtS | New | CZ08 | cDXHP | Cap-Tons | 16.3 | 8000 | None | 214 | 0.0783 | 0 | 46.3 | 0.0217 | 0 | [6 empty] | DEER:HVAC_Split-Package_HP | Annual | 20 | [13 empty] | CZ2022 | None
NE-HVAC-airHP-SpltPkg-65to134kBtuh-11p5eer-3p50cop | DEER2023 | D23 v1 | 2022-10-05 20:47 | Any | RtS | New | CZ09 | cDXHP | Cap-Tons | 20.3 | 8000 | None | 243 | 0.109 | 0 | 36.4 | 0.0202 | 0 | [6 empty] | DEER:HVAC_Split-Package_HP | Annual | 20 | [13 empty] | CZ2022 | None
NE-HVAC-airHP-SpltPkg-65to134kBtuh-11p5eer-3p50cop | DEER2023 | D23 v1 | 2022-10-05 20:47 | Any | RtS | New | CZ10 | cDXHP | Cap-Tons | 18.7 | 8000 | None | 267 | 0.0832 | 0 | 45.9 | 0.0254 | 0 | [6 empty] | DEER:HVAC_Split-Package_HP | Annual | 20 | [13 empty] | CZ2022 | None
NE-HVAC-airHP-SpltPkg-65to134kBtuh-11p5eer-3p50cop | DEER2023 | D23 v1 | 2022-10-05 20:47 | Any | RtS | New | CZ11 | cDXHP | Cap-Tons | 19.5 | 8000 | None | 334 | 0.103 | 0 | 47.8 | 0.0313 | 0 | [6 empty] | DEER:HVAC_Split-Package_HP | Annual | 20 | [13 empty] | CZ2022 | None
NE-HVAC-airHP-SpltPkg-65to134kBtuh-11p5eer-3p50cop | DEER2023 | D23 v1 | 2022-10-05 20:47 | Any | RtS | New | CZ12 | cDXHP | Cap-Tons | 17.8 | 8000 | None | 286 | 0.0893 | 0 | 42.2 | 0.0302 | 0 | [6 empty] | DEER:HVAC_Split-Package_HP | Annual | 20 | [13 empty] | CZ2022 | None
NE-HVAC-airHP-SpltPkg-65to134kBtuh-11p5eer-3p50cop | DEER2023 | D23 v1 | 2022-10-05 20:47 | Any | RtS | New | CZ13 | cDXHP | Cap-Tons | 20.1 | 8000 | None | 311 | 0.0879 | 0 | 50.1 | 0.0311 | 0 | [6 empty] | DEER:HVAC_Split-Package_HP | Annual | 20 | [13 empty] | CZ2022 | None
NE-HVAC-airHP-SpltPkg-65to134kBtuh-11p5eer-3p50cop | DEER2023 | D23 v1 | 2022-10-05 20:47 | Any | RtS | New | CZ14 | cDXHP | Cap-Tons | 19.8 | 8000 | None | 324 | 0.117 | 0 | 44.4 | 0.0269 | 0 | [6 empty] | DEER:HVAC_Split-Package_HP | Annual | 20 | [13 empty] | CZ2022 | None
NE-HVAC-airHP-SpltPkg-65to134kBtuh-11p5eer-3p50cop | DEER2023 | D23 v1 | 2022-10-05 20:47 | Any | RtS | New | CZ15 | cDXHP | Cap-Tons | 26.2 | 8000 | None | 355 | 0.117 | 0 | 59.4 | 0.0327 | 0 | [6 empty] | DEER:HVAC_Split-Package_HP | Annual | 20 | [13 empty] | CZ2022 | None
NE-HVAC-airHP-SpltPkg-65to134kBtuh-11p5eer-3p50cop | DEER2023 | D23 v1 | 2022-10-05 20:47 | Any | RtS | New | CZ16 | cDXHP | Cap-Tons | 14.4 | 8000 | None | 417 | 0.0686 | 0 | 43.4 | 0.0164 | 0 | [6 empty] | DEER:HVAC_Split-Package_HP | Annual | 20 | [13 empty] | CZ2022 | None
NE-HVAC-airHP-SpltPkg-65to134kBtuh-11p5eer-3p50cop | DEER2023 | D23 v1 | 2022-10-05 20:47 | Any | SCn | New | CZ01 | cDXHP | Cap-Tons | 349 | 250000 | None | 305 | 0.026 | 0 | 29.8 | 0.00035 | 0 | [6 empty] | DEER:HVAC_Split-Package_HP | Annual | 20 | [13 empty] | CZ2022 | None
NE-HVAC-airHP-SpltPkg-65to134kBtuh-11p5eer-3p50cop | DEER2023 | D23 v1 | 2022-10-05 20:47 | Any | SCn | New | CZ02 | cDXHP | Cap-Tons | 294 | 250000 | None | 265 | 0.0527 | 0 | 23.9 | 0.00991 | 0 | [6 empty] | DEER:HVAC_Split-Package_HP | Annual | 20 | [13 empty] | CZ2022 | None
NE-HVAC-airHP-SpltPkg-65to134kBtuh-11p5eer-3p50cop | DEER2023 | D23 v1 | 2022-10-05 20:47 | Any | SCn | New | CZ03 | cDXHP | Cap-Tons | 358 | 250000 | None | 204 | 0.0319 | 0 | 15.7 | 0.00234 | 0 | [6 empty] | DEER:HVAC_Split-Package_HP | Annual | 20 | [13 empty] | CZ2022 | None
NE-HVAC-airHP-SpltPkg-65to134kBtuh-11p5eer-3p50cop | DEER2023 | D23 v1 | 2022-10-05 20:47 | Any | SCn | New | CZ04 | cDXHP | Cap-Tons | 294 | 250000 | None | 243 | 0.0569 | 0 | 21.7 | 0.0112 | 0 | [6 empty] | DEER:HVAC_Split-Package_HP | Annual | 20 | [13 empty] | CZ2022 | None
NE-HVAC-airHP-SpltPkg-65to134kBtuh-11p5eer-3p50cop | DEER2023 | D23 v1 | 2022-10-05 20:47 | Any | SCn | New | CZ05 | cDXHP | Cap-Tons | 352 | 250000 | None | 252 | 0.031 | 0 | 13.9 | 0.00105 | 0 | [6 empty] | DEER:HVAC_Split-Package_HP | Annual | 20 | [13 empty] | CZ2022 | None
NE-HVAC-airHP-SpltPkg-65to134kBtuh-11p5eer-3p50cop | DEER2023 | D23 v1 | 2022-10-05 20:47 | Any | SCn | New | CZ06 | cDXHP | Cap-Tons | 342 | 250000 | None | 205 | 0.0339 | 0 | 12.9 | 0.0058 | 0 | [6 empty] | DEER:HVAC_Split-Package_HP | Annual | 20 | [13 empty] | CZ2022 | None
NE-HVAC-airHP-SpltPkg-65to134kBtuh-11p5eer-3p50cop | DEER2023 | D23 v1 | 2022-10-05 20:47 | Any | SCn | New | CZ07 | cDXHP | Cap-Tons | 329 | 250000 | None | 204 | 0.0267 | 0 | 11 | 0.00419 | 0 | [6 empty] | DEER:HVAC_Split-Package_HP | Annual | 20 | [13 empty] | CZ2022 | None
NE-HVAC-airHP-SpltPkg-65to134kBtuh-11p5eer-3p50cop | DEER2023 | D23 v1 | 2022-10-05 20:47 | Any | SCn | New | CZ08 | cDXHP | Cap-Tons | 269 | 250000 | None | 196 | 0.0446 | 0 | 25.3 | 0.0117 | 0 | [6 empty] | DEER:HVAC_Split-Package_HP | Annual | 20 | [13 empty] | CZ2022 | None
NE-HVAC-airHP-SpltPkg-65to134kBtuh-11p5eer-3p50cop | DEER2023 | D23 v1 | 2022-10-05 20:47 | Any | SCn | New | CZ09 | cDXHP | Cap-Tons | 317 | 250000 | None | 221 | 0.0568 | 0 | 20.9 | 0.0113 | 0 | [6 empty] | DEER:HVAC_Split-Package_HP | Annual | 20 | [13 empty] | CZ2022 | None
NE-HVAC-airHP-SpltPkg-65to134kBtuh-11p5eer-3p50cop | DEER2023 | D23 v1 | 2022-10-05 20:47 | Any | SCn | New | CZ10 | cDXHP | Cap-Tons | 287 | 250000 | None | 279 | 0.0595 | 0 | 29.6 | 0.0141 | 0 | [6 empty] | DEER:HVAC_Split-Package_HP | Annual | 20 | [13 empty] | CZ2022 | None
NE-HVAC-airHP-SpltPkg-65to134kBtuh-11p5eer-3p50cop | DEER2023 | D23 v1 | 2022-10-05 20:47 | Any | SCn | New | CZ11 | cDXHP | Cap-Tons | 296 | 250000 | None | 347 | 0.0586 | 0 | 38.2 | 0.0189 | 0 | [6 empty] | DEER:HVAC_Split-Package_HP | Annual | 20 | [13 empty] | CZ2022 | None
NE-HVAC-airHP-SpltPkg-65to134kBtuh-11p5eer-3p50cop | DEER2023 | D23 v1 | 2022-10-05 20:47 | Any | SCn | New | CZ12 | cDXHP | Cap-Tons | 295 | 250000 | None | 302 | 0.0564 | 0 | 29.2 | 0.0167 | 0 | [6 empty] | DEER:HVAC_Split-Package_HP | Annual | 20 | [13 empty] | CZ2022 | None
NE-HVAC-airHP-SpltPkg-65to134kBtuh-11p5eer-3p50cop | DEER2023 | D23 v1 | 2022-10-05 20:47 | Any | SCn | New | CZ13 | cDXHP | Cap-Tons | 305 | 250000 | None | 305 | 0.0571 | 0 | 38.7 | 0.0182 | 0 | [6 empty] | DEER:HVAC_Split-Package_HP | Annual | 20 | [13 empty] | CZ2022 | None
NE-HVAC-airHP-SpltPkg-65to134kBtuh-11p5eer-3p50cop | DEER2023 | D23 v1 | 2022-10-05 20:47 | Any | SCn | New | CZ14 | cDXHP | Cap-Tons | 296 | 250000 | None | 324 | 0.0643 | 0 | 38 | 0.0168 | 0 | [6 empty] | DEER:HVAC_Split-Package_HP | Annual | 20 | [13 empty] | CZ2022 | None
NE-HVAC-airHP-SpltPkg-65to134kBtuh-11p5eer-3p50cop | DEER2023 | D23 v1 | 2022-10-05 20:47 | Any | SCn | New | CZ15 | cDXHP | Cap-Tons | 429 | 250000 | None | 289 | 0.0727 | 0 | 42.6 | 0.019 | 0 | [6 empty] | DEER:HVAC_Split-Package_HP | Annual | 20 | [13 empty] | CZ2022 | None
NE-HVAC-airHP-SpltPkg-65to134kBtuh-11p5eer-3p50cop | DEER2023 | D23 v1 | 2022-10-05 20:47 | Any | SCn | New | CZ16 | cDXHP | Cap-Tons | 364 | 250000 | None | 378 | 0.0382 | 0 | 32.6 | 0.00488 | 0 | [6 empty] | DEER:HVAC_Split-Package_HP | Annual | 20 | [13 empty] | CZ2022 | None
NE-HVAC-airHP-SpltPkg-65to134kBtuh-11p5eer-3p50cop | DEER2023 | D23 v1 | 2022-10-05 20:47 | Any | Asm | Ex | CZ01 | cDXHP | Cap-Tons | 304 | 100000 | None | 473 | 0.0967 | 0 | 37 | 0.00783 | 0 | [6 empty] | DEER:HVAC_Split-Package_HP | Annual | 20 | [13 empty] | CZ2022 | None
NE-HVAC-airHP-SpltPkg-65to134kBtuh-11p5eer-3p50cop | DEER2023 | D23 v1 | 2022-10-05 20:47 | Any | Asm | Ex | CZ02 | cDXHP | Cap-Tons | 306 | 100000 | None | 494 | 0.129 | 0 | 46.1 | 0.0259 | 0 | [6 empty] | DEER:HVAC_Split-Package_HP | Annual | 20 | [13 empty] | CZ2022 | None
NE-HVAC-airHP-SpltPkg-65to134kBtuh-11p5eer-3p50cop | DEER2023 | D23 v1 | 2022-10-05 20:47 | Any | Asm | Ex | CZ03 | cDXHP | Cap-Tons | 360 | 100000 | None | 475 | 0.118 | 0 | 26.8 | 0.0156 | 0 | [6 empty] | DEER:HVAC_Split-Package_HP | Annual | 20 | [13 empty] | CZ2022 | None
NE-HVAC-airHP-SpltPkg-65to134kBtuh-11p5eer-3p50cop | DEER2023 | D23 v1 | 2022-10-05 20:47 | Any | Asm | Ex | CZ04 | cDXHP | Cap-Tons | 322 | 100000 | None | 490 | 0.131 | 0 | 46.6 | 0.0298 | 0 | [6 empty] | DEER:HVAC_Split-Package_HP | Annual | 20 | [13 empty] | CZ2022 | None
NE-HVAC-airHP-SpltPkg-65to134kBtuh-11p5eer-3p50cop | DEER2023 | D23 v1 | 2022-10-05 20:47 | Any | Asm | Ex | CZ05 | cDXHP | Cap-Tons | 349 | 100000 | None | 460 | 0.102 | 0 | 29.1 | 0.0105 | 0 | [6 empty] | DEER:HVAC_Split-Package_HP | Annual | 20 | [13 empty] | CZ2022 | None
NE-HVAC-airHP-SpltPkg-65to134kBtuh-11p5eer-3p50cop | DEER2023 | D23 v1 | 2022-10-05 20:47 | Any | Asm | Ex | CZ06 | cDXHP | Cap-Tons | 388 | 100000 | None | 448 | 0.127 | 0 | 37.1 | 0.0183 | 0 | [6 empty] | DEER:HVAC_Split-Package_HP | Annual | 20 | [13 empty] | CZ2022 | None
NE-HVAC-airHP-SpltPkg-65to134kBtuh-11p5eer-3p50cop | DEER2023 | D23 v1 | 2022-10-05 20:47 | Any | Asm | Ex | CZ07 | cDXHP | Cap-Tons | 377 | 100000 | None | 435 | 0.106 | 0 | 31.6 | 0.0155 | 0 | [6 empty] | DEER:HVAC_Split-Package_HP | Annual | 20 | [13 empty] | CZ2022 | None
NE-HVAC-airHP-SpltPkg-65to134kBtuh-11p5eer-3p50cop | DEER2023 | D23 v1 | 2022-10-05 20:47 | Any | Asm | Ex | CZ08 | cDXHP | Cap-Tons | 360 | 100000 | None | 483 | 0.131 | 0 | 50.4 | 0.0225 | 0 | [6 empty] | DEER:HVAC_Split-Package_HP | Annual | 20 | [13 empty] | CZ2022 | None
NE-HVAC-airHP-SpltPkg-65to134kBtuh-11p5eer-3p50cop | DEER2023 | D23 v1 | 2022-10-05 20:47 | Any | Asm | Ex | CZ09 | cDXHP | Cap-Tons | 460 | 100000 | None | 502 | 0.158 | 0 | 39.5 | 0.0208 | 0 | [6 empty] | DEER:HVAC_Split-Package_HP | Annual | 20 | [13 empty] | CZ2022 | None
NE-HVAC-airHP-SpltPkg-65to134kBtuh-11p5eer-3p50cop | DEER2023 | D23 v1 | 2022-10-05 20:47 | Any | Asm | Ex | CZ10 | cDXHP | Cap-Tons | 394 | 100000 | None | 531 | 0.147 | 0 | 49.5 | 0.027 | 0 | [6 empty] | DEER:HVAC_Split-Package_HP | Annual | 20 | [13 empty] | CZ2022 | None
NE-HVAC-airHP-SpltPkg-65to134kBtuh-11p5eer-3p50cop | DEER2023 | D23 v1 | 2022-10-05 20:47 | Any | Asm | Ex | CZ11 | cDXHP | Cap-Tons | 432 | 100000 | None | 589 | 0.173 | 0 | 50.2 | 0.0315 | 0 | [6 empty] | DEER:HVAC_Split-Package_HP | Annual | 20 | [13 empty] | CZ2022 | None
NE-HVAC-airHP-SpltPkg-65to134kBtuh-11p5eer-3p50cop | DEER2023 | D23 v1 | 2022-10-05 20:47 | Any | Asm | Ex | CZ12 | cDXHP | Cap-Tons | 386 | 100000 | None | 546 | 0.153 | 0 | 46.3 | 0.0326 | 0 | [6 empty] | DEER:HVAC_Split-Package_HP | Annual | 20 | [13 empty] | CZ2022 | None
NE-HVAC-airHP-SpltPkg-65to134kBtuh-11p5eer-3p50cop | DEER2023 | D23 v1 | 2022-10-05 20:47 | Any | Asm | Ex | CZ13 | cDXHP | Cap-Tons | 437 | 100000 | None | 586 | 0.161 | 0 | 52.8 | 0.0331 | 0 | [6 empty] | DEER:HVAC_Split-Package_HP | Annual | 20 | [13 empty] | CZ2022 | None
NE-HVAC-airHP-SpltPkg-65to134kBtuh-11p5eer-3p50cop | DEER2023 | D23 v1 | 2022-10-05 20:47 | Any | Asm | Ex | CZ14 | cDXHP | Cap-Tons | 440 | 100000 | None | 575 | 0.178 | 0 | 46.7 | 0.0268 | 0 | [6 empty] | DEER:HVAC_Split-Package_HP | Annual | 20 | [13 empty] | CZ2022 | None
NE-HVAC-airHP-SpltPkg-65to134kBtuh-11p5eer-3p50cop | DEER2023 | D23 v1 | 2022-10-05 20:47 | Any | Asm | Ex | CZ15 | cDXHP | Cap-Tons | 585 | 100000 | None | 607 | 0.208 | 0 | 58 | 0.0314 | 0 | [6 empty] | DEER:HVAC_Split-Package_HP | Annual | 20 | [13 empty] | CZ2022 | None
NE-HVAC-airHP-SpltPkg-65to134kBtuh-11p5eer-3p50cop | DEER2023 | D23 v1 | 2022-10-05 20:47 | Any | Asm | Ex | CZ16 | cDXHP | Cap-Tons | 351 | 100000 | None | 667 | 0.122 | 0 | 48.7 | 0.016 | 0 | [6 empty] | DEER:HVAC_Split-Package_HP | Annual | 20 | [13 empty] | CZ2022 | None
NE-HVAC-airHP-SpltPkg-65to134kBtuh-11p5eer-3p50cop | DEER2023 | D23 v1 | 2022-10-05 20:47 | Any | Asm | Old | CZ01 | cDXHP | Cap-Tons | 351 | 100000 | None | 603 | 0.119 | 0 | 32.3 | 0.00812 | 0 | [6 empty] | DEER:HVAC_Split-Package_HP | Annual | 20 | [13 empty] | CZ2022 | None
NE-HVAC-airHP-SpltPkg-65to134kBtuh-11p5eer-3p50cop | DEER2023 | D23 v1 | 2022-10-05 20:47 | Any | Asm | Old | CZ02 | cDXHP | Cap-Tons | 342 | 100000 | None | 611 | 0.16 | 0 | 46 | 0.0257 | 0 | [6 empty] | DEER:HVAC_Split-Package_HP | Annual | 20 | [13 empty] | CZ2022 | None
NE-HVAC-airHP-SpltPkg-65to134kBtuh-11p5eer-3p50cop | DEER2023 | D23 v1 | 2022-10-05 20:47 | Any | Asm | Old | CZ03 | cDXHP | Cap-Tons | 384 | 100000 | None | 556 | 0.139 | 0 | 26.5 | 0.0155 | 0 | [6 empty] | DEER:HVAC_Split-Package_HP | Annual | 20 | [13 empty] | CZ2022 | None
NE-HVAC-airHP-SpltPkg-65to134kBtuh-11p5eer-3p50cop | DEER2023 | D23 v1 | 2022-10-05 20:47 | Any | Asm | Old | CZ04 | cDXHP | Cap-Tons | 341 | 100000 | None | 597 | 0.162 | 0 | 47.1 | 0.0298 | 0 | [6 empty] | DEER:HVAC_Split-Package_HP | Annual | 20 | [13 empty] | CZ2022 | None
NE-HVAC-airHP-SpltPkg-65to134kBtuh-11p5eer-3p50cop | DEER2023 | D23 v1 | 2022-10-05 20:47 | Any | Asm | Old | CZ05 | cDXHP | Cap-Tons | 374 | 100000 | None | 556 | 0.124 | 0 | 29 | 0.0105 | 0 | [6 empty] | DEER:HVAC_Split-Package_HP | Annual | 20 | [13 empty] | CZ2022 | None
NE-HVAC-airHP-SpltPkg-65to134kBtuh-11p5eer-3p50cop | DEER2023 | D23 v1 | 2022-10-05 20:47 | Any | Asm | Old | CZ06 | cDXHP | Cap-Tons | 405 | 100000 | None | 556 | 0.158 | 0 | 37.4 | 0.0183 | 0 | [6 empty] | DEER:HVAC_Split-Package_HP | Annual | 20 | [13 empty] | CZ2022 | None
NE-HVAC-airHP-SpltPkg-65to134kBtuh-11p5eer-3p50cop | DEER2023 | D23 v1 | 2022-10-05 20:47 | Any | Asm | Old | CZ07 | cDXHP | Cap-Tons | 393 | 100000 | None | 535 | 0.133 | 0 | 31.8 | 0.0154 | 0 | [6 empty] | DEER:HVAC_Split-Package_HP | Annual | 20 | [13 empty] | CZ2022 | None
NE-HVAC-airHP-SpltPkg-65to134kBtuh-11p5eer-3p50cop | DEER2023 | D23 v1 | 2022-10-05 20:47 | Any | Asm | Old | CZ08 | cDXHP | Cap-Tons | 371 | 100000 | None | 600 | 0.164 | 0 | 51.1 | 0.0227 | 0 | [6 empty] | DEER:HVAC_Split-Package_HP | Annual | 20 | [13 empty] | CZ2022 | None
NE-HVAC-airHP-SpltPkg-65to134kBtuh-11p5eer-3p50cop | DEER2023 | D23 v1 | 2022-10-05 20:47 | Any | Asm | Old | CZ09 | cDXHP | Cap-Tons | 477 | 100000 | None | 617 | 0.196 | 0 | 40.1 | 0.021 | 0 | [6 empty] | DEER:HVAC_Split-Package_HP | Annual | 20 | [13 empty] | CZ2022 | None
NE-HVAC-airHP-SpltPkg-65to134kBtuh-11p5eer-3p50cop | DEER2023 | D23 v1 | 2022-10-05 20:47 | Any | Asm | Old | CZ10 | cDXHP | Cap-Tons | 435 | 100000 | None | 659 | 0.183 | 0 | 50.7 | 0.0268 | 0 | [6 empty] | DEER:HVAC_Split-Package_HP | Annual | 20 | [13 empty] | CZ2022 | None
NE-HVAC-airHP-SpltPkg-65to134kBtuh-11p5eer-3p50cop | DEER2023 | D23 v1 | 2022-10-05 20:47 | Any | Asm | Old | CZ11 | cDXHP | Cap-Tons | 474 | 100000 | None | 715 | 0.21 | 0 | 51.6 | 0.0319 | 0 | [6 empty] | DEER:HVAC_Split-Package_HP | Annual | 20 | [13 empty] | CZ2022 | None
NE-HVAC-airHP-SpltPkg-65to134kBtuh-11p5eer-3p50cop | DEER2023 | D23 v1 | 2022-10-05 20:47 | Any | Asm | Old | CZ12 | cDXHP | Cap-Tons | 424 | 100000 | None | 668 | 0.186 | 0 | 47 | 0.0328 | 0 | [6 empty] | DEER:HVAC_Split-Package_HP | Annual | 20 | [13 empty] | CZ2022 | None
NE-HVAC-airHP-SpltPkg-65to134kBtuh-11p5eer-3p50cop | DEER2023 | D23 v1 | 2022-10-05 20:47 | Any | Asm | Old | CZ13 | cDXHP | Cap-Tons | 478 | 100000 | None | 721 | 0.199 | 0 | 54 | 0.0335 | 0 | [6 empty] | DEER:HVAC_Split-Package_HP | Annual | 20 | [13 empty] | CZ2022 | None
NE-HVAC-airHP-SpltPkg-65to134kBtuh-11p5eer-3p50cop | DEER2023 | D23 v1 | 2022-10-05 20:47 | Any | Asm | Old | CZ14 | cDXHP | Cap-Tons | 481 | 100000 | None | 701 | 0.215 | 0 | 48.2 | 0.0274 | 0 | [6 empty] | DEER:HVAC_Split-Package_HP | Annual | 20 | [13 empty] | CZ2022 | None
NE-HVAC-airHP-SpltPkg-65to134kBtuh-11p5eer-3p50cop | DEER2023 | D23 v1 | 2022-10-05 20:47 | Any | Asm | Old | CZ15 | cDXHP | Cap-Tons | 634 | 100000 | None | 745 | 0.252 | 0 | 59.8 | 0.032 | 0 | [6 empty] | DEER:HVAC_Split-Package_HP | Annual | 20 | [13 empty] | CZ2022 | None
NE-HVAC-airHP-SpltPkg-65to134kBtuh-11p5eer-3p50cop | DEER2023 | D23 v1 | 2022-10-05 20:47 | Any | Asm | Old | CZ16 | cDXHP | Cap-Tons | 410 | 100000 | None | 823 | 0.148 | 0 | 45.8 | 0.0158 | 0 | [6 empty] | DEER:HVAC_Split-Package_HP | Annual | 20 | [13 empty] | CZ2022 | None
NE-HVAC-airHP-SpltPkg-65to134kBtuh-11p5eer-3p50cop | DEER2023 | D23 v1 | 2022-10-05 20:47 | Any | Asm | Rec | CZ01 | cDXHP | Cap-Tons | 288 | 100000 | None | 74.1 | 0.0114 | 0 | 36.9 | 0.00786 | 0 | [6 empty] | DEER:HVAC_Split-Package_HP | Annual | 20 | [13 empty] | CZ2022 | None
NE-HVAC-airHP-SpltPkg-65to134kBtuh-11p5eer-3p50cop | DEER2023 | D23 v1 | 2022-10-05 20:47 | Any | Asm | Rec | CZ02 | cDXHP | Cap-Tons | 290 | 100000 | None | 77.3 | 0.0373 | 0 | 46.1 | 0.0262 | 0 | [6 empty] | DEER:HVAC_Split-Package_HP | Annual | 20 | [13 empty] | CZ2022 | None
NE-HVAC-airHP-SpltPkg-65to134kBtuh-11p5eer-3p50cop | DEER2023 | D23 v1 | 2022-10-05 20:47 | Any | Asm | Rec | CZ03 | cDXHP | Cap-Tons | 309 | 100000 | None | 50.4 | 0.0227 | 0 | 28.3 | 0.016 | 0 | [6 empty] | DEER:HVAC_Split-Package_HP | Annual | 20 | [13 empty] | CZ2022 | None
NE-HVAC-airHP-SpltPkg-65to134kBtuh-11p5eer-3p50cop | DEER2023 | D23 v1 | 2022-10-05 20:47 | Any | Asm | Rec | CZ04 | cDXHP | Cap-Tons | 288 | 100000 | None | 74.4 | 0.0431 | 0 | 46.7 | 0.0303 | 0 | [6 empty] | DEER:HVAC_Split-Package_HP | Annual | 20 | [13 empty] | CZ2022 | None
NE-HVAC-airHP-SpltPkg-65to134kBtuh-11p5eer-3p50cop | DEER2023 | D23 v1 | 2022-10-05 20:47 | Any | Asm | Rec | CZ05 | cDXHP | Cap-Tons | 300 | 100000 | None | 52.2 | 0.0153 | 0 | 30.3 | 0.0108 | 0 | [6 empty] | DEER:HVAC_Split-Package_HP | Annual | 20 | [13 empty] | CZ2022 | None
NE-HVAC-airHP-SpltPkg-65to134kBtuh-11p5eer-3p50cop | DEER2023 | D23 v1 | 2022-10-05 20:47 | Any | Asm | Rec | CZ06 | cDXHP | Cap-Tons | 331 | 100000 | None | 57.4 | 0.0275 | 0 | 37.6 | 0.0193 | 0 | [6 empty] | DEER:HVAC_Split-Package_HP | Annual | 20 | [13 empty] | CZ2022 | None
NE-HVAC-airHP-SpltPkg-65to134kBtuh-11p5eer-3p50cop | DEER2023 | D23 v1 | 2022-10-05 20:47 | Any | Asm | Rec | CZ07 | cDXHP | Cap-Tons | 322 | 100000 | None | 49.2 | 0.0234 | 0 | 31.9 | 0.0164 | 0 | [6 empty] | DEER:HVAC_Split-Package_HP | Annual | 20 | [13 empty] | CZ2022 | None
NE-HVAC-airHP-SpltPkg-65to134kBtuh-11p5eer-3p50cop | DEER2023 | D23 v1 | 2022-10-05 20:47 | Any | Asm | Rec | CZ08 | cDXHP | Cap-Tons | 323 | 100000 | None | 73.3 | 0.0323 | 0 | 49.3 | 0.0227 | 0 | [6 empty] | DEER:HVAC_Split-Package_HP | Annual | 20 | [13 empty] | CZ2022 | None
NE-HVAC-airHP-SpltPkg-65to134kBtuh-11p5eer-3p50cop | DEER2023 | D23 v1 | 2022-10-05 20:47 | Any | Asm | Rec | CZ09 | cDXHP | Cap-Tons | 418 | 100000 | None | 56.7 | 0.0294 | 0 | 38.1 | 0.0207 | 0 | [6 empty] | DEER:HVAC_Split-Package_HP | Annual | 20 | [13 empty] | CZ2022 | None
NE-HVAC-airHP-SpltPkg-65to134kBtuh-11p5eer-3p50cop | DEER2023 | D23 v1 | 2022-10-05 20:47 | Any | Asm | Rec | CZ10 | cDXHP | Cap-Tons | 377 | 100000 | None | 73.3 | 0.0383 | 0 | 49 | 0.027 | 0 | [6 empty] | DEER:HVAC_Split-Package_HP | Annual | 20 | [13 empty] | CZ2022 | None
NE-HVAC-airHP-SpltPkg-65to134kBtuh-11p5eer-3p50cop | DEER2023 | D23 v1 | 2022-10-05 20:47 | Any | Asm | Rec | CZ11 | cDXHP | Cap-Tons | 403 | 100000 | None | 75.7 | 0.0443 | 0 | 49.3 | 0.0311 | 0 | [6 empty] | DEER:HVAC_Split-Package_HP | Annual | 20 | [13 empty] | CZ2022 | None
NE-HVAC-airHP-SpltPkg-65to134kBtuh-11p5eer-3p50cop | DEER2023 | D23 v1 | 2022-10-05 20:47 | Any | Asm | Rec | CZ12 | cDXHP | Cap-Tons | 364 | 100000 | None | 72.3 | 0.0463 | 0 | 46 | 0.0325 | 0 | [6 empty] | DEER:HVAC_Split-Package_HP | Annual | 20 | [13 empty] | CZ2022 | None
NE-HVAC-airHP-SpltPkg-65to134kBtuh-11p5eer-3p50cop | DEER2023 | D23 v1 | 2022-10-05 20:47 | Any | Asm | Rec | CZ13 | cDXHP | Cap-Tons | 411 | 100000 | None | 78.7 | 0.0466 | 0 | 52.1 | 0.0328 | 0 | [6 empty] | DEER:HVAC_Split-Package_HP | Annual | 20 | [13 empty] | CZ2022 | None
NE-HVAC-airHP-SpltPkg-65to134kBtuh-11p5eer-3p50cop | DEER2023 | D23 v1 | 2022-10-05 20:47 | Any | Asm | Rec | CZ14 | cDXHP | Cap-Tons | 412 | 100000 | None | 69.6 | 0.0374 | 0 | 45.7 | 0.0263 | 0 | [6 empty] | DEER:HVAC_Split-Package_HP | Annual | 20 | [13 empty] | CZ2022 | None
NE-HVAC-airHP-SpltPkg-65to134kBtuh-11p5eer-3p50cop | DEER2023 | D23 v1 | 2022-10-05 20:47 | Any | Asm | Rec | CZ15 | cDXHP | Cap-Tons | 550 | 100000 | None | 81.7 | 0.0437 | 0 | 56.9 | 0.0308 | 0 | [6 empty] | DEER:HVAC_Split-Package_HP | Annual | 20 | [13 empty] | CZ2022 | None
NE-HVAC-airHP-SpltPkg-65to134kBtuh-11p5eer-3p50cop | DEER2023 | D23 v1 | 2022-10-05 20:47 | Any | Asm | Rec | CZ16 | cDXHP | Cap-Tons | 316 | 100000 | None | 90.6 | 0.0229 | 0 | 49.1 | 0.0161 | 0 | [6 empty] | DEER:HVAC_Split-Package_HP | Annual | 20 | [13 empty] | CZ2022 | None
NE-HVAC-airHP-SpltPkg-65to134kBtuh-11p5eer-3p50cop | DEER2023 | D23 v1 | 2022-10-05 20:48 | Any | Com | Ex | CZ01 | cDXHP | Cap-Tons | 305 | 151000 | None | 646 | 0.0911 | -0.00036 | 24.1 | 0.00571 | 0 | [6 empty] | DEER:HVAC_Split-Package_HP | Annual | 20 | [13 empty] | CZ2022 | None
NE-HVAC-airHP-SpltPkg-65to134kBtuh-11p5eer-3p50cop | DEER2023 | D23 v1 | 2022-10-05 20:48 | Any | Com | Ex | CZ02 | cDXHP | Cap-Tons | 329 | 157000 | None | 600 | 0.111 | 5e-05 | 32.5 | 0.0172 | 0 | [6 empty] | DEER:HVAC_Split-Package_HP | Annual | 20 | [13 empty] | CZ2022 | None
NE-HVAC-airHP-SpltPkg-65to134kBtuh-11p5eer-3p50cop | DEER2023 | D23 v1 | 2022-10-05 20:48 | Any | Com | Ex | CZ03 | cDXHP | Cap-Tons | 392 | 160000 | None | 559 | 0.0867 | -0.0001 | 20 | 0.0106 | 0 | [6 empty] | DEER:HVAC_Split-Package_HP | Annual | 20 | [13 empty] | CZ2022 | None
NE-HVAC-airHP-SpltPkg-65to134kBtuh-11p5eer-3p50cop | DEER2023 | D23 v1 | 2022-10-05 20:48 | Any | Com | Ex | CZ04 | cDXHP | Cap-Tons | 327 | 145000 | None | 552 | 0.102 | -3e-05 | 33.1 | 0.0177 | 0 | [6 empty] | DEER:HVAC_Split-Package_HP | Annual | 20 | [13 empty] | CZ2022 | None
NE-HVAC-airHP-SpltPkg-65to134kBtuh-11p5eer-3p50cop | DEER2023 | D23 v1 | 2022-10-05 20:48 | Any | Com | Ex | CZ05 | cDXHP | Cap-Tons | 470 | 200000 | None | 589 | 0.0968 | 2e-05 | 24.6 | 0.00873 | 0 | [6 empty] | DEER:HVAC_Split-Package_HP | Annual | 20 | [13 empty] | CZ2022 | None
NE-HVAC-airHP-SpltPkg-65to134kBtuh-11p5eer-3p50cop | DEER2023 | D23 v1 | 2022-10-05 20:48 | Any | Com | Ex | CZ06 | cDXHP | Cap-Tons | 330 | 139000 | None | 547 | 0.107 | 7e-05 | 35.4 | 0.0144 | 0 | [6 empty] | DEER:HVAC_Split-Package_HP | Annual | 20 | [13 empty] | CZ2022 | None
NE-HVAC-airHP-SpltPkg-65to134kBtuh-11p5eer-3p50cop | DEER2023 | D23 v1 | 2022-10-05 20:48 | Any | Com | Ex | CZ07 | cDXHP | Cap-Tons | 341 | 146000 | None | 571 | 0.0936 | -0.00011 | 29.8 | 0.0117 | 0 | [6 empty] | DEER:HVAC_Split-Package_HP | Annual | 20 | [13 empty] | CZ2022 | None
NE-HVAC-airHP-SpltPkg-65to134kBtuh-11p5eer-3p50cop | DEER2023 | D23 v1 | 2022-10-05 20:48 | Any | Com | Ex | CZ08 | cDXHP | Cap-Tons | 337 | 154000 | None | 548 | 0.11 | -4e-05 | 41.3 | 0.0163 | 0 | [6 empty] | DEER:HVAC_Split-Package_HP | Annual | 20 | [13 empty] | CZ2022 | None
NE-HVAC-airHP-SpltPkg-65to134kBtuh-11p5eer-3p50cop | DEER2023 | D23 v1 | 2022-10-05 20:48 | Any | Com | Ex | CZ09 | cDXHP | Cap-Tons | 358 | 134000 | None | 562 | 0.122 | -3e-05 | 34.6 | 0.016 | 0 | [6 empty] | DEER:HVAC_Split-Package_HP | Annual | 20 | [13 empty] | CZ2022 | None
NE-HVAC-airHP-SpltPkg-65to134kBtuh-11p5eer-3p50cop | DEER2023 | D23 v1 | 2022-10-05 20:48 | Any | Com | Ex | CZ10 | cDXHP | Cap-Tons | 303 | 149000 | None | 556 | 0.119 | -1e-05 | 39.9 | 0.0184 | 0 | [6 empty] | DEER:HVAC_Split-Package_HP | Annual | 20 | [13 empty] | CZ2022 | None
NE-HVAC-airHP-SpltPkg-65to134kBtuh-11p5eer-3p50cop | DEER2023 | D23 v1 | 2022-10-05 20:48 | Any | Com | Ex | CZ11 | cDXHP | Cap-Tons | 407 | 166000 | None | 597 | 0.125 | 2e-05 | 42.2 | 0.0229 | 0 | [6 empty] | DEER:HVAC_Split-Package_HP | Annual | 20 | [13 empty] | CZ2022 | None
NE-HVAC-airHP-SpltPkg-65to134kBtuh-11p5eer-3p50cop | DEER2023 | D23 v1 | 2022-10-05 20:48 | Any | Com | Ex | CZ12 | cDXHP | Cap-Tons | 322 | 142000 | None | 585 | 0.115 | 8e-05 | 36 | 0.0208 | 0 | [6 empty] | DEER:HVAC_Split-Package_HP | Annual | 20 | [13 empty] | CZ2022 | None
NE-HVAC-airHP-SpltPkg-65to134kBtuh-11p5eer-3p50cop | DEER2023 | D23 v1 | 2022-10-05 20:48 | Any | Com | Ex | CZ13 | cDXHP | Cap-Tons | 367 | 148000 | None | 602 | 0.123 | 0 | 43.5 | 0.0221 | 0 | [6 empty] | DEER:HVAC_Split-Package_HP | Annual | 20 | [13 empty] | CZ2022 | None
NE-HVAC-airHP-SpltPkg-65to134kBtuh-11p5eer-3p50cop | DEER2023 | D23 v1 | 2022-10-05 20:48 | Any | Com | Ex | CZ14 | cDXHP | Cap-Tons | 353 | 131000 | None | 582 | 0.133 | 2e-05 | 41.9 | 0.0213 | 0 | [6 empty] | DEER:HVAC_Split-Package_HP | Annual | 20 | [13 empty] | CZ2022 | None
NE-HVAC-airHP-SpltPkg-65to134kBtuh-11p5eer-3p50cop | DEER2023 | D23 v1 | 2022-10-05 20:48 | Any | Com | Ex | CZ15 | cDXHP | Cap-Tons | 419 | 126000 | None | 636 | 0.16 | -1e-05 | 55.6 | 0.0264 | 0 | [6 empty] | DEER:HVAC_Split-Package_HP | Annual | 20 | [13 empty] | CZ2022 | None
NE-HVAC-airHP-SpltPkg-65to134kBtuh-11p5eer-3p50cop | DEER2023 | D23 v1 | 2022-10-05 20:48 | Any | Com | Ex | CZ16 | cDXHP | Cap-Tons | 521 | 213000 | None | 670 | 0.0736 | 0.00017 | 36.4 | 0.00942 | 0 | [6 empty] | DEER:HVAC_Split-Package_HP | Annual | 20 | [13 empty] | CZ2022 | None
NE-HVAC-airHP-SpltPkg-65to134kBtuh-11p5eer-3p50cop | DEER2023 | D23 v1 | 2022-10-05 20:48 | Any | Com | New | CZ01 | cDXHP | Cap-Tons | 284 | 153000 | None | 96.4 | 0.0131 | -2e-05 | 25.7 | 0.00573 | 1e-05 | [6 empty] | DEER:HVAC_Split-Package_HP | Annual | 20 | [13 empty] | CZ2022 | None
NE-HVAC-airHP-SpltPkg-65to134kBtuh-11p5eer-3p50cop | DEER2023 | D23 v1 | 2022-10-05 20:48 | Any | Com | New | CZ02 | cDXHP | Cap-Tons | 297 | 152000 | None | 90.9 | 0.034 | 0 | 32.6 | 0.0169 | 0 | [6 empty] | DEER:HVAC_Split-Package_HP | Annual | 20 | [13 empty] | CZ2022 | None
NE-HVAC-airHP-SpltPkg-65to134kBtuh-11p5eer-3p50cop | DEER2023 | D23 v1 | 2022-10-05 20:48 | Any | Com | New | CZ03 | cDXHP | Cap-Tons | 337 | 156000 | None | 63.4 | 0.021 | 0 | 20.4 | 0.0102 | 0 | [6 empty] | DEER:HVAC_Split-Package_HP | Annual | 20 | [13 empty] | CZ2022 | None
NE-HVAC-airHP-SpltPkg-65to134kBtuh-11p5eer-3p50cop | DEER2023 | D23 v1 | 2022-10-05 20:48 | Any | Com | New | CZ04 | cDXHP | Cap-Tons | 284 | 141000 | None | 77 | 0.0318 | 0 | 32.8 | 0.0176 | 0 | [6 empty] | DEER:HVAC_Split-Package_HP | Annual | 20 | [13 empty] | CZ2022 | None
NE-HVAC-airHP-SpltPkg-65to134kBtuh-11p5eer-3p50cop | DEER2023 | D23 v1 | 2022-10-05 20:48 | Any | Com | New | CZ05 | cDXHP | Cap-Tons | 382 | 190000 | None | 61.8 | 0.0169 | -1e-05 | 25.2 | 0.00866 | 0 | [6 empty] | DEER:HVAC_Split-Package_HP | Annual | 20 | [13 empty] | CZ2022 | None
NE-HVAC-airHP-SpltPkg-65to134kBtuh-11p5eer-3p50cop | DEER2023 | D23 v1 | 2022-10-05 20:48 | Any | Com | New | CZ06 | cDXHP | Cap-Tons | 277 | 133000 | None | 83.1 | 0.0291 | 0 | 35.2 | 0.0147 | 0 | [6 empty] | DEER:HVAC_Split-Package_HP | Annual | 20 | [13 empty] | CZ2022 | None
NE-HVAC-airHP-SpltPkg-65to134kBtuh-11p5eer-3p50cop | DEER2023 | D23 v1 | 2022-10-05 20:48 | Any | Com | New | CZ07 | cDXHP | Cap-Tons | 276 | 137000 | None | 67.9 | 0.0218 | 0 | 29.9 | 0.0119 | 0 | [6 empty] | DEER:HVAC_Split-Package_HP | Annual | 20 | [13 empty] | CZ2022 | None
NE-HVAC-airHP-SpltPkg-65to134kBtuh-11p5eer-3p50cop | DEER2023 | D23 v1 | 2022-10-05 20:48 | Any | Com | New | CZ08 | cDXHP | Cap-Tons | 287 | 149000 | None | 102 | 0.0334 | 0 | 40.7 | 0.0165 | 0 | [6 empty] | DEER:HVAC_Split-Package_HP | Annual | 20 | [13 empty] | CZ2022 | None
NE-HVAC-airHP-SpltPkg-65to134kBtuh-11p5eer-3p50cop | DEER2023 | D23 v1 | 2022-10-05 20:48 | Any | Com | New | CZ09 | cDXHP | Cap-Tons | 315 | 131000 | None | 88.8 | 0.0355 | 0 | 33.8 | 0.0157 | 0 | [6 empty] | DEER:HVAC_Split-Package_HP | Annual | 20 | [13 empty] | CZ2022 | None
NE-HVAC-airHP-SpltPkg-65to134kBtuh-11p5eer-3p50cop | DEER2023 | D23 v1 | 2022-10-05 20:48 | Any | Com | New | CZ10 | cDXHP | Cap-Tons | 276 | 152000 | None | 149 | 0.0432 | 0 | 39.1 | 0.0184 | 0 | [6 empty] | DEER:HVAC_Split-Package_HP | Annual | 20 | [13 empty] | CZ2022 | None
NE-HVAC-airHP-SpltPkg-65to134kBtuh-11p5eer-3p50cop | DEER2023 | D23 v1 | 2022-10-05 20:48 | Any | Com | New | CZ11 | cDXHP | Cap-Tons | 356 | 162000 | None | 127 | 0.0417 | 0 | 41.7 | 0.0223 | 0 | [6 empty] | DEER:HVAC_Split-Package_HP | Annual | 20 | [13 empty] | CZ2022 | None
NE-HVAC-airHP-SpltPkg-65to134kBtuh-11p5eer-3p50cop | DEER2023 | D23 v1 | 2022-10-05 20:48 | Any | Com | New | CZ12 | cDXHP | Cap-Tons | 293 | 142000 | None | 111 | 0.0379 | 0 | 35.5 | 0.0205 | 0 | [6 empty] | DEER:HVAC_Split-Package_HP | Annual | 20 | [13 empty] | CZ2022 | None
NE-HVAC-airHP-SpltPkg-65to134kBtuh-11p5eer-3p50cop | DEER2023 | D23 v1 | 2022-10-05 20:48 | Any | Com | New | CZ13 | cDXHP | Cap-Tons | 325 | 144000 | None | 119 | 0.0381 | 0 | 42.9 | 0.0218 | 0 | [6 empty] | DEER:HVAC_Split-Package_HP | Annual | 20 | [13 empty] | CZ2022 | None
NE-HVAC-airHP-SpltPkg-65to134kBtuh-11p5eer-3p50cop | DEER2023 | D23 v1 | 2022-10-05 20:48 | Any | Com | New | CZ14 | cDXHP | Cap-Tons | 316 | 131000 | None | 109 | 0.0431 | 0 | 41.7 | 0.021 | 0 | [6 empty] | DEER:HVAC_Split-Package_HP | Annual | 20 | [13 empty] | CZ2022 | None
NE-HVAC-airHP-SpltPkg-65to134kBtuh-11p5eer-3p50cop | DEER2023 | D23 v1 | 2022-10-05 20:48 | Any | Com | New | CZ15 | cDXHP | Cap-Tons | 381 | 126000 | None | 111 | 0.0429 | 0 | 53.9 | 0.0256 | 0 | [6 empty] | DEER:HVAC_Split-Package_HP | Annual | 20 | [13 empty] | CZ2022 | None
NE-HVAC-airHP-SpltPkg-65to134kBtuh-11p5eer-3p50cop | DEER2023 | D23 v1 | 2022-10-05 20:48 | Any | Com | New | CZ16 | cDXHP | Cap-Tons | 435 | 206000 | None | 106 | 0.0197 | -1e-05 | 36 | 0.0092 | -2e-05 | [6 empty] | DEER:HVAC_Split-Package_HP | Annual | 20 | [13 empty] | CZ2022 | None
NE-HVAC-airHP-SpltPkg-65to134kBtuh-11p5eer-3p50cop | DEER2023 | D23 v1 | 2022-10-05 20:48 | Any | Com | Old | CZ01 | cDXHP | Cap-Tons | 487 | 185000 | None | 740 | 0.123 | 1e-05 | 23.2 | 0.00661 | 0 | [6 empty] | DEER:HVAC_Split-Package_HP | Annual | 20 | [13 empty] | CZ2022 | None
NE-HVAC-airHP-SpltPkg-65to134kBtuh-11p5eer-3p50cop | DEER2023 | D23 v1 | 2022-10-05 20:48 | Any | Com | Old | CZ02 | cDXHP | Cap-Tons | 354 | 147000 | None | 704 | 0.136 | 3e-05 | 34 | 0.0178 | 0 | [6 empty] | DEER:HVAC_Split-Package_HP | Annual | 20 | [13 empty] | CZ2022 | None
NE-HVAC-airHP-SpltPkg-65to134kBtuh-11p5eer-3p50cop | DEER2023 | D23 v1 | 2022-10-05 20:48 | Any | Com | Old | CZ03 | cDXHP | Cap-Tons | 427 | 154000 | None | 681 | 0.109 | -0.0001 | 21.3 | 0.011 | 0 | [6 empty] | DEER:HVAC_Split-Package_HP | Annual | 20 | [13 empty] | CZ2022 | None
NE-HVAC-airHP-SpltPkg-65to134kBtuh-11p5eer-3p50cop | DEER2023 | D23 v1 | 2022-10-05 20:48 | Any | Com | Old | CZ04 | cDXHP | Cap-Tons | 338 | 136000 | None | 665 | 0.13 | -1e-05 | 34.8 | 0.019 | 0 | [6 empty] | DEER:HVAC_Split-Package_HP | Annual | 20 | [13 empty] | CZ2022 | None
NE-HVAC-airHP-SpltPkg-65to134kBtuh-11p5eer-3p50cop | DEER2023 | D23 v1 | 2022-10-05 20:48 | Any | Com | Old | CZ05 | cDXHP | Cap-Tons | 506 | 185000 | None | 710 | 0.118 | 0.00014 | 25.8 | 0.00887 | 0 | [6 empty] | DEER:HVAC_Split-Package_HP | Annual | 20 | [13 empty] | CZ2022 | None
NE-HVAC-airHP-SpltPkg-65to134kBtuh-11p5eer-3p50cop | DEER2023 | D23 v1 | 2022-10-05 20:48 | Any | Com | Old | CZ06 | cDXHP | Cap-Tons | 402 | 141000 | None | 664 | 0.122 | 3e-05 | 34.8 | 0.0133 | 0 | [6 empty] | DEER:HVAC_Split-Package_HP | Annual | 20 | [13 empty] | CZ2022 | None
NE-HVAC-airHP-SpltPkg-65to134kBtuh-11p5eer-3p50cop | DEER2023 | D23 v1 | 2022-10-05 20:48 | Any | Com | Old | CZ07 | cDXHP | Cap-Tons | 378 | 137000 | None | 693 | 0.106 | -6e-05 | 29.9 | 0.0111 | 0 | [6 empty] | DEER:HVAC_Split-Package_HP | Annual | 20 | [13 empty] | CZ2022 | None
NE-HVAC-airHP-SpltPkg-65to134kBtuh-11p5eer-3p50cop | DEER2023 | D23 v1 | 2022-10-05 20:48 | Any | Com | Old | CZ08 | cDXHP | Cap-Tons | 386 | 154000 | None | 659 | 0.126 | -7e-05 | 41.7 | 0.0157 | 0 | [6 empty] | DEER:HVAC_Split-Package_HP | Annual | 20 | [13 empty] | CZ2022 | None
NE-HVAC-airHP-SpltPkg-65to134kBtuh-11p5eer-3p50cop | DEER2023 | D23 v1 | 2022-10-05 20:48 | Any | Com | Old | CZ09 | cDXHP | Cap-Tons | 408 | 133000 | None | 673 | 0.14 | -1e-05 | 35.5 | 0.0156 | 0 | [6 empty] | DEER:HVAC_Split-Package_HP | Annual | 20 | [13 empty] | CZ2022 | None
NE-HVAC-airHP-SpltPkg-65to134kBtuh-11p5eer-3p50cop | DEER2023 | D23 v1 | 2022-10-05 20:48 | Any | Com | Old | CZ10 | cDXHP | Cap-Tons | 335 | 130000 | None | 693 | 0.141 | 9e-05 | 42.5 | 0.0186 | 0 | [6 empty] | DEER:HVAC_Split-Package_HP | Annual | 20 | [13 empty] | CZ2022 | None
NE-HVAC-airHP-SpltPkg-65to134kBtuh-11p5eer-3p50cop | DEER2023 | D23 v1 | 2022-10-05 20:48 | Any | Com | Old | CZ11 | cDXHP | Cap-Tons | 452 | 157000 | None | 720 | 0.155 | 4e-05 | 44.4 | 0.0243 | 0 | [6 empty] | DEER:HVAC_Split-Package_HP | Annual | 20 | [13 empty] | CZ2022 | None
NE-HVAC-airHP-SpltPkg-65to134kBtuh-11p5eer-3p50cop | DEER2023 | D23 v1 | 2022-10-05 20:48 | Any | Com | Old | CZ12 | cDXHP | Cap-Tons | 346 | 132000 | None | 706 | 0.144 | -2e-05 | 37.9 | 0.0223 | 0 | [6 empty] | DEER:HVAC_Split-Package_HP | Annual | 20 | [13 empty] | CZ2022 | None
NE-HVAC-airHP-SpltPkg-65to134kBtuh-11p5eer-3p50cop | DEER2023 | D23 v1 | 2022-10-05 20:48 | Any | Com | Old | CZ13 | cDXHP | Cap-Tons | 396 | 136000 | None | 723 | 0.15 | 3e-05 | 45.4 | 0.0233 | 0 | [6 empty] | DEER:HVAC_Split-Package_HP | Annual | 20 | [13 empty] | CZ2022 | None
NE-HVAC-airHP-SpltPkg-65to134kBtuh-11p5eer-3p50cop | DEER2023 | D23 v1 | 2022-10-05 20:48 | Any | Com | Old | CZ14 | cDXHP | Cap-Tons | 391 | 126000 | None | 699 | 0.153 | 0.00024 | 43 | 0.0211 | 0 | [6 empty] | DEER:HVAC_Split-Package_HP | Annual | 20 | [13 empty] | CZ2022 | None
NE-HVAC-airHP-SpltPkg-65to134kBtuh-11p5eer-3p50cop | DEER2023 | D23 v1 | 2022-10-05 20:48 | Any | Com | Old | CZ15 | cDXHP | Cap-Tons | 449 | 123000 | None | 793 | 0.188 | -2e-05 | 58.6 | 0.0269 | 0 | [6 empty] | DEER:HVAC_Split-Package_HP | Annual | 20 | [13 empty] | CZ2022 | None
NE-HVAC-airHP-SpltPkg-65to134kBtuh-11p5eer-3p50cop | DEER2023 | D23 v1 | 2022-10-05 20:48 | Any | Com | Old | CZ16 | cDXHP | Cap-Tons | 572 | 191000 | None | 819 | 0.0927 | 0.00033 | 36.4 | 0.00989 | 0 | [6 empty] | DEER:HVAC_Split-Package_HP | Annual | 20 | [13 empty] | CZ2022 | None
NE-HVAC-airHP-SpltPkg-65to134kBtuh-11p5eer-3p50cop | DEER2023 | D23 v1 | 2022-10-05 20:48 | Any | Com | Rec | CZ01 | cDXHP | Cap-Tons | 292 | 154000 | None | 58.3 | 0.00969 | 0 | 24 | 0.00585 | 0 | [6 empty] | DEER:HVAC_Split-Package_HP | Annual | 20 | [13 empty] | CZ2022 | None
NE-HVAC-airHP-SpltPkg-65to134kBtuh-11p5eer-3p50cop | DEER2023 | D23 v1 | 2022-10-05 20:48 | Any | Com | Rec | CZ02 | cDXHP | Cap-Tons | 300 | 152000 | None | 62.6 | 0.0271 | 0 | 32.2 | 0.0172 | 0 | [6 empty] | DEER:HVAC_Split-Package_HP | Annual | 20 | [13 empty] | CZ2022 | None
NE-HVAC-airHP-SpltPkg-65to134kBtuh-11p5eer-3p50cop | DEER2023 | D23 v1 | 2022-10-05 20:48 | Any | Com | Rec | CZ03 | cDXHP | Cap-Tons | 343 | 156000 | None | 40.4 | 0.0164 | 0 | 20 | 0.0104 | 0 | [6 empty] | DEER:HVAC_Split-Package_HP | Annual | 20 | [13 empty] | CZ2022 | None
NE-HVAC-airHP-SpltPkg-65to134kBtuh-11p5eer-3p50cop | DEER2023 | D23 v1 | 2022-10-05 20:48 | Any | Com | Rec | CZ04 | cDXHP | Cap-Tons | 288 | 141000 | None | 57.6 | 0.027 | 0 | 32.9 | 0.0178 | 0 | [6 empty] | DEER:HVAC_Split-Package_HP | Annual | 20 | [13 empty] | CZ2022 | None
NE-HVAC-airHP-SpltPkg-65to134kBtuh-11p5eer-3p50cop | DEER2023 | D23 v1 | 2022-10-05 20:48 | Any | Com | Rec | CZ05 | cDXHP | Cap-Tons | 394 | 191000 | None | 45.8 | 0.0138 | 0 | 24.8 | 0.00887 | 0 | [6 empty] | DEER:HVAC_Split-Package_HP | Annual | 20 | [13 empty] | CZ2022 | None
NE-HVAC-airHP-SpltPkg-65to134kBtuh-11p5eer-3p50cop | DEER2023 | D23 v1 | 2022-10-05 20:48 | Any | Com | Rec | CZ06 | cDXHP | Cap-Tons | 284 | 133000 | None | 60.6 | 0.0232 | 0 | 35.5 | 0.0149 | 0 | [6 empty] | DEER:HVAC_Split-Package_HP | Annual | 20 | [13 empty] | CZ2022 | None
NE-HVAC-airHP-SpltPkg-65to134kBtuh-11p5eer-3p50cop | DEER2023 | D23 v1 | 2022-10-05 20:48 | Any | Com | Rec | CZ07 | cDXHP | Cap-Tons | 283 | 137000 | None | 51 | 0.0184 | 0 | 30 | 0.0121 | 0 | [6 empty] | DEER:HVAC_Split-Package_HP | Annual | 20 | [13 empty] | CZ2022 | None
NE-HVAC-airHP-SpltPkg-65to134kBtuh-11p5eer-3p50cop | DEER2023 | D23 v1 | 2022-10-05 20:48 | Any | Com | Rec | CZ08 | cDXHP | Cap-Tons | 293 | 149000 | None | 72.9 | 0.0265 | 0 | 41.1 | 0.0166 | 0 | [6 empty] | DEER:HVAC_Split-Package_HP | Annual | 20 | [13 empty] | CZ2022 | None
NE-HVAC-airHP-SpltPkg-65to134kBtuh-11p5eer-3p50cop | DEER2023 | D23 v1 | 2022-10-05 20:48 | Any | Com | Rec | CZ09 | cDXHP | Cap-Tons | 320 | 131000 | None | 61.3 | 0.0262 | 0 | 34 | 0.0159 | 0 | [6 empty] | DEER:HVAC_Split-Package_HP | Annual | 20 | [13 empty] | CZ2022 | None
NE-HVAC-airHP-SpltPkg-65to134kBtuh-11p5eer-3p50cop | DEER2023 | D23 v1 | 2022-10-05 20:48 | Any | Com | Rec | CZ10 | cDXHP | Cap-Tons | 281 | 152000 | None | 82.4 | 0.0306 | 0 | 39.2 | 0.0185 | 0 | [6 empty] | DEER:HVAC_Split-Package_HP | Annual | 20 | [13 empty] | CZ2022 | None
NE-HVAC-airHP-SpltPkg-65to134kBtuh-11p5eer-3p50cop | DEER2023 | D23 v1 | 2022-10-05 20:48 | Any | Com | Rec | CZ11 | cDXHP | Cap-Tons | 363 | 162000 | None | 79.8 | 0.0345 | 0 | 41.2 | 0.0225 | 0 | [6 empty] | DEER:HVAC_Split-Package_HP | Annual | 20 | [13 empty] | CZ2022 | None
NE-HVAC-airHP-SpltPkg-65to134kBtuh-11p5eer-3p50cop | DEER2023 | D23 v1 | 2022-10-05 20:48 | Any | Com | Rec | CZ12 | cDXHP | Cap-Tons | 297 | 142000 | None | 69.7 | 0.0316 | 0 | 35.2 | 0.0207 | 0 | [6 empty] | DEER:HVAC_Split-Package_HP | Annual | 20 | [13 empty] | CZ2022 | None
NE-HVAC-airHP-SpltPkg-65to134kBtuh-11p5eer-3p50cop | DEER2023 | D23 v1 | 2022-10-05 20:48 | Any | Com | Rec | CZ13 | cDXHP | Cap-Tons | 331 | 144000 | None | 78.6 | 0.0329 | 0 | 42.7 | 0.0219 | 0 | [6 empty] | DEER:HVAC_Split-Package_HP | Annual | 20 | [13 empty] | CZ2022 | None
NE-HVAC-airHP-SpltPkg-65to134kBtuh-11p5eer-3p50cop | DEER2023 | D23 v1 | 2022-10-05 20:48 | Any | Com | Rec | CZ14 | cDXHP | Cap-Tons | 322 | 131000 | None | 75.1 | 0.0333 | 0 | 41.2 | 0.0211 | 0 | [6 empty] | DEER:HVAC_Split-Package_HP | Annual | 20 | [13 empty] | CZ2022 | None
NE-HVAC-airHP-SpltPkg-65to134kBtuh-11p5eer-3p50cop | DEER2023 | D23 v1 | 2022-10-05 20:48 | Any | Com | Rec | CZ15 | cDXHP | Cap-Tons | 385 | 126000 | None | 87.4 | 0.0382 | 0 | 54.5 | 0.0257 | 0 | [6 empty] | DEER:HVAC_Split-Package_HP | Annual | 20 | [13 empty] | CZ2022 | None
NE-HVAC-airHP-SpltPkg-65to134kBtuh-11p5eer-3p50cop | DEER2023 | D23 v1 | 2022-10-05 20:48 | Any | Com | Rec | CZ16 | cDXHP | Cap-Tons | 447 | 206000 | None | 73.8 | 0.015 | 0 | 35.5 | 0.0094 | 0 | [6 empty] | DEER:HVAC_Split-Package_HP | Annual | 20 | [13 empty] | CZ2022 | None
NE-HVAC-airHP-SpltPkg-65to134kBtuh-11p5eer-3p50cop | DEER2023 | D23 v1 | 2022-10-05 20:47 | Any | ECC | Ex | CZ01 | cDXHP | Cap-Tons | 778 | 300000 | None | 452 | 0.114 | 0 | 15.1 | 0.00863 | 0 | [6 empty] | DEER:HVAC_Split-Package_HP | Annual | 20 | [13 empty] | CZ2022 | None
NE-HVAC-airHP-SpltPkg-65to134kBtuh-11p5eer-3p50cop | DEER2023 | D23 v1 | 2022-10-05 20:47 | Any | ECC | Ex | CZ02 | cDXHP | Cap-Tons | 773 | 300000 | None | 472 | 0.141 | 0 | 27 | 0.0236 | 0 | [6 empty] | DEER:HVAC_Split-Package_HP | Annual | 20 | [13 empty] | CZ2022 | None
NE-HVAC-airHP-SpltPkg-65to134kBtuh-11p5eer-3p50cop | DEER2023 | D23 v1 | 2022-10-05 20:47 | Any | ECC | Ex | CZ03 | cDXHP | Cap-Tons | 882 | 300000 | None | 445 | 0.124 | 0 | 15.3 | 0.0153 | 0 | [6 empty] | DEER:HVAC_Split-Package_HP | Annual | 20 | [13 empty] | CZ2022 | None
NE-HVAC-airHP-SpltPkg-65to134kBtuh-11p5eer-3p50cop | DEER2023 | D23 v1 | 2022-10-05 20:47 | Any | ECC | Ex | CZ04 | cDXHP | Cap-Tons | 812 | 300000 | None | 465 | 0.146 | 0 | 29.1 | 0.0263 | 0 | [6 empty] | DEER:HVAC_Split-Package_HP | Annual | 20 | [13 empty] | CZ2022 | None
NE-HVAC-airHP-SpltPkg-65to134kBtuh-11p5eer-3p50cop | DEER2023 | D23 v1 | 2022-10-05 20:47 | Any | ECC | Ex | CZ05 | cDXHP | Cap-Tons | 863 | 300000 | None | 436 | 0.119 | 0 | 17.7 | 0.0108 | 0 | [6 empty] | DEER:HVAC_Split-Package_HP | Annual | 20 | [13 empty] | CZ2022 | None
NE-HVAC-airHP-SpltPkg-65to134kBtuh-11p5eer-3p50cop | DEER2023 | D23 v1 | 2022-10-05 20:47 | Any | ECC | Ex | CZ06 | cDXHP | Cap-Tons | 924 | 300000 | None | 431 | 0.134 | 0 | 28.2 | 0.0179 | 0 | [6 empty] | DEER:HVAC_Split-Package_HP | Annual | 20 | [13 empty] | CZ2022 | None
NE-HVAC-airHP-SpltPkg-65to134kBtuh-11p5eer-3p50cop | DEER2023 | D23 v1 | 2022-10-05 20:47 | Any | ECC | Ex | CZ07 | cDXHP | Cap-Tons | 918 | 300000 | None | 450 | 0.122 | 0 | 23.9 | 0.0156 | 0 | [6 empty] | DEER:HVAC_Split-Package_HP | Annual | 20 | [13 empty] | CZ2022 | None
NE-HVAC-airHP-SpltPkg-65to134kBtuh-11p5eer-3p50cop | DEER2023 | D23 v1 | 2022-10-05 20:47 | Any | ECC | Ex | CZ08 | cDXHP | Cap-Tons | 864 | 300000 | None | 467 | 0.136 | 0 | 38 | 0.0218 | 0 | [6 empty] | DEER:HVAC_Split-Package_HP | Annual | 20 | [13 empty] | CZ2022 | None
NE-HVAC-airHP-SpltPkg-65to134kBtuh-11p5eer-3p50cop | DEER2023 | D23 v1 | 2022-10-05 20:47 | Any | ECC | Ex | CZ09 | cDXHP | Cap-Tons | 1050 | 300000 | None | 469 | 0.158 | 0 | 29.7 | 0.0208 | 0 | [6 empty] | DEER:HVAC_Split-Package_HP | Annual | 20 | [13 empty] | CZ2022 | None
NE-HVAC-airHP-SpltPkg-65to134kBtuh-11p5eer-3p50cop | DEER2023 | D23 v1 | 2022-10-05 20:47 | Any | ECC | Ex | CZ10 | cDXHP | Cap-Tons | 939 | 300000 | None | 492 | 0.14 | 0 | 37 | 0.0179 | 0 | [6 empty] | DEER:HVAC_Split-Package_HP | Annual | 20 | [13 empty] | CZ2022 | None
NE-HVAC-airHP-SpltPkg-65to134kBtuh-11p5eer-3p50cop | DEER2023 | D23 v1 | 2022-10-05 20:47 | Any | ECC | Ex | CZ11 | cDXHP | Cap-Tons | 918 | 300000 | None | 500 | 0.144 | 0 | 38.6 | 0.0244 | 0 | [6 empty] | DEER:HVAC_Split-Package_HP | Annual | 20 | [13 empty] | CZ2022 | None
NE-HVAC-airHP-SpltPkg-65to134kBtuh-11p5eer-3p50cop | DEER2023 | D23 v1 | 2022-10-05 20:47 | Any | ECC | Ex | CZ12 | cDXHP | Cap-Tons | 837 | 300000 | None | 498 | 0.144 | 0 | 34.1 | 0.0234 | 0 | [6 empty] | DEER:HVAC_Split-Package_HP | Annual | 20 | [13 empty] | CZ2022 | None
NE-HVAC-airHP-SpltPkg-65to134kBtuh-11p5eer-3p50cop | DEER2023 | D23 v1 | 2022-10-05 20:47 | Any | ECC | Ex | CZ13 | cDXHP | Cap-Tons | 939 | 300000 | None | 515 | 0.147 | 0 | 41.3 | 0.0242 | 0 | [6 empty] | DEER:HVAC_Split-Package_HP | Annual | 20 | [13 empty] | CZ2022 | None
NE-HVAC-airHP-SpltPkg-65to134kBtuh-11p5eer-3p50cop | DEER2023 | D23 v1 | 2022-10-05 20:47 | Any | ECC | Ex | CZ14 | cDXHP | Cap-Tons | 986 | 300000 | None | 487 | 0.147 | 0 | 35.5 | 0.0201 | 0 | [6 empty] | DEER:HVAC_Split-Package_HP | Annual | 20 | [13 empty] | CZ2022 | None
NE-HVAC-airHP-SpltPkg-65to134kBtuh-11p5eer-3p50cop | DEER2023 | D23 v1 | 2022-10-05 20:47 | Any | ECC | Ex | CZ15 | cDXHP | Cap-Tons | 1310 | 300000 | None | 516 | 0.17 | 0 | 48.7 | 0.0235 | 0 | [6 empty] | DEER:HVAC_Split-Package_HP | Annual | 20 | [13 empty] | CZ2022 | None
NE-HVAC-airHP-SpltPkg-65to134kBtuh-11p5eer-3p50cop | DEER2023 | D23 v1 | 2022-10-05 20:47 | Any | ECC | Ex | CZ16 | cDXHP | Cap-Tons | 887 | 300000 | None | 545 | 0.00588 | 0 | 27 | 0.00317 | 0 | [6 empty] | DEER:HVAC_Split-Package_HP | Annual | 20 | [13 empty] | CZ2022 | None
NE-HVAC-airHP-SpltPkg-65to134kBtuh-11p5eer-3p50cop | DEER2023 | D23 v1 | 2022-10-05 20:47 | Any | ECC | Old | CZ01 | cDXHP | Cap-Tons | 976 | 300000 | None | 543 | 0.153 | 0 | 14 | 0.00821 | 0 | [6 empty] | DEER:HVAC_Split-Package_HP | Annual | 20 | [13 empty] | CZ2022 | None
NE-HVAC-airHP-SpltPkg-65to134kBtuh-11p5eer-3p50cop | DEER2023 | D23 v1 | 2022-10-05 20:47 | Any | ECC | Old | CZ02 | cDXHP | Cap-Tons | 904 | 300000 | None | 566 | 0.164 | 0 | 28.8 | 0.024 | 0 | [6 empty] | DEER:HVAC_Split-Package_HP | Annual | 20 | [13 empty] | CZ2022 | None
NE-HVAC-airHP-SpltPkg-65to134kBtuh-11p5eer-3p50cop | DEER2023 | D23 v1 | 2022-10-05 20:47 | Any | ECC | Old | CZ03 | cDXHP | Cap-Tons | 1040 | 300000 | None | 542 | 0.145 | 0 | 15.5 | 0.0152 | 0 | [6 empty] | DEER:HVAC_Split-Package_HP | Annual | 20 | [13 empty] | CZ2022 | None
NE-HVAC-airHP-SpltPkg-65to134kBtuh-11p5eer-3p50cop | DEER2023 | D23 v1 | 2022-10-05 20:47 | Any | ECC | Old | CZ04 | cDXHP | Cap-Tons | 917 | 300000 | None | 568 | 0.169 | 0 | 31.2 | 0.027 | 0 | [6 empty] | DEER:HVAC_Split-Package_HP | Annual | 20 | [13 empty] | CZ2022 | None
NE-HVAC-airHP-SpltPkg-65to134kBtuh-11p5eer-3p50cop | DEER2023 | D23 v1 | 2022-10-05 20:47 | Any | ECC | Old | CZ05 | cDXHP | Cap-Tons | 1030 | 300000 | None | 541 | 0.144 | 0 | 18 | 0.0106 | 0 | [6 empty] | DEER:HVAC_Split-Package_HP | Annual | 20 | [13 empty] | CZ2022 | None
NE-HVAC-airHP-SpltPkg-65to134kBtuh-11p5eer-3p50cop | DEER2023 | D23 v1 | 2022-10-05 20:47 | Any | ECC | Old | CZ06 | cDXHP | Cap-Tons | 1090 | 300000 | None | 538 | 0.157 | 0 | 28.6 | 0.0174 | 0 | [6 empty] | DEER:HVAC_Split-Package_HP | Annual | 20 | [13 empty] | CZ2022 | None
NE-HVAC-airHP-SpltPkg-65to134kBtuh-11p5eer-3p50cop | DEER2023 | D23 v1 | 2022-10-05 20:47 | Any | ECC | Old | CZ07 | cDXHP | Cap-Tons | 1070 | 300000 | None | 547 | 0.141 | 0 | 24.1 | 0.0151 | 0 | [6 empty] | DEER:HVAC_Split-Package_HP | Annual | 20 | [13 empty] | CZ2022 | None
NE-HVAC-airHP-SpltPkg-65to134kBtuh-11p5eer-3p50cop | DEER2023 | D23 v1 | 2022-10-05 20:47 | Any | ECC | Old | CZ08 | cDXHP | Cap-Tons | 966 | 300000 | None | 580 | 0.163 | 0 | 40 | 0.022 | 0 | [6 empty] | DEER:HVAC_Split-Package_HP | Annual | 20 | [13 empty] | CZ2022 | None
NE-HVAC-airHP-SpltPkg-65to134kBtuh-11p5eer-3p50cop | DEER2023 | D23 v1 | 2022-10-05 20:47 | Any | ECC | Old | CZ09 | cDXHP | Cap-Tons | 1160 | 300000 | None | 578 | 0.185 | 0 | 32.1 | 0.0215 | 0 | [6 empty] | DEER:HVAC_Split-Package_HP | Annual | 20 | [13 empty] | CZ2022 | None
NE-HVAC-airHP-SpltPkg-65to134kBtuh-11p5eer-3p50cop | DEER2023 | D23 v1 | 2022-10-05 20:47 | Any | ECC | Old | CZ10 | cDXHP | Cap-Tons | 1080 | 300000 | None | 596 | 0.16 | 0 | 39.3 | 0.0188 | 0 | [6 empty] | DEER:HVAC_Split-Package_HP | Annual | 20 | [13 empty] | CZ2022 | None
NE-HVAC-airHP-SpltPkg-65to134kBtuh-11p5eer-3p50cop | DEER2023 | D23 v1 | 2022-10-05 20:47 | Any | ECC | Old | CZ11 | cDXHP | Cap-Tons | 1040 | 300000 | None | 600 | 0.166 | 0 | 41.2 | 0.0257 | 0 | [6 empty] | DEER:HVAC_Split-Package_HP | Annual | 20 | [13 empty] | CZ2022 | None
NE-HVAC-airHP-SpltPkg-65to134kBtuh-11p5eer-3p50cop | DEER2023 | D23 v1 | 2022-10-05 20:47 | Any | ECC | Old | CZ12 | cDXHP | Cap-Tons | 953 | 300000 | None | 601 | 0.165 | 0 | 36.1 | 0.0246 | 0 | [6 empty] | DEER:HVAC_Split-Package_HP | Annual | 20 | [13 empty] | CZ2022 | None
NE-HVAC-airHP-SpltPkg-65to134kBtuh-11p5eer-3p50cop | DEER2023 | D23 v1 | 2022-10-05 20:47 | Any | ECC | Old | CZ13 | cDXHP | Cap-Tons | 1060 | 300000 | None | 620 | 0.168 | 0 | 43.8 | 0.0255 | 0 | [6 empty] | DEER:HVAC_Split-Package_HP | Annual | 20 | [13 empty] | CZ2022 | None
NE-HVAC-airHP-SpltPkg-65to134kBtuh-11p5eer-3p50cop | DEER2023 | D23 v1 | 2022-10-05 20:47 | Any | ECC | Old | CZ14 | cDXHP | Cap-Tons | 1110 | 300000 | None | 591 | 0.169 | 0 | 38.3 | 0.0214 | 0 | [6 empty] | DEER:HVAC_Split-Package_HP | Annual | 20 | [13 empty] | CZ2022 | None
NE-HVAC-airHP-SpltPkg-65to134kBtuh-11p5eer-3p50cop | DEER2023 | D23 v1 | 2022-10-05 20:47 | Any | ECC | Old | CZ15 | cDXHP | Cap-Tons | 1460 | 300000 | None | 625 | 0.197 | 0 | 52.2 | 0.025 | 0 | [6 empty] | DEER:HVAC_Split-Package_HP | Annual | 20 | [13 empty] | CZ2022 | None
NE-HVAC-airHP-SpltPkg-65to134kBtuh-11p5eer-3p50cop | DEER2023 | D23 v1 | 2022-10-05 20:47 | Any | ECC | Old | CZ16 | cDXHP | Cap-Tons | 1090 | 300000 | None | 633 | 0.0112 | 0 | 27.1 | 0.00455 | 0 | [6 empty] | DEER:HVAC_Split-Package_HP | Annual | 20 | [13 empty] | CZ2022 | None
NE-HVAC-airHP-SpltPkg-65to134kBtuh-11p5eer-3p50cop | DEER2023 | D23 v1 | 2022-10-05 20:47 | Any | ECC | Rec | CZ01 | cDXHP | Cap-Tons | 721 | 300000 | None | 28.4 | 0.0122 | 0 | 15.3 | 0.00858 | 0 | [6 empty] | DEER:HVAC_Split-Package_HP | Annual | 20 | [13 empty] | CZ2022 | None
NE-HVAC-airHP-SpltPkg-65to134kBtuh-11p5eer-3p50cop | DEER2023 | D23 v1 | 2022-10-05 20:47 | Any | ECC | Rec | CZ02 | cDXHP | Cap-Tons | 736 | 300000 | None | 40.3 | 0.0329 | 0 | 26.1 | 0.0232 | 0 | [6 empty] | DEER:HVAC_Split-Package_HP | Annual | 20 | [13 empty] | CZ2022 | None
NE-HVAC-airHP-SpltPkg-65to134kBtuh-11p5eer-3p50cop | DEER2023 | D23 v1 | 2022-10-05 20:47 | Any | ECC | Rec | CZ03 | cDXHP | Cap-Tons | 776 | 300000 | None | 24.8 | 0.0226 | 0 | 15.7 | 0.0159 | 0 | [6 empty] | DEER:HVAC_Split-Package_HP | Annual | 20 | [13 empty] | CZ2022 | None
NE-HVAC-airHP-SpltPkg-65to134kBtuh-11p5eer-3p50cop | DEER2023 | D23 v1 | 2022-10-05 20:47 | Any | ECC | Rec | CZ04 | cDXHP | Cap-Tons | 746 | 300000 | None | 42.3 | 0.0374 | 0 | 28.5 | 0.0263 | 0 | [6 empty] | DEER:HVAC_Split-Package_HP | Annual | 20 | [13 empty] | CZ2022 | None
NE-HVAC-airHP-SpltPkg-65to134kBtuh-11p5eer-3p50cop | DEER2023 | D23 v1 | 2022-10-05 20:47 | Any | ECC | Rec | CZ05 | cDXHP | Cap-Tons | 759 | 300000 | None | 27.7 | 0.016 | 0 | 18.2 | 0.0113 | 0 | [6 empty] | DEER:HVAC_Split-Package_HP | Annual | 20 | [13 empty] | CZ2022 | None
NE-HVAC-airHP-SpltPkg-65to134kBtuh-11p5eer-3p50cop | DEER2023 | D23 v1 | 2022-10-05 20:47 | Any | ECC | Rec | CZ06 | cDXHP | Cap-Tons | 817 | 300000 | None | 41.9 | 0.0266 | 0 | 29.1 | 0.0187 | 0 | [6 empty] | DEER:HVAC_Split-Package_HP | Annual | 20 | [13 empty] | CZ2022 | None
NE-HVAC-airHP-SpltPkg-65to134kBtuh-11p5eer-3p50cop | DEER2023 | D23 v1 | 2022-10-05 20:47 | Any | ECC | Rec | CZ07 | cDXHP | Cap-Tons | 808 | 300000 | None | 35.9 | 0.0235 | 0 | 24.9 | 0.0165 | 0 | [6 empty] | DEER:HVAC_Split-Package_HP | Annual | 20 | [13 empty] | CZ2022 | None
NE-HVAC-airHP-SpltPkg-65to134kBtuh-11p5eer-3p50cop | DEER2023 | D23 v1 | 2022-10-05 20:47 | Any | ECC | Rec | CZ08 | cDXHP | Cap-Tons | 798 | 300000 | None | 53.5 | 0.031 | 0 | 37.3 | 0.0218 | 0 | [6 empty] | DEER:HVAC_Split-Package_HP | Annual | 20 | [13 empty] | CZ2022 | None
NE-HVAC-airHP-SpltPkg-65to134kBtuh-11p5eer-3p50cop | DEER2023 | D23 v1 | 2022-10-05 20:47 | Any | ECC | Rec | CZ09 | cDXHP | Cap-Tons | 977 | 300000 | None | 41.3 | 0.0291 | 0 | 28.7 | 0.0204 | 0 | [6 empty] | DEER:HVAC_Split-Package_HP | Annual | 20 | [13 empty] | CZ2022 | None
NE-HVAC-airHP-SpltPkg-65to134kBtuh-11p5eer-3p50cop | DEER2023 | D23 v1 | 2022-10-05 20:47 | Any | ECC | Rec | CZ10 | cDXHP | Cap-Tons | 896 | 300000 | None | 51.8 | 0.0246 | 0 | 35.8 | 0.0173 | 0 | [6 empty] | DEER:HVAC_Split-Package_HP | Annual | 20 | [13 empty] | CZ2022 | None
NE-HVAC-airHP-SpltPkg-65to134kBtuh-11p5eer-3p50cop | DEER2023 | D23 v1 | 2022-10-05 20:47 | Any | ECC | Rec | CZ11 | cDXHP | Cap-Tons | 855 | 300000 | None | 53.9 | 0.0325 | 0 | 36.4 | 0.0228 | 0 | [6 empty] | DEER:HVAC_Split-Package_HP | Annual | 20 | [13 empty] | CZ2022 | None
NE-HVAC-airHP-SpltPkg-65to134kBtuh-11p5eer-3p50cop | DEER2023 | D23 v1 | 2022-10-05 20:47 | Any | ECC | Rec | CZ12 | cDXHP | Cap-Tons | 790 | 300000 | None | 49.1 | 0.0318 | 0 | 32.8 | 0.0223 | 0 | [6 empty] | DEER:HVAC_Split-Package_HP | Annual | 20 | [13 empty] | CZ2022 | None
NE-HVAC-airHP-SpltPkg-65to134kBtuh-11p5eer-3p50cop | DEER2023 | D23 v1 | 2022-10-05 20:47 | Any | ECC | Rec | CZ13 | cDXHP | Cap-Tons | 882 | 300000 | None | 57.6 | 0.0324 | 0 | 39.3 | 0.0228 | 0 | [6 empty] | DEER:HVAC_Split-Package_HP | Annual | 20 | [13 empty] | CZ2022 | None
NE-HVAC-airHP-SpltPkg-65to134kBtuh-11p5eer-3p50cop | DEER2023 | D23 v1 | 2022-10-05 20:47 | Any | ECC | Rec | CZ14 | cDXHP | Cap-Tons | 926 | 300000 | None | 49.2 | 0.0265 | 0 | 33.4 | 0.0187 | 0 | [6 empty] | DEER:HVAC_Split-Package_HP | Annual | 20 | [13 empty] | CZ2022 | None
NE-HVAC-airHP-SpltPkg-65to134kBtuh-11p5eer-3p50cop | DEER2023 | D23 v1 | 2022-10-05 20:47 | Any | ECC | Rec | CZ15 | cDXHP | Cap-Tons | 1240 | 300000 | None | 65.3 | 0.0313 | 0 | 45.9 | 0.022 | 0 | [6 empty] | DEER:HVAC_Split-Package_HP | Annual | 20 | [13 empty] | CZ2022 | None
NE-HVAC-airHP-SpltPkg-65to134kBtuh-11p5eer-3p50cop | DEER2023 | D23 v1 | 2022-10-05 20:47 | Any | ECC | Rec | CZ16 | cDXHP | Cap-Tons | 809 | 300000 | None | 42.5 | 0.003 | 0 | 24.9 | 0.00211 | 0 | [6 empty] | DEER:HVAC_Split-Package_HP | Annual | 20 | [13 empty] | CZ2022 | None
NE-HVAC-airHP-SpltPkg-65to134kBtuh-11p5eer-3p50cop | DEER2023 | D23 v1 | 2022-10-05 20:47 | Any | EPr | Ex | CZ01 | cDXHP | Cap-Tons | 118 | 50000 | None | 326 | 0.0605 | 0 | 18.3 | 0.0045 | 0 | [6 empty] | DEER:HVAC_Split-Package_HP | Annual | 20 | [13 empty] | CZ2022 | None
NE-HVAC-airHP-SpltPkg-65to134kBtuh-11p5eer-3p50cop | DEER2023 | D23 v1 | 2022-10-05 20:47 | Any | EPr | Ex | CZ02 | cDXHP | Cap-Tons | 124 | 50000 | None | 301 | 0.0992 | 0 | 21 | 0.0139 | 0 | [6 empty] | DEER:HVAC_Split-Package_HP | Annual | 20 | [13 empty] | CZ2022 | None
NE-HVAC-airHP-SpltPkg-65to134kBtuh-11p5eer-3p50cop | DEER2023 | D23 v1 | 2022-10-05 20:47 | Any | EPr | Ex | CZ03 | cDXHP | Cap-Tons | 137 | 50000 | None | 278 | 0.0756 | 0 | 13.7 | 0.00808 | 0 | [6 empty] | DEER:HVAC_Split-Package_HP | Annual | 20 | [13 empty] | CZ2022 | None
NE-HVAC-airHP-SpltPkg-65to134kBtuh-11p5eer-3p50cop | DEER2023 | D23 v1 | 2022-10-05 20:47 | Any | EPr | Ex | CZ04 | cDXHP | Cap-Tons | 131 | 50000 | None | 286 | 0.104 | 0 | 21 | 0.0151 | 0 | [6 empty] | DEER:HVAC_Split-Package_HP | Annual | 20 | [13 empty] | CZ2022 | None
NE-HVAC-airHP-SpltPkg-65to134kBtuh-11p5eer-3p50cop | DEER2023 | D23 v1 | 2022-10-05 20:47 | Any | EPr | Ex | CZ05 | cDXHP | Cap-Tons | 133 | 50000 | None | 263 | 0.0617 | 0 | 15.5 | 0.0062 | 0 | [6 empty] | DEER:HVAC_Split-Package_HP | Annual | 20 | [13 empty] | CZ2022 | None
NE-HVAC-airHP-SpltPkg-65to134kBtuh-11p5eer-3p50cop | DEER2023 | D23 v1 | 2022-10-05 20:47 | Any | EPr | Ex | CZ06 | cDXHP | Cap-Tons | 147 | 50000 | None | 258 | 0.0811 | 0 | 19.4 | 0.00973 | 0 | [6 empty] | DEER:HVAC_Split-Package_HP | Annual | 20 | [13 empty] | CZ2022 | None
NE-HVAC-airHP-SpltPkg-65to134kBtuh-11p5eer-3p50cop | DEER2023 | D23 v1 | 2022-10-05 20:47 | Any | EPr | Ex | CZ07 | cDXHP | Cap-Tons | 145 | 50000 | None | 261 | 0.0727 | 0 | 15.9 | 0.00823 | 0 | [6 empty] | DEER:HVAC_Split-Package_HP | Annual | 20 | [13 empty] | CZ2022 | None
NE-HVAC-airHP-SpltPkg-65to134kBtuh-11p5eer-3p50cop | DEER2023 | D23 v1 | 2022-10-05 20:47 | Any | EPr | Ex | CZ08 | cDXHP | Cap-Tons | 148 | 50000 | None | 281 | 0.0967 | 0 | 24.6 | 0.012 | 0 | [6 empty] | DEER:HVAC_Split-Package_HP | Annual | 20 | [13 empty] | CZ2022 | None
NE-HVAC-airHP-SpltPkg-65to134kBtuh-11p5eer-3p50cop | DEER2023 | D23 v1 | 2022-10-05 20:47 | Any | EPr | Ex | CZ09 | cDXHP | Cap-Tons | 185 | 50000 | None | 291 | 0.106 | 0 | 19.2 | 0.0117 | 0 | [6 empty] | DEER:HVAC_Split-Package_HP | Annual | 20 | [13 empty] | CZ2022 | None
NE-HVAC-airHP-SpltPkg-65to134kBtuh-11p5eer-3p50cop | DEER2023 | D23 v1 | 2022-10-05 20:47 | Any | EPr | Ex | CZ10 | cDXHP | Cap-Tons | 161 | 50000 | None | 306 | 0.00369 | 0 | 24.7 | 0.00293 | 0 | [6 empty] | DEER:HVAC_Split-Package_HP | Annual | 20 | [13 empty] | CZ2022 | None
NE-HVAC-airHP-SpltPkg-65to134kBtuh-11p5eer-3p50cop | DEER2023 | D23 v1 | 2022-10-05 20:47 | Any | EPr | Ex | CZ11 | cDXHP | Cap-Tons | 157 | 50000 | None | 309 | 0.00085 | 0 | 27.2 | 0.0064 | 0 | [6 empty] | DEER:HVAC_Split-Package_HP | Annual | 20 | [13 empty] | CZ2022 | None
NE-HVAC-airHP-SpltPkg-65to134kBtuh-11p5eer-3p50cop | DEER2023 | D23 v1 | 2022-10-05 20:47 | Any | EPr | Ex | CZ12 | cDXHP | Cap-Tons | 138 | 50000 | None | 307 | 0.00347 | 0 | 24.3 | 0.004 | 0 | [6 empty] | DEER:HVAC_Split-Package_HP | Annual | 20 | [13 empty] | CZ2022 | None
NE-HVAC-airHP-SpltPkg-65to134kBtuh-11p5eer-3p50cop | DEER2023 | D23 v1 | 2022-10-05 20:47 | Any | EPr | Ex | CZ13 | cDXHP | Cap-Tons | 161 | 50000 | None | 313 | 0.0024 | 0 | 28.2 | 0.00678 | 0 | [6 empty] | DEER:HVAC_Split-Package_HP | Annual | 20 | [13 empty] | CZ2022 | None
NE-HVAC-airHP-SpltPkg-65to134kBtuh-11p5eer-3p50cop | DEER2023 | D23 v1 | 2022-10-05 20:47 | Any | EPr | Ex | CZ14 | cDXHP | Cap-Tons | 172 | 50000 | None | 312 | 0.00282 | 0 | 24.6 | 0.00482 | 0 | [6 empty] | DEER:HVAC_Split-Package_HP | Annual | 20 | [13 empty] | CZ2022 | None
NE-HVAC-airHP-SpltPkg-65to134kBtuh-11p5eer-3p50cop | DEER2023 | D23 v1 | 2022-10-05 20:47 | Any | EPr | Ex | CZ15 | cDXHP | Cap-Tons | 238 | 50000 | None | 329 | 0.00336 | 0 | 32.8 | 0.0079 | 0 | [6 empty] | DEER:HVAC_Split-Package_HP | Annual | 20 | [13 empty] | CZ2022 | None
NE-HVAC-airHP-SpltPkg-65to134kBtuh-11p5eer-3p50cop | DEER2023 | D23 v1 | 2022-10-05 20:47 | Any | EPr | Ex | CZ16 | cDXHP | Cap-Tons | 138 | 50000 | None | 425 | 0.00175 | 0 | 25.6 | 0.00089 | 0 | [6 empty] | DEER:HVAC_Split-Package_HP | Annual | 20 | [13 empty] | CZ2022 | None
NE-HVAC-airHP-SpltPkg-65to134kBtuh-11p5eer-3p50cop | DEER2023 | D23 v1 | 2022-10-05 20:47 | Any | EPr | Old | CZ01 | cDXHP | Cap-Tons | 151 | 50000 | None | 366 | 0.0769 | 0 | 16.2 | 0.00466 | 0 | [6 empty] | DEER:HVAC_Split-Package_HP | Annual | 20 | [13 empty] | CZ2022 | None
NE-HVAC-airHP-SpltPkg-65to134kBtuh-11p5eer-3p50cop | DEER2023 | D23 v1 | 2022-10-05 20:47 | Any | EPr | Old | CZ02 | cDXHP | Cap-Tons | 149 | 50000 | None | 357 | 0.113 | 0 | 22.2 | 0.0145 | 0 | [6 empty] | DEER:HVAC_Split-Package_HP | Annual | 20 | [13 empty] | CZ2022 | None
NE-HVAC-airHP-SpltPkg-65to134kBtuh-11p5eer-3p50cop | DEER2023 | D23 v1 | 2022-10-05 20:47 | Any | EPr | Old | CZ03 | cDXHP | Cap-Tons | 162 | 50000 | None | 336 | 0.0873 | 0 | 13.5 | 0.00857 | 0 | [6 empty] | DEER:HVAC_Split-Package_HP | Annual | 20 | [13 empty] | CZ2022 | None
NE-HVAC-airHP-SpltPkg-65to134kBtuh-11p5eer-3p50cop | DEER2023 | D23 v1 | 2022-10-05 20:47 | Any | EPr | Old | CZ04 | cDXHP | Cap-Tons | 151 | 50000 | None | 345 | 0.117 | 0 | 22.7 | 0.0161 | 0 | [6 empty] | DEER:HVAC_Split-Package_HP | Annual | 20 | [13 empty] | CZ2022 | None
NE-HVAC-airHP-SpltPkg-65to134kBtuh-11p5eer-3p50cop | DEER2023 | D23 v1 | 2022-10-05 20:47 | Any | EPr | Old | CZ05 | cDXHP | Cap-Tons | 158 | 50000 | None | 319 | 0.0726 | 0 | 15.4 | 0.00651 | 0 | [6 empty] | DEER:HVAC_Split-Package_HP | Annual | 20 | [13 empty] | CZ2022 | None
NE-HVAC-airHP-SpltPkg-65to134kBtuh-11p5eer-3p50cop | DEER2023 | D23 v1 | 2022-10-05 20:47 | Any | EPr | Old | CZ06 | cDXHP | Cap-Tons | 174 | 50000 | None | 319 | 0.0929 | 0 | 20.2 | 0.00978 | 0 | [6 empty] | DEER:HVAC_Split-Package_HP | Annual | 20 | [13 empty] | CZ2022 | None
NE-HVAC-airHP-SpltPkg-65to134kBtuh-11p5eer-3p50cop | DEER2023 | D23 v1 | 2022-10-05 20:47 | Any | EPr | Old | CZ07 | cDXHP | Cap-Tons | 171 | 50000 | None | 317 | 0.0823 | 0 | 16.4 | 0.00818 | 0 | [6 empty] | DEER:HVAC_Split-Package_HP | Annual | 20 | [13 empty] | CZ2022 | None
NE-HVAC-airHP-SpltPkg-65to134kBtuh-11p5eer-3p50cop | DEER2023 | D23 v1 | 2022-10-05 20:47 | Any | EPr | Old | CZ08 | cDXHP | Cap-Tons | 166 | 50000 | None | 341 | 0.109 | 0 | 27 | 0.0124 | 0 | [6 empty] | DEER:HVAC_Split-Package_HP | Annual | 20 | [13 empty] | CZ2022 | None
NE-HVAC-airHP-SpltPkg-65to134kBtuh-11p5eer-3p50cop | DEER2023 | D23 v1 | 2022-10-05 20:47 | Any | EPr | Old | CZ09 | cDXHP | Cap-Tons | 206 | 50000 | None | 349 | 0.119 | 0 | 21.5 | 0.0124 | 0 | [6 empty] | DEER:HVAC_Split-Package_HP | Annual | 20 | [13 empty] | CZ2022 | None
NE-HVAC-airHP-SpltPkg-65to134kBtuh-11p5eer-3p50cop | DEER2023 | D23 v1 | 2022-10-05 20:47 | Any | EPr | Old | CZ10 | cDXHP | Cap-Tons | 190 | 50000 | None | 362 | 0.00904 | 0 | 27.3 | 0.00554 | 0 | [6 empty] | DEER:HVAC_Split-Package_HP | Annual | 20 | [13 empty] | CZ2022 | None
NE-HVAC-airHP-SpltPkg-65to134kBtuh-11p5eer-3p50cop | DEER2023 | D23 v1 | 2022-10-05 20:47 | Any | EPr | Old | CZ11 | cDXHP | Cap-Tons | 180 | 50000 | None | 371 | 0.00748 | 0 | 29.9 | 0.0095 | 0 | [6 empty] | DEER:HVAC_Split-Package_HP | Annual | 20 | [13 empty] | CZ2022 | None
NE-HVAC-airHP-SpltPkg-65to134kBtuh-11p5eer-3p50cop | DEER2023 | D23 v1 | 2022-10-05 20:47 | Any | EPr | Old | CZ12 | cDXHP | Cap-Tons | 159 | 50000 | None | 367 | 0.0102 | 0 | 26.3 | 0.00747 | 0 | [6 empty] | DEER:HVAC_Split-Package_HP | Annual | 20 | [13 empty] | CZ2022 | None
NE-HVAC-airHP-SpltPkg-65to134kBtuh-11p5eer-3p50cop | DEER2023 | D23 v1 | 2022-10-05 20:47 | Any | EPr | Old | CZ13 | cDXHP | Cap-Tons | 183 | 50000 | None | 387 | 0.0107 | 0 | 30.9 | 0.00925 | 0 | [6 empty] | DEER:HVAC_Split-Package_HP | Annual | 20 | [13 empty] | CZ2022 | None
NE-HVAC-airHP-SpltPkg-65to134kBtuh-11p5eer-3p50cop | DEER2023 | D23 v1 | 2022-10-05 20:47 | Any | EPr | Old | CZ14 | cDXHP | Cap-Tons | 195 | 50000 | None | 366 | 0.00766 | 0 | 26.9 | 0.00726 | 0 | [6 empty] | DEER:HVAC_Split-Package_HP | Annual | 20 | [13 empty] | CZ2022 | None
NE-HVAC-airHP-SpltPkg-65to134kBtuh-11p5eer-3p50cop | DEER2023 | D23 v1 | 2022-10-05 20:47 | Any | EPr | Old | CZ15 | cDXHP | Cap-Tons | 263 | 50000 | None | 385 | 0.0101 | 0 | 36.2 | 0.00985 | 0 | [6 empty] | DEER:HVAC_Split-Package_HP | Annual | 20 | [13 empty] | CZ2022 | None
NE-HVAC-airHP-SpltPkg-65to134kBtuh-11p5eer-3p50cop | DEER2023 | D23 v1 | 2022-10-05 20:47 | Any | EPr | Old | CZ16 | cDXHP | Cap-Tons | 169 | 50000 | None | 461 | 0.00545 | 0 | 24.9 | 0.00221 | 0 | [6 empty] | DEER:HVAC_Split-Package_HP | Annual | 20 | [13 empty] | CZ2022 | None
NE-HVAC-airHP-SpltPkg-65to134kBtuh-11p5eer-3p50cop | DEER2023 | D23 v1 | 2022-10-05 20:47 | Any | EPr | Rec | CZ01 | cDXHP | Cap-Tons | 109 | 50000 | None | 35.7 | 0.00631 | 0 | 18.6 | 0.00433 | 0 | [6 empty] | DEER:HVAC_Split-Package_HP | Annual | 20 | [13 empty] | CZ2022 | None
NE-HVAC-airHP-SpltPkg-65to134kBtuh-11p5eer-3p50cop | DEER2023 | D23 v1 | 2022-10-05 20:47 | Any | EPr | Rec | CZ02 | cDXHP | Cap-Tons | 114 | 50000 | None | 32.8 | 0.0193 | 0 | 20.3 | 0.0136 | 0 | [6 empty] | DEER:HVAC_Split-Package_HP | Annual | 20 | [13 empty] | CZ2022 | None
NE-HVAC-airHP-SpltPkg-65to134kBtuh-11p5eer-3p50cop | DEER2023 | D23 v1 | 2022-10-05 20:47 | Any | EPr | Rec | CZ03 | cDXHP | Cap-Tons | 120 | 50000 | None | 23.8 | 0.0114 | 0 | 14 | 0.00801 | 0 | [6 empty] | DEER:HVAC_Split-Package_HP | Annual | 20 | [13 empty] | CZ2022 | None
NE-HVAC-airHP-SpltPkg-65to134kBtuh-11p5eer-3p50cop | DEER2023 | D23 v1 | 2022-10-05 20:47 | Any | EPr | Rec | CZ04 | cDXHP | Cap-Tons | 116 | 50000 | None | 31.5 | 0.0211 | 0 | 20.5 | 0.0148 | 0 | [6 empty] | DEER:HVAC_Split-Package_HP | Annual | 20 | [13 empty] | CZ2022 | None
NE-HVAC-airHP-SpltPkg-65to134kBtuh-11p5eer-3p50cop | DEER2023 | D23 v1 | 2022-10-05 20:47 | Any | EPr | Rec | CZ05 | cDXHP | Cap-Tons | 117 | 50000 | None | 25.9 | 0.00881 | 0 | 15.9 | 0.0062 | 0 | [6 empty] | DEER:HVAC_Split-Package_HP | Annual | 20 | [13 empty] | CZ2022 | None
NE-HVAC-airHP-SpltPkg-65to134kBtuh-11p5eer-3p50cop | DEER2023 | D23 v1 | 2022-10-05 20:47 | Any | EPr | Rec | CZ06 | cDXHP | Cap-Tons | 129 | 50000 | None | 29.4 | 0.014 | 0 | 19.7 | 0.00985 | 0 | [6 empty] | DEER:HVAC_Split-Package_HP | Annual | 20 | [13 empty] | CZ2022 | None
NE-HVAC-airHP-SpltPkg-65to134kBtuh-11p5eer-3p50cop | DEER2023 | D23 v1 | 2022-10-05 20:47 | Any | EPr | Rec | CZ07 | cDXHP | Cap-Tons | 127 | 50000 | None | 24.7 | 0.0119 | 0 | 16.4 | 0.00837 | 0 | [6 empty] | DEER:HVAC_Split-Package_HP | Annual | 20 | [13 empty] | CZ2022 | None
NE-HVAC-airHP-SpltPkg-65to134kBtuh-11p5eer-3p50cop | DEER2023 | D23 v1 | 2022-10-05 20:47 | Any | EPr | Rec | CZ08 | cDXHP | Cap-Tons | 132 | 50000 | None | 35.3 | 0.0168 | 0 | 24.2 | 0.0118 | 0 | [6 empty] | DEER:HVAC_Split-Package_HP | Annual | 20 | [13 empty] | CZ2022 | None
NE-HVAC-airHP-SpltPkg-65to134kBtuh-11p5eer-3p50cop | DEER2023 | D23 v1 | 2022-10-05 20:47 | Any | EPr | Rec | CZ09 | cDXHP | Cap-Tons | 162 | 50000 | None | 27.4 | 0.0163 | 0 | 18.6 | 0.0115 | 0 | [6 empty] | DEER:HVAC_Split-Package_HP | Annual | 20 | [13 empty] | CZ2022 | None
NE-HVAC-airHP-SpltPkg-65to134kBtuh-11p5eer-3p50cop | DEER2023 | D23 v1 | 2022-10-05 20:47 | Any | EPr | Rec | CZ10 | cDXHP | Cap-Tons | 147 | 50000 | None | 35 | 0.002 | 0 | 23.9 | 0.00141 | 0 | [6 empty] | DEER:HVAC_Split-Package_HP | Annual | 20 | [13 empty] | CZ2022 | None
NE-HVAC-airHP-SpltPkg-65to134kBtuh-11p5eer-3p50cop | DEER2023 | D23 v1 | 2022-10-05 20:47 | Any | EPr | Rec | CZ11 | cDXHP | Cap-Tons | 143 | 50000 | None | 39.2 | 0.005 | 0 | 25.6 | 0.00352 | 0 | [6 empty] | DEER:HVAC_Split-Package_HP | Annual | 20 | [13 empty] | CZ2022 | None
NE-HVAC-airHP-SpltPkg-65to134kBtuh-11p5eer-3p50cop | DEER2023 | D23 v1 | 2022-10-05 20:47 | Any | EPr | Rec | CZ12 | cDXHP | Cap-Tons | 126 | 50000 | None | 35.7 | 0.00257 | 0 | 23 | 0.00181 | 0 | [6 empty] | DEER:HVAC_Split-Package_HP | Annual | 20 | [13 empty] | CZ2022 | None
NE-HVAC-airHP-SpltPkg-65to134kBtuh-11p5eer-3p50cop | DEER2023 | D23 v1 | 2022-10-05 20:47 | Any | EPr | Rec | CZ13 | cDXHP | Cap-Tons | 148 | 50000 | None | 39.8 | 0.00635 | 0 | 26.5 | 0.00446 | 0 | [6 empty] | DEER:HVAC_Split-Package_HP | Annual | 20 | [13 empty] | CZ2022 | None
NE-HVAC-airHP-SpltPkg-65to134kBtuh-11p5eer-3p50cop | DEER2023 | D23 v1 | 2022-10-05 20:47 | Any | EPr | Rec | CZ14 | cDXHP | Cap-Tons | 158 | 50000 | None | 34.9 | 0.0037 | 0 | 23.1 | 0.0026 | 0 | [6 empty] | DEER:HVAC_Split-Package_HP | Annual | 20 | [13 empty] | CZ2022 | None
NE-HVAC-airHP-SpltPkg-65to134kBtuh-11p5eer-3p50cop | DEER2023 | D23 v1 | 2022-10-05 20:47 | Any | EPr | Rec | CZ15 | cDXHP | Cap-Tons | 221 | 50000 | None | 43.7 | 0.00852 | 0 | 30.6 | 0.00599 | 0 | [6 empty] | DEER:HVAC_Split-Package_HP | Annual | 20 | [13 empty] | CZ2022 | None
NE-HVAC-airHP-SpltPkg-65to134kBtuh-11p5eer-3p50cop | DEER2023 | D23 v1 | 2022-10-05 20:47 | Any | EPr | Rec | CZ16 | cDXHP | Cap-Tons | 126 | 50000 | None | 45.2 | 0.00064 | 0 | 24.7 | 0.00045 | 0 | [6 empty] | DEER:HVAC_Split-Package_HP | Annual | 20 | [13 empty] | CZ2022 | None
NE-HVAC-airHP-SpltPkg-65to134kBtuh-11p5eer-3p50cop | DEER2023 | D23 v1 | 2022-10-05 20:47 | Any | ERC | Ex | CZ01 | cDXHP | Cap-Tons | 4.89 | 1920 | None | 322 | 0.00585 | 0 | 26.2 | 0.00076 | 0 | [6 empty] | DEER:HVAC_Split-Package_HP | Annual | 20 | [13 empty] | CZ2022 | None
NE-HVAC-airHP-SpltPkg-65to134kBtuh-11p5eer-3p50cop | DEER2023 | D23 v1 | 2022-10-05 20:47 | Any | ERC | Ex | CZ02 | cDXHP | Cap-Tons | 5.43 | 1920 | None | 270 | 0.0175 | 0 | 26.5 | 0.00637 | 0 | [6 empty] | DEER:HVAC_Split-Package_HP | Annual | 20 | [13 empty] | CZ2022 | None
NE-HVAC-airHP-SpltPkg-65to134kBtuh-11p5eer-3p50cop | DEER2023 | D23 v1 | 2022-10-05 20:47 | Any | ERC | Ex | CZ03 | cDXHP | Cap-Tons | 5.83 | 1920 | None | 234 | 0.00982 | 0 | 18.2 | 0.00304 | 0 | [6 empty] | DEER:HVAC_Split-Package_HP | Annual | 20 | [13 empty] | CZ2022 | None
NE-HVAC-airHP-SpltPkg-65to134kBtuh-11p5eer-3p50cop | DEER2023 | D23 v1 | 2022-10-05 20:47 | Any | ERC | Ex | CZ04 | cDXHP | Cap-Tons | 5.94 | 1920 | None | 240 | 0.0209 | 0 | 24.2 | 0.00767 | 0 | [6 empty] | DEER:HVAC_Split-Package_HP | Annual | 20 | [13 empty] | CZ2022 | None
NE-HVAC-airHP-SpltPkg-65to134kBtuh-11p5eer-3p50cop | DEER2023 | D23 v1 | 2022-10-05 20:47 | Any | ERC | Ex | CZ05 | cDXHP | Cap-Tons | 5.55 | 1920 | None | 228 | 0.00691 | 0 | 22.4 | 0.00204 | 0 | [6 empty] | DEER:HVAC_Split-Package_HP | Annual | 20 | [13 empty] | CZ2022 | None
NE-HVAC-airHP-SpltPkg-65to134kBtuh-11p5eer-3p50cop | DEER2023 | D23 v1 | 2022-10-05 20:47 | Any | ERC | Ex | CZ06 | cDXHP | Cap-Tons | 6.36 | 1920 | None | 209 | 0.0116 | 0 | 22 | 0.00355 | 0 | [6 empty] | DEER:HVAC_Split-Package_HP | Annual | 20 | [13 empty] | CZ2022 | None
NE-HVAC-airHP-SpltPkg-65to134kBtuh-11p5eer-3p50cop | DEER2023 | D23 v1 | 2022-10-05 20:47 | Any | ERC | Ex | CZ07 | cDXHP | Cap-Tons | 6.15 | 1920 | None | 205 | 0.00747 | 0 | 18.3 | 0.00211 | 0 | [6 empty] | DEER:HVAC_Split-Package_HP | Annual | 20 | [13 empty] | CZ2022 | None
NE-HVAC-airHP-SpltPkg-65to134kBtuh-11p5eer-3p50cop | DEER2023 | D23 v1 | 2022-10-05 20:47 | Any | ERC | Ex | CZ08 | cDXHP | Cap-Tons | 6.5 | 1920 | None | 228 | 0.0145 | 0 | 27.3 | 0.00597 | 0 | [6 empty] | DEER:HVAC_Split-Package_HP | Annual | 20 | [13 empty] | CZ2022 | None
NE-HVAC-airHP-SpltPkg-65to134kBtuh-11p5eer-3p50cop | DEER2023 | D23 v1 | 2022-10-05 20:47 | Any | ERC | Ex | CZ09 | cDXHP | Cap-Tons | 8.44 | 1920 | None | 234 | 0.0125 | 0 | 20.5 | 0.00576 | 0 | [6 empty] | DEER:HVAC_Split-Package_HP | Annual | 20 | [13 empty] | CZ2022 | None
NE-HVAC-airHP-SpltPkg-65to134kBtuh-11p5eer-3p50cop | DEER2023 | D23 v1 | 2022-10-05 20:47 | Any | ERC | Ex | CZ10 | cDXHP | Cap-Tons | 7.35 | 1920 | None | 246 | 0.00572 | 0 | 26.3 | 0.00525 | 0 | [6 empty] | DEER:HVAC_Split-Package_HP | Annual | 20 | [13 empty] | CZ2022 | None
NE-HVAC-airHP-SpltPkg-65to134kBtuh-11p5eer-3p50cop | DEER2023 | D23 v1 | 2022-10-05 20:47 | Any | ERC | Ex | CZ11 | cDXHP | Cap-Tons | 7.31 | 1920 | None | 268 | 0.00713 | 0 | 30.1 | 0.0106 | 0 | [6 empty] | DEER:HVAC_Split-Package_HP | Annual | 20 | [13 empty] | CZ2022 | None
NE-HVAC-airHP-SpltPkg-65to134kBtuh-11p5eer-3p50cop | DEER2023 | D23 v1 | 2022-10-05 20:47 | Any | ERC | Ex | CZ12 | cDXHP | Cap-Tons | 6.33 | 1920 | None | 265 | 0.0115 | 0 | 27.2 | 0.0086 | 0 | [6 empty] | DEER:HVAC_Split-Package_HP | Annual | 20 | [13 empty] | CZ2022 | None
NE-HVAC-airHP-SpltPkg-65to134kBtuh-11p5eer-3p50cop | DEER2023 | D23 v1 | 2022-10-05 20:47 | Any | ERC | Ex | CZ13 | cDXHP | Cap-Tons | 7.49 | 1920 | None | 264 | 0.00738 | 0 | 30.6 | 0.0102 | 0 | [6 empty] | DEER:HVAC_Split-Package_HP | Annual | 20 | [13 empty] | CZ2022 | None
NE-HVAC-airHP-SpltPkg-65to134kBtuh-11p5eer-3p50cop | DEER2023 | D23 v1 | 2022-10-05 20:47 | Any | ERC | Ex | CZ14 | cDXHP | Cap-Tons | 8 | 1920 | None | 265 | 0.00413 | 0 | 27.6 | 0.00774 | 0 | [6 empty] | DEER:HVAC_Split-Package_HP | Annual | 20 | [13 empty] | CZ2022 | None
NE-HVAC-airHP-SpltPkg-65to134kBtuh-11p5eer-3p50cop | DEER2023 | D23 v1 | 2022-10-05 20:47 | Any | ERC | Ex | CZ15 | cDXHP | Cap-Tons | 10.9 | 1920 | None | 266 | 0.00622 | 0 | 34.7 | 0.0116 | 0 | [6 empty] | DEER:HVAC_Split-Package_HP | Annual | 20 | [13 empty] | CZ2022 | None
NE-HVAC-airHP-SpltPkg-65to134kBtuh-11p5eer-3p50cop | DEER2023 | D23 v1 | 2022-10-05 20:47 | Any | ERC | Ex | CZ16 | cDXHP | Cap-Tons | 5.87 | 1920 | None | 398 | 0.00322 | 0 | 32.9 | 0.00161 | 0 | [6 empty] | DEER:HVAC_Split-Package_HP | Annual | 20 | [13 empty] | CZ2022 | None
NE-HVAC-airHP-SpltPkg-65to134kBtuh-11p5eer-3p50cop | DEER2023 | D23 v1 | 2022-10-05 20:47 | Any | ERC | Old | CZ01 | cDXHP | Cap-Tons | 5.31 | 1920 | None | 363 | 0.0114 | 0 | 25.7 | 0.00119 | 0 | [6 empty] | DEER:HVAC_Split-Package_HP | Annual | 20 | [13 empty] | CZ2022 | None
NE-HVAC-airHP-SpltPkg-65to134kBtuh-11p5eer-3p50cop | DEER2023 | D23 v1 | 2022-10-05 20:47 | Any | ERC | Old | CZ02 | cDXHP | Cap-Tons | 5.81 | 1920 | None | 315 | 0.0243 | 0 | 27.8 | 0.00745 | 0 | [6 empty] | DEER:HVAC_Split-Package_HP | Annual | 20 | [13 empty] | CZ2022 | None
NE-HVAC-airHP-SpltPkg-65to134kBtuh-11p5eer-3p50cop | DEER2023 | D23 v1 | 2022-10-05 20:47 | Any | ERC | Old | CZ03 | cDXHP | Cap-Tons | 6.04 | 1920 | None | 271 | 0.0126 | 0 | 18.1 | 0.00335 | 0 | [6 empty] | DEER:HVAC_Split-Package_HP | Annual | 20 | [13 empty] | CZ2022 | None
NE-HVAC-airHP-SpltPkg-65to134kBtuh-11p5eer-3p50cop | DEER2023 | D23 v1 | 2022-10-05 20:47 | Any | ERC | Old | CZ04 | cDXHP | Cap-Tons | 6.16 | 1920 | None | 279 | 0.0262 | 0 | 24.7 | 0.0082 | 0 | [6 empty] | DEER:HVAC_Split-Package_HP | Annual | 20 | [13 empty] | CZ2022 | None
NE-HVAC-airHP-SpltPkg-65to134kBtuh-11p5eer-3p50cop | DEER2023 | D23 v1 | 2022-10-05 20:47 | Any | ERC | Old | CZ05 | cDXHP | Cap-Tons | 5.75 | 1920 | None | 263 | 0.00902 | 0 | 22.3 | 0.00233 | 0 | [6 empty] | DEER:HVAC_Split-Package_HP | Annual | 20 | [13 empty] | CZ2022 | None
NE-HVAC-airHP-SpltPkg-65to134kBtuh-11p5eer-3p50cop | DEER2023 | D23 v1 | 2022-10-05 20:47 | Any | ERC | Old | CZ06 | cDXHP | Cap-Tons | 6.58 | 1920 | None | 244 | 0.0147 | 0 | 22.3 | 0.0038 | 0 | [6 empty] | DEER:HVAC_Split-Package_HP | Annual | 20 | [13 empty] | CZ2022 | None
NE-HVAC-airHP-SpltPkg-65to134kBtuh-11p5eer-3p50cop | DEER2023 | D23 v1 | 2022-10-05 20:47 | Any | ERC | Old | CZ07 | cDXHP | Cap-Tons | 6.37 | 1920 | None | 234 | 0.0115 | 0 | 18.4 | 0.00251 | 0 | [6 empty] | DEER:HVAC_Split-Package_HP | Annual | 20 | [13 empty] | CZ2022 | None
NE-HVAC-airHP-SpltPkg-65to134kBtuh-11p5eer-3p50cop | DEER2023 | D23 v1 | 2022-10-05 20:47 | Any | ERC | Old | CZ08 | cDXHP | Cap-Tons | 6.64 | 1920 | None | 267 | 0.0184 | 0 | 28 | 0.00611 | 0 | [6 empty] | DEER:HVAC_Split-Package_HP | Annual | 20 | [13 empty] | CZ2022 | None
NE-HVAC-airHP-SpltPkg-65to134kBtuh-11p5eer-3p50cop | DEER2023 | D23 v1 | 2022-10-05 20:47 | Any | ERC | Old | CZ09 | cDXHP | Cap-Tons | 8.74 | 1920 | None | 272 | 0.0163 | 0 | 21.3 | 0.00624 | 0 | [6 empty] | DEER:HVAC_Split-Package_HP | Annual | 20 | [13 empty] | CZ2022 | None
NE-HVAC-airHP-SpltPkg-65to134kBtuh-11p5eer-3p50cop | DEER2023 | D23 v1 | 2022-10-05 20:47 | Any | ERC | Old | CZ10 | cDXHP | Cap-Tons | 7.89 | 1920 | None | 286 | 0.00817 | 0 | 28.1 | 0.00652 | 0 | [6 empty] | DEER:HVAC_Split-Package_HP | Annual | 20 | [13 empty] | CZ2022 | None
NE-HVAC-airHP-SpltPkg-65to134kBtuh-11p5eer-3p50cop | DEER2023 | D23 v1 | 2022-10-05 20:47 | Any | ERC | Old | CZ11 | cDXHP | Cap-Tons | 7.73 | 1920 | None | 318 | 0.0113 | 0 | 31.7 | 0.012 | 0 | [6 empty] | DEER:HVAC_Split-Package_HP | Annual | 20 | [13 empty] | CZ2022 | None
NE-HVAC-airHP-SpltPkg-65to134kBtuh-11p5eer-3p50cop | DEER2023 | D23 v1 | 2022-10-05 20:47 | Any | ERC | Old | CZ12 | cDXHP | Cap-Tons | 6.68 | 1920 | None | 313 | 0.0158 | 0 | 28.6 | 0.00983 | 0 | [6 empty] | DEER:HVAC_Split-Package_HP | Annual | 20 | [13 empty] | CZ2022 | None
NE-HVAC-airHP-SpltPkg-65to134kBtuh-11p5eer-3p50cop | DEER2023 | D23 v1 | 2022-10-05 20:47 | Any | ERC | Old | CZ13 | cDXHP | Cap-Tons | 7.88 | 1920 | None | 318 | 0.0119 | 0 | 32.2 | 0.0114 | 0 | [6 empty] | DEER:HVAC_Split-Package_HP | Annual | 20 | [13 empty] | CZ2022 | None
NE-HVAC-airHP-SpltPkg-65to134kBtuh-11p5eer-3p50cop | DEER2023 | D23 v1 | 2022-10-05 20:47 | Any | ERC | Old | CZ14 | cDXHP | Cap-Tons | 8.4 | 1920 | None | 305 | 0.00664 | 0 | 29 | 0.00885 | 0 | [6 empty] | DEER:HVAC_Split-Package_HP | Annual | 20 | [13 empty] | CZ2022 | None
NE-HVAC-airHP-SpltPkg-65to134kBtuh-11p5eer-3p50cop | DEER2023 | D23 v1 | 2022-10-05 20:47 | Any | ERC | Old | CZ15 | cDXHP | Cap-Tons | 11.4 | 1920 | None | 308 | 0.00978 | 0 | 36.5 | 0.0129 | 0 | [6 empty] | DEER:HVAC_Split-Package_HP | Annual | 20 | [13 empty] | CZ2022 | None
NE-HVAC-airHP-SpltPkg-65to134kBtuh-11p5eer-3p50cop | DEER2023 | D23 v1 | 2022-10-05 20:47 | Any | ERC | Old | CZ16 | cDXHP | Cap-Tons | 6.28 | 1920 | None | 450 | 0.0052 | 0 | 33.5 | 0.00236 | 0 | [6 empty] | DEER:HVAC_Split-Package_HP | Annual | 20 | [13 empty] | CZ2022 | None
NE-HVAC-airHP-SpltPkg-65to134kBtuh-11p5eer-3p50cop | DEER2023 | D23 v1 | 2022-10-05 20:47 | Any | ERC | Rec | CZ01 | cDXHP | Cap-Tons | 4.68 | 1920 | None | 88.8 | 0.00054 | 0 | 27.5 | 0.00038 | 0 | [6 empty] | DEER:HVAC_Split-Package_HP | Annual | 20 | [13 empty] | CZ2022 | None
NE-HVAC-airHP-SpltPkg-65to134kBtuh-11p5eer-3p50cop | DEER2023 | D23 v1 | 2022-10-05 20:47 | Any | ERC | Rec | CZ02 | cDXHP | Cap-Tons | 5.13 | 1920 | None | 65.4 | 0.00701 | 0 | 25.8 | 0.00531 | 0 | [6 empty] | DEER:HVAC_Split-Package_HP | Annual | 20 | [13 empty] | CZ2022 | None
NE-HVAC-airHP-SpltPkg-65to134kBtuh-11p5eer-3p50cop | DEER2023 | D23 v1 | 2022-10-05 20:47 | Any | ERC | Rec | CZ03 | cDXHP | Cap-Tons | 5.4 | 1920 | None | 46.8 | 0.00234 | 0 | 18.6 | 0.00199 | 0 | [6 empty] | DEER:HVAC_Split-Package_HP | Annual | 20 | [13 empty] | CZ2022 | None
NE-HVAC-airHP-SpltPkg-65to134kBtuh-11p5eer-3p50cop | DEER2023 | D23 v1 | 2022-10-05 20:47 | Any | ERC | Rec | CZ04 | cDXHP | Cap-Tons | 5.45 | 1920 | None | 49.7 | 0.00774 | 0 | 22.7 | 0.00624 | 0 | [6 empty] | DEER:HVAC_Split-Package_HP | Annual | 20 | [13 empty] | CZ2022 | None
NE-HVAC-airHP-SpltPkg-65to134kBtuh-11p5eer-3p50cop | DEER2023 | D23 v1 | 2022-10-05 20:47 | Any | ERC | Rec | CZ05 | cDXHP | Cap-Tons | 5.11 | 1920 | None | 49.8 | 0.00171 | 0 | 22.9 | 0.00142 | 0 | [6 empty] | DEER:HVAC_Split-Package_HP | Annual | 20 | [13 empty] | CZ2022 | None
NE-HVAC-airHP-SpltPkg-65to134kBtuh-11p5eer-3p50cop | DEER2023 | D23 v1 | 2022-10-05 20:47 | Any | ERC | Rec | CZ06 | cDXHP | Cap-Tons | 5.94 | 1920 | None | 35.7 | 0.00283 | 0 | 21.3 | 0.00269 | 0 | [6 empty] | DEER:HVAC_Split-Package_HP | Annual | 20 | [13 empty] | CZ2022 | None
NE-HVAC-airHP-SpltPkg-65to134kBtuh-11p5eer-3p50cop | DEER2023 | D23 v1 | 2022-10-05 20:47 | Any | ERC | Rec | CZ07 | cDXHP | Cap-Tons | 5.73 | 1920 | None | 29.4 | 0.0016 | 0 | 17.8 | 0.00149 | 0 | [6 empty] | DEER:HVAC_Split-Package_HP | Annual | 20 | [13 empty] | CZ2022 | None
NE-HVAC-airHP-SpltPkg-65to134kBtuh-11p5eer-3p50cop | DEER2023 | D23 v1 | 2022-10-05 20:47 | Any | ERC | Rec | CZ08 | cDXHP | Cap-Tons | 6.15 | 1920 | None | 46.2 | 0.00566 | 0 | 25.7 | 0.00524 | 0 | [6 empty] | DEER:HVAC_Split-Package_HP | Annual | 20 | [13 empty] | CZ2022 | None
NE-HVAC-airHP-SpltPkg-65to134kBtuh-11p5eer-3p50cop | DEER2023 | D23 v1 | 2022-10-05 20:47 | Any | ERC | Rec | CZ09 | cDXHP | Cap-Tons | 7.75 | 1920 | None | 42.9 | 0.00564 | 0 | 18.8 | 0.00468 | 0 | [6 empty] | DEER:HVAC_Split-Package_HP | Annual | 20 | [13 empty] | CZ2022 | None
NE-HVAC-airHP-SpltPkg-65to134kBtuh-11p5eer-3p50cop | DEER2023 | D23 v1 | 2022-10-05 20:47 | Any | ERC | Rec | CZ10 | cDXHP | Cap-Tons | 6.97 | 1920 | None | 52.4 | 0.00325 | 0 | 25 | 0.00394 | 0 | [6 empty] | DEER:HVAC_Split-Package_HP | Annual | 20 | [13 empty] | CZ2022 | None
NE-HVAC-airHP-SpltPkg-65to134kBtuh-11p5eer-3p50cop | DEER2023 | D23 v1 | 2022-10-05 20:47 | Any | ERC | Rec | CZ11 | cDXHP | Cap-Tons | 6.89 | 1920 | None | 67 | 0.00832 | 0 | 27.8 | 0.00849 | 0 | [6 empty] | DEER:HVAC_Split-Package_HP | Annual | 20 | [13 empty] | CZ2022 | None
NE-HVAC-airHP-SpltPkg-65to134kBtuh-11p5eer-3p50cop | DEER2023 | D23 v1 | 2022-10-05 20:47 | Any | ERC | Rec | CZ12 | cDXHP | Cap-Tons | 6.03 | 1920 | None | 58.9 | 0.00685 | 0 | 25.7 | 0.00692 | 0 | [6 empty] | DEER:HVAC_Split-Package_HP | Annual | 20 | [13 empty] | CZ2022 | None
NE-HVAC-airHP-SpltPkg-65to134kBtuh-11p5eer-3p50cop | DEER2023 | D23 v1 | 2022-10-05 20:47 | Any | ERC | Rec | CZ13 | cDXHP | Cap-Tons | 7.14 | 1920 | None | 61 | 0.00626 | 0 | 29 | 0.00875 | 0 | [6 empty] | DEER:HVAC_Split-Package_HP | Annual | 20 | [13 empty] | CZ2022 | None
NE-HVAC-airHP-SpltPkg-65to134kBtuh-11p5eer-3p50cop | DEER2023 | D23 v1 | 2022-10-05 20:47 | Any | ERC | Rec | CZ14 | cDXHP | Cap-Tons | 7.6 | 1920 | None | 62.7 | 0.00613 | 0 | 26.2 | 0.00642 | 0 | [6 empty] | DEER:HVAC_Split-Package_HP | Annual | 20 | [13 empty] | CZ2022 | None
NE-HVAC-airHP-SpltPkg-65to134kBtuh-11p5eer-3p50cop | DEER2023 | D23 v1 | 2022-10-05 20:47 | Any | ERC | Rec | CZ15 | cDXHP | Cap-Tons | 10.2 | 1920 | None | 68.9 | 0.0077 | 0 | 32.2 | 0.00958 | 0 | [6 empty] | DEER:HVAC_Split-Package_HP | Annual | 20 | [13 empty] | CZ2022 | None
NE-HVAC-airHP-SpltPkg-65to134kBtuh-11p5eer-3p50cop | DEER2023 | D23 v1 | 2022-10-05 20:47 | Any | ERC | Rec | CZ16 | cDXHP | Cap-Tons | 5.53 | 1920 | None | 94.3 | 0.00075 | 0 | 32.4 | 0.00076 | 0 | [6 empty] | DEER:HVAC_Split-Package_HP | Annual | 20 | [13 empty] | CZ2022 | None
NE-HVAC-airHP-SpltPkg-65to134kBtuh-11p5eer-3p50cop | DEER2023 | D23 v1 | 2022-10-05 20:47 | Any | ESe | Ex | CZ01 | cDXHP | Cap-Tons | 386 | 150000 | None | 373 | 0.0676 | 0 | 16.5 | 0.00443 | 0 | [6 empty] | DEER:HVAC_Split-Package_HP | Annual | 20 | [13 empty] | CZ2022 | None
NE-HVAC-airHP-SpltPkg-65to134kBtuh-11p5eer-3p50cop | DEER2023 | D23 v1 | 2022-10-05 20:47 | Any | ESe | Ex | CZ02 | cDXHP | Cap-Tons | 401 | 150000 | None | 357 | 0.101 | 0 | 21.2 | 0.0134 | 0 | [6 empty] | DEER:HVAC_Split-Package_HP | Annual | 20 | [13 empty] | CZ2022 | None
NE-HVAC-airHP-SpltPkg-65to134kBtuh-11p5eer-3p50cop | DEER2023 | D23 v1 | 2022-10-05 20:47 | Any | ESe | Ex | CZ03 | cDXHP | Cap-Tons | 457 | 150000 | None | 338 | 0.0751 | 0 | 13.4 | 0.00856 | 0 | [6 empty] | DEER:HVAC_Split-Package_HP | Annual | 20 | [13 empty] | CZ2022 | None
NE-HVAC-airHP-SpltPkg-65to134kBtuh-11p5eer-3p50cop | DEER2023 | D23 v1 | 2022-10-05 20:47 | Any | ESe | Ex | CZ04 | cDXHP | Cap-Tons | 431 | 150000 | None | 356 | 0.103 | 0 | 22.7 | 0.0151 | 0 | [6 empty] | DEER:HVAC_Split-Package_HP | Annual | 20 | [13 empty] | CZ2022 | None
NE-HVAC-airHP-SpltPkg-65to134kBtuh-11p5eer-3p50cop | DEER2023 | D23 v1 | 2022-10-05 20:47 | Any | ESe | Ex | CZ05 | cDXHP | Cap-Tons | 446 | 150000 | None | 335 | 0.066 | 0 | 15.5 | 0.00696 | 0 | [6 empty] | DEER:HVAC_Split-Package_HP | Annual | 20 | [13 empty] | CZ2022 | None
NE-HVAC-airHP-SpltPkg-65to134kBtuh-11p5eer-3p50cop | DEER2023 | D23 v1 | 2022-10-05 20:47 | Any | ESe | Ex | CZ06 | cDXHP | Cap-Tons | 481 | 150000 | None | 333 | 0.083 | 0 | 21.4 | 0.00986 | 0 | [6 empty] | DEER:HVAC_Split-Package_HP | Annual | 20 | [13 empty] | CZ2022 | None
NE-HVAC-airHP-SpltPkg-65to134kBtuh-11p5eer-3p50cop | DEER2023 | D23 v1 | 2022-10-05 20:47 | Any | ESe | Ex | CZ07 | cDXHP | Cap-Tons | 475 | 150000 | None | 347 | 0.0766 | 0 | 18 | 0.00859 | 0 | [6 empty] | DEER:HVAC_Split-Package_HP | Annual | 20 | [13 empty] | CZ2022 | None
NE-HVAC-airHP-SpltPkg-65to134kBtuh-11p5eer-3p50cop | DEER2023 | D23 v1 | 2022-10-05 20:47 | Any | ESe | Ex | CZ08 | cDXHP | Cap-Tons | 454 | 150000 | None | 358 | 0.0949 | 0 | 29.7 | 0.0127 | 0 | [6 empty] | DEER:HVAC_Split-Package_HP | Annual | 20 | [13 empty] | CZ2022 | None
NE-HVAC-airHP-SpltPkg-65to134kBtuh-11p5eer-3p50cop | DEER2023 | D23 v1 | 2022-10-05 20:47 | Any | ESe | Ex | CZ09 | cDXHP | Cap-Tons | 557 | 150000 | None | 359 | 0.104 | 0 | 23.2 | 0.0124 | 0 | [6 empty] | DEER:HVAC_Split-Package_HP | Annual | 20 | [13 empty] | CZ2022 | None
NE-HVAC-airHP-SpltPkg-65to134kBtuh-11p5eer-3p50cop | DEER2023 | D23 v1 | 2022-10-05 20:47 | Any | ESe | Ex | CZ10 | cDXHP | Cap-Tons | 479 | 150000 | None | 365 | 0.00933 | 0 | 27.7 | 0.00626 | 0 | [6 empty] | DEER:HVAC_Split-Package_HP | Annual | 20 | [13 empty] | CZ2022 | None
NE-HVAC-airHP-SpltPkg-65to134kBtuh-11p5eer-3p50cop | DEER2023 | D23 v1 | 2022-10-05 20:47 | Any | ESe | Ex | CZ11 | cDXHP | Cap-Tons | 465 | 150000 | None | 373 | 0.0105 | 0 | 30.2 | 0.00915 | 0 | [6 empty] | DEER:HVAC_Split-Package_HP | Annual | 20 | [13 empty] | CZ2022 | None
NE-HVAC-airHP-SpltPkg-65to134kBtuh-11p5eer-3p50cop | DEER2023 | D23 v1 | 2022-10-05 20:47 | Any | ESe | Ex | CZ12 | cDXHP | Cap-Tons | 429 | 150000 | None | 371 | 0.0118 | 0 | 25.8 | 0.00801 | 0 | [6 empty] | DEER:HVAC_Split-Package_HP | Annual | 20 | [13 empty] | CZ2022 | None
NE-HVAC-airHP-SpltPkg-65to134kBtuh-11p5eer-3p50cop | DEER2023 | D23 v1 | 2022-10-05 20:47 | Any | ESe | Ex | CZ13 | cDXHP | Cap-Tons | 476 | 150000 | None | 375 | 0.0119 | 0 | 31.5 | 0.00889 | 0 | [6 empty] | DEER:HVAC_Split-Package_HP | Annual | 20 | [13 empty] | CZ2022 | None
NE-HVAC-airHP-SpltPkg-65to134kBtuh-11p5eer-3p50cop | DEER2023 | D23 v1 | 2022-10-05 20:47 | Any | ESe | Ex | CZ14 | cDXHP | Cap-Tons | 508 | 150000 | None | 365 | 0.00833 | 0 | 27 | 0.00731 | 0 | [6 empty] | DEER:HVAC_Split-Package_HP | Annual | 20 | [13 empty] | CZ2022 | None
NE-HVAC-airHP-SpltPkg-65to134kBtuh-11p5eer-3p50cop | DEER2023 | D23 v1 | 2022-10-05 20:47 | Any | ESe | Ex | CZ15 | cDXHP | Cap-Tons | 686 | 150000 | None | 380 | 0.00954 | 0 | 37.1 | 0.00971 | 0 | [6 empty] | DEER:HVAC_Split-Package_HP | Annual | 20 | [13 empty] | CZ2022 | None
NE-HVAC-airHP-SpltPkg-65to134kBtuh-11p5eer-3p50cop | DEER2023 | D23 v1 | 2022-10-05 20:47 | Any | ESe | Ex | CZ16 | cDXHP | Cap-Tons | 452 | 150000 | None | 454 | 0.00596 | 0 | 24.9 | 0.00285 | 0 | [6 empty] | DEER:HVAC_Split-Package_HP | Annual | 20 | [13 empty] | CZ2022 | None
NE-HVAC-airHP-SpltPkg-65to134kBtuh-11p5eer-3p50cop | DEER2023 | D23 v1 | 2022-10-05 20:47 | Any | ESe | Old | CZ01 | cDXHP | Cap-Tons | 458 | 150000 | None | 418 | 0.0829 | 0 | 15.5 | 0.00473 | 0 | [6 empty] | DEER:HVAC_Split-Package_HP | Annual | 20 | [13 empty] | CZ2022 | None
NE-HVAC-airHP-SpltPkg-65to134kBtuh-11p5eer-3p50cop | DEER2023 | D23 v1 | 2022-10-05 20:47 | Any | ESe | Old | CZ02 | cDXHP | Cap-Tons | 444 | 150000 | None | 421 | 0.115 | 0 | 22.8 | 0.0144 | 0 | [6 empty] | DEER:HVAC_Split-Package_HP | Annual | 20 | [13 empty] | CZ2022 | None
NE-HVAC-airHP-SpltPkg-65to134kBtuh-11p5eer-3p50cop | DEER2023 | D23 v1 | 2022-10-05 20:47 | Any | ESe | Old | CZ03 | cDXHP | Cap-Tons | 489 | 150000 | None | 391 | 0.088 | 0 | 13.6 | 0.00867 | 0 | [6 empty] | DEER:HVAC_Split-Package_HP | Annual | 20 | [13 empty] | CZ2022 | None
NE-HVAC-airHP-SpltPkg-65to134kBtuh-11p5eer-3p50cop | DEER2023 | D23 v1 | 2022-10-05 20:47 | Any | ESe | Old | CZ04 | cDXHP | Cap-Tons | 454 | 150000 | None | 411 | 0.119 | 0 | 23.3 | 0.0156 | 0 | [6 empty] | DEER:HVAC_Split-Package_HP | Annual | 20 | [13 empty] | CZ2022 | None
NE-HVAC-airHP-SpltPkg-65to134kBtuh-11p5eer-3p50cop | DEER2023 | D23 v1 | 2022-10-05 20:47 | Any | ESe | Old | CZ05 | cDXHP | Cap-Tons | 477 | 150000 | None | 385 | 0.0768 | 0 | 15.6 | 0.00702 | 0 | [6 empty] | DEER:HVAC_Split-Package_HP | Annual | 20 | [13 empty] | CZ2022 | None
NE-HVAC-airHP-SpltPkg-65to134kBtuh-11p5eer-3p50cop | DEER2023 | D23 v1 | 2022-10-05 20:47 | Any | ESe | Old | CZ06 | cDXHP | Cap-Tons | 506 | 150000 | None | 384 | 0.0967 | 0 | 21.4 | 0.00989 | 0 | [6 empty] | DEER:HVAC_Split-Package_HP | Annual | 20 | [13 empty] | CZ2022 | None
NE-HVAC-airHP-SpltPkg-65to134kBtuh-11p5eer-3p50cop | DEER2023 | D23 v1 | 2022-10-05 20:47 | Any | ESe | Old | CZ07 | cDXHP | Cap-Tons | 497 | 150000 | None | 390 | 0.0869 | 0 | 17.8 | 0.00858 | 0 | [6 empty] | DEER:HVAC_Split-Package_HP | Annual | 20 | [13 empty] | CZ2022 | None
NE-HVAC-airHP-SpltPkg-65to134kBtuh-11p5eer-3p50cop | DEER2023 | D23 v1 | 2022-10-05 20:47 | Any | ESe | Old | CZ08 | cDXHP | Cap-Tons | 470 | 150000 | None | 414 | 0.11 | 0 | 30.2 | 0.013 | 0 | [6 empty] | DEER:HVAC_Split-Package_HP | Annual | 20 | [13 empty] | CZ2022 | None
NE-HVAC-airHP-SpltPkg-65to134kBtuh-11p5eer-3p50cop | DEER2023 | D23 v1 | 2022-10-05 20:47 | Any | ESe | Old | CZ09 | cDXHP | Cap-Tons | 577 | 150000 | None | 410 | 0.12 | 0 | 23.7 | 0.0127 | 0 | [6 empty] | DEER:HVAC_Split-Package_HP | Annual | 20 | [13 empty] | CZ2022 | None
NE-HVAC-airHP-SpltPkg-65to134kBtuh-11p5eer-3p50cop | DEER2023 | D23 v1 | 2022-10-05 20:47 | Any | ESe | Old | CZ10 | cDXHP | Cap-Tons | 530 | 150000 | None | 427 | 0.0152 | 0 | 30 | 0.00764 | 0 | [6 empty] | DEER:HVAC_Split-Package_HP | Annual | 20 | [13 empty] | CZ2022 | None
NE-HVAC-airHP-SpltPkg-65to134kBtuh-11p5eer-3p50cop | DEER2023 | D23 v1 | 2022-10-05 20:47 | Any | ESe | Old | CZ11 | cDXHP | Cap-Tons | 509 | 150000 | None | 446 | 0.0192 | 0 | 33 | 0.0114 | 0 | [6 empty] | DEER:HVAC_Split-Package_HP | Annual | 20 | [13 empty] | CZ2022 | None
NE-HVAC-airHP-SpltPkg-65to134kBtuh-11p5eer-3p50cop | DEER2023 | D23 v1 | 2022-10-05 20:47 | Any | ESe | Old | CZ12 | cDXHP | Cap-Tons | 466 | 150000 | None | 442 | 0.0198 | 0 | 27.9 | 0.00994 | 0 | [6 empty] | DEER:HVAC_Split-Package_HP | Annual | 20 | [13 empty] | CZ2022 | None
NE-HVAC-airHP-SpltPkg-65to134kBtuh-11p5eer-3p50cop | DEER2023 | D23 v1 | 2022-10-05 20:47 | Any | ESe | Old | CZ13 | cDXHP | Cap-Tons | 517 | 150000 | None | 456 | 0.02 | 0 | 34.1 | 0.0108 | 0 | [6 empty] | DEER:HVAC_Split-Package_HP | Annual | 20 | [13 empty] | CZ2022 | None
NE-HVAC-airHP-SpltPkg-65to134kBtuh-11p5eer-3p50cop | DEER2023 | D23 v1 | 2022-10-05 20:47 | Any | ESe | Old | CZ14 | cDXHP | Cap-Tons | 550 | 150000 | None | 427 | 0.0149 | 0 | 29.3 | 0.00905 | 0 | [6 empty] | DEER:HVAC_Split-Package_HP | Annual | 20 | [13 empty] | CZ2022 | None
NE-HVAC-airHP-SpltPkg-65to134kBtuh-11p5eer-3p50cop | DEER2023 | D23 v1 | 2022-10-05 20:47 | Any | ESe | Old | CZ15 | cDXHP | Cap-Tons | 734 | 150000 | None | 444 | 0.0161 | 0 | 40.2 | 0.0116 | 0 | [6 empty] | DEER:HVAC_Split-Package_HP | Annual | 20 | [13 empty] | CZ2022 | None
NE-HVAC-airHP-SpltPkg-65to134kBtuh-11p5eer-3p50cop | DEER2023 | D23 v1 | 2022-10-05 20:47 | Any | ESe | Old | CZ16 | cDXHP | Cap-Tons | 519 | 150000 | None | 511 | 0.0103 | 0 | 25.1 | 0.00396 | 0 | [6 empty] | DEER:HVAC_Split-Package_HP | Annual | 20 | [13 empty] | CZ2022 | None
NE-HVAC-airHP-SpltPkg-65to134kBtuh-11p5eer-3p50cop | DEER2023 | D23 v1 | 2022-10-05 20:47 | Any | ESe | Rec | CZ01 | cDXHP | Cap-Tons | 362 | 150000 | None | 30.8 | 0.00617 | 0 | 16.3 | 0.00429 | 0 | [6 empty] | DEER:HVAC_Split-Package_HP | Annual | 20 | [13 empty] | CZ2022 | None
NE-HVAC-airHP-SpltPkg-65to134kBtuh-11p5eer-3p50cop | DEER2023 | D23 v1 | 2022-10-05 20:47 | Any | ESe | Rec | CZ02 | cDXHP | Cap-Tons | 388 | 150000 | None | 33.4 | 0.0183 | 0 | 20.5 | 0.0129 | 0 | [6 empty] | DEER:HVAC_Split-Package_HP | Annual | 20 | [13 empty] | CZ2022 | None
NE-HVAC-airHP-SpltPkg-65to134kBtuh-11p5eer-3p50cop | DEER2023 | D23 v1 | 2022-10-05 20:47 | Any | ESe | Rec | CZ03 | cDXHP | Cap-Tons | 392 | 150000 | None | 22.8 | 0.0118 | 0 | 13.6 | 0.00825 | 0 | [6 empty] | DEER:HVAC_Split-Package_HP | Annual | 20 | [13 empty] | CZ2022 | None
NE-HVAC-airHP-SpltPkg-65to134kBtuh-11p5eer-3p50cop | DEER2023 | D23 v1 | 2022-10-05 20:47 | Any | ESe | Rec | CZ04 | cDXHP | Cap-Tons | 395 | 150000 | None | 32.4 | 0.0201 | 0 | 20.9 | 0.0141 | 0 | [6 empty] | DEER:HVAC_Split-Package_HP | Annual | 20 | [13 empty] | CZ2022 | None
NE-HVAC-airHP-SpltPkg-65to134kBtuh-11p5eer-3p50cop | DEER2023 | D23 v1 | 2022-10-05 20:47 | Any | ESe | Rec | CZ05 | cDXHP | Cap-Tons | 380 | 150000 | None | 25.1 | 0.00959 | 0 | 15.7 | 0.00675 | 0 | [6 empty] | DEER:HVAC_Split-Package_HP | Annual | 20 | [13 empty] | CZ2022 | None
NE-HVAC-airHP-SpltPkg-65to134kBtuh-11p5eer-3p50cop | DEER2023 | D23 v1 | 2022-10-05 20:47 | Any | ESe | Rec | CZ06 | cDXHP | Cap-Tons | 410 | 150000 | None | 30.3 | 0.0138 | 0 | 20.4 | 0.00973 | 0 | [6 empty] | DEER:HVAC_Split-Package_HP | Annual | 20 | [13 empty] | CZ2022 | None
NE-HVAC-airHP-SpltPkg-65to134kBtuh-11p5eer-3p50cop | DEER2023 | D23 v1 | 2022-10-05 20:47 | Any | ESe | Rec | CZ07 | cDXHP | Cap-Tons | 402 | 150000 | None | 26 | 0.0122 | 0 | 17.5 | 0.0086 | 0 | [6 empty] | DEER:HVAC_Split-Package_HP | Annual | 20 | [13 empty] | CZ2022 | None
NE-HVAC-airHP-SpltPkg-65to134kBtuh-11p5eer-3p50cop | DEER2023 | D23 v1 | 2022-10-05 20:47 | Any | ESe | Rec | CZ08 | cDXHP | Cap-Tons | 409 | 150000 | None | 39.2 | 0.0172 | 0 | 27 | 0.0121 | 0 | [6 empty] | DEER:HVAC_Split-Package_HP | Annual | 20 | [13 empty] | CZ2022 | None
NE-HVAC-airHP-SpltPkg-65to134kBtuh-11p5eer-3p50cop | DEER2023 | D23 v1 | 2022-10-05 20:47 | Any | ESe | Rec | CZ09 | cDXHP | Cap-Tons | 507 | 150000 | None | 30.3 | 0.0165 | 0 | 20.6 | 0.0116 | 0 | [6 empty] | DEER:HVAC_Split-Package_HP | Annual | 20 | [13 empty] | CZ2022 | None
NE-HVAC-airHP-SpltPkg-65to134kBtuh-11p5eer-3p50cop | DEER2023 | D23 v1 | 2022-10-05 20:47 | Any | ESe | Rec | CZ10 | cDXHP | Cap-Tons | 460 | 150000 | None | 39.2 | 0.00784 | 0 | 26.6 | 0.00552 | 0 | [6 empty] | DEER:HVAC_Split-Package_HP | Annual | 20 | [13 empty] | CZ2022 | None
NE-HVAC-airHP-SpltPkg-65to134kBtuh-11p5eer-3p50cop | DEER2023 | D23 v1 | 2022-10-05 20:47 | Any | ESe | Rec | CZ11 | cDXHP | Cap-Tons | 438 | 150000 | None | 42.6 | 0.0101 | 0 | 27.8 | 0.0071 | 0 | [6 empty] | DEER:HVAC_Split-Package_HP | Annual | 20 | [13 empty] | CZ2022 | None
NE-HVAC-airHP-SpltPkg-65to134kBtuh-11p5eer-3p50cop | DEER2023 | D23 v1 | 2022-10-05 20:47 | Any | ESe | Rec | CZ12 | cDXHP | Cap-Tons | 410 | 150000 | None | 38.2 | 0.00915 | 0 | 24.6 | 0.00644 | 0 | [6 empty] | DEER:HVAC_Split-Package_HP | Annual | 20 | [13 empty] | CZ2022 | None
NE-HVAC-airHP-SpltPkg-65to134kBtuh-11p5eer-3p50cop | DEER2023 | D23 v1 | 2022-10-05 20:47 | Any | ESe | Rec | CZ13 | cDXHP | Cap-Tons | 453 | 150000 | None | 44 | 0.0102 | 0 | 29.4 | 0.00719 | 0 | [6 empty] | DEER:HVAC_Split-Package_HP | Annual | 20 | [13 empty] | CZ2022 | None
NE-HVAC-airHP-SpltPkg-65to134kBtuh-11p5eer-3p50cop | DEER2023 | D23 v1 | 2022-10-05 20:47 | Any | ESe | Rec | CZ14 | cDXHP | Cap-Tons | 481 | 150000 | None | 37.4 | 0.00766 | 0 | 24.8 | 0.00539 | 0 | [6 empty] | DEER:HVAC_Split-Package_HP | Annual | 20 | [13 empty] | CZ2022 | None
NE-HVAC-airHP-SpltPkg-65to134kBtuh-11p5eer-3p50cop | DEER2023 | D23 v1 | 2022-10-05 20:47 | Any | ESe | Rec | CZ15 | cDXHP | Cap-Tons | 650 | 150000 | None | 48.5 | 0.0107 | 0 | 34 | 0.00746 | 0 | [6 empty] | DEER:HVAC_Split-Package_HP | Annual | 20 | [13 empty] | CZ2022 | None
NE-HVAC-airHP-SpltPkg-65to134kBtuh-11p5eer-3p50cop | DEER2023 | D23 v1 | 2022-10-05 20:47 | Any | ESe | Rec | CZ16 | cDXHP | Cap-Tons | 412 | 150000 | None | 40.5 | 0.00261 | 0 | 22.7 | 0.00183 | 0 | [6 empty] | DEER:HVAC_Split-Package_HP | Annual | 20 | [13 empty] | CZ2022 | None
NE-HVAC-airHP-SpltPkg-65to134kBtuh-11p5eer-3p50cop | DEER2023 | D23 v1 | 2022-10-05 20:47 | Any | EUn | Ex | CZ01 | cDXHP | Cap-Tons | 2100 | 930000 | None | 538 | 0.125 | 0 | 19.4 | 0.00946 | 0 | [6 empty] | DEER:HVAC_Split-Package_HP | Annual | 20 | [13 empty] | CZ2022 | None
NE-HVAC-airHP-SpltPkg-65to134kBtuh-11p5eer-3p50cop | DEER2023 | D23 v1 | 2022-10-05 20:47 | Any | EUn | Ex | CZ02 | cDXHP | Cap-Tons | 2040 | 930000 | None | 549 | 0.138 | 0 | 33.3 | 0.0253 | 0 | [6 empty] | DEER:HVAC_Split-Package_HP | Annual | 20 | [13 empty] | CZ2022 | None
NE-HVAC-airHP-SpltPkg-65to134kBtuh-11p5eer-3p50cop | DEER2023 | D23 v1 | 2022-10-05 20:47 | Any | EUn | Ex | CZ03 | cDXHP | Cap-Tons | 2340 | 930000 | None | 530 | 0.125 | 0 | 19.5 | 0.0164 | 0 | [6 empty] | DEER:HVAC_Split-Package_HP | Annual | 20 | [13 empty] | CZ2022 | None
NE-HVAC-airHP-SpltPkg-65to134kBtuh-11p5eer-3p50cop | DEER2023 | D23 v1 | 2022-10-05 20:47 | Any | EUn | Ex | CZ04 | cDXHP | Cap-Tons | 2170 | 930000 | None | 533 | 0.142 | 0 | 34.8 | 0.028 | 0 | [6 empty] | DEER:HVAC_Split-Package_HP | Annual | 20 | [13 empty] | CZ2022 | None
NE-HVAC-airHP-SpltPkg-65to134kBtuh-11p5eer-3p50cop | DEER2023 | D23 v1 | 2022-10-05 20:47 | Any | EUn | Ex | CZ05 | cDXHP | Cap-Tons | 2290 | 930000 | None | 519 | 0.125 | 0 | 22.2 | 0.0117 | 0 | [6 empty] | DEER:HVAC_Split-Package_HP | Annual | 20 | [13 empty] | CZ2022 | None
NE-HVAC-airHP-SpltPkg-65to134kBtuh-11p5eer-3p50cop | DEER2023 | D23 v1 | 2022-10-05 20:47 | Any | EUn | Ex | CZ06 | cDXHP | Cap-Tons | 2440 | 930000 | None | 498 | 0.133 | 0 | 32.3 | 0.0188 | 0 | [6 empty] | DEER:HVAC_Split-Package_HP | Annual | 20 | [13 empty] | CZ2022 | None
NE-HVAC-airHP-SpltPkg-65to134kBtuh-11p5eer-3p50cop | DEER2023 | D23 v1 | 2022-10-05 20:47 | Any | EUn | Ex | CZ07 | cDXHP | Cap-Tons | 2410 | 930000 | None | 518 | 0.123 | 0 | 27.4 | 0.0165 | 0 | [6 empty] | DEER:HVAC_Split-Package_HP | Annual | 20 | [13 empty] | CZ2022 | None
NE-HVAC-airHP-SpltPkg-65to134kBtuh-11p5eer-3p50cop | DEER2023 | D23 v1 | 2022-10-05 20:47 | Any | EUn | Ex | CZ08 | cDXHP | Cap-Tons | 2250 | 930000 | None | 523 | 0.135 | 0 | 43.4 | 0.0232 | 0 | [6 empty] | DEER:HVAC_Split-Package_HP | Annual | 20 | [13 empty] | CZ2022 | None
NE-HVAC-airHP-SpltPkg-65to134kBtuh-11p5eer-3p50cop | DEER2023 | D23 v1 | 2022-10-05 20:47 | Any | EUn | Ex | CZ09 | cDXHP | Cap-Tons | 2770 | 930000 | None | 529 | 0.157 | 0 | 34.5 | 0.022 | 0 | [6 empty] | DEER:HVAC_Split-Package_HP | Annual | 20 | [13 empty] | CZ2022 | None
NE-HVAC-airHP-SpltPkg-65to134kBtuh-11p5eer-3p50cop | DEER2023 | D23 v1 | 2022-10-05 20:47 | Any | EUn | Ex | CZ10 | cDXHP | Cap-Tons | 2450 | 930000 | None | 554 | 0.168 | 0 | 42.4 | 0.0223 | 0 | [6 empty] | DEER:HVAC_Split-Package_HP | Annual | 20 | [13 empty] | CZ2022 | None
NE-HVAC-airHP-SpltPkg-65to134kBtuh-11p5eer-3p50cop | DEER2023 | D23 v1 | 2022-10-05 20:47 | Any | EUn | Ex | CZ11 | cDXHP | Cap-Tons | 2430 | 930000 | None | 572 | 0.174 | 0 | 44.4 | 0.0305 | 0 | [6 empty] | DEER:HVAC_Split-Package_HP | Annual | 20 | [13 empty] | CZ2022 | None
NE-HVAC-airHP-SpltPkg-65to134kBtuh-11p5eer-3p50cop | DEER2023 | D23 v1 | 2022-10-05 20:47 | Any | EUn | Ex | CZ12 | cDXHP | Cap-Tons | 2210 | 930000 | None | 564 | 0.168 | 0 | 40.3 | 0.0295 | 0 | [6 empty] | DEER:HVAC_Split-Package_HP | Annual | 20 | [13 empty] | CZ2022 | None
NE-HVAC-airHP-SpltPkg-65to134kBtuh-11p5eer-3p50cop | DEER2023 | D23 v1 | 2022-10-05 20:47 | Any | EUn | Ex | CZ13 | cDXHP | Cap-Tons | 2480 | 930000 | None | 582 | 0.177 | 0 | 47 | 0.0301 | 0 | [6 empty] | DEER:HVAC_Split-Package_HP | Annual | 20 | [13 empty] | CZ2022 | None
NE-HVAC-airHP-SpltPkg-65to134kBtuh-11p5eer-3p50cop | DEER2023 | D23 v1 | 2022-10-05 20:47 | Any | EUn | Ex | CZ14 | cDXHP | Cap-Tons | 2560 | 930000 | None | 565 | 0.18 | 0 | 41.1 | 0.0248 | 0 | [6 empty] | DEER:HVAC_Split-Package_HP | Annual | 20 | [13 empty] | CZ2022 | None
NE-HVAC-airHP-SpltPkg-65to134kBtuh-11p5eer-3p50cop | DEER2023 | D23 v1 | 2022-10-05 20:47 | Any | EUn | Ex | CZ15 | cDXHP | Cap-Tons | 3420 | 930000 | None | 585 | 0.212 | 0 | 53.1 | 0.0286 | 0 | [6 empty] | DEER:HVAC_Split-Package_HP | Annual | 20 | [13 empty] | CZ2022 | None
NE-HVAC-airHP-SpltPkg-65to134kBtuh-11p5eer-3p50cop | DEER2023 | D23 v1 | 2022-10-05 20:47 | Any | EUn | Ex | CZ16 | cDXHP | Cap-Tons | 2350 | 930000 | None | 622 | 0.00612 | 0 | 31.6 | 0.00289 | 0 | [6 empty] | DEER:HVAC_Split-Package_HP | Annual | 20 | [13 empty] | CZ2022 | None
NE-HVAC-airHP-SpltPkg-65to134kBtuh-11p5eer-3p50cop | DEER2023 | D23 v1 | 2022-10-05 20:47 | Any | EUn | Old | CZ01 | cDXHP | Cap-Tons | 2700 | 930000 | None | 658 | 0.164 | 0 | 17.4 | 0.00887 | 0 | [6 empty] | DEER:HVAC_Split-Package_HP | Annual | 20 | [13 empty] | CZ2022 | None
NE-HVAC-airHP-SpltPkg-65to134kBtuh-11p5eer-3p50cop | DEER2023 | D23 v1 | 2022-10-05 20:47 | Any | EUn | Old | CZ02 | cDXHP | Cap-Tons | 2460 | 930000 | None | 655 | 0.161 | 0 | 35.1 | 0.0256 | 0 | [6 empty] | DEER:HVAC_Split-Package_HP | Annual | 20 | [13 empty] | CZ2022 | None
NE-HVAC-airHP-SpltPkg-65to134kBtuh-11p5eer-3p50cop | DEER2023 | D23 v1 | 2022-10-05 20:47 | Any | EUn | Old | CZ03 | cDXHP | Cap-Tons | 2860 | 930000 | None | 644 | 0.146 | 0 | 19.2 | 0.016 | 0 | [6 empty] | DEER:HVAC_Split-Package_HP | Annual | 20 | [13 empty] | CZ2022 | None
NE-HVAC-airHP-SpltPkg-65to134kBtuh-11p5eer-3p50cop | DEER2023 | D23 v1 | 2022-10-05 20:47 | Any | EUn | Old | CZ04 | cDXHP | Cap-Tons | 2520 | 930000 | None | 647 | 0.165 | 0 | 36.6 | 0.0284 | 0 | [6 empty] | DEER:HVAC_Split-Package_HP | Annual | 20 | [13 empty] | CZ2022 | None
NE-HVAC-airHP-SpltPkg-65to134kBtuh-11p5eer-3p50cop | DEER2023 | D23 v1 | 2022-10-05 20:47 | Any | EUn | Old | CZ05 | cDXHP | Cap-Tons | 2820 | 930000 | None | 638 | 0.15 | 0 | 21.9 | 0.0113 | 0 | [6 empty] | DEER:HVAC_Split-Package_HP | Annual | 20 | [13 empty] | CZ2022 | None
NE-HVAC-airHP-SpltPkg-65to134kBtuh-11p5eer-3p50cop | DEER2023 | D23 v1 | 2022-10-05 20:47 | Any | EUn | Old | CZ06 | cDXHP | Cap-Tons | 2960 | 930000 | None | 620 | 0.156 | 0 | 32.3 | 0.018 | 0 | [6 empty] | DEER:HVAC_Split-Package_HP | Annual | 20 | [13 empty] | CZ2022 | None
NE-HVAC-airHP-SpltPkg-65to134kBtuh-11p5eer-3p50cop | DEER2023 | D23 v1 | 2022-10-05 20:47 | Any | EUn | Old | CZ07 | cDXHP | Cap-Tons | 2910 | 930000 | None | 628 | 0.141 | 0 | 27.2 | 0.0157 | 0 | [6 empty] | DEER:HVAC_Split-Package_HP | Annual | 20 | [13 empty] | CZ2022 | None
NE-HVAC-airHP-SpltPkg-65to134kBtuh-11p5eer-3p50cop | DEER2023 | D23 v1 | 2022-10-05 20:47 | Any | EUn | Old | CZ08 | cDXHP | Cap-Tons | 2590 | 930000 | None | 647 | 0.161 | 0 | 45.2 | 0.0232 | 0 | [6 empty] | DEER:HVAC_Split-Package_HP | Annual | 20 | [13 empty] | CZ2022 | None
NE-HVAC-airHP-SpltPkg-65to134kBtuh-11p5eer-3p50cop | DEER2023 | D23 v1 | 2022-10-05 20:47 | Any | EUn | Old | CZ09 | cDXHP | Cap-Tons | 3140 | 930000 | None | 649 | 0.183 | 0 | 36.7 | 0.0225 | 0 | [6 empty] | DEER:HVAC_Split-Package_HP | Annual | 20 | [13 empty] | CZ2022 | None
NE-HVAC-airHP-SpltPkg-65to134kBtuh-11p5eer-3p50cop | DEER2023 | D23 v1 | 2022-10-05 20:47 | Any | EUn | Old | CZ10 | cDXHP | Cap-Tons | 2930 | 930000 | None | 667 | 0.191 | 0 | 44.6 | 0.0229 | 0 | [6 empty] | DEER:HVAC_Split-Package_HP | Annual | 20 | [13 empty] | CZ2022 | None
NE-HVAC-airHP-SpltPkg-65to134kBtuh-11p5eer-3p50cop | DEER2023 | D23 v1 | 2022-10-05 20:47 | Any | EUn | Old | CZ11 | cDXHP | Cap-Tons | 2850 | 930000 | None | 680 | 0.2 | 0 | 46.6 | 0.0313 | 0 | [6 empty] | DEER:HVAC_Split-Package_HP | Annual | 20 | [13 empty] | CZ2022 | None
NE-HVAC-airHP-SpltPkg-65to134kBtuh-11p5eer-3p50cop | DEER2023 | D23 v1 | 2022-10-05 20:47 | Any | EUn | Old | CZ12 | cDXHP | Cap-Tons | 2620 | 930000 | None | 674 | 0.192 | 0 | 41.8 | 0.0302 | 0 | [6 empty] | DEER:HVAC_Split-Package_HP | Annual | 20 | [13 empty] | CZ2022 | None
NE-HVAC-airHP-SpltPkg-65to134kBtuh-11p5eer-3p50cop | DEER2023 | D23 v1 | 2022-10-05 20:47 | Any | EUn | Old | CZ13 | cDXHP | Cap-Tons | 2920 | 930000 | None | 693 | 0.203 | 0 | 48.8 | 0.0308 | 0 | [6 empty] | DEER:HVAC_Split-Package_HP | Annual | 20 | [13 empty] | CZ2022 | None
NE-HVAC-airHP-SpltPkg-65to134kBtuh-11p5eer-3p50cop | DEER2023 | D23 v1 | 2022-10-05 20:47 | Any | EUn | Old | CZ14 | cDXHP | Cap-Tons | 3000 | 930000 | None | 680 | 0.204 | 0 | 43.8 | 0.0261 | 0 | [6 empty] | DEER:HVAC_Split-Package_HP | Annual | 20 | [13 empty] | CZ2022 | None
NE-HVAC-airHP-SpltPkg-65to134kBtuh-11p5eer-3p50cop | DEER2023 | D23 v1 | 2022-10-05 20:47 | Any | EUn | Old | CZ15 | cDXHP | Cap-Tons | 3910 | 930000 | None | 701 | 0.242 | 0 | 56.5 | 0.0298 | 0 | [6 empty] | DEER:HVAC_Split-Package_HP | Annual | 20 | [13 empty] | CZ2022 | None
NE-HVAC-airHP-SpltPkg-65to134kBtuh-11p5eer-3p50cop | DEER2023 | D23 v1 | 2022-10-05 20:47 | Any | EUn | Old | CZ16 | cDXHP | Cap-Tons | 2990 | 930000 | None | 721 | 0.0122 | 0 | 30.7 | 0.00437 | 0 | [6 empty] | DEER:HVAC_Split-Package_HP | Annual | 20 | [13 empty] | CZ2022 | None
NE-HVAC-airHP-SpltPkg-65to134kBtuh-11p5eer-3p50cop | DEER2023 | D23 v1 | 2022-10-05 20:47 | Any | EUn | Rec | CZ01 | cDXHP | Cap-Tons | 1910 | 930000 | None | 37.5 | 0.0136 | 0 | 19.8 | 0.00947 | 0 | [6 empty] | DEER:HVAC_Split-Package_HP | Annual | 20 | [13 empty] | CZ2022 | None
NE-HVAC-airHP-SpltPkg-65to134kBtuh-11p5eer-3p50cop | DEER2023 | D23 v1 | 2022-10-05 20:47 | Any | EUn | Rec | CZ02 | cDXHP | Cap-Tons | 1920 | 930000 | None | 51.7 | 0.0358 | 0 | 32.6 | 0.0252 | 0 | [6 empty] | DEER:HVAC_Split-Package_HP | Annual | 20 | [13 empty] | CZ2022 | None
NE-HVAC-airHP-SpltPkg-65to134kBtuh-11p5eer-3p50cop | DEER2023 | D23 v1 | 2022-10-05 20:47 | Any | EUn | Rec | CZ03 | cDXHP | Cap-Tons | 2030 | 930000 | None | 33 | 0.0244 | 0 | 20.2 | 0.0172 | 0 | [6 empty] | DEER:HVAC_Split-Package_HP | Annual | 20 | [13 empty] | CZ2022 | None
NE-HVAC-airHP-SpltPkg-65to134kBtuh-11p5eer-3p50cop | DEER2023 | D23 v1 | 2022-10-05 20:47 | Any | EUn | Rec | CZ04 | cDXHP | Cap-Tons | 1960 | 930000 | None | 51.7 | 0.04 | 0 | 34.2 | 0.0281 | 0 | [6 empty] | DEER:HVAC_Split-Package_HP | Annual | 20 | [13 empty] | CZ2022 | None
NE-HVAC-airHP-SpltPkg-65to134kBtuh-11p5eer-3p50cop | DEER2023 | D23 v1 | 2022-10-05 20:47 | Any | EUn | Rec | CZ05 | cDXHP | Cap-Tons | 1980 | 930000 | None | 36.3 | 0.0176 | 0 | 23 | 0.0124 | 0 | [6 empty] | DEER:HVAC_Split-Package_HP | Annual | 20 | [13 empty] | CZ2022 | None
NE-HVAC-airHP-SpltPkg-65to134kBtuh-11p5eer-3p50cop | DEER2023 | D23 v1 | 2022-10-05 20:47 | Any | EUn | Rec | CZ06 | cDXHP | Cap-Tons | 2120 | 930000 | None | 49.2 | 0.0283 | 0 | 33.5 | 0.0199 | 0 | [6 empty] | DEER:HVAC_Split-Package_HP | Annual | 20 | [13 empty] | CZ2022 | None
NE-HVAC-airHP-SpltPkg-65to134kBtuh-11p5eer-3p50cop | DEER2023 | D23 v1 | 2022-10-05 20:47 | Any | EUn | Rec | CZ07 | cDXHP | Cap-Tons | 2080 | 930000 | None | 42.3 | 0.025 | 0 | 28.7 | 0.0175 | 0 | [6 empty] | DEER:HVAC_Split-Package_HP | Annual | 20 | [13 empty] | CZ2022 | None
NE-HVAC-airHP-SpltPkg-65to134kBtuh-11p5eer-3p50cop | DEER2023 | D23 v1 | 2022-10-05 20:47 | Any | EUn | Rec | CZ08 | cDXHP | Cap-Tons | 2020 | 930000 | None | 62.9 | 0.0336 | 0 | 43.4 | 0.0236 | 0 | [6 empty] | DEER:HVAC_Split-Package_HP | Annual | 20 | [13 empty] | CZ2022 | None
NE-HVAC-airHP-SpltPkg-65to134kBtuh-11p5eer-3p50cop | DEER2023 | D23 v1 | 2022-10-05 20:47 | Any | EUn | Rec | CZ09 | cDXHP | Cap-Tons | 2500 | 930000 | None | 49.5 | 0.0314 | 0 | 33.8 | 0.022 | 0 | [6 empty] | DEER:HVAC_Split-Package_HP | Annual | 20 | [13 empty] | CZ2022 | None
NE-HVAC-airHP-SpltPkg-65to134kBtuh-11p5eer-3p50cop | DEER2023 | D23 v1 | 2022-10-05 20:47 | Any | EUn | Rec | CZ10 | cDXHP | Cap-Tons | 2300 | 930000 | None | 61.1 | 0.0314 | 0 | 41.7 | 0.0221 | 0 | [6 empty] | DEER:HVAC_Split-Package_HP | Annual | 20 | [13 empty] | CZ2022 | None
NE-HVAC-airHP-SpltPkg-65to134kBtuh-11p5eer-3p50cop | DEER2023 | D23 v1 | 2022-10-05 20:47 | Any | EUn | Rec | CZ11 | cDXHP | Cap-Tons | 2210 | 930000 | None | 65 | 0.0425 | 0 | 43.5 | 0.0299 | 0 | [6 empty] | DEER:HVAC_Split-Package_HP | Annual | 20 | [13 empty] | CZ2022 | None
NE-HVAC-airHP-SpltPkg-65to134kBtuh-11p5eer-3p50cop | DEER2023 | D23 v1 | 2022-10-05 20:47 | Any | EUn | Rec | CZ12 | cDXHP | Cap-Tons | 2050 | 930000 | None | 60.1 | 0.0413 | 0 | 39.6 | 0.0291 | 0 | [6 empty] | DEER:HVAC_Split-Package_HP | Annual | 20 | [13 empty] | CZ2022 | None
NE-HVAC-airHP-SpltPkg-65to134kBtuh-11p5eer-3p50cop | DEER2023 | D23 v1 | 2022-10-05 20:47 | Any | EUn | Rec | CZ13 | cDXHP | Cap-Tons | 2280 | 930000 | None | 68.1 | 0.042 | 0 | 46.1 | 0.0295 | 0 | [6 empty] | DEER:HVAC_Split-Package_HP | Annual | 20 | [13 empty] | CZ2022 | None
NE-HVAC-airHP-SpltPkg-65to134kBtuh-11p5eer-3p50cop | DEER2023 | D23 v1 | 2022-10-05 20:47 | Any | EUn | Rec | CZ14 | cDXHP | Cap-Tons | 2360 | 930000 | None | 59.5 | 0.0343 | 0 | 40.1 | 0.0241 | 0 | [6 empty] | DEER:HVAC_Split-Package_HP | Annual | 20 | [13 empty] | CZ2022 | None
NE-HVAC-airHP-SpltPkg-65to134kBtuh-11p5eer-3p50cop | DEER2023 | D23 v1 | 2022-10-05 20:47 | Any | EUn | Rec | CZ15 | cDXHP | Cap-Tons | 3170 | 930000 | None | 74 | 0.0395 | 0 | 51.9 | 0.0278 | 0 | [6 empty] | DEER:HVAC_Split-Package_HP | Annual | 20 | [13 empty] | CZ2022 | None
NE-HVAC-airHP-SpltPkg-65to134kBtuh-11p5eer-3p50cop | DEER2023 | D23 v1 | 2022-10-05 20:47 | Any | EUn | Rec | CZ16 | cDXHP | Cap-Tons | 2080 | 930000 | None | 52 | 0.00277 | 0 | 30.2 | 0.00195 | 0 | [6 empty] | DEER:HVAC_Split-Package_HP | Annual | 20 | [13 empty] | CZ2022 | None
NE-HVAC-airHP-SpltPkg-65to134kBtuh-11p5eer-3p50cop | DEER2023 | D23 v1 | 2022-10-05 20:47 | Any | Gro | Ex | CZ01 | cDXHP | Cap-Tons | 61.7 | 50000 | None | 1350 | 0.142 | -0.00838 | 85.9 | 0.00661 | 0 | [6 empty] | DEER:HVAC_Split-Package_HP | Annual | 20 | [13 empty] | CZ2022 | None
NE-HVAC-airHP-SpltPkg-65to134kBtuh-11p5eer-3p50cop | DEER2023 | D23 v1 | 2022-10-05 20:47 | Any | Gro | Ex | CZ02 | cDXHP | Cap-Tons | 107 | 50000 | None | 819 | 0.148 | 0.00093 | 52.3 | 0.0134 | 0 | [6 empty] | DEER:HVAC_Split-Package_HP | Annual | 20 | [13 empty] | CZ2022 | None
NE-HVAC-airHP-SpltPkg-65to134kBtuh-11p5eer-3p50cop | DEER2023 | D23 v1 | 2022-10-05 20:47 | Any | Gro | Ex | CZ03 | cDXHP | Cap-Tons | 73.9 | 50000 | None | 1010 | 0.148 | -0.00277 | 56.3 | 0.0108 | 0 | [6 empty] | DEER:HVAC_Split-Package_HP | Annual | 20 | [13 empty] | CZ2022 | None
NE-HVAC-airHP-SpltPkg-65to134kBtuh-11p5eer-3p50cop | DEER2023 | D23 v1 | 2022-10-05 20:47 | Any | Gro | Ex | CZ04 | cDXHP | Cap-Tons | 96.2 | 50000 | None | 812 | 0.166 | -0.00078 | 51.7 | 0.0174 | 0 | [6 empty] | DEER:HVAC_Split-Package_HP | Annual | 20 | [13 empty] | CZ2022 | None
NE-HVAC-airHP-SpltPkg-65to134kBtuh-11p5eer-3p50cop | DEER2023 | D23 v1 | 2022-10-05 20:47 | Any | Gro | Ex | CZ05 | cDXHP | Cap-Tons | 77 | 50000 | None | 994 | 0.131 | 0.0004 | 55.8 | 0.00703 | 0 | [6 empty] | DEER:HVAC_Split-Package_HP | Annual | 20 | [13 empty] | CZ2022 | None
NE-HVAC-airHP-SpltPkg-65to134kBtuh-11p5eer-3p50cop | DEER2023 | D23 v1 | 2022-10-05 20:47 | Any | Gro | Ex | CZ06 | cDXHP | Cap-Tons | 90.5 | 50000 | None | 858 | 0.178 | 0.00135 | 48.2 | 0.0126 | 0 | [6 empty] | DEER:HVAC_Split-Package_HP | Annual | 20 | [13 empty] | CZ2022 | None
NE-HVAC-airHP-SpltPkg-65to134kBtuh-11p5eer-3p50cop | DEER2023 | D23 v1 | 2022-10-05 20:47 | Any | Gro | Ex | CZ07 | cDXHP | Cap-Tons | 84.7 | 50000 | None | 842 | 0.159 | -0.00187 | 46.2 | 0.0106 | 0 | [6 empty] | DEER:HVAC_Split-Package_HP | Annual | 20 | [13 empty] | CZ2022 | None
NE-HVAC-airHP-SpltPkg-65to134kBtuh-11p5eer-3p50cop | DEER2023 | D23 v1 | 2022-10-05 20:47 | Any | Gro | Ex | CZ08 | cDXHP | Cap-Tons | 99.7 | 50000 | None | 783 | 0.147 | -0.0007 | 50.8 | 0.0146 | 0 | [6 empty] | DEER:HVAC_Split-Package_HP | Annual | 20 | [13 empty] | CZ2022 | None
NE-HVAC-airHP-SpltPkg-65to134kBtuh-11p5eer-3p50cop | DEER2023 | D23 v1 | 2022-10-05 20:47 | Any | Gro | Ex | CZ09 | cDXHP | Cap-Tons | 89.2 | 50000 | None | 800 | 0.164 | -0.00058 | 55 | 0.02 | 0 | [6 empty] | DEER:HVAC_Split-Package_HP | Annual | 20 | [13 empty] | CZ2022 | None
NE-HVAC-airHP-SpltPkg-65to134kBtuh-11p5eer-3p50cop | DEER2023 | D23 v1 | 2022-10-05 20:47 | Any | Gro | Ex | CZ10 | cDXHP | Cap-Tons | 99.1 | 50000 | None | 818 | 0.189 | -0.00014 | 55.3 | 0.0202 | 0 | [6 empty] | DEER:HVAC_Split-Package_HP | Annual | 20 | [13 empty] | CZ2022 | None
NE-HVAC-airHP-SpltPkg-65to134kBtuh-11p5eer-3p50cop | DEER2023 | D23 v1 | 2022-10-05 20:47 | Any | Gro | Ex | CZ11 | cDXHP | Cap-Tons | 111 | 50000 | None | 853 | 0.202 | 0.00035 | 60.1 | 0.0254 | 0 | [6 empty] | DEER:HVAC_Split-Package_HP | Annual | 20 | [13 empty] | CZ2022 | None
NE-HVAC-airHP-SpltPkg-65to134kBtuh-11p5eer-3p50cop | DEER2023 | D23 v1 | 2022-10-05 20:47 | Any | Gro | Ex | CZ12 | cDXHP | Cap-Tons | 116 | 50000 | None | 826 | 0.204 | 0.00141 | 52.4 | 0.0208 | 0 | [6 empty] | DEER:HVAC_Split-Package_HP | Annual | 20 | [13 empty] | CZ2022 | None
NE-HVAC-airHP-SpltPkg-65to134kBtuh-11p5eer-3p50cop | DEER2023 | D23 v1 | 2022-10-05 20:47 | Any | Gro | Ex | CZ13 | cDXHP | Cap-Tons | 122 | 50000 | None | 820 | 0.21 | 8e-05 | 55.6 | 0.0238 | 0 | [6 empty] | DEER:HVAC_Split-Package_HP | Annual | 20 | [13 empty] | CZ2022 | None
NE-HVAC-airHP-SpltPkg-65to134kBtuh-11p5eer-3p50cop | DEER2023 | D23 v1 | 2022-10-05 20:47 | Any | Gro | Ex | CZ14 | cDXHP | Cap-Tons | 103 | 50000 | None | 861 | 0.192 | 0.00028 | 62.4 | 0.0237 | 0 | [6 empty] | DEER:HVAC_Split-Package_HP | Annual | 20 | [13 empty] | CZ2022 | None
NE-HVAC-airHP-SpltPkg-65to134kBtuh-11p5eer-3p50cop | DEER2023 | D23 v1 | 2022-10-05 20:47 | Any | Gro | Ex | CZ15 | cDXHP | Cap-Tons | 136 | 50000 | None | 849 | 0.235 | -0.00044 | 61.7 | 0.0292 | 0 | [6 empty] | DEER:HVAC_Split-Package_HP | Annual | 20 | [13 empty] | CZ2022 | None
NE-HVAC-airHP-SpltPkg-65to134kBtuh-11p5eer-3p50cop | DEER2023 | D23 v1 | 2022-10-05 20:47 | Any | Gro | Ex | CZ16 | cDXHP | Cap-Tons | 68.9 | 50000 | None | 1530 | 0.166 | 0.00321 | 87.1 | 0.014 | 0 | [6 empty] | DEER:HVAC_Split-Package_HP | Annual | 20 | [13 empty] | CZ2022 | None
NE-HVAC-airHP-SpltPkg-65to134kBtuh-11p5eer-3p50cop | DEER2023 | D23 v1 | 2022-10-05 20:47 | Any | Gro | Old | CZ01 | cDXHP | Cap-Tons | 65.7 | 50000 | None | 1730 | 0.178 | 0.00016 | 103 | 0.0068 | 0 | [6 empty] | DEER:HVAC_Split-Package_HP | Annual | 20 | [13 empty] | CZ2022 | None
NE-HVAC-airHP-SpltPkg-65to134kBtuh-11p5eer-3p50cop | DEER2023 | D23 v1 | 2022-10-05 20:47 | Any | Gro | Old | CZ02 | cDXHP | Cap-Tons | 115 | 50000 | None | 1010 | 0.18 | 0.0005 | 58.9 | 0.0109 | 0 | [6 empty] | DEER:HVAC_Split-Package_HP | Annual | 20 | [13 empty] | CZ2022 | None
NE-HVAC-airHP-SpltPkg-65to134kBtuh-11p5eer-3p50cop | DEER2023 | D23 v1 | 2022-10-05 20:47 | Any | Gro | Old | CZ03 | cDXHP | Cap-Tons | 77.5 | 50000 | None | 1330 | 0.186 | -0.00289 | 70 | 0.00758 | 0 | [6 empty] | DEER:HVAC_Split-Package_HP | Annual | 20 | [13 empty] | CZ2022 | None
NE-HVAC-airHP-SpltPkg-65to134kBtuh-11p5eer-3p50cop | DEER2023 | D23 v1 | 2022-10-05 20:47 | Any | Gro | Old | CZ04 | cDXHP | Cap-Tons | 101 | 50000 | None | 1020 | 0.215 | -0.00026 | 57.6 | 0.014 | 0 | [6 empty] | DEER:HVAC_Split-Package_HP | Annual | 20 | [13 empty] | CZ2022 | None
NE-HVAC-airHP-SpltPkg-65to134kBtuh-11p5eer-3p50cop | DEER2023 | D23 v1 | 2022-10-05 20:47 | Any | Gro | Old | CZ05 | cDXHP | Cap-Tons | 84.9 | 50000 | None | 1200 | 0.143 | 0.00264 | 65.5 | 0.0052 | 0 | [6 empty] | DEER:HVAC_Split-Package_HP | Annual | 20 | [13 empty] | CZ2022 | None
NE-HVAC-airHP-SpltPkg-65to134kBtuh-11p5eer-3p50cop | DEER2023 | D23 v1 | 2022-10-05 20:47 | Any | Gro | Old | CZ06 | cDXHP | Cap-Tons | 91.2 | 50000 | None | 1090 | 0.21 | 0.0008 | 52.9 | 0.00857 | 0 | [6 empty] | DEER:HVAC_Split-Package_HP | Annual | 20 | [13 empty] | CZ2022 | None
NE-HVAC-airHP-SpltPkg-65to134kBtuh-11p5eer-3p50cop | DEER2023 | D23 v1 | 2022-10-05 20:47 | Any | Gro | Old | CZ07 | cDXHP | Cap-Tons | 83.5 | 50000 | None | 1120 | 0.167 | -0.00136 | 53.6 | 0.00741 | 0 | [6 empty] | DEER:HVAC_Split-Package_HP | Annual | 20 | [13 empty] | CZ2022 | None
NE-HVAC-airHP-SpltPkg-65to134kBtuh-11p5eer-3p50cop | DEER2023 | D23 v1 | 2022-10-05 20:47 | Any | Gro | Old | CZ08 | cDXHP | Cap-Tons | 97.7 | 50000 | None | 1010 | 0.19 | -0.00161 | 53.2 | 0.0115 | 0 | [6 empty] | DEER:HVAC_Split-Package_HP | Annual | 20 | [13 empty] | CZ2022 | None
NE-HVAC-airHP-SpltPkg-65to134kBtuh-11p5eer-3p50cop | DEER2023 | D23 v1 | 2022-10-05 20:47 | Any | Gro | Old | CZ09 | cDXHP | Cap-Tons | 92.5 | 50000 | None | 1010 | 0.217 | -0.0003 | 57.1 | 0.0163 | 0 | [6 empty] | DEER:HVAC_Split-Package_HP | Annual | 20 | [13 empty] | CZ2022 | None
NE-HVAC-airHP-SpltPkg-65to134kBtuh-11p5eer-3p50cop | DEER2023 | D23 v1 | 2022-10-05 20:47 | Any | Gro | Old | CZ10 | cDXHP | Cap-Tons | 107 | 50000 | None | 1020 | 0.231 | 0.00149 | 57.2 | 0.0165 | 0 | [6 empty] | DEER:HVAC_Split-Package_HP | Annual | 20 | [13 empty] | CZ2022 | None
NE-HVAC-airHP-SpltPkg-65to134kBtuh-11p5eer-3p50cop | DEER2023 | D23 v1 | 2022-10-05 20:47 | Any | Gro | Old | CZ11 | cDXHP | Cap-Tons | 120 | 50000 | None | 1040 | 0.257 | 0.00068 | 62.8 | 0.0226 | 0 | [6 empty] | DEER:HVAC_Split-Package_HP | Annual | 20 | [13 empty] | CZ2022 | None
NE-HVAC-airHP-SpltPkg-65to134kBtuh-11p5eer-3p50cop | DEER2023 | D23 v1 | 2022-10-05 20:47 | Any | Gro | Old | CZ12 | cDXHP | Cap-Tons | 122 | 50000 | None | 1000 | 0.246 | -0.00041 | 56.2 | 0.018 | 0 | [6 empty] | DEER:HVAC_Split-Package_HP | Annual | 20 | [13 empty] | CZ2022 | None
NE-HVAC-airHP-SpltPkg-65to134kBtuh-11p5eer-3p50cop | DEER2023 | D23 v1 | 2022-10-05 20:47 | Any | Gro | Old | CZ13 | cDXHP | Cap-Tons | 131 | 50000 | None | 1010 | 0.265 | 0.00049 | 57.1 | 0.0205 | 0 | [6 empty] | DEER:HVAC_Split-Package_HP | Annual | 20 | [13 empty] | CZ2022 | None
NE-HVAC-airHP-SpltPkg-65to134kBtuh-11p5eer-3p50cop | DEER2023 | D23 v1 | 2022-10-05 20:47 | Any | Gro | Old | CZ14 | cDXHP | Cap-Tons | 112 | 50000 | None | 1050 | 0.243 | 0.00329 | 65 | 0.021 | 0 | [6 empty] | DEER:HVAC_Split-Package_HP | Annual | 20 | [13 empty] | CZ2022 | None
NE-HVAC-airHP-SpltPkg-65to134kBtuh-11p5eer-3p50cop | DEER2023 | D23 v1 | 2022-10-05 20:47 | Any | Gro | Old | CZ15 | cDXHP | Cap-Tons | 148 | 50000 | None | 1030 | 0.295 | -0.00062 | 57.5 | 0.0264 | 0 | [6 empty] | DEER:HVAC_Split-Package_HP | Annual | 20 | [13 empty] | CZ2022 | None
NE-HVAC-airHP-SpltPkg-65to134kBtuh-11p5eer-3p50cop | DEER2023 | D23 v1 | 2022-10-05 20:47 | Any | Gro | Old | CZ16 | cDXHP | Cap-Tons | 76.1 | 50000 | None | 1860 | 0.209 | 0.00624 | 96.5 | 0.0114 | 0 | [6 empty] | DEER:HVAC_Split-Package_HP | Annual | 20 | [13 empty] | CZ2022 | None
NE-HVAC-airHP-SpltPkg-65to134kBtuh-11p5eer-3p50cop | DEER2023 | D23 v1 | 2022-10-05 20:47 | Any | Gro | Rec | CZ01 | cDXHP | Cap-Tons | 56.3 | 50000 | None | 167 | 0.0105 | 0 | 80.6 | 0.0063 | 0 | [6 empty] | DEER:HVAC_Split-Package_HP | Annual | 20 | [13 empty] | CZ2022 | None
NE-HVAC-airHP-SpltPkg-65to134kBtuh-11p5eer-3p50cop | DEER2023 | D23 v1 | 2022-10-05 20:47 | Any | Gro | Rec | CZ02 | cDXHP | Cap-Tons | 98.3 | 50000 | None | 95.5 | 0.0201 | 0 | 49.4 | 0.0142 | 0 | [6 empty] | DEER:HVAC_Split-Package_HP | Annual | 20 | [13 empty] | CZ2022 | None
NE-HVAC-airHP-SpltPkg-65to134kBtuh-11p5eer-3p50cop | DEER2023 | D23 v1 | 2022-10-05 20:47 | Any | Gro | Rec | CZ03 | cDXHP | Cap-Tons | 67.4 | 50000 | None | 107 | 0.0158 | 0 | 53.1 | 0.0111 | 0 | [6 empty] | DEER:HVAC_Split-Package_HP | Annual | 20 | [13 empty] | CZ2022 | None
NE-HVAC-airHP-SpltPkg-65to134kBtuh-11p5eer-3p50cop | DEER2023 | D23 v1 | 2022-10-05 20:47 | Any | Gro | Rec | CZ04 | cDXHP | Cap-Tons | 88.3 | 50000 | None | 90.3 | 0.0259 | 0 | 48.5 | 0.0182 | 0 | [6 empty] | DEER:HVAC_Split-Package_HP | Annual | 20 | [13 empty] | CZ2022 | None
NE-HVAC-airHP-SpltPkg-65to134kBtuh-11p5eer-3p50cop | DEER2023 | D23 v1 | 2022-10-05 20:47 | Any | Gro | Rec | CZ05 | cDXHP | Cap-Tons | 66.5 | 50000 | None | 107 | 0.0112 | 0 | 53.3 | 0.00748 | 0 | [6 empty] | DEER:HVAC_Split-Package_HP | Annual | 20 | [13 empty] | CZ2022 | None
NE-HVAC-airHP-SpltPkg-65to134kBtuh-11p5eer-3p50cop | DEER2023 | D23 v1 | 2022-10-05 20:47 | Any | Gro | Rec | CZ06 | cDXHP | Cap-Tons | 82.6 | 50000 | None | 80.7 | 0.0196 | 0 | 44.6 | 0.0138 | 0 | [6 empty] | DEER:HVAC_Split-Package_HP | Annual | 20 | [13 empty] | CZ2022 | None
NE-HVAC-airHP-SpltPkg-65to134kBtuh-11p5eer-3p50cop | DEER2023 | D23 v1 | 2022-10-05 20:47 | Any | Gro | Rec | CZ07 | cDXHP | Cap-Tons | 73.7 | 50000 | None | 79.5 | 0.0168 | 0 | 43.3 | 0.0118 | 0 | [6 empty] | DEER:HVAC_Split-Package_HP | Annual | 20 | [13 empty] | CZ2022 | None
NE-HVAC-airHP-SpltPkg-65to134kBtuh-11p5eer-3p50cop | DEER2023 | D23 v1 | 2022-10-05 20:47 | Any | Gro | Rec | CZ08 | cDXHP | Cap-Tons | 86.4 | 50000 | None | 85.5 | 0.023 | 0 | 49.9 | 0.0162 | 0 | [6 empty] | DEER:HVAC_Split-Package_HP | Annual | 20 | [13 empty] | CZ2022 | None
NE-HVAC-airHP-SpltPkg-65to134kBtuh-11p5eer-3p50cop | DEER2023 | D23 v1 | 2022-10-05 20:47 | Any | Gro | Rec | CZ09 | cDXHP | Cap-Tons | 79 | 50000 | None | 90.3 | 0.03 | 0 | 52.1 | 0.0211 | 0 | [6 empty] | DEER:HVAC_Split-Package_HP | Annual | 20 | [13 empty] | CZ2022 | None
NE-HVAC-airHP-SpltPkg-65to134kBtuh-11p5eer-3p50cop | DEER2023 | D23 v1 | 2022-10-05 20:47 | Any | Gro | Rec | CZ10 | cDXHP | Cap-Tons | 91.9 | 50000 | None | 91.4 | 0.0308 | 0 | 53.2 | 0.0217 | 0 | [6 empty] | DEER:HVAC_Split-Package_HP | Annual | 20 | [13 empty] | CZ2022 | None
NE-HVAC-airHP-SpltPkg-65to134kBtuh-11p5eer-3p50cop | DEER2023 | D23 v1 | 2022-10-05 20:47 | Any | Gro | Rec | CZ11 | cDXHP | Cap-Tons | 97.6 | 50000 | None | 101 | 0.0366 | 0 | 57.5 | 0.0258 | 0 | [6 empty] | DEER:HVAC_Split-Package_HP | Annual | 20 | [13 empty] | CZ2022 | None
NE-HVAC-airHP-SpltPkg-65to134kBtuh-11p5eer-3p50cop | DEER2023 | D23 v1 | 2022-10-05 20:47 | Any | Gro | Rec | CZ12 | cDXHP | Cap-Tons | 106 | 50000 | None | 89.9 | 0.0312 | 0 | 49.2 | 0.0219 | 0 | [6 empty] | DEER:HVAC_Split-Package_HP | Annual | 20 | [13 empty] | CZ2022 | None
NE-HVAC-airHP-SpltPkg-65to134kBtuh-11p5eer-3p50cop | DEER2023 | D23 v1 | 2022-10-05 20:47 | Any | Gro | Rec | CZ13 | cDXHP | Cap-Tons | 111 | 50000 | None | 92.1 | 0.0345 | 0 | 53.7 | 0.0243 | 0 | [6 empty] | DEER:HVAC_Split-Package_HP | Annual | 20 | [13 empty] | CZ2022 | None
NE-HVAC-airHP-SpltPkg-65to134kBtuh-11p5eer-3p50cop | DEER2023 | D23 v1 | 2022-10-05 20:47 | Any | Gro | Rec | CZ14 | cDXHP | Cap-Tons | 90.5 | 50000 | None | 105 | 0.0341 | 0 | 60 | 0.024 | 0 | [6 empty] | DEER:HVAC_Split-Package_HP | Annual | 20 | [13 empty] | CZ2022 | None
NE-HVAC-airHP-SpltPkg-65to134kBtuh-11p5eer-3p50cop | DEER2023 | D23 v1 | 2022-10-05 20:47 | Any | Gro | Rec | CZ15 | cDXHP | Cap-Tons | 121 | 50000 | None | 93.6 | 0.0422 | 0 | 61 | 0.0296 | 0 | [6 empty] | DEER:HVAC_Split-Package_HP | Annual | 20 | [13 empty] | CZ2022 | None
NE-HVAC-airHP-SpltPkg-65to134kBtuh-11p5eer-3p50cop | DEER2023 | D23 v1 | 2022-10-05 20:47 | Any | Gro | Rec | CZ16 | cDXHP | Cap-Tons | 59 | 50000 | None | 166 | 0.0202 | 0 | 83.4 | 0.0142 | 0 | [6 empty] | DEER:HVAC_Split-Package_HP | Annual | 20 | [13 empty] | CZ2022 | None
NE-HVAC-airHP-SpltPkg-65to134kBtuh-11p5eer-3p50cop | DEER2023 | D23 v1 | 2022-10-05 20:47 | Any | Hsp | Ex | CZ01 | cDXHP | Cap-Tons | 680 | 236000 | None | 984 | 0.139 | 0 | 15.1 | 0.00451 | 0 | [6 empty] | DEER:HVAC_Split-Package_HP | Annual | 20 | [13 empty] | CZ2022 | None
NE-HVAC-airHP-SpltPkg-65to134kBtuh-11p5eer-3p50cop | DEER2023 | D23 v1 | 2022-10-05 20:47 | Any | Hsp | Ex | CZ02 | cDXHP | Cap-Tons | 680 | 236000 | None | 963 | 0.14 | 0 | 25.1 | 0.015 | 0 | [6 empty] | DEER:HVAC_Split-Package_HP | Annual | 20 | [13 empty] | CZ2022 | None
NE-HVAC-airHP-SpltPkg-65to134kBtuh-11p5eer-3p50cop | DEER2023 | D23 v1 | 2022-10-05 20:47 | Any | Hsp | Ex | CZ03 | cDXHP | Cap-Tons | 682 | 236000 | None | 903 | 0.118 | 0 | 15.2 | 0.0111 | 0 | [6 empty] | DEER:HVAC_Split-Package_HP | Annual | 20 | [13 empty] | CZ2022 | None
NE-HVAC-airHP-SpltPkg-65to134kBtuh-11p5eer-3p50cop | DEER2023 | D23 v1 | 2022-10-05 20:47 | Any | Hsp | Ex | CZ04 | cDXHP | Cap-Tons | 684 | 236000 | None | 988 | 0.153 | 0 | 28.3 | 0.0173 | 0 | [6 empty] | DEER:HVAC_Split-Package_HP | Annual | 20 | [13 empty] | CZ2022 | None
NE-HVAC-airHP-SpltPkg-65to134kBtuh-11p5eer-3p50cop | DEER2023 | D23 v1 | 2022-10-05 20:47 | Any | Hsp | Ex | CZ05 | cDXHP | Cap-Tons | 682 | 236000 | None | 956 | 0.123 | 0 | 17 | 0.00752 | 0 | [6 empty] | DEER:HVAC_Split-Package_HP | Annual | 20 | [13 empty] | CZ2022 | None
NE-HVAC-airHP-SpltPkg-65to134kBtuh-11p5eer-3p50cop | DEER2023 | D23 v1 | 2022-10-05 20:47 | Any | Hsp | Ex | CZ06 | cDXHP | Cap-Tons | 686 | 236000 | None | 1010 | 0.144 | 0 | 32.2 | 0.0137 | 0 | [6 empty] | DEER:HVAC_Split-Package_HP | Annual | 20 | [13 empty] | CZ2022 | None
NE-HVAC-airHP-SpltPkg-65to134kBtuh-11p5eer-3p50cop | DEER2023 | D23 v1 | 2022-10-05 20:47 | Any | Hsp | Ex | CZ07 | cDXHP | Cap-Tons | 684 | 236000 | None | 1020 | 0.129 | 0 | 27.3 | 0.012 | 0 | [6 empty] | DEER:HVAC_Split-Package_HP | Annual | 20 | [13 empty] | CZ2022 | None
NE-HVAC-airHP-SpltPkg-65to134kBtuh-11p5eer-3p50cop | DEER2023 | D23 v1 | 2022-10-05 20:47 | Any | Hsp | Ex | CZ08 | cDXHP | Cap-Tons | 687 | 236000 | None | 1050 | 0.147 | 0 | 38.9 | 0.0153 | 0 | [6 empty] | DEER:HVAC_Split-Package_HP | Annual | 20 | [13 empty] | CZ2022 | None
NE-HVAC-airHP-SpltPkg-65to134kBtuh-11p5eer-3p50cop | DEER2023 | D23 v1 | 2022-10-05 20:47 | Any | Hsp | Ex | CZ09 | cDXHP | Cap-Tons | 706 | 236000 | None | 1010 | 0.157 | 0 | 36.5 | 0.0172 | 0 | [6 empty] | DEER:HVAC_Split-Package_HP | Annual | 20 | [13 empty] | CZ2022 | None
NE-HVAC-airHP-SpltPkg-65to134kBtuh-11p5eer-3p50cop | DEER2023 | D23 v1 | 2022-10-05 20:47 | Any | Hsp | Ex | CZ10 | cDXHP | Cap-Tons | 682 | 236000 | None | 990 | 0.153 | 0 | 41.1 | 0.0191 | 0 | [6 empty] | DEER:HVAC_Split-Package_HP | Annual | 20 | [13 empty] | CZ2022 | None
NE-HVAC-airHP-SpltPkg-65to134kBtuh-11p5eer-3p50cop | DEER2023 | D23 v1 | 2022-10-05 20:47 | Any | Hsp | Ex | CZ11 | cDXHP | Cap-Tons | 687 | 236000 | None | 1040 | 0.171 | 0 | 45.1 | 0.0248 | 0 | [6 empty] | DEER:HVAC_Split-Package_HP | Annual | 20 | [13 empty] | CZ2022 | None
NE-HVAC-airHP-SpltPkg-65to134kBtuh-11p5eer-3p50cop | DEER2023 | D23 v1 | 2022-10-05 20:47 | Any | Hsp | Ex | CZ12 | cDXHP | Cap-Tons | 681 | 236000 | None | 1010 | 0.168 | 0 | 34.6 | 0.022 | 0 | [6 empty] | DEER:HVAC_Split-Package_HP | Annual | 20 | [13 empty] | CZ2022 | None
NE-HVAC-airHP-SpltPkg-65to134kBtuh-11p5eer-3p50cop | DEER2023 | D23 v1 | 2022-10-05 20:47 | Any | Hsp | Ex | CZ13 | cDXHP | Cap-Tons | 688 | 236000 | None | 1060 | 0.179 | 0 | 48.6 | 0.0246 | 0 | [6 empty] | DEER:HVAC_Split-Package_HP | Annual | 20 | [13 empty] | CZ2022 | None
NE-HVAC-airHP-SpltPkg-65to134kBtuh-11p5eer-3p50cop | DEER2023 | D23 v1 | 2022-10-05 20:47 | Any | Hsp | Ex | CZ14 | cDXHP | Cap-Tons | 688 | 236000 | None | 992 | 0.16 | 0 | 44 | 0.022 | 0 | [6 empty] | DEER:HVAC_Split-Package_HP | Annual | 20 | [13 empty] | CZ2022 | None
NE-HVAC-airHP-SpltPkg-65to134kBtuh-11p5eer-3p50cop | DEER2023 | D23 v1 | 2022-10-05 20:47 | Any | Hsp | Ex | CZ15 | cDXHP | Cap-Tons | 753 | 236000 | None | 998 | 0.18 | 0 | 69.6 | 0.03 | 0 | [6 empty] | DEER:HVAC_Split-Package_HP | Annual | 20 | [13 empty] | CZ2022 | None
NE-HVAC-airHP-SpltPkg-65to134kBtuh-11p5eer-3p50cop | DEER2023 | D23 v1 | 2022-10-05 20:47 | Any | Hsp | Ex | CZ16 | cDXHP | Cap-Tons | 680 | 236000 | None | 1040 | 0.117 | 0 | 31.8 | 0.0115 | 0 | [6 empty] | DEER:HVAC_Split-Package_HP | Annual | 20 | [13 empty] | CZ2022 | None
NE-HVAC-airHP-SpltPkg-65to134kBtuh-11p5eer-3p50cop | DEER2023 | D23 v1 | 2022-10-05 20:47 | Any | Hsp | Old | CZ01 | cDXHP | Cap-Tons | 683 | 236000 | None | 1130 | 0.162 | 0 | 15.5 | 0.00502 | 0 | [6 empty] | DEER:HVAC_Split-Package_HP | Annual | 20 | [13 empty] | CZ2022 | None
NE-HVAC-airHP-SpltPkg-65to134kBtuh-11p5eer-3p50cop | DEER2023 | D23 v1 | 2022-10-05 20:47 | Any | Hsp | Old | CZ02 | cDXHP | Cap-Tons | 690 | 236000 | None | 1160 | 0.168 | 0 | 26.7 | 0.0159 | 0 | [6 empty] | DEER:HVAC_Split-Package_HP | Annual | 20 | [13 empty] | CZ2022 | None
NE-HVAC-airHP-SpltPkg-65to134kBtuh-11p5eer-3p50cop | DEER2023 | D23 v1 | 2022-10-05 20:47 | Any | Hsp | Old | CZ03 | cDXHP | Cap-Tons | 686 | 236000 | None | 1150 | 0.153 | 0 | 16.1 | 0.0115 | 0 | [6 empty] | DEER:HVAC_Split-Package_HP | Annual | 20 | [13 empty] | CZ2022 | None
NE-HVAC-airHP-SpltPkg-65to134kBtuh-11p5eer-3p50cop | DEER2023 | D23 v1 | 2022-10-05 20:47 | Any | Hsp | Old | CZ04 | cDXHP | Cap-Tons | 690 | 236000 | None | 1190 | 0.185 | 0 | 29.3 | 0.0179 | 0 | [6 empty] | DEER:HVAC_Split-Package_HP | Annual | 20 | [13 empty] | CZ2022 | None
NE-HVAC-airHP-SpltPkg-65to134kBtuh-11p5eer-3p50cop | DEER2023 | D23 v1 | 2022-10-05 20:47 | Any | Hsp | Old | CZ05 | cDXHP | Cap-Tons | 686 | 236000 | None | 1140 | 0.15 | 0 | 17.8 | 0.00781 | 0 | [6 empty] | DEER:HVAC_Split-Package_HP | Annual | 20 | [13 empty] | CZ2022 | None
NE-HVAC-airHP-SpltPkg-65to134kBtuh-11p5eer-3p50cop | DEER2023 | D23 v1 | 2022-10-05 20:47 | Any | Hsp | Old | CZ06 | cDXHP | Cap-Tons | 691 | 236000 | None | 1170 | 0.168 | 0 | 32.9 | 0.014 | 0 | [6 empty] | DEER:HVAC_Split-Package_HP | Annual | 20 | [13 empty] | CZ2022 | None
NE-HVAC-airHP-SpltPkg-65to134kBtuh-11p5eer-3p50cop | DEER2023 | D23 v1 | 2022-10-05 20:47 | Any | Hsp | Old | CZ07 | cDXHP | Cap-Tons | 689 | 236000 | None | 1190 | 0.152 | 0 | 28 | 0.0122 | 0 | [6 empty] | DEER:HVAC_Split-Package_HP | Annual | 20 | [13 empty] | CZ2022 | None
NE-HVAC-airHP-SpltPkg-65to134kBtuh-11p5eer-3p50cop | DEER2023 | D23 v1 | 2022-10-05 20:47 | Any | Hsp | Old | CZ08 | cDXHP | Cap-Tons | 695 | 236000 | None | 1220 | 0.171 | 0 | 39.5 | 0.0155 | 0 | [6 empty] | DEER:HVAC_Split-Package_HP | Annual | 20 | [13 empty] | CZ2022 | None
NE-HVAC-airHP-SpltPkg-65to134kBtuh-11p5eer-3p50cop | DEER2023 | D23 v1 | 2022-10-05 20:47 | Any | Hsp | Old | CZ09 | cDXHP | Cap-Tons | 719 | 236000 | None | 1190 | 0.187 | 0 | 37 | 0.0175 | 0 | [6 empty] | DEER:HVAC_Split-Package_HP | Annual | 20 | [13 empty] | CZ2022 | None
NE-HVAC-airHP-SpltPkg-65to134kBtuh-11p5eer-3p50cop | DEER2023 | D23 v1 | 2022-10-05 20:47 | Any | Hsp | Old | CZ10 | cDXHP | Cap-Tons | 706 | 236000 | None | 1230 | 0.192 | 0 | 42.8 | 0.0197 | 0 | [6 empty] | DEER:HVAC_Split-Package_HP | Annual | 20 | [13 empty] | CZ2022 | None
NE-HVAC-airHP-SpltPkg-65to134kBtuh-11p5eer-3p50cop | DEER2023 | D23 v1 | 2022-10-05 20:47 | Any | Hsp | Old | CZ11 | cDXHP | Cap-Tons | 715 | 236000 | None | 1220 | 0.203 | 0 | 47.2 | 0.0258 | 0 | [6 empty] | DEER:HVAC_Split-Package_HP | Annual | 20 | [13 empty] | CZ2022 | None
NE-HVAC-airHP-SpltPkg-65to134kBtuh-11p5eer-3p50cop | DEER2023 | D23 v1 | 2022-10-05 20:47 | Any | Hsp | Old | CZ12 | cDXHP | Cap-Tons | 699 | 236000 | None | 1220 | 0.204 | 0 | 36.2 | 0.0229 | 0 | [6 empty] | DEER:HVAC_Split-Package_HP | Annual | 20 | [13 empty] | CZ2022 | None
NE-HVAC-airHP-SpltPkg-65to134kBtuh-11p5eer-3p50cop | DEER2023 | D23 v1 | 2022-10-05 20:47 | Any | Hsp | Old | CZ13 | cDXHP | Cap-Tons | 718 | 236000 | None | 1250 | 0.212 | 0 | 50.4 | 0.0254 | 0 | [6 empty] | DEER:HVAC_Split-Package_HP | Annual | 20 | [13 empty] | CZ2022 | None
NE-HVAC-airHP-SpltPkg-65to134kBtuh-11p5eer-3p50cop | DEER2023 | D23 v1 | 2022-10-05 20:47 | Any | Hsp | Old | CZ14 | cDXHP | Cap-Tons | 720 | 236000 | None | 1200 | 0.199 | 0 | 45.9 | 0.0228 | 0 | [6 empty] | DEER:HVAC_Split-Package_HP | Annual | 20 | [13 empty] | CZ2022 | None
NE-HVAC-airHP-SpltPkg-65to134kBtuh-11p5eer-3p50cop | DEER2023 | D23 v1 | 2022-10-05 20:47 | Any | Hsp | Old | CZ15 | cDXHP | Cap-Tons | 794 | 236000 | None | 1250 | 0.227 | 0 | 71.4 | 0.0308 | 0 | [6 empty] | DEER:HVAC_Split-Package_HP | Annual | 20 | [13 empty] | CZ2022 | None
NE-HVAC-airHP-SpltPkg-65to134kBtuh-11p5eer-3p50cop | DEER2023 | D23 v1 | 2022-10-05 20:47 | Any | Hsp | Old | CZ16 | cDXHP | Cap-Tons | 688 | 236000 | None | 1300 | 0.148 | 0 | 34.6 | 0.0125 | 0 | [6 empty] | DEER:HVAC_Split-Package_HP | Annual | 20 | [13 empty] | CZ2022 | None
NE-HVAC-airHP-SpltPkg-65to134kBtuh-11p5eer-3p50cop | DEER2023 | D23 v1 | 2022-10-05 20:47 | Any | Hsp | Rec | CZ01 | cDXHP | Cap-Tons | 680 | 236000 | None | 29.8 | 0.00587 | 0 | 15.1 | 0.00412 | 0 | [6 empty] | DEER:HVAC_Split-Package_HP | Annual | 20 | [13 empty] | CZ2022 | None
NE-HVAC-airHP-SpltPkg-65to134kBtuh-11p5eer-3p50cop | DEER2023 | D23 v1 | 2022-10-05 20:47 | Any | Hsp | Rec | CZ02 | cDXHP | Cap-Tons | 680 | 236000 | None | 40 | 0.0204 | 0 | 24.5 | 0.0143 | 0 | [6 empty] | DEER:HVAC_Split-Package_HP | Annual | 20 | [13 empty] | CZ2022 | None
NE-HVAC-airHP-SpltPkg-65to134kBtuh-11p5eer-3p50cop | DEER2023 | D23 v1 | 2022-10-05 20:47 | Any | Hsp | Rec | CZ03 | cDXHP | Cap-Tons | 680 | 236000 | None | 24.3 | 0.0147 | 0 | 14.3 | 0.0103 | 0 | [6 empty] | DEER:HVAC_Split-Package_HP | Annual | 20 | [13 empty] | CZ2022 | None
NE-HVAC-airHP-SpltPkg-65to134kBtuh-11p5eer-3p50cop | DEER2023 | D23 v1 | 2022-10-05 20:47 | Any | Hsp | Rec | CZ04 | cDXHP | Cap-Tons | 680 | 236000 | None | 40.8 | 0.023 | 0 | 26.4 | 0.0162 | 0 | [6 empty] | DEER:HVAC_Split-Package_HP | Annual | 20 | [13 empty] | CZ2022 | None
NE-HVAC-airHP-SpltPkg-65to134kBtuh-11p5eer-3p50cop | DEER2023 | D23 v1 | 2022-10-05 20:47 | Any | Hsp | Rec | CZ05 | cDXHP | Cap-Tons | 680 | 236000 | None | 26 | 0.00979 | 0 | 15.8 | 0.00689 | 0 | [6 empty] | DEER:HVAC_Split-Package_HP | Annual | 20 | [13 empty] | CZ2022 | None
NE-HVAC-airHP-SpltPkg-65to134kBtuh-11p5eer-3p50cop | DEER2023 | D23 v1 | 2022-10-05 20:47 | Any | Hsp | Rec | CZ06 | cDXHP | Cap-Tons | 680 | 236000 | None | 43.5 | 0.0182 | 0 | 29.5 | 0.0128 | 0 | [6 empty] | DEER:HVAC_Split-Package_HP | Annual | 20 | [13 empty] | CZ2022 | None
NE-HVAC-airHP-SpltPkg-65to134kBtuh-11p5eer-3p50cop | DEER2023 | D23 v1 | 2022-10-05 20:47 | Any | Hsp | Rec | CZ07 | cDXHP | Cap-Tons | 680 | 236000 | None | 36.3 | 0.016 | 0 | 24.8 | 0.0112 | 0 | [6 empty] | DEER:HVAC_Split-Package_HP | Annual | 20 | [13 empty] | CZ2022 | None
NE-HVAC-airHP-SpltPkg-65to134kBtuh-11p5eer-3p50cop | DEER2023 | D23 v1 | 2022-10-05 20:47 | Any | Hsp | Rec | CZ08 | cDXHP | Cap-Tons | 680 | 236000 | None | 52.4 | 0.0203 | 0 | 36 | 0.0143 | 0 | [6 empty] | DEER:HVAC_Split-Package_HP | Annual | 20 | [13 empty] | CZ2022 | None
NE-HVAC-airHP-SpltPkg-65to134kBtuh-11p5eer-3p50cop | DEER2023 | D23 v1 | 2022-10-05 20:47 | Any | Hsp | Rec | CZ09 | cDXHP | Cap-Tons | 684 | 236000 | None | 50.3 | 0.0234 | 0 | 34.2 | 0.0164 | 0 | [6 empty] | DEER:HVAC_Split-Package_HP | Annual | 20 | [13 empty] | CZ2022 | None
NE-HVAC-airHP-SpltPkg-65to134kBtuh-11p5eer-3p50cop | DEER2023 | D23 v1 | 2022-10-05 20:47 | Any | Hsp | Rec | CZ10 | cDXHP | Cap-Tons | 681 | 236000 | None | 58.6 | 0.026 | 0 | 39.6 | 0.0183 | 0 | [6 empty] | DEER:HVAC_Split-Package_HP | Annual | 20 | [13 empty] | CZ2022 | None
NE-HVAC-airHP-SpltPkg-65to134kBtuh-11p5eer-3p50cop | DEER2023 | D23 v1 | 2022-10-05 20:47 | Any | Hsp | Rec | CZ11 | cDXHP | Cap-Tons | 680 | 236000 | None | 63.8 | 0.0327 | 0 | 42 | 0.023 | 0 | [6 empty] | DEER:HVAC_Split-Package_HP | Annual | 20 | [13 empty] | CZ2022 | None
NE-HVAC-airHP-SpltPkg-65to134kBtuh-11p5eer-3p50cop | DEER2023 | D23 v1 | 2022-10-05 20:47 | Any | Hsp | Rec | CZ12 | cDXHP | Cap-Tons | 680 | 236000 | None | 51.3 | 0.0295 | 0 | 33 | 0.0208 | 0 | [6 empty] | DEER:HVAC_Split-Package_HP | Annual | 20 | [13 empty] | CZ2022 | None
NE-HVAC-airHP-SpltPkg-65to134kBtuh-11p5eer-3p50cop | DEER2023 | D23 v1 | 2022-10-05 20:47 | Any | Hsp | Rec | CZ13 | cDXHP | Cap-Tons | 681 | 236000 | None | 68.6 | 0.0328 | 0 | 45.7 | 0.0231 | 0 | [6 empty] | DEER:HVAC_Split-Package_HP | Annual | 20 | [13 empty] | CZ2022 | None
NE-HVAC-airHP-SpltPkg-65to134kBtuh-11p5eer-3p50cop | DEER2023 | D23 v1 | 2022-10-05 20:47 | Any | Hsp | Rec | CZ14 | cDXHP | Cap-Tons | 680 | 236000 | None | 63.1 | 0.0291 | 0 | 41.3 | 0.0205 | 0 | [6 empty] | DEER:HVAC_Split-Package_HP | Annual | 20 | [13 empty] | CZ2022 | None
NE-HVAC-airHP-SpltPkg-65to134kBtuh-11p5eer-3p50cop | DEER2023 | D23 v1 | 2022-10-05 20:47 | Any | Hsp | Rec | CZ15 | cDXHP | Cap-Tons | 725 | 236000 | None | 95.5 | 0.0409 | 0 | 66.8 | 0.0287 | 0 | [6 empty] | DEER:HVAC_Split-Package_HP | Annual | 20 | [13 empty] | CZ2022 | None
NE-HVAC-airHP-SpltPkg-65to134kBtuh-11p5eer-3p50cop | DEER2023 | D23 v1 | 2022-10-05 20:47 | Any | Hsp | Rec | CZ16 | cDXHP | Cap-Tons | 680 | 236000 | None | 51.9 | 0.015 | 0 | 29.1 | 0.0106 | 0 | [6 empty] | DEER:HVAC_Split-Package_HP | Annual | 20 | [13 empty] | CZ2022 | None
NE-HVAC-airHP-SpltPkg-65to134kBtuh-11p5eer-3p50cop | DEER2023 | D23 v1 | 2022-10-05 20:47 | Any | Htl | Ex | CZ01 | cDXHP | Cap-Tons | 63.2 | 140000 | None | 842 | 0.118 | 0 | 43.4 | 0.00655 | 0 | [6 empty] | DEER:HVAC_Split-Package_HP | Annual | 20 | [13 empty] | CZ2022 | None
NE-HVAC-airHP-SpltPkg-65to134kBtuh-11p5eer-3p50cop | DEER2023 | D23 v1 | 2022-10-05 20:47 | Any | Htl | Ex | CZ02 | cDXHP | Cap-Tons | 60.1 | 140000 | None | 816 | 0.134 | 0 | 49.7 | 0.0235 | 0 | [6 empty] | DEER:HVAC_Split-Package_HP | Annual | 20 | [13 empty] | CZ2022 | None
NE-HVAC-airHP-SpltPkg-65to134kBtuh-11p5eer-3p50cop | DEER2023 | D23 v1 | 2022-10-05 20:47 | Any | Htl | Ex | CZ03 | cDXHP | Cap-Tons | 68.3 | 140000 | None | 774 | 0.131 | 0 | 31.9 | 0.0137 | 0 | [6 empty] | DEER:HVAC_Split-Package_HP | Annual | 20 | [13 empty] | CZ2022 | None
NE-HVAC-airHP-SpltPkg-65to134kBtuh-11p5eer-3p50cop | DEER2023 | D23 v1 | 2022-10-05 20:47 | Any | Htl | Ex | CZ04 | cDXHP | Cap-Tons | 62.8 | 140000 | None | 758 | 0.143 | 0 | 48 | 0.0258 | 0 | [6 empty] | DEER:HVAC_Split-Package_HP | Annual | 20 | [13 empty] | CZ2022 | None
NE-HVAC-airHP-SpltPkg-65to134kBtuh-11p5eer-3p50cop | DEER2023 | D23 v1 | 2022-10-05 20:47 | Any | Htl | Ex | CZ05 | cDXHP | Cap-Tons | 67.2 | 140000 | None | 699 | 0.106 | 0 | 33.9 | 0.00898 | 0 | [6 empty] | DEER:HVAC_Split-Package_HP | Annual | 20 | [13 empty] | CZ2022 | None
NE-HVAC-airHP-SpltPkg-65to134kBtuh-11p5eer-3p50cop | DEER2023 | D23 v1 | 2022-10-05 20:47 | Any | Htl | Ex | CZ06 | cDXHP | Cap-Tons | 70.9 | 140000 | None | 706 | 0.13 | 0 | 41.5 | 0.0169 | 0 | [6 empty] | DEER:HVAC_Split-Package_HP | Annual | 20 | [13 empty] | CZ2022 | None
NE-HVAC-airHP-SpltPkg-65to134kBtuh-11p5eer-3p50cop | DEER2023 | D23 v1 | 2022-10-05 20:47 | Any | Htl | Ex | CZ07 | cDXHP | Cap-Tons | 69.5 | 140000 | None | 679 | 0.109 | 0 | 34.5 | 0.014 | 0 | [6 empty] | DEER:HVAC_Split-Package_HP | Annual | 20 | [13 empty] | CZ2022 | None
NE-HVAC-airHP-SpltPkg-65to134kBtuh-11p5eer-3p50cop | DEER2023 | D23 v1 | 2022-10-05 20:47 | Any | Htl | Ex | CZ08 | cDXHP | Cap-Tons | 61.7 | 140000 | None | 785 | 0.143 | 0 | 56.5 | 0.0214 | 0 | [6 empty] | DEER:HVAC_Split-Package_HP | Annual | 20 | [13 empty] | CZ2022 | None
NE-HVAC-airHP-SpltPkg-65to134kBtuh-11p5eer-3p50cop | DEER2023 | D23 v1 | 2022-10-05 20:47 | Any | Htl | Ex | CZ09 | cDXHP | Cap-Tons | 79.5 | 140000 | None | 747 | 0.149 | 0 | 45.8 | 0.0215 | 0 | [6 empty] | DEER:HVAC_Split-Package_HP | Annual | 20 | [13 empty] | CZ2022 | None
NE-HVAC-airHP-SpltPkg-65to134kBtuh-11p5eer-3p50cop | DEER2023 | D23 v1 | 2022-10-05 20:47 | Any | Htl | Ex | CZ10 | cDXHP | Cap-Tons | 70.2 | 140000 | None | 801 | 0.153 | 0 | 57.4 | 0.0255 | 0 | [6 empty] | DEER:HVAC_Split-Package_HP | Annual | 20 | [13 empty] | CZ2022 | None
NE-HVAC-airHP-SpltPkg-65to134kBtuh-11p5eer-3p50cop | DEER2023 | D23 v1 | 2022-10-05 20:47 | Any | Htl | Ex | CZ11 | cDXHP | Cap-Tons | 76 | 140000 | None | 841 | 0.149 | 0 | 63.6 | 0.034 | 0 | [6 empty] | DEER:HVAC_Split-Package_HP | Annual | 20 | [13 empty] | CZ2022 | None
NE-HVAC-airHP-SpltPkg-65to134kBtuh-11p5eer-3p50cop | DEER2023 | D23 v1 | 2022-10-05 20:47 | Any | Htl | Ex | CZ12 | cDXHP | Cap-Tons | 68.2 | 140000 | None | 816 | 0.147 | 0 | 54.4 | 0.0321 | 0 | [6 empty] | DEER:HVAC_Split-Package_HP | Annual | 20 | [13 empty] | CZ2022 | None
NE-HVAC-airHP-SpltPkg-65to134kBtuh-11p5eer-3p50cop | DEER2023 | D23 v1 | 2022-10-05 20:47 | Any | Htl | Ex | CZ13 | cDXHP | Cap-Tons | 77.4 | 140000 | None | 846 | 0.157 | 0 | 64.9 | 0.0327 | 0 | [6 empty] | DEER:HVAC_Split-Package_HP | Annual | 20 | [13 empty] | CZ2022 | None
NE-HVAC-airHP-SpltPkg-65to134kBtuh-11p5eer-3p50cop | DEER2023 | D23 v1 | 2022-10-05 20:47 | Any | Htl | Ex | CZ14 | cDXHP | Cap-Tons | 77.8 | 140000 | None | 823 | 0.149 | 0 | 60.6 | 0.029 | 0 | [6 empty] | DEER:HVAC_Split-Package_HP | Annual | 20 | [13 empty] | CZ2022 | None
NE-HVAC-airHP-SpltPkg-65to134kBtuh-11p5eer-3p50cop | DEER2023 | D23 v1 | 2022-10-05 20:47 | Any | Htl | Ex | CZ15 | cDXHP | Cap-Tons | 105 | 140000 | None | 877 | 0.183 | 0 | 73.7 | 0.0342 | 0 | [6 empty] | DEER:HVAC_Split-Package_HP | Annual | 20 | [13 empty] | CZ2022 | None
NE-HVAC-airHP-SpltPkg-65to134kBtuh-11p5eer-3p50cop | DEER2023 | D23 v1 | 2022-10-05 20:47 | Any | Htl | Ex | CZ16 | cDXHP | Cap-Tons | 68.5 | 140000 | None | 910 | 0.114 | 0 | 57.2 | 0.0151 | 0 | [6 empty] | DEER:HVAC_Split-Package_HP | Annual | 20 | [13 empty] | CZ2022 | None
NE-HVAC-airHP-SpltPkg-65to134kBtuh-11p5eer-3p50cop | DEER2023 | D23 v1 | 2022-10-05 20:47 | Any | Htl | Old | CZ01 | cDXHP | Cap-Tons | 82.7 | 140000 | None | 958 | 0.148 | 0 | 36.3 | 0.00658 | 0 | [6 empty] | DEER:HVAC_Split-Package_HP | Annual | 20 | [13 empty] | CZ2022 | None
NE-HVAC-airHP-SpltPkg-65to134kBtuh-11p5eer-3p50cop | DEER2023 | D23 v1 | 2022-10-05 20:47 | Any | Htl | Old | CZ02 | cDXHP | Cap-Tons | 74.6 | 140000 | None | 972 | 0.158 | 0 | 50.4 | 0.0237 | 0 | [6 empty] | DEER:HVAC_Split-Package_HP | Annual | 20 | [13 empty] | CZ2022 | None
NE-HVAC-airHP-SpltPkg-65to134kBtuh-11p5eer-3p50cop | DEER2023 | D23 v1 | 2022-10-05 20:47 | Any | Htl | Old | CZ03 | cDXHP | Cap-Tons | 88.1 | 140000 | None | 918 | 0.147 | 0 | 30.3 | 0.0136 | 0 | [6 empty] | DEER:HVAC_Split-Package_HP | Annual | 20 | [13 empty] | CZ2022 | None
NE-HVAC-airHP-SpltPkg-65to134kBtuh-11p5eer-3p50cop | DEER2023 | D23 v1 | 2022-10-05 20:47 | Any | Htl | Old | CZ04 | cDXHP | Cap-Tons | 75.9 | 140000 | None | 938 | 0.171 | 0 | 49.3 | 0.0259 | 0 | [6 empty] | DEER:HVAC_Split-Package_HP | Annual | 20 | [13 empty] | CZ2022 | None
NE-HVAC-airHP-SpltPkg-65to134kBtuh-11p5eer-3p50cop | DEER2023 | D23 v1 | 2022-10-05 20:47 | Any | Htl | Old | CZ05 | cDXHP | Cap-Tons | 87.5 | 140000 | None | 891 | 0.136 | 0 | 32.6 | 0.00889 | 0 | [6 empty] | DEER:HVAC_Split-Package_HP | Annual | 20 | [13 empty] | CZ2022 | None
NE-HVAC-airHP-SpltPkg-65to134kBtuh-11p5eer-3p50cop | DEER2023 | D23 v1 | 2022-10-05 20:47 | Any | Htl | Old | CZ06 | cDXHP | Cap-Tons | 90.7 | 140000 | None | 877 | 0.153 | 0 | 40.4 | 0.0159 | 0 | [6 empty] | DEER:HVAC_Split-Package_HP | Annual | 20 | [13 empty] | CZ2022 | None
NE-HVAC-airHP-SpltPkg-65to134kBtuh-11p5eer-3p50cop | DEER2023 | D23 v1 | 2022-10-05 20:47 | Any | Htl | Old | CZ07 | cDXHP | Cap-Tons | 88.7 | 140000 | None | 877 | 0.134 | 0 | 33.8 | 0.0131 | 0 | [6 empty] | DEER:HVAC_Split-Package_HP | Annual | 20 | [13 empty] | CZ2022 | None
NE-HVAC-airHP-SpltPkg-65to134kBtuh-11p5eer-3p50cop | DEER2023 | D23 v1 | 2022-10-05 20:47 | Any | Htl | Old | CZ08 | cDXHP | Cap-Tons | 75 | 140000 | None | 957 | 0.166 | 0 | 56.8 | 0.021 | 0 | [6 empty] | DEER:HVAC_Split-Package_HP | Annual | 20 | [13 empty] | CZ2022 | None
NE-HVAC-airHP-SpltPkg-65to134kBtuh-11p5eer-3p50cop | DEER2023 | D23 v1 | 2022-10-05 20:47 | Any | Htl | Old | CZ09 | cDXHP | Cap-Tons | 93.3 | 140000 | None | 944 | 0.181 | 0 | 47.7 | 0.0217 | 0 | [6 empty] | DEER:HVAC_Split-Package_HP | Annual | 20 | [13 empty] | CZ2022 | None
NE-HVAC-airHP-SpltPkg-65to134kBtuh-11p5eer-3p50cop | DEER2023 | D23 v1 | 2022-10-05 20:47 | Any | Htl | Old | CZ10 | cDXHP | Cap-Tons | 86.4 | 140000 | None | 984 | 0.182 | 0 | 58.7 | 0.025 | 0 | [6 empty] | DEER:HVAC_Split-Package_HP | Annual | 20 | [13 empty] | CZ2022 | None
NE-HVAC-airHP-SpltPkg-65to134kBtuh-11p5eer-3p50cop | DEER2023 | D23 v1 | 2022-10-05 20:47 | Any | Htl | Old | CZ11 | cDXHP | Cap-Tons | 92.2 | 140000 | None | 1010 | 0.181 | 0 | 64.1 | 0.0337 | 0 | [6 empty] | DEER:HVAC_Split-Package_HP | Annual | 20 | [13 empty] | CZ2022 | None
NE-HVAC-airHP-SpltPkg-65to134kBtuh-11p5eer-3p50cop | DEER2023 | D23 v1 | 2022-10-05 20:47 | Any | Htl | Old | CZ12 | cDXHP | Cap-Tons | 82.6 | 140000 | None | 989 | 0.18 | 0 | 54.9 | 0.0316 | 0 | [6 empty] | DEER:HVAC_Split-Package_HP | Annual | 20 | [13 empty] | CZ2022 | None
NE-HVAC-airHP-SpltPkg-65to134kBtuh-11p5eer-3p50cop | DEER2023 | D23 v1 | 2022-10-05 20:47 | Any | Htl | Old | CZ13 | cDXHP | Cap-Tons | 93.6 | 140000 | None | 1020 | 0.19 | 0 | 65.2 | 0.0324 | 0 | [6 empty] | DEER:HVAC_Split-Package_HP | Annual | 20 | [13 empty] | CZ2022 | None
NE-HVAC-airHP-SpltPkg-65to134kBtuh-11p5eer-3p50cop | DEER2023 | D23 v1 | 2022-10-05 20:47 | Any | Htl | Old | CZ14 | cDXHP | Cap-Tons | 92.6 | 140000 | None | 1020 | 0.185 | 0 | 61.2 | 0.0289 | 0 | [6 empty] | DEER:HVAC_Split-Package_HP | Annual | 20 | [13 empty] | CZ2022 | None
NE-HVAC-airHP-SpltPkg-65to134kBtuh-11p5eer-3p50cop | DEER2023 | D23 v1 | 2022-10-05 20:47 | Any | Htl | Old | CZ15 | cDXHP | Cap-Tons | 121 | 140000 | None | 1070 | 0.221 | 0 | 75.3 | 0.034 | 0 | [6 empty] | DEER:HVAC_Split-Package_HP | Annual | 20 | [13 empty] | CZ2022 | None
NE-HVAC-airHP-SpltPkg-65to134kBtuh-11p5eer-3p50cop | DEER2023 | D23 v1 | 2022-10-05 20:47 | Any | Htl | Old | CZ16 | cDXHP | Cap-Tons | 90.7 | 140000 | None | 1090 | 0.146 | 0 | 51.5 | 0.0145 | 0 | [6 empty] | DEER:HVAC_Split-Package_HP | Annual | 20 | [13 empty] | CZ2022 | None
NE-HVAC-airHP-SpltPkg-65to134kBtuh-11p5eer-3p50cop | DEER2023 | D23 v1 | 2022-10-05 20:47 | Any | Htl | Rec | CZ01 | cDXHP | Cap-Tons | 57.4 | 140000 | None | 93 | 0.00924 | 0 | 45.6 | 0.00623 | 0 | [6 empty] | DEER:HVAC_Split-Package_HP | Annual | 20 | [13 empty] | CZ2022 | None
NE-HVAC-airHP-SpltPkg-65to134kBtuh-11p5eer-3p50cop | DEER2023 | D23 v1 | 2022-10-05 20:47 | Any | Htl | Rec | CZ02 | cDXHP | Cap-Tons | 56.3 | 140000 | None | 87.2 | 0.0331 | 0 | 49.8 | 0.0233 | 0 | [6 empty] | DEER:HVAC_Split-Package_HP | Annual | 20 | [13 empty] | CZ2022 | None
NE-HVAC-airHP-SpltPkg-65to134kBtuh-11p5eer-3p50cop | DEER2023 | D23 v1 | 2022-10-05 20:47 | Any | Htl | Rec | CZ03 | cDXHP | Cap-Tons | 60.1 | 140000 | None | 62.1 | 0.0196 | 0 | 33.2 | 0.0138 | 0 | [6 empty] | DEER:HVAC_Split-Package_HP | Annual | 20 | [13 empty] | CZ2022 | None
NE-HVAC-airHP-SpltPkg-65to134kBtuh-11p5eer-3p50cop | DEER2023 | D23 v1 | 2022-10-05 20:47 | Any | Htl | Rec | CZ04 | cDXHP | Cap-Tons | 57.7 | 140000 | None | 78.2 | 0.0365 | 0 | 47.4 | 0.0256 | 0 | [6 empty] | DEER:HVAC_Split-Package_HP | Annual | 20 | [13 empty] | CZ2022 | None
NE-HVAC-airHP-SpltPkg-65to134kBtuh-11p5eer-3p50cop | DEER2023 | D23 v1 | 2022-10-05 20:47 | Any | Htl | Rec | CZ05 | cDXHP | Cap-Tons | 59.6 | 140000 | None | 63.5 | 0.0129 | 0 | 34.9 | 0.00908 | 0 | [6 empty] | DEER:HVAC_Split-Package_HP | Annual | 20 | [13 empty] | CZ2022 | None
NE-HVAC-airHP-SpltPkg-65to134kBtuh-11p5eer-3p50cop | DEER2023 | D23 v1 | 2022-10-05 20:47 | Any | Htl | Rec | CZ06 | cDXHP | Cap-Tons | 62.5 | 140000 | None | 65.2 | 0.0244 | 0 | 41.5 | 0.0172 | 0 | [6 empty] | DEER:HVAC_Split-Package_HP | Annual | 20 | [13 empty] | CZ2022 | None
NE-HVAC-airHP-SpltPkg-65to134kBtuh-11p5eer-3p50cop | DEER2023 | D23 v1 | 2022-10-05 20:47 | Any | Htl | Rec | CZ07 | cDXHP | Cap-Tons | 61.7 | 140000 | None | 54.3 | 0.0201 | 0 | 34.5 | 0.0141 | 0 | [6 empty] | DEER:HVAC_Split-Package_HP | Annual | 20 | [13 empty] | CZ2022 | None
NE-HVAC-airHP-SpltPkg-65to134kBtuh-11p5eer-3p50cop | DEER2023 | D23 v1 | 2022-10-05 20:47 | Any | Htl | Rec | CZ08 | cDXHP | Cap-Tons | 55.3 | 140000 | None | 84.1 | 0.0308 | 0 | 55.8 | 0.0217 | 0 | [6 empty] | DEER:HVAC_Split-Package_HP | Annual | 20 | [13 empty] | CZ2022 | None
NE-HVAC-airHP-SpltPkg-65to134kBtuh-11p5eer-3p50cop | DEER2023 | D23 v1 | 2022-10-05 20:47 | Any | Htl | Rec | CZ09 | cDXHP | Cap-Tons | 72.9 | 140000 | None | 69.2 | 0.0303 | 0 | 44.8 | 0.0214 | 0 | [6 empty] | DEER:HVAC_Split-Package_HP | Annual | 20 | [13 empty] | CZ2022 | None
NE-HVAC-airHP-SpltPkg-65to134kBtuh-11p5eer-3p50cop | DEER2023 | D23 v1 | 2022-10-05 20:47 | Any | Htl | Rec | CZ10 | cDXHP | Cap-Tons | 65.7 | 140000 | None | 87.4 | 0.0361 | 0 | 56.7 | 0.0254 | 0 | [6 empty] | DEER:HVAC_Split-Package_HP | Annual | 20 | [13 empty] | CZ2022 | None
NE-HVAC-airHP-SpltPkg-65to134kBtuh-11p5eer-3p50cop | DEER2023 | D23 v1 | 2022-10-05 20:47 | Any | Htl | Rec | CZ11 | cDXHP | Cap-Tons | 69.4 | 140000 | None | 100 | 0.0479 | 0 | 62.9 | 0.0337 | 0 | [6 empty] | DEER:HVAC_Split-Package_HP | Annual | 20 | [13 empty] | CZ2022 | None
NE-HVAC-airHP-SpltPkg-65to134kBtuh-11p5eer-3p50cop | DEER2023 | D23 v1 | 2022-10-05 20:47 | Any | Htl | Rec | CZ12 | cDXHP | Cap-Tons | 63.3 | 140000 | None | 89 | 0.0454 | 0 | 54.2 | 0.032 | 0 | [6 empty] | DEER:HVAC_Split-Package_HP | Annual | 20 | [13 empty] | CZ2022 | None
NE-HVAC-airHP-SpltPkg-65to134kBtuh-11p5eer-3p50cop | DEER2023 | D23 v1 | 2022-10-05 20:47 | Any | Htl | Rec | CZ13 | cDXHP | Cap-Tons | 71.6 | 140000 | None | 100 | 0.046 | 0 | 64.2 | 0.0323 | 0 | [6 empty] | DEER:HVAC_Split-Package_HP | Annual | 20 | [13 empty] | CZ2022 | None
NE-HVAC-airHP-SpltPkg-65to134kBtuh-11p5eer-3p50cop | DEER2023 | D23 v1 | 2022-10-05 20:47 | Any | Htl | Rec | CZ14 | cDXHP | Cap-Tons | 71.3 | 140000 | None | 95.1 | 0.0406 | 0 | 59.5 | 0.0286 | 0 | [6 empty] | DEER:HVAC_Split-Package_HP | Annual | 20 | [13 empty] | CZ2022 | None
NE-HVAC-airHP-SpltPkg-65to134kBtuh-11p5eer-3p50cop | DEER2023 | D23 v1 | 2022-10-05 20:47 | Any | Htl | Rec | CZ15 | cDXHP | Cap-Tons | 97.1 | 140000 | None | 105 | 0.0475 | 0 | 72.3 | 0.0334 | 0 | [6 empty] | DEER:HVAC_Split-Package_HP | Annual | 20 | [13 empty] | CZ2022 | None
NE-HVAC-airHP-SpltPkg-65to134kBtuh-11p5eer-3p50cop | DEER2023 | D23 v1 | 2022-10-05 20:47 | Any | Htl | Rec | CZ16 | cDXHP | Cap-Tons | 61.5 | 140000 | None | 109 | 0.0211 | 0 | 57.8 | 0.0149 | 0 | [6 empty] | DEER:HVAC_Split-Package_HP | Annual | 20 | [13 empty] | CZ2022 | None
NE-HVAC-airHP-SpltPkg-65to134kBtuh-11p5eer-3p50cop | DEER2023 | D23 v1 | 2022-10-05 20:47 | Any | MBT | Ex | CZ01 | cDXHP | Cap-Tons | 322 | 200000 | None | 507 | 0.0952 | 0 | 16.3 | 0.00551 | 0 | [6 empty] | DEER:HVAC_Split-Package_HP | Annual | 20 | [13 empty] | CZ2022 | None
NE-HVAC-airHP-SpltPkg-65to134kBtuh-11p5eer-3p50cop | DEER2023 | D23 v1 | 2022-10-05 20:47 | Any | MBT | Ex | CZ02 | cDXHP | Cap-Tons | 340 | 200000 | None | 503 | 0.128 | 0 | 26.8 | 0.0159 | 0 | [6 empty] | DEER:HVAC_Split-Package_HP | Annual | 20 | [13 empty] | CZ2022 | None
NE-HVAC-airHP-SpltPkg-65to134kBtuh-11p5eer-3p50cop | DEER2023 | D23 v1 | 2022-10-05 20:47 | Any | MBT | Ex | CZ03 | cDXHP | Cap-Tons | 350 | 200000 | None | 506 | 0.106 | 0 | 18.7 | 0.0104 | 0 | [6 empty] | DEER:HVAC_Split-Package_HP | Annual | 20 | [13 empty] | CZ2022 | None
NE-HVAC-airHP-SpltPkg-65to134kBtuh-11p5eer-3p50cop | DEER2023 | D23 v1 | 2022-10-05 20:47 | Any | MBT | Ex | CZ04 | cDXHP | Cap-Tons | 351 | 200000 | None | 487 | 0.134 | 0 | 29.5 | 0.0174 | 0 | [6 empty] | DEER:HVAC_Split-Package_HP | Annual | 20 | [13 empty] | CZ2022 | None
NE-HVAC-airHP-SpltPkg-65to134kBtuh-11p5eer-3p50cop | DEER2023 | D23 v1 | 2022-10-05 20:47 | Any | MBT | Ex | CZ05 | cDXHP | Cap-Tons | 348 | 200000 | None | 463 | 0.0897 | 0 | 21.5 | 0.00739 | 0 | [6 empty] | DEER:HVAC_Split-Package_HP | Annual | 20 | [13 empty] | CZ2022 | None
NE-HVAC-airHP-SpltPkg-65to134kBtuh-11p5eer-3p50cop | DEER2023 | D23 v1 | 2022-10-05 20:47 | Any | MBT | Ex | CZ06 | cDXHP | Cap-Tons | 379 | 200000 | None | 430 | 0.109 | 0 | 31.6 | 0.0121 | 0 | [6 empty] | DEER:HVAC_Split-Package_HP | Annual | 20 | [13 empty] | CZ2022 | None
NE-HVAC-airHP-SpltPkg-65to134kBtuh-11p5eer-3p50cop | DEER2023 | D23 v1 | 2022-10-05 20:47 | Any | MBT | Ex | CZ07 | cDXHP | Cap-Tons | 371 | 200000 | None | 439 | 0.0962 | 0 | 27.1 | 0.0104 | 0 | [6 empty] | DEER:HVAC_Split-Package_HP | Annual | 20 | [13 empty] | CZ2022 | None
NE-HVAC-airHP-SpltPkg-65to134kBtuh-11p5eer-3p50cop | DEER2023 | D23 v1 | 2022-10-05 20:47 | Any | MBT | Ex | CZ08 | cDXHP | Cap-Tons | 384 | 200000 | None | 464 | 0.12 | 0 | 37 | 0.0144 | 0 | [6 empty] | DEER:HVAC_Split-Package_HP | Annual | 20 | [13 empty] | CZ2022 | None
NE-HVAC-airHP-SpltPkg-65to134kBtuh-11p5eer-3p50cop | DEER2023 | D23 v1 | 2022-10-05 20:47 | Any | MBT | Ex | CZ09 | cDXHP | Cap-Tons | 456 | 200000 | None | 475 | 0.133 | 0 | 29.3 | 0.0147 | 0 | [6 empty] | DEER:HVAC_Split-Package_HP | Annual | 20 | [13 empty] | CZ2022 | None
NE-HVAC-airHP-SpltPkg-65to134kBtuh-11p5eer-3p50cop | DEER2023 | D23 v1 | 2022-10-05 20:47 | Any | MBT | Ex | CZ10 | cDXHP | Cap-Tons | 403 | 200000 | None | 490 | 0.141 | 0 | 35.6 | 0.0177 | 0 | [6 empty] | DEER:HVAC_Split-Package_HP | Annual | 20 | [13 empty] | CZ2022 | None
NE-HVAC-airHP-SpltPkg-65to134kBtuh-11p5eer-3p50cop | DEER2023 | D23 v1 | 2022-10-05 20:47 | Any | MBT | Ex | CZ11 | cDXHP | Cap-Tons | 439 | 200000 | None | 495 | 0.152 | 0 | 33.2 | 0.0226 | 0 | [6 empty] | DEER:HVAC_Split-Package_HP | Annual | 20 | [13 empty] | CZ2022 | None
NE-HVAC-airHP-SpltPkg-65to134kBtuh-11p5eer-3p50cop | DEER2023 | D23 v1 | 2022-10-05 20:47 | Any | MBT | Ex | CZ12 | cDXHP | Cap-Tons | 399 | 200000 | None | 502 | 0.15 | 0 | 29.7 | 0.0214 | 0 | [6 empty] | DEER:HVAC_Split-Package_HP | Annual | 20 | [13 empty] | CZ2022 | None
NE-HVAC-airHP-SpltPkg-65to134kBtuh-11p5eer-3p50cop | DEER2023 | D23 v1 | 2022-10-05 20:47 | Any | MBT | Ex | CZ13 | cDXHP | Cap-Tons | 443 | 200000 | None | 500 | 0.154 | 0 | 35.4 | 0.0222 | 0 | [6 empty] | DEER:HVAC_Split-Package_HP | Annual | 20 | [13 empty] | CZ2022 | None
NE-HVAC-airHP-SpltPkg-65to134kBtuh-11p5eer-3p50cop | DEER2023 | D23 v1 | 2022-10-05 20:47 | Any | MBT | Ex | CZ14 | cDXHP | Cap-Tons | 446 | 200000 | None | 486 | 0.151 | 0 | 33.3 | 0.0201 | 0 | [6 empty] | DEER:HVAC_Split-Package_HP | Annual | 20 | [13 empty] | CZ2022 | None
NE-HVAC-airHP-SpltPkg-65to134kBtuh-11p5eer-3p50cop | DEER2023 | D23 v1 | 2022-10-05 20:47 | Any | MBT | Ex | CZ15 | cDXHP | Cap-Tons | 572 | 200000 | None | 500 | 0.172 | 0 | 44.6 | 0.0241 | 0 | [6 empty] | DEER:HVAC_Split-Package_HP | Annual | 20 | [13 empty] | CZ2022 | None
NE-HVAC-airHP-SpltPkg-65to134kBtuh-11p5eer-3p50cop | DEER2023 | D23 v1 | 2022-10-05 20:47 | Any | MBT | Ex | CZ16 | cDXHP | Cap-Tons | 349 | 200000 | None | 530 | 0.102 | 0 | 26.8 | 0.011 | 0 | [6 empty] | DEER:HVAC_Split-Package_HP | Annual | 20 | [13 empty] | CZ2022 | None
NE-HVAC-airHP-SpltPkg-65to134kBtuh-11p5eer-3p50cop | DEER2023 | D23 v1 | 2022-10-05 20:47 | Any | MBT | Old | CZ01 | cDXHP | Cap-Tons | 357 | 200000 | None | 606 | 0.117 | 0 | 15.8 | 0.00556 | 0 | [6 empty] | DEER:HVAC_Split-Package_HP | Annual | 20 | [13 empty] | CZ2022 | None
NE-HVAC-airHP-SpltPkg-65to134kBtuh-11p5eer-3p50cop | DEER2023 | D23 v1 | 2022-10-05 20:47 | Any | MBT | Old | CZ02 | cDXHP | Cap-Tons | 381 | 200000 | None | 602 | 0.152 | 0 | 26.9 | 0.0161 | 0 | [6 empty] | DEER:HVAC_Split-Package_HP | Annual | 20 | [13 empty] | CZ2022 | None
NE-HVAC-airHP-SpltPkg-65to134kBtuh-11p5eer-3p50cop | DEER2023 | D23 v1 | 2022-10-05 20:47 | Any | MBT | Old | CZ03 | cDXHP | Cap-Tons | 375 | 200000 | None | 594 | 0.125 | 0 | 18.6 | 0.0104 | 0 | [6 empty] | DEER:HVAC_Split-Package_HP | Annual | 20 | [13 empty] | CZ2022 | None
NE-HVAC-airHP-SpltPkg-65to134kBtuh-11p5eer-3p50cop | DEER2023 | D23 v1 | 2022-10-05 20:47 | Any | MBT | Old | CZ04 | cDXHP | Cap-Tons | 381 | 200000 | None | 592 | 0.163 | 0 | 29.4 | 0.0174 | 0 | [6 empty] | DEER:HVAC_Split-Package_HP | Annual | 20 | [13 empty] | CZ2022 | None
NE-HVAC-airHP-SpltPkg-65to134kBtuh-11p5eer-3p50cop | DEER2023 | D23 v1 | 2022-10-05 20:47 | Any | MBT | Old | CZ05 | cDXHP | Cap-Tons | 375 | 200000 | None | 565 | 0.11 | 0 | 21.5 | 0.00743 | 0 | [6 empty] | DEER:HVAC_Split-Package_HP | Annual | 20 | [13 empty] | CZ2022 | None
NE-HVAC-airHP-SpltPkg-65to134kBtuh-11p5eer-3p50cop | DEER2023 | D23 v1 | 2022-10-05 20:47 | Any | MBT | Old | CZ06 | cDXHP | Cap-Tons | 395 | 200000 | None | 543 | 0.135 | 0 | 32.2 | 0.0122 | 0 | [6 empty] | DEER:HVAC_Split-Package_HP | Annual | 20 | [13 empty] | CZ2022 | None
NE-HVAC-airHP-SpltPkg-65to134kBtuh-11p5eer-3p50cop | DEER2023 | D23 v1 | 2022-10-05 20:47 | Any | MBT | Old | CZ07 | cDXHP | Cap-Tons | 388 | 200000 | None | 550 | 0.12 | 0 | 27.6 | 0.0104 | 0 | [6 empty] | DEER:HVAC_Split-Package_HP | Annual | 20 | [13 empty] | CZ2022 | None
NE-HVAC-airHP-SpltPkg-65to134kBtuh-11p5eer-3p50cop | DEER2023 | D23 v1 | 2022-10-05 20:47 | Any | MBT | Old | CZ08 | cDXHP | Cap-Tons | 401 | 200000 | None | 581 | 0.149 | 0 | 37.7 | 0.0145 | 0 | [6 empty] | DEER:HVAC_Split-Package_HP | Annual | 20 | [13 empty] | CZ2022 | None
NE-HVAC-airHP-SpltPkg-65to134kBtuh-11p5eer-3p50cop | DEER2023 | D23 v1 | 2022-10-05 20:47 | Any | MBT | Old | CZ09 | cDXHP | Cap-Tons | 483 | 200000 | None | 586 | 0.163 | 0 | 29.6 | 0.0149 | 0 | [6 empty] | DEER:HVAC_Split-Package_HP | Annual | 20 | [13 empty] | CZ2022 | None
NE-HVAC-airHP-SpltPkg-65to134kBtuh-11p5eer-3p50cop | DEER2023 | D23 v1 | 2022-10-05 20:47 | Any | MBT | Old | CZ10 | cDXHP | Cap-Tons | 454 | 200000 | None | 597 | 0.172 | 0 | 35.8 | 0.0178 | 0 | [6 empty] | DEER:HVAC_Split-Package_HP | Annual | 20 | [13 empty] | CZ2022 | None
NE-HVAC-airHP-SpltPkg-65to134kBtuh-11p5eer-3p50cop | DEER2023 | D23 v1 | 2022-10-05 20:47 | Any | MBT | Old | CZ11 | cDXHP | Cap-Tons | 484 | 200000 | None | 602 | 0.185 | 0 | 34.1 | 0.023 | 0 | [6 empty] | DEER:HVAC_Split-Package_HP | Annual | 20 | [13 empty] | CZ2022 | None
NE-HVAC-airHP-SpltPkg-65to134kBtuh-11p5eer-3p50cop | DEER2023 | D23 v1 | 2022-10-05 20:47 | Any | MBT | Old | CZ12 | cDXHP | Cap-Tons | 442 | 200000 | None | 607 | 0.181 | 0 | 30.2 | 0.0217 | 0 | [6 empty] | DEER:HVAC_Split-Package_HP | Annual | 20 | [13 empty] | CZ2022 | None
NE-HVAC-airHP-SpltPkg-65to134kBtuh-11p5eer-3p50cop | DEER2023 | D23 v1 | 2022-10-05 20:47 | Any | MBT | Old | CZ13 | cDXHP | Cap-Tons | 489 | 200000 | None | 617 | 0.19 | 0 | 36.2 | 0.0226 | 0 | [6 empty] | DEER:HVAC_Split-Package_HP | Annual | 20 | [13 empty] | CZ2022 | None
NE-HVAC-airHP-SpltPkg-65to134kBtuh-11p5eer-3p50cop | DEER2023 | D23 v1 | 2022-10-05 20:47 | Any | MBT | Old | CZ14 | cDXHP | Cap-Tons | 490 | 200000 | None | 592 | 0.183 | 0 | 34 | 0.0204 | 0 | [6 empty] | DEER:HVAC_Split-Package_HP | Annual | 20 | [13 empty] | CZ2022 | None
NE-HVAC-airHP-SpltPkg-65to134kBtuh-11p5eer-3p50cop | DEER2023 | D23 v1 | 2022-10-05 20:47 | Any | MBT | Old | CZ15 | cDXHP | Cap-Tons | 619 | 200000 | None | 613 | 0.209 | 0 | 46.2 | 0.0247 | 0 | [6 empty] | DEER:HVAC_Split-Package_HP | Annual | 20 | [13 empty] | CZ2022 | None
NE-HVAC-airHP-SpltPkg-65to134kBtuh-11p5eer-3p50cop | DEER2023 | D23 v1 | 2022-10-05 20:47 | Any | MBT | Old | CZ16 | cDXHP | Cap-Tons | 392 | 200000 | None | 638 | 0.125 | 0 | 27.3 | 0.0112 | 0 | [6 empty] | DEER:HVAC_Split-Package_HP | Annual | 20 | [13 empty] | CZ2022 | None
NE-HVAC-airHP-SpltPkg-65to134kBtuh-11p5eer-3p50cop | DEER2023 | D23 v1 | 2022-10-05 20:47 | Any | MBT | Rec | CZ01 | cDXHP | Cap-Tons | 294 | 200000 | None | 34.4 | 0.0106 | 0 | 16.5 | 0.00565 | 0 | [6 empty] | DEER:HVAC_Split-Package_HP | Annual | 20 | [13 empty] | CZ2022 | None
NE-HVAC-airHP-SpltPkg-65to134kBtuh-11p5eer-3p50cop | DEER2023 | D23 v1 | 2022-10-05 20:47 | Any | MBT | Rec | CZ02 | cDXHP | Cap-Tons | 307 | 200000 | None | 51.3 | 0.0291 | 0 | 27.4 | 0.016 | 0 | [6 empty] | DEER:HVAC_Split-Package_HP | Annual | 20 | [13 empty] | CZ2022 | None
NE-HVAC-airHP-SpltPkg-65to134kBtuh-11p5eer-3p50cop | DEER2023 | D23 v1 | 2022-10-05 20:47 | Any | MBT | Rec | CZ03 | cDXHP | Cap-Tons | 307 | 200000 | None | 38.3 | 0.019 | 0 | 19.8 | 0.0103 | 0 | [6 empty] | DEER:HVAC_Split-Package_HP | Annual | 20 | [13 empty] | CZ2022 | None
NE-HVAC-airHP-SpltPkg-65to134kBtuh-11p5eer-3p50cop | DEER2023 | D23 v1 | 2022-10-05 20:47 | Any | MBT | Rec | CZ04 | cDXHP | Cap-Tons | 305 | 200000 | None | 56.1 | 0.0299 | 0 | 30.5 | 0.0174 | 0 | [6 empty] | DEER:HVAC_Split-Package_HP | Annual | 20 | [13 empty] | CZ2022 | None
NE-HVAC-airHP-SpltPkg-65to134kBtuh-11p5eer-3p50cop | DEER2023 | D23 v1 | 2022-10-05 20:47 | Any | MBT | Rec | CZ05 | cDXHP | Cap-Tons | 304 | 200000 | None | 43.7 | 0.0144 | 0 | 22.9 | 0.00748 | 0 | [6 empty] | DEER:HVAC_Split-Package_HP | Annual | 20 | [13 empty] | CZ2022 | None
NE-HVAC-airHP-SpltPkg-65to134kBtuh-11p5eer-3p50cop | DEER2023 | D23 v1 | 2022-10-05 20:47 | Any | MBT | Rec | CZ06 | cDXHP | Cap-Tons | 328 | 200000 | None | 59.4 | 0.0221 | 0 | 33 | 0.0123 | 0 | [6 empty] | DEER:HVAC_Split-Package_HP | Annual | 20 | [13 empty] | CZ2022 | None
NE-HVAC-airHP-SpltPkg-65to134kBtuh-11p5eer-3p50cop | DEER2023 | D23 v1 | 2022-10-05 20:47 | Any | MBT | Rec | CZ07 | cDXHP | Cap-Tons | 324 | 200000 | None | 52.1 | 0.019 | 0 | 28.4 | 0.0106 | 0 | [6 empty] | DEER:HVAC_Split-Package_HP | Annual | 20 | [13 empty] | CZ2022 | None
NE-HVAC-airHP-SpltPkg-65to134kBtuh-11p5eer-3p50cop | DEER2023 | D23 v1 | 2022-10-05 20:47 | Any | MBT | Rec | CZ08 | cDXHP | Cap-Tons | 334 | 200000 | None | 68 | 0.0254 | 0 | 37.9 | 0.0143 | 0 | [6 empty] | DEER:HVAC_Split-Package_HP | Annual | 20 | [13 empty] | CZ2022 | None
NE-HVAC-airHP-SpltPkg-65to134kBtuh-11p5eer-3p50cop | DEER2023 | D23 v1 | 2022-10-05 20:47 | Any | MBT | Rec | CZ09 | cDXHP | Cap-Tons | 393 | 200000 | None | 54.7 | 0.026 | 0 | 29.5 | 0.0144 | 0 | [6 empty] | DEER:HVAC_Split-Package_HP | Annual | 20 | [13 empty] | CZ2022 | None
NE-HVAC-airHP-SpltPkg-65to134kBtuh-11p5eer-3p50cop | DEER2023 | D23 v1 | 2022-10-05 20:47 | Any | MBT | Rec | CZ10 | cDXHP | Cap-Tons | 365 | 200000 | None | 65.2 | 0.0293 | 0 | 36 | 0.0174 | 0 | [6 empty] | DEER:HVAC_Split-Package_HP | Annual | 20 | [13 empty] | CZ2022 | None
NE-HVAC-airHP-SpltPkg-65to134kBtuh-11p5eer-3p50cop | DEER2023 | D23 v1 | 2022-10-05 20:47 | Any | MBT | Rec | CZ11 | cDXHP | Cap-Tons | 398 | 200000 | None | 60.6 | 0.0368 | 0 | 32.8 | 0.0219 | 0 | [6 empty] | DEER:HVAC_Split-Package_HP | Annual | 20 | [13 empty] | CZ2022 | None
NE-HVAC-airHP-SpltPkg-65to134kBtuh-11p5eer-3p50cop | DEER2023 | D23 v1 | 2022-10-05 20:47 | Any | MBT | Rec | CZ12 | cDXHP | Cap-Tons | 360 | 200000 | None | 55.4 | 0.0341 | 0 | 29.9 | 0.0209 | 0 | [6 empty] | DEER:HVAC_Split-Package_HP | Annual | 20 | [13 empty] | CZ2022 | None
NE-HVAC-airHP-SpltPkg-65to134kBtuh-11p5eer-3p50cop | DEER2023 | D23 v1 | 2022-10-05 20:47 | Any | MBT | Rec | CZ13 | cDXHP | Cap-Tons | 402 | 200000 | None | 63.8 | 0.0342 | 0 | 34.9 | 0.0217 | 0 | [6 empty] | DEER:HVAC_Split-Package_HP | Annual | 20 | [13 empty] | CZ2022 | None
NE-HVAC-airHP-SpltPkg-65to134kBtuh-11p5eer-3p50cop | DEER2023 | D23 v1 | 2022-10-05 20:47 | Any | MBT | Rec | CZ14 | cDXHP | Cap-Tons | 405 | 200000 | None | 61.8 | 0.0347 | 0 | 32.9 | 0.0196 | 0 | [6 empty] | DEER:HVAC_Split-Package_HP | Annual | 20 | [13 empty] | CZ2022 | None
NE-HVAC-airHP-SpltPkg-65to134kBtuh-11p5eer-3p50cop | DEER2023 | D23 v1 | 2022-10-05 20:47 | Any | MBT | Rec | CZ15 | cDXHP | Cap-Tons | 524 | 200000 | None | 78.8 | 0.0359 | 0 | 43.5 | 0.0233 | 0 | [6 empty] | DEER:HVAC_Split-Package_HP | Annual | 20 | [13 empty] | CZ2022 | None
NE-HVAC-airHP-SpltPkg-65to134kBtuh-11p5eer-3p50cop | DEER2023 | D23 v1 | 2022-10-05 20:47 | Any | MBT | Rec | CZ16 | cDXHP | Cap-Tons | 317 | 200000 | None | 52.5 | 0.0207 | 0 | 26.1 | 0.0109 | 0 | [6 empty] | DEER:HVAC_Split-Package_HP | Annual | 20 | [13 empty] | CZ2022 | None
NE-HVAC-airHP-SpltPkg-65to134kBtuh-11p5eer-3p50cop | DEER2023 | D23 v1 | 2022-10-05 20:47 | Any | MLI | Ex | CZ01 | cDXHP | Cap-Tons | 218 | 100000 | None | 376 | 0.0618 | 0 | 20.4 | 0.00266 | 0 | [6 empty] | DEER:HVAC_Split-Package_HP | Annual | 20 | [13 empty] | CZ2022 | None
NE-HVAC-airHP-SpltPkg-65to134kBtuh-11p5eer-3p50cop | DEER2023 | D23 v1 | 2022-10-05 20:47 | Any | MLI | Ex | CZ02 | cDXHP | Cap-Tons | 228 | 100000 | None | 401 | 0.0923 | 0 | 22.6 | 0.0117 | 0 | [6 empty] | DEER:HVAC_Split-Package_HP | Annual | 20 | [13 empty] | CZ2022 | None
NE-HVAC-airHP-SpltPkg-65to134kBtuh-11p5eer-3p50cop | DEER2023 | D23 v1 | 2022-10-05 20:47 | Any | MLI | Ex | CZ03 | cDXHP | Cap-Tons | 227 | 100000 | None | 363 | 0.0745 | 0 | 13.7 | 0.00636 | 0 | [6 empty] | DEER:HVAC_Split-Package_HP | Annual | 20 | [13 empty] | CZ2022 | None
NE-HVAC-airHP-SpltPkg-65to134kBtuh-11p5eer-3p50cop | DEER2023 | D23 v1 | 2022-10-05 20:47 | Any | MLI | Ex | CZ04 | cDXHP | Cap-Tons | 231 | 100000 | None | 386 | 0.0972 | 0 | 21.1 | 0.0125 | 0 | [6 empty] | DEER:HVAC_Split-Package_HP | Annual | 20 | [13 empty] | CZ2022 | None
NE-HVAC-airHP-SpltPkg-65to134kBtuh-11p5eer-3p50cop | DEER2023 | D23 v1 | 2022-10-05 20:47 | Any | MLI | Ex | CZ05 | cDXHP | Cap-Tons | 227 | 100000 | None | 358 | 0.0641 | 0 | 15.4 | 0.00481 | 0 | [6 empty] | DEER:HVAC_Split-Package_HP | Annual | 20 | [13 empty] | CZ2022 | None
NE-HVAC-airHP-SpltPkg-65to134kBtuh-11p5eer-3p50cop | DEER2023 | D23 v1 | 2022-10-05 20:47 | Any | MLI | Ex | CZ06 | cDXHP | Cap-Tons | 250 | 100000 | None | 354 | 0.0762 | 0 | 18.5 | 0.00765 | 0 | [6 empty] | DEER:HVAC_Split-Package_HP | Annual | 20 | [13 empty] | CZ2022 | None
NE-HVAC-airHP-SpltPkg-65to134kBtuh-11p5eer-3p50cop | DEER2023 | D23 v1 | 2022-10-05 20:47 | Any | MLI | Ex | CZ07 | cDXHP | Cap-Tons | 235 | 100000 | None | 354 | 0.07 | 0 | 15.5 | 0.00652 | 0 | [6 empty] | DEER:HVAC_Split-Package_HP | Annual | 20 | [13 empty] | CZ2022 | None
NE-HVAC-airHP-SpltPkg-65to134kBtuh-11p5eer-3p50cop | DEER2023 | D23 v1 | 2022-10-05 20:47 | Any | MLI | Ex | CZ08 | cDXHP | Cap-Tons | 236 | 100000 | None | 389 | 0.0871 | 0 | 27 | 0.0115 | 0 | [6 empty] | DEER:HVAC_Split-Package_HP | Annual | 20 | [13 empty] | CZ2022 | None
NE-HVAC-airHP-SpltPkg-65to134kBtuh-11p5eer-3p50cop | DEER2023 | D23 v1 | 2022-10-05 20:47 | Any | MLI | Ex | CZ09 | cDXHP | Cap-Tons | 283 | 100000 | None | 385 | 0.0951 | 0 | 22.2 | 0.0115 | 0 | [6 empty] | DEER:HVAC_Split-Package_HP | Annual | 20 | [13 empty] | CZ2022 | None
NE-HVAC-airHP-SpltPkg-65to134kBtuh-11p5eer-3p50cop | DEER2023 | D23 v1 | 2022-10-05 20:47 | Any | MLI | Ex | CZ10 | cDXHP | Cap-Tons | 259 | 100000 | None | 404 | 0.0976 | 0 | 27.8 | 0.0136 | 0 | [6 empty] | DEER:HVAC_Split-Package_HP | Annual | 20 | [13 empty] | CZ2022 | None
NE-HVAC-airHP-SpltPkg-65to134kBtuh-11p5eer-3p50cop | DEER2023 | D23 v1 | 2022-10-05 20:47 | Any | MLI | Ex | CZ11 | cDXHP | Cap-Tons | 274 | 100000 | None | 415 | 0.102 | 0 | 29.9 | 0.0183 | 0 | [6 empty] | DEER:HVAC_Split-Package_HP | Annual | 20 | [13 empty] | CZ2022 | None
NE-HVAC-airHP-SpltPkg-65to134kBtuh-11p5eer-3p50cop | DEER2023 | D23 v1 | 2022-10-05 20:47 | Any | MLI | Ex | CZ12 | cDXHP | Cap-Tons | 259 | 100000 | None | 408 | 0.103 | 0 | 25.1 | 0.0167 | 0 | [6 empty] | DEER:HVAC_Split-Package_HP | Annual | 20 | [13 empty] | CZ2022 | None
NE-HVAC-airHP-SpltPkg-65to134kBtuh-11p5eer-3p50cop | DEER2023 | D23 v1 | 2022-10-05 20:47 | Any | MLI | Ex | CZ13 | cDXHP | Cap-Tons | 279 | 100000 | None | 425 | 0.104 | 0 | 31.2 | 0.0174 | 0 | [6 empty] | DEER:HVAC_Split-Package_HP | Annual | 20 | [13 empty] | CZ2022 | None
NE-HVAC-airHP-SpltPkg-65to134kBtuh-11p5eer-3p50cop | DEER2023 | D23 v1 | 2022-10-05 20:47 | Any | MLI | Ex | CZ14 | cDXHP | Cap-Tons | 276 | 100000 | None | 416 | 0.103 | 0 | 30.1 | 0.0159 | 0 | [6 empty] | DEER:HVAC_Split-Package_HP | Annual | 20 | [13 empty] | CZ2022 | None
NE-HVAC-airHP-SpltPkg-65to134kBtuh-11p5eer-3p50cop | DEER2023 | D23 v1 | 2022-10-05 20:47 | Any | MLI | Ex | CZ15 | cDXHP | Cap-Tons | 348 | 100000 | None | 446 | 0.113 | 0 | 40 | 0.0204 | 0 | [6 empty] | DEER:HVAC_Split-Package_HP | Annual | 20 | [13 empty] | CZ2022 | None
NE-HVAC-airHP-SpltPkg-65to134kBtuh-11p5eer-3p50cop | DEER2023 | D23 v1 | 2022-10-05 20:47 | Any | MLI | Ex | CZ16 | cDXHP | Cap-Tons | 256 | 100000 | None | 440 | 0.0708 | 0 | 27.2 | 0.00695 | 0 | [6 empty] | DEER:HVAC_Split-Package_HP | Annual | 20 | [13 empty] | CZ2022 | None
NE-HVAC-airHP-SpltPkg-65to134kBtuh-11p5eer-3p50cop | DEER2023 | D23 v1 | 2022-10-05 20:47 | Any | MLI | Old | CZ01 | cDXHP | Cap-Tons | 226 | 100000 | None | 443 | 0.0752 | 0 | 20.5 | 0.00273 | 0 | [6 empty] | DEER:HVAC_Split-Package_HP | Annual | 20 | [13 empty] | CZ2022 | None
NE-HVAC-airHP-SpltPkg-65to134kBtuh-11p5eer-3p50cop | DEER2023 | D23 v1 | 2022-10-05 20:47 | Any | MLI | Old | CZ02 | cDXHP | Cap-Tons | 235 | 100000 | None | 478 | 0.112 | 0 | 22.9 | 0.0119 | 0 | [6 empty] | DEER:HVAC_Split-Package_HP | Annual | 20 | [13 empty] | CZ2022 | None
NE-HVAC-airHP-SpltPkg-65to134kBtuh-11p5eer-3p50cop | DEER2023 | D23 v1 | 2022-10-05 20:47 | Any | MLI | Old | CZ03 | cDXHP | Cap-Tons | 233 | 100000 | None | 424 | 0.0876 | 0 | 13.7 | 0.00644 | 0 | [6 empty] | DEER:HVAC_Split-Package_HP | Annual | 20 | [13 empty] | CZ2022 | None
NE-HVAC-airHP-SpltPkg-65to134kBtuh-11p5eer-3p50cop | DEER2023 | D23 v1 | 2022-10-05 20:47 | Any | MLI | Old | CZ04 | cDXHP | Cap-Tons | 238 | 100000 | None | 467 | 0.119 | 0 | 21.4 | 0.0126 | 0 | [6 empty] | DEER:HVAC_Split-Package_HP | Annual | 20 | [13 empty] | CZ2022 | None
NE-HVAC-airHP-SpltPkg-65to134kBtuh-11p5eer-3p50cop | DEER2023 | D23 v1 | 2022-10-05 20:47 | Any | MLI | Old | CZ05 | cDXHP | Cap-Tons | 233 | 100000 | None | 432 | 0.0779 | 0 | 15.5 | 0.00489 | 0 | [6 empty] | DEER:HVAC_Split-Package_HP | Annual | 20 | [13 empty] | CZ2022 | None
NE-HVAC-airHP-SpltPkg-65to134kBtuh-11p5eer-3p50cop | DEER2023 | D23 v1 | 2022-10-05 20:47 | Any | MLI | Old | CZ06 | cDXHP | Cap-Tons | 248 | 100000 | None | 438 | 0.0952 | 0 | 18.9 | 0.0078 | 0 | [6 empty] | DEER:HVAC_Split-Package_HP | Annual | 20 | [13 empty] | CZ2022 | None
NE-HVAC-airHP-SpltPkg-65to134kBtuh-11p5eer-3p50cop | DEER2023 | D23 v1 | 2022-10-05 20:47 | Any | MLI | Old | CZ07 | cDXHP | Cap-Tons | 234 | 100000 | None | 438 | 0.0868 | 0 | 15.8 | 0.00666 | 0 | [6 empty] | DEER:HVAC_Split-Package_HP | Annual | 20 | [13 empty] | CZ2022 | None
NE-HVAC-airHP-SpltPkg-65to134kBtuh-11p5eer-3p50cop | DEER2023 | D23 v1 | 2022-10-05 20:47 | Any | MLI | Old | CZ08 | cDXHP | Cap-Tons | 235 | 100000 | None | 482 | 0.109 | 0 | 27.3 | 0.0116 | 0 | [6 empty] | DEER:HVAC_Split-Package_HP | Annual | 20 | [13 empty] | CZ2022 | None
NE-HVAC-airHP-SpltPkg-65to134kBtuh-11p5eer-3p50cop | DEER2023 | D23 v1 | 2022-10-05 20:47 | Any | MLI | Old | CZ09 | cDXHP | Cap-Tons | 287 | 100000 | None | 473 | 0.118 | 0 | 22.4 | 0.0115 | 0 | [6 empty] | DEER:HVAC_Split-Package_HP | Annual | 20 | [13 empty] | CZ2022 | None
NE-HVAC-airHP-SpltPkg-65to134kBtuh-11p5eer-3p50cop | DEER2023 | D23 v1 | 2022-10-05 20:47 | Any | MLI | Old | CZ10 | cDXHP | Cap-Tons | 272 | 100000 | None | 494 | 0.12 | 0 | 28.2 | 0.0136 | 0 | [6 empty] | DEER:HVAC_Split-Package_HP | Annual | 20 | [13 empty] | CZ2022 | None
NE-HVAC-airHP-SpltPkg-65to134kBtuh-11p5eer-3p50cop | DEER2023 | D23 v1 | 2022-10-05 20:47 | Any | MLI | Old | CZ11 | cDXHP | Cap-Tons | 295 | 100000 | None | 504 | 0.126 | 0 | 30.9 | 0.0188 | 0 | [6 empty] | DEER:HVAC_Split-Package_HP | Annual | 20 | [13 empty] | CZ2022 | None
NE-HVAC-airHP-SpltPkg-65to134kBtuh-11p5eer-3p50cop | DEER2023 | D23 v1 | 2022-10-05 20:47 | Any | MLI | Old | CZ12 | cDXHP | Cap-Tons | 270 | 100000 | None | 493 | 0.126 | 0 | 25.6 | 0.0169 | 0 | [6 empty] | DEER:HVAC_Split-Package_HP | Annual | 20 | [13 empty] | CZ2022 | None
NE-HVAC-airHP-SpltPkg-65to134kBtuh-11p5eer-3p50cop | DEER2023 | D23 v1 | 2022-10-05 20:47 | Any | MLI | Old | CZ13 | cDXHP | Cap-Tons | 297 | 100000 | None | 523 | 0.13 | 0 | 32 | 0.0177 | 0 | [6 empty] | DEER:HVAC_Split-Package_HP | Annual | 20 | [13 empty] | CZ2022 | None
NE-HVAC-airHP-SpltPkg-65to134kBtuh-11p5eer-3p50cop | DEER2023 | D23 v1 | 2022-10-05 20:47 | Any | MLI | Old | CZ14 | cDXHP | Cap-Tons | 296 | 100000 | None | 506 | 0.126 | 0 | 31.1 | 0.0161 | 0 | [6 empty] | DEER:HVAC_Split-Package_HP | Annual | 20 | [13 empty] | CZ2022 | None
NE-HVAC-airHP-SpltPkg-65to134kBtuh-11p5eer-3p50cop | DEER2023 | D23 v1 | 2022-10-05 20:47 | Any | MLI | Old | CZ15 | cDXHP | Cap-Tons | 371 | 100000 | None | 546 | 0.139 | 0 | 40.9 | 0.0212 | 0 | [6 empty] | DEER:HVAC_Split-Package_HP | Annual | 20 | [13 empty] | CZ2022 | None
NE-HVAC-airHP-SpltPkg-65to134kBtuh-11p5eer-3p50cop | DEER2023 | D23 v1 | 2022-10-05 20:47 | Any | MLI | Old | CZ16 | cDXHP | Cap-Tons | 280 | 100000 | None | 530 | 0.0871 | 0 | 28.7 | 0.00695 | 0 | [6 empty] | DEER:HVAC_Split-Package_HP | Annual | 20 | [13 empty] | CZ2022 | None
NE-HVAC-airHP-SpltPkg-65to134kBtuh-11p5eer-3p50cop | DEER2023 | D23 v1 | 2022-10-05 20:47 | Any | MLI | Rec | CZ01 | cDXHP | Cap-Tons | 205 | 100000 | None | 37.1 | 0.00367 | 0 | 19 | 0.00257 | 0 | [6 empty] | DEER:HVAC_Split-Package_HP | Annual | 20 | [13 empty] | CZ2022 | None
NE-HVAC-airHP-SpltPkg-65to134kBtuh-11p5eer-3p50cop | DEER2023 | D23 v1 | 2022-10-05 20:47 | Any | MLI | Rec | CZ02 | cDXHP | Cap-Tons | 215 | 100000 | None | 37.9 | 0.0166 | 0 | 22.1 | 0.0116 | 0 | [6 empty] | DEER:HVAC_Split-Package_HP | Annual | 20 | [13 empty] | CZ2022 | None
NE-HVAC-airHP-SpltPkg-65to134kBtuh-11p5eer-3p50cop | DEER2023 | D23 v1 | 2022-10-05 20:47 | Any | MLI | Rec | CZ03 | cDXHP | Cap-Tons | 215 | 100000 | None | 24.3 | 0.00881 | 0 | 13.4 | 0.0062 | 0 | [6 empty] | DEER:HVAC_Split-Package_HP | Annual | 20 | [13 empty] | CZ2022 | None
NE-HVAC-airHP-SpltPkg-65to134kBtuh-11p5eer-3p50cop | DEER2023 | D23 v1 | 2022-10-05 20:47 | Any | MLI | Rec | CZ04 | cDXHP | Cap-Tons | 219 | 100000 | None | 33.3 | 0.0177 | 0 | 20.7 | 0.0124 | 0 | [6 empty] | DEER:HVAC_Split-Package_HP | Annual | 20 | [13 empty] | CZ2022 | None
NE-HVAC-airHP-SpltPkg-65to134kBtuh-11p5eer-3p50cop | DEER2023 | D23 v1 | 2022-10-05 20:47 | Any | MLI | Rec | CZ05 | cDXHP | Cap-Tons | 214 | 100000 | None | 26.3 | 0.00674 | 0 | 15 | 0.00474 | 0 | [6 empty] | DEER:HVAC_Split-Package_HP | Annual | 20 | [13 empty] | CZ2022 | None
NE-HVAC-airHP-SpltPkg-65to134kBtuh-11p5eer-3p50cop | DEER2023 | D23 v1 | 2022-10-05 20:47 | Any | MLI | Rec | CZ06 | cDXHP | Cap-Tons | 231 | 100000 | None | 28.2 | 0.011 | 0 | 18.3 | 0.00771 | 0 | [6 empty] | DEER:HVAC_Split-Package_HP | Annual | 20 | [13 empty] | CZ2022 | None
NE-HVAC-airHP-SpltPkg-65to134kBtuh-11p5eer-3p50cop | DEER2023 | D23 v1 | 2022-10-05 20:47 | Any | MLI | Rec | CZ07 | cDXHP | Cap-Tons | 218 | 100000 | None | 23.7 | 0.00938 | 0 | 15.4 | 0.0066 | 0 | [6 empty] | DEER:HVAC_Split-Package_HP | Annual | 20 | [13 empty] | CZ2022 | None
NE-HVAC-airHP-SpltPkg-65to134kBtuh-11p5eer-3p50cop | DEER2023 | D23 v1 | 2022-10-05 20:47 | Any | MLI | Rec | CZ08 | cDXHP | Cap-Tons | 221 | 100000 | None | 39.5 | 0.0163 | 0 | 26.4 | 0.0114 | 0 | [6 empty] | DEER:HVAC_Split-Package_HP | Annual | 20 | [13 empty] | CZ2022 | None
NE-HVAC-airHP-SpltPkg-65to134kBtuh-11p5eer-3p50cop | DEER2023 | D23 v1 | 2022-10-05 20:47 | Any | MLI | Rec | CZ09 | cDXHP | Cap-Tons | 262 | 100000 | None | 32.4 | 0.0162 | 0 | 21.5 | 0.0114 | 0 | [6 empty] | DEER:HVAC_Split-Package_HP | Annual | 20 | [13 empty] | CZ2022 | None
NE-HVAC-airHP-SpltPkg-65to134kBtuh-11p5eer-3p50cop | DEER2023 | D23 v1 | 2022-10-05 20:47 | Any | MLI | Rec | CZ10 | cDXHP | Cap-Tons | 245 | 100000 | None | 41.3 | 0.0192 | 0 | 27.4 | 0.0135 | 0 | [6 empty] | DEER:HVAC_Split-Package_HP | Annual | 20 | [13 empty] | CZ2022 | None
NE-HVAC-airHP-SpltPkg-65to134kBtuh-11p5eer-3p50cop | DEER2023 | D23 v1 | 2022-10-05 20:47 | Any | MLI | Rec | CZ11 | cDXHP | Cap-Tons | 241 | 100000 | None | 43.5 | 0.025 | 0 | 28.2 | 0.0176 | 0 | [6 empty] | DEER:HVAC_Split-Package_HP | Annual | 20 | [13 empty] | CZ2022 | None
NE-HVAC-airHP-SpltPkg-65to134kBtuh-11p5eer-3p50cop | DEER2023 | D23 v1 | 2022-10-05 20:47 | Any | MLI | Rec | CZ12 | cDXHP | Cap-Tons | 238 | 100000 | None | 38.6 | 0.0232 | 0 | 24.2 | 0.0164 | 0 | [6 empty] | DEER:HVAC_Split-Package_HP | Annual | 20 | [13 empty] | CZ2022 | None
NE-HVAC-airHP-SpltPkg-65to134kBtuh-11p5eer-3p50cop | DEER2023 | D23 v1 | 2022-10-05 20:47 | Any | MLI | Rec | CZ13 | cDXHP | Cap-Tons | 251 | 100000 | None | 45.7 | 0.0242 | 0 | 30 | 0.017 | 0 | [6 empty] | DEER:HVAC_Split-Package_HP | Annual | 20 | [13 empty] | CZ2022 | None
NE-HVAC-airHP-SpltPkg-65to134kBtuh-11p5eer-3p50cop | DEER2023 | D23 v1 | 2022-10-05 20:47 | Any | MLI | Rec | CZ14 | cDXHP | Cap-Tons | 243 | 100000 | None | 43.9 | 0.0221 | 0 | 28.5 | 0.0156 | 0 | [6 empty] | DEER:HVAC_Split-Package_HP | Annual | 20 | [13 empty] | CZ2022 | None
NE-HVAC-airHP-SpltPkg-65to134kBtuh-11p5eer-3p50cop | DEER2023 | D23 v1 | 2022-10-05 20:47 | Any | MLI | Rec | CZ15 | cDXHP | Cap-Tons | 311 | 100000 | None | 55.3 | 0.0274 | 0 | 38.7 | 0.0193 | 0 | [6 empty] | DEER:HVAC_Split-Package_HP | Annual | 20 | [13 empty] | CZ2022 | None
NE-HVAC-airHP-SpltPkg-65to134kBtuh-11p5eer-3p50cop | DEER2023 | D23 v1 | 2022-10-05 20:47 | Any | MLI | Rec | CZ16 | cDXHP | Cap-Tons | 217 | 100000 | None | 44.5 | 0.00986 | 0 | 24.5 | 0.00695 | 0 | [6 empty] | DEER:HVAC_Split-Package_HP | Annual | 20 | [13 empty] | CZ2022 | None
NE-HVAC-airHP-SpltPkg-65to134kBtuh-11p5eer-3p50cop | DEER2023 | D23 v1 | 2022-10-05 20:47 | Any | Mtl | Ex | CZ01 | cDXHP | Cap-Tons | 8.82 | 30000 | None | 1140 | 0.134 | 0 | 19.5 | 0.00585 | 0 | [6 empty] | DEER:HVAC_Split-Package_HP | Annual | 20 | [13 empty] | CZ2022 | None
NE-HVAC-airHP-SpltPkg-65to134kBtuh-11p5eer-3p50cop | DEER2023 | D23 v1 | 2022-10-05 20:47 | Any | Mtl | Ex | CZ02 | cDXHP | Cap-Tons | 6.85 | 30000 | None | 1170 | 0.144 | 0 | 42.6 | 0.0236 | 0 | [6 empty] | DEER:HVAC_Split-Package_HP | Annual | 20 | [13 empty] | CZ2022 | None
NE-HVAC-airHP-SpltPkg-65to134kBtuh-11p5eer-3p50cop | DEER2023 | D23 v1 | 2022-10-05 20:47 | Any | Mtl | Ex | CZ03 | cDXHP | Cap-Tons | 9.34 | 30000 | None | 1090 | 0.134 | 0 | 19.5 | 0.0131 | 0 | [6 empty] | DEER:HVAC_Split-Package_HP | Annual | 20 | [13 empty] | CZ2022 | None
NE-HVAC-airHP-SpltPkg-65to134kBtuh-11p5eer-3p50cop | DEER2023 | D23 v1 | 2022-10-05 20:47 | Any | Mtl | Ex | CZ04 | cDXHP | Cap-Tons | 7.05 | 30000 | None | 1090 | 0.151 | 0 | 45.9 | 0.0264 | 0 | [6 empty] | DEER:HVAC_Split-Package_HP | Annual | 20 | [13 empty] | CZ2022 | None
NE-HVAC-airHP-SpltPkg-65to134kBtuh-11p5eer-3p50cop | DEER2023 | D23 v1 | 2022-10-05 20:47 | Any | Mtl | Ex | CZ05 | cDXHP | Cap-Tons | 9.22 | 30000 | None | 1020 | 0.123 | 0 | 22.8 | 0.00857 | 0 | [6 empty] | DEER:HVAC_Split-Package_HP | Annual | 20 | [13 empty] | CZ2022 | None
NE-HVAC-airHP-SpltPkg-65to134kBtuh-11p5eer-3p50cop | DEER2023 | D23 v1 | 2022-10-05 20:47 | Any | Mtl | Ex | CZ06 | cDXHP | Cap-Tons | 9.54 | 30000 | None | 1030 | 0.141 | 0 | 39.1 | 0.0156 | 0 | [6 empty] | DEER:HVAC_Split-Package_HP | Annual | 20 | [13 empty] | CZ2022 | None
NE-HVAC-airHP-SpltPkg-65to134kBtuh-11p5eer-3p50cop | DEER2023 | D23 v1 | 2022-10-05 20:47 | Any | Mtl | Ex | CZ07 | cDXHP | Cap-Tons | 9.44 | 30000 | None | 1030 | 0.123 | 0 | 32.8 | 0.0133 | 0 | [6 empty] | DEER:HVAC_Split-Package_HP | Annual | 20 | [13 empty] | CZ2022 | None
NE-HVAC-airHP-SpltPkg-65to134kBtuh-11p5eer-3p50cop | DEER2023 | D23 v1 | 2022-10-05 20:47 | Any | Mtl | Ex | CZ08 | cDXHP | Cap-Tons | 7.26 | 30000 | None | 1070 | 0.145 | 0 | 60.4 | 0.0218 | 0 | [6 empty] | DEER:HVAC_Split-Package_HP | Annual | 20 | [13 empty] | CZ2022 | None
NE-HVAC-airHP-SpltPkg-65to134kBtuh-11p5eer-3p50cop | DEER2023 | D23 v1 | 2022-10-05 20:47 | Any | Mtl | Ex | CZ09 | cDXHP | Cap-Tons | 8.79 | 30000 | None | 1060 | 0.162 | 0 | 47.8 | 0.0216 | 0 | [6 empty] | DEER:HVAC_Split-Package_HP | Annual | 20 | [13 empty] | CZ2022 | None
NE-HVAC-airHP-SpltPkg-65to134kBtuh-11p5eer-3p50cop | DEER2023 | D23 v1 | 2022-10-05 20:47 | Any | Mtl | Ex | CZ10 | cDXHP | Cap-Tons | 8.24 | 30000 | None | 1100 | 0.166 | 0 | 57.3 | 0.0244 | 0 | [6 empty] | DEER:HVAC_Split-Package_HP | Annual | 20 | [13 empty] | CZ2022 | None
NE-HVAC-airHP-SpltPkg-65to134kBtuh-11p5eer-3p50cop | DEER2023 | D23 v1 | 2022-10-05 20:47 | Any | Mtl | Ex | CZ11 | cDXHP | Cap-Tons | 8.79 | 30000 | None | 1130 | 0.172 | 0 | 59.1 | 0.0319 | 0 | [6 empty] | DEER:HVAC_Split-Package_HP | Annual | 20 | [13 empty] | CZ2022 | None
NE-HVAC-airHP-SpltPkg-65to134kBtuh-11p5eer-3p50cop | DEER2023 | D23 v1 | 2022-10-05 20:47 | Any | Mtl | Ex | CZ12 | cDXHP | Cap-Tons | 7.97 | 30000 | None | 1110 | 0.162 | 0 | 49.6 | 0.0307 | 0 | [6 empty] | DEER:HVAC_Split-Package_HP | Annual | 20 | [13 empty] | CZ2022 | None
NE-HVAC-airHP-SpltPkg-65to134kBtuh-11p5eer-3p50cop | DEER2023 | D23 v1 | 2022-10-05 20:47 | Any | Mtl | Ex | CZ13 | cDXHP | Cap-Tons | 8.88 | 30000 | None | 1140 | 0.171 | 0 | 63 | 0.0314 | 0 | [6 empty] | DEER:HVAC_Split-Package_HP | Annual | 20 | [13 empty] | CZ2022 | None
NE-HVAC-airHP-SpltPkg-65to134kBtuh-11p5eer-3p50cop | DEER2023 | D23 v1 | 2022-10-05 20:47 | Any | Mtl | Ex | CZ14 | cDXHP | Cap-Tons | 8.76 | 30000 | None | 1130 | 0.17 | 0 | 58.2 | 0.0275 | 0 | [6 empty] | DEER:HVAC_Split-Package_HP | Annual | 20 | [13 empty] | CZ2022 | None
NE-HVAC-airHP-SpltPkg-65to134kBtuh-11p5eer-3p50cop | DEER2023 | D23 v1 | 2022-10-05 20:47 | Any | Mtl | Ex | CZ15 | cDXHP | Cap-Tons | 11.6 | 30000 | None | 1140 | 0.206 | 0 | 77.9 | 0.032 | 0 | [6 empty] | DEER:HVAC_Split-Package_HP | Annual | 20 | [13 empty] | CZ2022 | None
NE-HVAC-airHP-SpltPkg-65to134kBtuh-11p5eer-3p50cop | DEER2023 | D23 v1 | 2022-10-05 20:47 | Any | Mtl | Ex | CZ16 | cDXHP | Cap-Tons | 9.21 | 30000 | None | 1140 | 0.117 | 0 | 38.5 | 0.0137 | 0 | [6 empty] | DEER:HVAC_Split-Package_HP | Annual | 20 | [13 empty] | CZ2022 | None
NE-HVAC-airHP-SpltPkg-65to134kBtuh-11p5eer-3p50cop | DEER2023 | D23 v1 | 2022-10-05 20:47 | Any | Mtl | Old | CZ01 | cDXHP | Cap-Tons | 11 | 30000 | None | 1300 | 0.173 | 0 | 17.4 | 0.00681 | 0 | [6 empty] | DEER:HVAC_Split-Package_HP | Annual | 20 | [13 empty] | CZ2022 | None
NE-HVAC-airHP-SpltPkg-65to134kBtuh-11p5eer-3p50cop | DEER2023 | D23 v1 | 2022-10-05 20:47 | Any | Mtl | Old | CZ02 | cDXHP | Cap-Tons | 9.29 | 30000 | None | 1320 | 0.166 | 0 | 44.7 | 0.024 | 0 | [6 empty] | DEER:HVAC_Split-Package_HP | Annual | 20 | [13 empty] | CZ2022 | None
NE-HVAC-airHP-SpltPkg-65to134kBtuh-11p5eer-3p50cop | DEER2023 | D23 v1 | 2022-10-05 20:47 | Any | Mtl | Old | CZ03 | cDXHP | Cap-Tons | 11.6 | 30000 | None | 1270 | 0.153 | 0 | 21.8 | 0.014 | 0 | [6 empty] | DEER:HVAC_Split-Package_HP | Annual | 20 | [13 empty] | CZ2022 | None
NE-HVAC-airHP-SpltPkg-65to134kBtuh-11p5eer-3p50cop | DEER2023 | D23 v1 | 2022-10-05 20:47 | Any | Mtl | Old | CZ04 | cDXHP | Cap-Tons | 9.31 | 30000 | None | 1310 | 0.174 | 0 | 47.8 | 0.0265 | 0 | [6 empty] | DEER:HVAC_Split-Package_HP | Annual | 20 | [13 empty] | CZ2022 | None
NE-HVAC-airHP-SpltPkg-65to134kBtuh-11p5eer-3p50cop | DEER2023 | D23 v1 | 2022-10-05 20:47 | Any | Mtl | Old | CZ05 | cDXHP | Cap-Tons | 11.6 | 30000 | None | 1270 | 0.156 | 0 | 25.4 | 0.0094 | 0 | [6 empty] | DEER:HVAC_Split-Package_HP | Annual | 20 | [13 empty] | CZ2022 | None
NE-HVAC-airHP-SpltPkg-65to134kBtuh-11p5eer-3p50cop | DEER2023 | D23 v1 | 2022-10-05 20:47 | Any | Mtl | Old | CZ06 | cDXHP | Cap-Tons | 12 | 30000 | None | 1240 | 0.165 | 0 | 40.3 | 0.0153 | 0 | [6 empty] | DEER:HVAC_Split-Package_HP | Annual | 20 | [13 empty] | CZ2022 | None
NE-HVAC-airHP-SpltPkg-65to134kBtuh-11p5eer-3p50cop | DEER2023 | D23 v1 | 2022-10-05 20:47 | Any | Mtl | Old | CZ07 | cDXHP | Cap-Tons | 11.8 | 30000 | None | 1270 | 0.15 | 0 | 33.8 | 0.0131 | 0 | [6 empty] | DEER:HVAC_Split-Package_HP | Annual | 20 | [13 empty] | CZ2022 | None
NE-HVAC-airHP-SpltPkg-65to134kBtuh-11p5eer-3p50cop | DEER2023 | D23 v1 | 2022-10-05 20:47 | Any | Mtl | Old | CZ08 | cDXHP | Cap-Tons | 9.63 | 30000 | None | 1280 | 0.166 | 0 | 59.5 | 0.0213 | 0 | [6 empty] | DEER:HVAC_Split-Package_HP | Annual | 20 | [13 empty] | CZ2022 | None
NE-HVAC-airHP-SpltPkg-65to134kBtuh-11p5eer-3p50cop | DEER2023 | D23 v1 | 2022-10-05 20:47 | Any | Mtl | Old | CZ09 | cDXHP | Cap-Tons | 11.4 | 30000 | None | 1290 | 0.191 | 0 | 49.3 | 0.0216 | 0 | [6 empty] | DEER:HVAC_Split-Package_HP | Annual | 20 | [13 empty] | CZ2022 | None
NE-HVAC-airHP-SpltPkg-65to134kBtuh-11p5eer-3p50cop | DEER2023 | D23 v1 | 2022-10-05 20:47 | Any | Mtl | Old | CZ10 | cDXHP | Cap-Tons | 10.9 | 30000 | None | 1310 | 0.19 | 0 | 58.9 | 0.0243 | 0 | [6 empty] | DEER:HVAC_Split-Package_HP | Annual | 20 | [13 empty] | CZ2022 | None
NE-HVAC-airHP-SpltPkg-65to134kBtuh-11p5eer-3p50cop | DEER2023 | D23 v1 | 2022-10-05 20:47 | Any | Mtl | Old | CZ11 | cDXHP | Cap-Tons | 11.4 | 30000 | None | 1330 | 0.198 | 0 | 60.4 | 0.0319 | 0 | [6 empty] | DEER:HVAC_Split-Package_HP | Annual | 20 | [13 empty] | CZ2022 | None
NE-HVAC-airHP-SpltPkg-65to134kBtuh-11p5eer-3p50cop | DEER2023 | D23 v1 | 2022-10-05 20:47 | Any | Mtl | Old | CZ12 | cDXHP | Cap-Tons | 10.2 | 30000 | None | 1320 | 0.19 | 0 | 51.2 | 0.0308 | 0 | [6 empty] | DEER:HVAC_Split-Package_HP | Annual | 20 | [13 empty] | CZ2022 | None
NE-HVAC-airHP-SpltPkg-65to134kBtuh-11p5eer-3p50cop | DEER2023 | D23 v1 | 2022-10-05 20:47 | Any | Mtl | Old | CZ13 | cDXHP | Cap-Tons | 11.5 | 30000 | None | 1350 | 0.2 | 0 | 63.6 | 0.0315 | 0 | [6 empty] | DEER:HVAC_Split-Package_HP | Annual | 20 | [13 empty] | CZ2022 | None
NE-HVAC-airHP-SpltPkg-65to134kBtuh-11p5eer-3p50cop | DEER2023 | D23 v1 | 2022-10-05 20:47 | Any | Mtl | Old | CZ14 | cDXHP | Cap-Tons | 11.1 | 30000 | None | 1360 | 0.205 | 0 | 58.6 | 0.0274 | 0 | [6 empty] | DEER:HVAC_Split-Package_HP | Annual | 20 | [13 empty] | CZ2022 | None
NE-HVAC-airHP-SpltPkg-65to134kBtuh-11p5eer-3p50cop | DEER2023 | D23 v1 | 2022-10-05 20:47 | Any | Mtl | Old | CZ15 | cDXHP | Cap-Tons | 14.1 | 30000 | None | 1370 | 0.242 | 0 | 78.6 | 0.0316 | 0 | [6 empty] | DEER:HVAC_Split-Package_HP | Annual | 20 | [13 empty] | CZ2022 | None
NE-HVAC-airHP-SpltPkg-65to134kBtuh-11p5eer-3p50cop | DEER2023 | D23 v1 | 2022-10-05 20:47 | Any | Mtl | Old | CZ16 | cDXHP | Cap-Tons | 11.6 | 30000 | None | 1420 | 0.15 | 0 | 37.3 | 0.0144 | 0 | [6 empty] | DEER:HVAC_Split-Package_HP | Annual | 20 | [13 empty] | CZ2022 | None
NE-HVAC-airHP-SpltPkg-65to134kBtuh-11p5eer-3p50cop | DEER2023 | D23 v1 | 2022-10-05 20:47 | Any | Mtl | Rec | CZ01 | cDXHP | Cap-Tons | 8.13 | 30000 | None | 32.7 | 0.00851 | 0 | 16.8 | 0.00596 | 0 | [6 empty] | DEER:HVAC_Split-Package_HP | Annual | 20 | [13 empty] | CZ2022 | None
NE-HVAC-airHP-SpltPkg-65to134kBtuh-11p5eer-3p50cop | DEER2023 | D23 v1 | 2022-10-05 20:47 | Any | Mtl | Rec | CZ02 | cDXHP | Cap-Tons | 6.14 | 30000 | None | 65.9 | 0.0345 | 0 | 41.6 | 0.0243 | 0 | [6 empty] | DEER:HVAC_Split-Package_HP | Annual | 20 | [13 empty] | CZ2022 | None
NE-HVAC-airHP-SpltPkg-65to134kBtuh-11p5eer-3p50cop | DEER2023 | D23 v1 | 2022-10-05 20:47 | Any | Mtl | Rec | CZ03 | cDXHP | Cap-Tons | 8.47 | 30000 | None | 27.9 | 0.0186 | 0 | 17.6 | 0.0132 | 0 | [6 empty] | DEER:HVAC_Split-Package_HP | Annual | 20 | [13 empty] | CZ2022 | None
NE-HVAC-airHP-SpltPkg-65to134kBtuh-11p5eer-3p50cop | DEER2023 | D23 v1 | 2022-10-05 20:47 | Any | Mtl | Rec | CZ04 | cDXHP | Cap-Tons | 6.24 | 30000 | None | 68.3 | 0.0383 | 0 | 45.8 | 0.0269 | 0 | [6 empty] | DEER:HVAC_Split-Package_HP | Annual | 20 | [13 empty] | CZ2022 | None
NE-HVAC-airHP-SpltPkg-65to134kBtuh-11p5eer-3p50cop | DEER2023 | D23 v1 | 2022-10-05 20:47 | Any | Mtl | Rec | CZ05 | cDXHP | Cap-Tons | 8.43 | 30000 | None | 32.6 | 0.0123 | 0 | 20.9 | 0.0087 | 0 | [6 empty] | DEER:HVAC_Split-Package_HP | Annual | 20 | [13 empty] | CZ2022 | None
NE-HVAC-airHP-SpltPkg-65to134kBtuh-11p5eer-3p50cop | DEER2023 | D23 v1 | 2022-10-05 20:47 | Any | Mtl | Rec | CZ06 | cDXHP | Cap-Tons | 8.72 | 30000 | None | 55.6 | 0.0221 | 0 | 38.7 | 0.0156 | 0 | [6 empty] | DEER:HVAC_Split-Package_HP | Annual | 20 | [13 empty] | CZ2022 | None
NE-HVAC-airHP-SpltPkg-65to134kBtuh-11p5eer-3p50cop | DEER2023 | D23 v1 | 2022-10-05 20:47 | Any | Mtl | Rec | CZ07 | cDXHP | Cap-Tons | 8.66 | 30000 | None | 46.7 | 0.0191 | 0 | 32.6 | 0.0135 | 0 | [6 empty] | DEER:HVAC_Split-Package_HP | Annual | 20 | [13 empty] | CZ2022 | None
NE-HVAC-airHP-SpltPkg-65to134kBtuh-11p5eer-3p50cop | DEER2023 | D23 v1 | 2022-10-05 20:47 | Any | Mtl | Rec | CZ08 | cDXHP | Cap-Tons | 6.54 | 30000 | None | 86.5 | 0.0311 | 0 | 60.2 | 0.0219 | 0 | [6 empty] | DEER:HVAC_Split-Package_HP | Annual | 20 | [13 empty] | CZ2022 | None
NE-HVAC-airHP-SpltPkg-65to134kBtuh-11p5eer-3p50cop | DEER2023 | D23 v1 | 2022-10-05 20:47 | Any | Mtl | Rec | CZ09 | cDXHP | Cap-Tons | 8.02 | 30000 | None | 67.8 | 0.0306 | 0 | 46.9 | 0.0215 | 0 | [6 empty] | DEER:HVAC_Split-Package_HP | Annual | 20 | [13 empty] | CZ2022 | None
NE-HVAC-airHP-SpltPkg-65to134kBtuh-11p5eer-3p50cop | DEER2023 | D23 v1 | 2022-10-05 20:47 | Any | Mtl | Rec | CZ10 | cDXHP | Cap-Tons | 7.5 | 30000 | None | 84 | 0.035 | 0 | 57.7 | 0.0246 | 0 | [6 empty] | DEER:HVAC_Split-Package_HP | Annual | 20 | [13 empty] | CZ2022 | None
NE-HVAC-airHP-SpltPkg-65to134kBtuh-11p5eer-3p50cop | DEER2023 | D23 v1 | 2022-10-05 20:47 | Any | Mtl | Rec | CZ11 | cDXHP | Cap-Tons | 7.89 | 30000 | None | 87.7 | 0.0454 | 0 | 58.6 | 0.0319 | 0 | [6 empty] | DEER:HVAC_Split-Package_HP | Annual | 20 | [13 empty] | CZ2022 | None
NE-HVAC-airHP-SpltPkg-65to134kBtuh-11p5eer-3p50cop | DEER2023 | D23 v1 | 2022-10-05 20:47 | Any | Mtl | Rec | CZ12 | cDXHP | Cap-Tons | 7.22 | 30000 | None | 74.5 | 0.0441 | 0 | 49.2 | 0.0309 | 0 | [6 empty] | DEER:HVAC_Split-Package_HP | Annual | 20 | [13 empty] | CZ2022 | None
NE-HVAC-airHP-SpltPkg-65to134kBtuh-11p5eer-3p50cop | DEER2023 | D23 v1 | 2022-10-05 20:47 | Any | Mtl | Rec | CZ13 | cDXHP | Cap-Tons | 8.08 | 30000 | None | 93.2 | 0.0449 | 0 | 63 | 0.0317 | 0 | [6 empty] | DEER:HVAC_Split-Package_HP | Annual | 20 | [13 empty] | CZ2022 | None
NE-HVAC-airHP-SpltPkg-65to134kBtuh-11p5eer-3p50cop | DEER2023 | D23 v1 | 2022-10-05 20:47 | Any | Mtl | Rec | CZ14 | cDXHP | Cap-Tons | 7.96 | 30000 | None | 86.2 | 0.039 | 0 | 57.4 | 0.0275 | 0 | [6 empty] | DEER:HVAC_Split-Package_HP | Annual | 20 | [13 empty] | CZ2022 | None
NE-HVAC-airHP-SpltPkg-65to134kBtuh-11p5eer-3p50cop | DEER2023 | D23 v1 | 2022-10-05 20:47 | Any | Mtl | Rec | CZ15 | cDXHP | Cap-Tons | 10.6 | 30000 | None | 112 | 0.0448 | 0 | 78.2 | 0.0315 | 0 | [6 empty] | DEER:HVAC_Split-Package_HP | Annual | 20 | [13 empty] | CZ2022 | None
NE-HVAC-airHP-SpltPkg-65to134kBtuh-11p5eer-3p50cop | DEER2023 | D23 v1 | 2022-10-05 20:47 | Any | Mtl | Rec | CZ16 | cDXHP | Cap-Tons | 8.46 | 30000 | None | 64.7 | 0.0195 | 0 | 36.7 | 0.0138 | 0 | [6 empty] | DEER:HVAC_Split-Package_HP | Annual | 20 | [13 empty] | CZ2022 | None
NE-HVAC-airHP-SpltPkg-65to134kBtuh-11p5eer-3p50cop | DEER2023 | D23 v1 | 2022-10-05 20:47 | Any | Nrs | Ex | CZ01 | cDXHP | Cap-Tons | 96.3 | 60700 | None | 957 | 0.123 | 0 | 26.5 | 0.00462 | 0 | [6 empty] | DEER:HVAC_Split-Package_HP | Annual | 20 | [13 empty] | CZ2022 | None
NE-HVAC-airHP-SpltPkg-65to134kBtuh-11p5eer-3p50cop | DEER2023 | D23 v1 | 2022-10-05 20:47 | Any | Nrs | Ex | CZ02 | cDXHP | Cap-Tons | 96.9 | 60700 | None | 913 | 0.128 | 0 | 33.6 | 0.015 | 0 | [6 empty] | DEER:HVAC_Split-Package_HP | Annual | 20 | [13 empty] | CZ2022 | None
NE-HVAC-airHP-SpltPkg-65to134kBtuh-11p5eer-3p50cop | DEER2023 | D23 v1 | 2022-10-05 20:47 | Any | Nrs | Ex | CZ03 | cDXHP | Cap-Tons | 100 | 60700 | None | 855 | 0.107 | 0 | 22.3 | 0.0107 | 0 | [6 empty] | DEER:HVAC_Split-Package_HP | Annual | 20 | [13 empty] | CZ2022 | None
NE-HVAC-airHP-SpltPkg-65to134kBtuh-11p5eer-3p50cop | DEER2023 | D23 v1 | 2022-10-05 20:47 | Any | Nrs | Ex | CZ04 | cDXHP | Cap-Tons | 102 | 60700 | None | 916 | 0.14 | 0 | 33 | 0.0175 | 0 | [6 empty] | DEER:HVAC_Split-Package_HP | Annual | 20 | [13 empty] | CZ2022 | None
NE-HVAC-airHP-SpltPkg-65to134kBtuh-11p5eer-3p50cop | DEER2023 | D23 v1 | 2022-10-05 20:47 | Any | Nrs | Ex | CZ05 | cDXHP | Cap-Tons | 100 | 60700 | None | 857 | 0.106 | 0 | 25.2 | 0.00706 | 0 | [6 empty] | DEER:HVAC_Split-Package_HP | Annual | 20 | [13 empty] | CZ2022 | None
NE-HVAC-airHP-SpltPkg-65to134kBtuh-11p5eer-3p50cop | DEER2023 | D23 v1 | 2022-10-05 20:47 | Any | Nrs | Ex | CZ06 | cDXHP | Cap-Tons | 103 | 60700 | None | 909 | 0.132 | 0 | 33.5 | 0.0133 | 0 | [6 empty] | DEER:HVAC_Split-Package_HP | Annual | 20 | [13 empty] | CZ2022 | None
NE-HVAC-airHP-SpltPkg-65to134kBtuh-11p5eer-3p50cop | DEER2023 | D23 v1 | 2022-10-05 20:47 | Any | Nrs | Ex | CZ07 | cDXHP | Cap-Tons | 102 | 60700 | None | 865 | 0.108 | 0 | 27.4 | 0.0112 | 0 | [6 empty] | DEER:HVAC_Split-Package_HP | Annual | 20 | [13 empty] | CZ2022 | None
NE-HVAC-airHP-SpltPkg-65to134kBtuh-11p5eer-3p50cop | DEER2023 | D23 v1 | 2022-10-05 20:47 | Any | Nrs | Ex | CZ08 | cDXHP | Cap-Tons | 104 | 60700 | None | 933 | 0.135 | 0 | 39.6 | 0.0147 | 0 | [6 empty] | DEER:HVAC_Split-Package_HP | Annual | 20 | [13 empty] | CZ2022 | None
NE-HVAC-airHP-SpltPkg-65to134kBtuh-11p5eer-3p50cop | DEER2023 | D23 v1 | 2022-10-05 20:47 | Any | Nrs | Ex | CZ09 | cDXHP | Cap-Tons | 106 | 60700 | None | 910 | 0.141 | 0 | 38.6 | 0.0173 | 0 | [6 empty] | DEER:HVAC_Split-Package_HP | Annual | 20 | [13 empty] | CZ2022 | None
NE-HVAC-airHP-SpltPkg-65to134kBtuh-11p5eer-3p50cop | DEER2023 | D23 v1 | 2022-10-05 20:47 | Any | Nrs | Ex | CZ10 | cDXHP | Cap-Tons | 98.5 | 60700 | None | 882 | 0.144 | 0 | 43.6 | 0.0184 | 0 | [6 empty] | DEER:HVAC_Split-Package_HP | Annual | 20 | [13 empty] | CZ2022 | None
NE-HVAC-airHP-SpltPkg-65to134kBtuh-11p5eer-3p50cop | DEER2023 | D23 v1 | 2022-10-05 20:47 | Any | Nrs | Ex | CZ11 | cDXHP | Cap-Tons | 99.7 | 60700 | None | 910 | 0.152 | 0 | 48.9 | 0.0252 | 0 | [6 empty] | DEER:HVAC_Split-Package_HP | Annual | 20 | [13 empty] | CZ2022 | None
NE-HVAC-airHP-SpltPkg-65to134kBtuh-11p5eer-3p50cop | DEER2023 | D23 v1 | 2022-10-05 20:47 | Any | Nrs | Ex | CZ12 | cDXHP | Cap-Tons | 98.1 | 60700 | None | 922 | 0.154 | 0 | 39.6 | 0.0223 | 0 | [6 empty] | DEER:HVAC_Split-Package_HP | Annual | 20 | [13 empty] | CZ2022 | None
NE-HVAC-airHP-SpltPkg-65to134kBtuh-11p5eer-3p50cop | DEER2023 | D23 v1 | 2022-10-05 20:47 | Any | Nrs | Ex | CZ13 | cDXHP | Cap-Tons | 100 | 60700 | None | 970 | 0.166 | 0 | 50.8 | 0.0248 | 0 | [6 empty] | DEER:HVAC_Split-Package_HP | Annual | 20 | [13 empty] | CZ2022 | None
NE-HVAC-airHP-SpltPkg-65to134kBtuh-11p5eer-3p50cop | DEER2023 | D23 v1 | 2022-10-05 20:47 | Any | Nrs | Ex | CZ14 | cDXHP | Cap-Tons | 100 | 60700 | None | 869 | 0.139 | 0 | 48.7 | 0.0222 | 0 | [6 empty] | DEER:HVAC_Split-Package_HP | Annual | 20 | [13 empty] | CZ2022 | None
NE-HVAC-airHP-SpltPkg-65to134kBtuh-11p5eer-3p50cop | DEER2023 | D23 v1 | 2022-10-05 20:47 | Any | Nrs | Ex | CZ15 | cDXHP | Cap-Tons | 113 | 60700 | None | 838 | 0.162 | 0 | 67.6 | 0.0293 | 0 | [6 empty] | DEER:HVAC_Split-Package_HP | Annual | 20 | [13 empty] | CZ2022 | None
NE-HVAC-airHP-SpltPkg-65to134kBtuh-11p5eer-3p50cop | DEER2023 | D23 v1 | 2022-10-05 20:47 | Any | Nrs | Ex | CZ16 | cDXHP | Cap-Tons | 96.7 | 60700 | None | 962 | 0.11 | 0 | 39 | 0.0112 | 0 | [6 empty] | DEER:HVAC_Split-Package_HP | Annual | 20 | [13 empty] | CZ2022 | None
NE-HVAC-airHP-SpltPkg-65to134kBtuh-11p5eer-3p50cop | DEER2023 | D23 v1 | 2022-10-05 20:47 | Any | Nrs | Old | CZ01 | cDXHP | Cap-Tons | 101 | 60700 | None | 1100 | 0.148 | 0 | 26.7 | 0.00523 | 0 | [6 empty] | DEER:HVAC_Split-Package_HP | Annual | 20 | [13 empty] | CZ2022 | None
NE-HVAC-airHP-SpltPkg-65to134kBtuh-11p5eer-3p50cop | DEER2023 | D23 v1 | 2022-10-05 20:47 | Any | Nrs | Old | CZ02 | cDXHP | Cap-Tons | 106 | 60700 | None | 1100 | 0.155 | 0 | 35.7 | 0.0162 | 0 | [6 empty] | DEER:HVAC_Split-Package_HP | Annual | 20 | [13 empty] | CZ2022 | None
NE-HVAC-airHP-SpltPkg-65to134kBtuh-11p5eer-3p50cop | DEER2023 | D23 v1 | 2022-10-05 20:47 | Any | Nrs | Old | CZ03 | cDXHP | Cap-Tons | 104 | 60700 | None | 1090 | 0.14 | 0 | 23.6 | 0.0113 | 0 | [6 empty] | DEER:HVAC_Split-Package_HP | Annual | 20 | [13 empty] | CZ2022 | None
NE-HVAC-airHP-SpltPkg-65to134kBtuh-11p5eer-3p50cop | DEER2023 | D23 v1 | 2022-10-05 20:47 | Any | Nrs | Old | CZ04 | cDXHP | Cap-Tons | 106 | 60700 | None | 1100 | 0.171 | 0 | 34.6 | 0.0183 | 0 | [6 empty] | DEER:HVAC_Split-Package_HP | Annual | 20 | [13 empty] | CZ2022 | None
NE-HVAC-airHP-SpltPkg-65to134kBtuh-11p5eer-3p50cop | DEER2023 | D23 v1 | 2022-10-05 20:47 | Any | Nrs | Old | CZ05 | cDXHP | Cap-Tons | 104 | 60700 | None | 1040 | 0.129 | 0 | 26.3 | 0.00745 | 0 | [6 empty] | DEER:HVAC_Split-Package_HP | Annual | 20 | [13 empty] | CZ2022 | None
NE-HVAC-airHP-SpltPkg-65to134kBtuh-11p5eer-3p50cop | DEER2023 | D23 v1 | 2022-10-05 20:47 | Any | Nrs | Old | CZ06 | cDXHP | Cap-Tons | 106 | 60700 | None | 1060 | 0.154 | 0 | 34.5 | 0.0136 | 0 | [6 empty] | DEER:HVAC_Split-Package_HP | Annual | 20 | [13 empty] | CZ2022 | None
NE-HVAC-airHP-SpltPkg-65to134kBtuh-11p5eer-3p50cop | DEER2023 | D23 v1 | 2022-10-05 20:47 | Any | Nrs | Old | CZ07 | cDXHP | Cap-Tons | 105 | 60700 | None | 1030 | 0.128 | 0 | 28.3 | 0.0115 | 0 | [6 empty] | DEER:HVAC_Split-Package_HP | Annual | 20 | [13 empty] | CZ2022 | None
NE-HVAC-airHP-SpltPkg-65to134kBtuh-11p5eer-3p50cop | DEER2023 | D23 v1 | 2022-10-05 20:47 | Any | Nrs | Old | CZ08 | cDXHP | Cap-Tons | 107 | 60700 | None | 1090 | 0.159 | 0 | 40.6 | 0.0151 | 0 | [6 empty] | DEER:HVAC_Split-Package_HP | Annual | 20 | [13 empty] | CZ2022 | None
NE-HVAC-airHP-SpltPkg-65to134kBtuh-11p5eer-3p50cop | DEER2023 | D23 v1 | 2022-10-05 20:47 | Any | Nrs | Old | CZ09 | cDXHP | Cap-Tons | 110 | 60700 | None | 1080 | 0.169 | 0 | 39.8 | 0.0178 | 0 | [6 empty] | DEER:HVAC_Split-Package_HP | Annual | 20 | [13 empty] | CZ2022 | None
NE-HVAC-airHP-SpltPkg-65to134kBtuh-11p5eer-3p50cop | DEER2023 | D23 v1 | 2022-10-05 20:47 | Any | Nrs | Old | CZ10 | cDXHP | Cap-Tons | 109 | 60700 | None | 1120 | 0.181 | 0 | 46 | 0.0193 | 0 | [6 empty] | DEER:HVAC_Split-Package_HP | Annual | 20 | [13 empty] | CZ2022 | None
NE-HVAC-airHP-SpltPkg-65to134kBtuh-11p5eer-3p50cop | DEER2023 | D23 v1 | 2022-10-05 20:47 | Any | Nrs | Old | CZ11 | cDXHP | Cap-Tons | 109 | 60700 | None | 1080 | 0.181 | 0 | 50.8 | 0.0261 | 0 | [6 empty] | DEER:HVAC_Split-Package_HP | Annual | 20 | [13 empty] | CZ2022 | None
NE-HVAC-airHP-SpltPkg-65to134kBtuh-11p5eer-3p50cop | DEER2023 | D23 v1 | 2022-10-05 20:47 | Any | Nrs | Old | CZ12 | cDXHP | Cap-Tons | 107 | 60700 | None | 1120 | 0.188 | 0 | 41.5 | 0.0233 | 0 | [6 empty] | DEER:HVAC_Split-Package_HP | Annual | 20 | [13 empty] | CZ2022 | None
NE-HVAC-airHP-SpltPkg-65to134kBtuh-11p5eer-3p50cop | DEER2023 | D23 v1 | 2022-10-05 20:47 | Any | Nrs | Old | CZ13 | cDXHP | Cap-Tons | 110 | 60700 | None | 1150 | 0.196 | 0 | 52.8 | 0.0257 | 0 | [6 empty] | DEER:HVAC_Split-Package_HP | Annual | 20 | [13 empty] | CZ2022 | None
NE-HVAC-airHP-SpltPkg-65to134kBtuh-11p5eer-3p50cop | DEER2023 | D23 v1 | 2022-10-05 20:47 | Any | Nrs | Old | CZ14 | cDXHP | Cap-Tons | 110 | 60700 | None | 1080 | 0.174 | 0 | 50.7 | 0.0231 | 0 | [6 empty] | DEER:HVAC_Split-Package_HP | Annual | 20 | [13 empty] | CZ2022 | None
NE-HVAC-airHP-SpltPkg-65to134kBtuh-11p5eer-3p50cop | DEER2023 | D23 v1 | 2022-10-05 20:47 | Any | Nrs | Old | CZ15 | cDXHP | Cap-Tons | 124 | 60700 | None | 1070 | 0.204 | 0 | 69.8 | 0.0301 | 0 | [6 empty] | DEER:HVAC_Split-Package_HP | Annual | 20 | [13 empty] | CZ2022 | None
NE-HVAC-airHP-SpltPkg-65to134kBtuh-11p5eer-3p50cop | DEER2023 | D23 v1 | 2022-10-05 20:47 | Any | Nrs | Old | CZ16 | cDXHP | Cap-Tons | 104 | 60700 | None | 1190 | 0.139 | 0 | 40.8 | 0.0121 | 0 | [6 empty] | DEER:HVAC_Split-Package_HP | Annual | 20 | [13 empty] | CZ2022 | None
NE-HVAC-airHP-SpltPkg-65to134kBtuh-11p5eer-3p50cop | DEER2023 | D23 v1 | 2022-10-05 20:47 | Any | Nrs | Rec | CZ01 | cDXHP | Cap-Tons | 95.9 | 60700 | None | 53.8 | 0.00612 | 0 | 26.8 | 0.00419 | 0 | [6 empty] | DEER:HVAC_Split-Package_HP | Annual | 20 | [13 empty] | CZ2022 | None
NE-HVAC-airHP-SpltPkg-65to134kBtuh-11p5eer-3p50cop | DEER2023 | D23 v1 | 2022-10-05 20:47 | Any | Nrs | Rec | CZ02 | cDXHP | Cap-Tons | 96 | 60700 | None | 56.2 | 0.0198 | 0 | 32.2 | 0.0139 | 0 | [6 empty] | DEER:HVAC_Split-Package_HP | Annual | 20 | [13 empty] | CZ2022 | None
NE-HVAC-airHP-SpltPkg-65to134kBtuh-11p5eer-3p50cop | DEER2023 | D23 v1 | 2022-10-05 20:47 | Any | Nrs | Rec | CZ03 | cDXHP | Cap-Tons | 95.9 | 60700 | None | 40.4 | 0.0135 | 0 | 21.9 | 0.00947 | 0 | [6 empty] | DEER:HVAC_Split-Package_HP | Annual | 20 | [13 empty] | CZ2022 | None
NE-HVAC-airHP-SpltPkg-65to134kBtuh-11p5eer-3p50cop | DEER2023 | D23 v1 | 2022-10-05 20:47 | Any | Nrs | Rec | CZ04 | cDXHP | Cap-Tons | 96 | 60700 | None | 50.8 | 0.0227 | 0 | 30.8 | 0.0159 | 0 | [6 empty] | DEER:HVAC_Split-Package_HP | Annual | 20 | [13 empty] | CZ2022 | None
NE-HVAC-airHP-SpltPkg-65to134kBtuh-11p5eer-3p50cop | DEER2023 | D23 v1 | 2022-10-05 20:47 | Any | Nrs | Rec | CZ05 | cDXHP | Cap-Tons | 95.9 | 60700 | None | 43.5 | 0.00887 | 0 | 24.2 | 0.00621 | 0 | [6 empty] | DEER:HVAC_Split-Package_HP | Annual | 20 | [13 empty] | CZ2022 | None
NE-HVAC-airHP-SpltPkg-65to134kBtuh-11p5eer-3p50cop | DEER2023 | D23 v1 | 2022-10-05 20:47 | Any | Nrs | Rec | CZ06 | cDXHP | Cap-Tons | 96 | 60700 | None | 48.7 | 0.0175 | 0 | 30.9 | 0.0123 | 0 | [6 empty] | DEER:HVAC_Split-Package_HP | Annual | 20 | [13 empty] | CZ2022 | None
NE-HVAC-airHP-SpltPkg-65to134kBtuh-11p5eer-3p50cop | DEER2023 | D23 v1 | 2022-10-05 20:47 | Any | Nrs | Rec | CZ07 | cDXHP | Cap-Tons | 96 | 60700 | None | 39.6 | 0.0147 | 0 | 25.2 | 0.0103 | 0 | [6 empty] | DEER:HVAC_Split-Package_HP | Annual | 20 | [13 empty] | CZ2022 | None
NE-HVAC-airHP-SpltPkg-65to134kBtuh-11p5eer-3p50cop | DEER2023 | D23 v1 | 2022-10-05 20:47 | Any | Nrs | Rec | CZ08 | cDXHP | Cap-Tons | 96.3 | 60700 | None | 56.8 | 0.0195 | 0 | 36.9 | 0.0137 | 0 | [6 empty] | DEER:HVAC_Split-Package_HP | Annual | 20 | [13 empty] | CZ2022 | None
NE-HVAC-airHP-SpltPkg-65to134kBtuh-11p5eer-3p50cop | DEER2023 | D23 v1 | 2022-10-05 20:47 | Any | Nrs | Rec | CZ09 | cDXHP | Cap-Tons | 97.7 | 60700 | None | 55.5 | 0.0227 | 0 | 35.7 | 0.016 | 0 | [6 empty] | DEER:HVAC_Split-Package_HP | Annual | 20 | [13 empty] | CZ2022 | None
NE-HVAC-airHP-SpltPkg-65to134kBtuh-11p5eer-3p50cop | DEER2023 | D23 v1 | 2022-10-05 20:47 | Any | Nrs | Rec | CZ10 | cDXHP | Cap-Tons | 96.7 | 60700 | None | 64.5 | 0.0246 | 0 | 41.5 | 0.0173 | 0 | [6 empty] | DEER:HVAC_Split-Package_HP | Annual | 20 | [13 empty] | CZ2022 | None
NE-HVAC-airHP-SpltPkg-65to134kBtuh-11p5eer-3p50cop | DEER2023 | D23 v1 | 2022-10-05 20:47 | Any | Nrs | Rec | CZ11 | cDXHP | Cap-Tons | 97.1 | 60700 | None | 73.5 | 0.0335 | 0 | 46.2 | 0.0235 | 0 | [6 empty] | DEER:HVAC_Split-Package_HP | Annual | 20 | [13 empty] | CZ2022 | None
NE-HVAC-airHP-SpltPkg-65to134kBtuh-11p5eer-3p50cop | DEER2023 | D23 v1 | 2022-10-05 20:47 | Any | Nrs | Rec | CZ12 | cDXHP | Cap-Tons | 96.4 | 60700 | None | 61.9 | 0.0297 | 0 | 37.7 | 0.0209 | 0 | [6 empty] | DEER:HVAC_Split-Package_HP | Annual | 20 | [13 empty] | CZ2022 | None
NE-HVAC-airHP-SpltPkg-65to134kBtuh-11p5eer-3p50cop | DEER2023 | D23 v1 | 2022-10-05 20:47 | Any | Nrs | Rec | CZ13 | cDXHP | Cap-Tons | 97.6 | 60700 | None | 75.5 | 0.0333 | 0 | 48.3 | 0.0234 | 0 | [6 empty] | DEER:HVAC_Split-Package_HP | Annual | 20 | [13 empty] | CZ2022 | None
NE-HVAC-airHP-SpltPkg-65to134kBtuh-11p5eer-3p50cop | DEER2023 | D23 v1 | 2022-10-05 20:47 | Any | Nrs | Rec | CZ14 | cDXHP | Cap-Tons | 97.8 | 60700 | None | 74.6 | 0.0299 | 0 | 46.5 | 0.021 | 0 | [6 empty] | DEER:HVAC_Split-Package_HP | Annual | 20 | [13 empty] | CZ2022 | None
NE-HVAC-airHP-SpltPkg-65to134kBtuh-11p5eer-3p50cop | DEER2023 | D23 v1 | 2022-10-05 20:47 | Any | Nrs | Rec | CZ15 | cDXHP | Cap-Tons | 108 | 60700 | None | 94.8 | 0.04 | 0 | 65.1 | 0.0282 | 0 | [6 empty] | DEER:HVAC_Split-Package_HP | Annual | 20 | [13 empty] | CZ2022 | None
NE-HVAC-airHP-SpltPkg-65to134kBtuh-11p5eer-3p50cop | DEER2023 | D23 v1 | 2022-10-05 20:47 | Any | Nrs | Rec | CZ16 | cDXHP | Cap-Tons | 96 | 60700 | None | 69.8 | 0.0147 | 0 | 37.2 | 0.0104 | 0 | [6 empty] | DEER:HVAC_Split-Package_HP | Annual | 20 | [13 empty] | CZ2022 | None
NE-HVAC-airHP-SpltPkg-65to134kBtuh-11p5eer-3p50cop | DEER2023 | D23 v1 | 2022-10-05 20:47 | Any | OfL | Ex | CZ01 | cDXHP | Cap-Tons | 480 | 175000 | None | 555 | 0.0649 | 0 | 6.96 | 0.00497 | 0 | [6 empty] | DEER:HVAC_Split-Package_HP | Annual | 20 | [13 empty] | CZ2022 | None
NE-HVAC-airHP-SpltPkg-65to134kBtuh-11p5eer-3p50cop | DEER2023 | D23 v1 | 2022-10-05 20:47 | Any | OfL | Ex | CZ02 | cDXHP | Cap-Tons | 429 | 175000 | None | 517 | 0.062 | 0 | 26.6 | 0.0116 | 0 | [6 empty] | DEER:HVAC_Split-Package_HP | Annual | 20 | [13 empty] | CZ2022 | None
NE-HVAC-airHP-SpltPkg-65to134kBtuh-11p5eer-3p50cop | DEER2023 | D23 v1 | 2022-10-05 20:47 | Any | OfL | Ex | CZ03 | cDXHP | Cap-Tons | 529 | 175000 | None | 529 | 0.0535 | 0 | 13.7 | 0.00704 | 0 | [6 empty] | DEER:HVAC_Split-Package_HP | Annual | 20 | [13 empty] | CZ2022 | None
NE-HVAC-airHP-SpltPkg-65to134kBtuh-11p5eer-3p50cop | DEER2023 | D23 v1 | 2022-10-05 20:47 | Any | OfL | Ex | CZ04 | cDXHP | Cap-Tons | 455 | 175000 | None | 508 | 0.0614 | 0 | 29.5 | 0.0121 | 0 | [6 empty] | DEER:HVAC_Split-Package_HP | Annual | 20 | [13 empty] | CZ2022 | None
NE-HVAC-airHP-SpltPkg-65to134kBtuh-11p5eer-3p50cop | DEER2023 | D23 v1 | 2022-10-05 20:47 | Any | OfL | Ex | CZ05 | cDXHP | Cap-Tons | 524 | 175000 | None | 515 | 0.0504 | 0 | 17.6 | 0.00589 | 0 | [6 empty] | DEER:HVAC_Split-Package_HP | Annual | 20 | [13 empty] | CZ2022 | None
NE-HVAC-airHP-SpltPkg-65to134kBtuh-11p5eer-3p50cop | DEER2023 | D23 v1 | 2022-10-05 20:47 | Any | OfL | Ex | CZ06 | cDXHP | Cap-Tons | 560 | 175000 | None | 491 | 0.0556 | 0 | 28.2 | 0.00721 | 0 | [6 empty] | DEER:HVAC_Split-Package_HP | Annual | 20 | [13 empty] | CZ2022 | None
NE-HVAC-airHP-SpltPkg-65to134kBtuh-11p5eer-3p50cop | DEER2023 | D23 v1 | 2022-10-05 20:47 | Any | OfL | Ex | CZ07 | cDXHP | Cap-Tons | 549 | 175000 | None | 512 | 0.0532 | 0 | 23.9 | 0.00639 | 0 | [6 empty] | DEER:HVAC_Split-Package_HP | Annual | 20 | [13 empty] | CZ2022 | None
NE-HVAC-airHP-SpltPkg-65to134kBtuh-11p5eer-3p50cop | DEER2023 | D23 v1 | 2022-10-05 20:47 | Any | OfL | Ex | CZ08 | cDXHP | Cap-Tons | 490 | 175000 | None | 496 | 0.0583 | 0 | 38.5 | 0.00975 | 0 | [6 empty] | DEER:HVAC_Split-Package_HP | Annual | 20 | [13 empty] | CZ2022 | None
NE-HVAC-airHP-SpltPkg-65to134kBtuh-11p5eer-3p50cop | DEER2023 | D23 v1 | 2022-10-05 20:47 | Any | OfL | Ex | CZ09 | cDXHP | Cap-Tons | 559 | 175000 | None | 484 | 0.0616 | 0 | 31.6 | 0.00985 | 0 | [6 empty] | DEER:HVAC_Split-Package_HP | Annual | 20 | [13 empty] | CZ2022 | None
NE-HVAC-airHP-SpltPkg-65to134kBtuh-11p5eer-3p50cop | DEER2023 | D23 v1 | 2022-10-05 20:47 | Any | OfL | Ex | CZ10 | cDXHP | Cap-Tons | 499 | 175000 | None | 508 | 0.0631 | 0 | 38.4 | 0.0114 | 0 | [6 empty] | DEER:HVAC_Split-Package_HP | Annual | 20 | [13 empty] | CZ2022 | None
NE-HVAC-airHP-SpltPkg-65to134kBtuh-11p5eer-3p50cop | DEER2023 | D23 v1 | 2022-10-05 20:47 | Any | OfL | Ex | CZ11 | cDXHP | Cap-Tons | 524 | 175000 | None | 489 | 0.0682 | 0 | 34.6 | 0.015 | 0 | [6 empty] | DEER:HVAC_Split-Package_HP | Annual | 20 | [13 empty] | CZ2022 | None
NE-HVAC-airHP-SpltPkg-65to134kBtuh-11p5eer-3p50cop | DEER2023 | D23 v1 | 2022-10-05 20:47 | Any | OfL | Ex | CZ12 | cDXHP | Cap-Tons | 491 | 175000 | None | 515 | 0.0673 | 0 | 30.7 | 0.0143 | 0 | [6 empty] | DEER:HVAC_Split-Package_HP | Annual | 20 | [13 empty] | CZ2022 | None
NE-HVAC-airHP-SpltPkg-65to134kBtuh-11p5eer-3p50cop | DEER2023 | D23 v1 | 2022-10-05 20:47 | Any | OfL | Ex | CZ13 | cDXHP | Cap-Tons | 533 | 175000 | None | 491 | 0.0662 | 0 | 36.6 | 0.0143 | 0 | [6 empty] | DEER:HVAC_Split-Package_HP | Annual | 20 | [13 empty] | CZ2022 | None
NE-HVAC-airHP-SpltPkg-65to134kBtuh-11p5eer-3p50cop | DEER2023 | D23 v1 | 2022-10-05 20:47 | Any | OfL | Ex | CZ14 | cDXHP | Cap-Tons | 536 | 175000 | None | 486 | 0.0668 | 0 | 34.6 | 0.0127 | 0 | [6 empty] | DEER:HVAC_Split-Package_HP | Annual | 20 | [13 empty] | CZ2022 | None
NE-HVAC-airHP-SpltPkg-65to134kBtuh-11p5eer-3p50cop | DEER2023 | D23 v1 | 2022-10-05 20:47 | Any | OfL | Ex | CZ15 | cDXHP | Cap-Tons | 646 | 175000 | None | 501 | 0.0766 | 0 | 49 | 0.0151 | 0 | [6 empty] | DEER:HVAC_Split-Package_HP | Annual | 20 | [13 empty] | CZ2022 | None
NE-HVAC-airHP-SpltPkg-65to134kBtuh-11p5eer-3p50cop | DEER2023 | D23 v1 | 2022-10-05 20:47 | Any | OfL | Ex | CZ16 | cDXHP | Cap-Tons | 532 | 175000 | None | 484 | 0.0508 | 0 | 19.4 | 0.00716 | 0 | [6 empty] | DEER:HVAC_Split-Package_HP | Annual | 20 | [13 empty] | CZ2022 | None
NE-HVAC-airHP-SpltPkg-65to134kBtuh-11p5eer-3p50cop | DEER2023 | D23 v1 | 2022-10-05 20:47 | Any | OfL | Old | CZ01 | cDXHP | Cap-Tons | 615 | 175000 | None | 631 | 0.0785 | 0 | 7.3 | 0.00512 | 0 | [6 empty] | DEER:HVAC_Split-Package_HP | Annual | 20 | [13 empty] | CZ2022 | None
NE-HVAC-airHP-SpltPkg-65to134kBtuh-11p5eer-3p50cop | DEER2023 | D23 v1 | 2022-10-05 20:47 | Any | OfL | Old | CZ02 | cDXHP | Cap-Tons | 542 | 175000 | None | 600 | 0.074 | 0 | 28.2 | 0.0131 | 0 | [6 empty] | DEER:HVAC_Split-Package_HP | Annual | 20 | [13 empty] | CZ2022 | None
NE-HVAC-airHP-SpltPkg-65to134kBtuh-11p5eer-3p50cop | DEER2023 | D23 v1 | 2022-10-05 20:47 | Any | OfL | Old | CZ03 | cDXHP | Cap-Tons | 651 | 175000 | None | 644 | 0.0642 | 0 | 14.6 | 0.0078 | 0 | [6 empty] | DEER:HVAC_Split-Package_HP | Annual | 20 | [13 empty] | CZ2022 | None
NE-HVAC-airHP-SpltPkg-65to134kBtuh-11p5eer-3p50cop | DEER2023 | D23 v1 | 2022-10-05 20:47 | Any | OfL | Old | CZ04 | cDXHP | Cap-Tons | 544 | 175000 | None | 614 | 0.0742 | 0 | 31.5 | 0.014 | 0 | [6 empty] | DEER:HVAC_Split-Package_HP | Annual | 20 | [13 empty] | CZ2022 | None
NE-HVAC-airHP-SpltPkg-65to134kBtuh-11p5eer-3p50cop | DEER2023 | D23 v1 | 2022-10-05 20:47 | Any | OfL | Old | CZ05 | cDXHP | Cap-Tons | 644 | 175000 | None | 626 | 0.0598 | 0 | 18.3 | 0.00638 | 0 | [6 empty] | DEER:HVAC_Split-Package_HP | Annual | 20 | [13 empty] | CZ2022 | None
NE-HVAC-airHP-SpltPkg-65to134kBtuh-11p5eer-3p50cop | DEER2023 | D23 v1 | 2022-10-05 20:47 | Any | OfL | Old | CZ06 | cDXHP | Cap-Tons | 684 | 175000 | None | 597 | 0.0661 | 0 | 29.3 | 0.00782 | 0 | [6 empty] | DEER:HVAC_Split-Package_HP | Annual | 20 | [13 empty] | CZ2022 | None
NE-HVAC-airHP-SpltPkg-65to134kBtuh-11p5eer-3p50cop | DEER2023 | D23 v1 | 2022-10-05 20:47 | Any | OfL | Old | CZ07 | cDXHP | Cap-Tons | 669 | 175000 | None | 625 | 0.0628 | 0 | 24.7 | 0.00666 | 0 | [6 empty] | DEER:HVAC_Split-Package_HP | Annual | 20 | [13 empty] | CZ2022 | None
NE-HVAC-airHP-SpltPkg-65to134kBtuh-11p5eer-3p50cop | DEER2023 | D23 v1 | 2022-10-05 20:47 | Any | OfL | Old | CZ08 | cDXHP | Cap-Tons | 583 | 175000 | None | 600 | 0.0699 | 0 | 40.6 | 0.0108 | 0 | [6 empty] | DEER:HVAC_Split-Package_HP | Annual | 20 | [13 empty] | CZ2022 | None
NE-HVAC-airHP-SpltPkg-65to134kBtuh-11p5eer-3p50cop | DEER2023 | D23 v1 | 2022-10-05 20:47 | Any | OfL | Old | CZ09 | cDXHP | Cap-Tons | 660 | 175000 | None | 609 | 0.0767 | 0 | 34.6 | 0.0114 | 0 | [6 empty] | DEER:HVAC_Split-Package_HP | Annual | 20 | [13 empty] | CZ2022 | None
NE-HVAC-airHP-SpltPkg-65to134kBtuh-11p5eer-3p50cop | DEER2023 | D23 v1 | 2022-10-05 20:47 | Any | OfL | Old | CZ10 | cDXHP | Cap-Tons | 623 | 175000 | None | 603 | 0.0775 | 0 | 40.6 | 0.013 | 0 | [6 empty] | DEER:HVAC_Split-Package_HP | Annual | 20 | [13 empty] | CZ2022 | None
NE-HVAC-airHP-SpltPkg-65to134kBtuh-11p5eer-3p50cop | DEER2023 | D23 v1 | 2022-10-05 20:47 | Any | OfL | Old | CZ11 | cDXHP | Cap-Tons | 643 | 175000 | None | 585 | 0.0868 | 0 | 37.6 | 0.0178 | 0 | [6 empty] | DEER:HVAC_Split-Package_HP | Annual | 20 | [13 empty] | CZ2022 | None
NE-HVAC-airHP-SpltPkg-65to134kBtuh-11p5eer-3p50cop | DEER2023 | D23 v1 | 2022-10-05 20:47 | Any | OfL | Old | CZ12 | cDXHP | Cap-Tons | 597 | 175000 | None | 608 | 0.0834 | 0 | 32.8 | 0.0166 | 0 | [6 empty] | DEER:HVAC_Split-Package_HP | Annual | 20 | [13 empty] | CZ2022 | None
NE-HVAC-airHP-SpltPkg-65to134kBtuh-11p5eer-3p50cop | DEER2023 | D23 v1 | 2022-10-05 20:47 | Any | OfL | Old | CZ13 | cDXHP | Cap-Tons | 655 | 175000 | None | 602 | 0.0863 | 0 | 39.6 | 0.0171 | 0 | [6 empty] | DEER:HVAC_Split-Package_HP | Annual | 20 | [13 empty] | CZ2022 | None
NE-HVAC-airHP-SpltPkg-65to134kBtuh-11p5eer-3p50cop | DEER2023 | D23 v1 | 2022-10-05 20:47 | Any | OfL | Old | CZ14 | cDXHP | Cap-Tons | 659 | 175000 | None | 604 | 0.0841 | 0 | 38.3 | 0.0154 | 0 | [6 empty] | DEER:HVAC_Split-Package_HP | Annual | 20 | [13 empty] | CZ2022 | None
NE-HVAC-airHP-SpltPkg-65to134kBtuh-11p5eer-3p50cop | DEER2023 | D23 v1 | 2022-10-05 20:47 | Any | OfL | Old | CZ15 | cDXHP | Cap-Tons | 783 | 175000 | None | 600 | 0.0944 | 0 | 52.9 | 0.0183 | 0 | [6 empty] | DEER:HVAC_Split-Package_HP | Annual | 20 | [13 empty] | CZ2022 | None
NE-HVAC-airHP-SpltPkg-65to134kBtuh-11p5eer-3p50cop | DEER2023 | D23 v1 | 2022-10-05 20:47 | Any | OfL | Old | CZ16 | cDXHP | Cap-Tons | 688 | 175000 | None | 608 | 0.0644 | 0 | 20.6 | 0.00781 | 0 | [6 empty] | DEER:HVAC_Split-Package_HP | Annual | 20 | [13 empty] | CZ2022 | None
NE-HVAC-airHP-SpltPkg-65to134kBtuh-11p5eer-3p50cop | DEER2023 | D23 v1 | 2022-10-05 20:47 | Any | OfL | Rec | CZ01 | cDXHP | Cap-Tons | 461 | 175000 | None | 9.54 | 0.0065 | 0 | 6.49 | 0.00457 | 0 | [6 empty] | DEER:HVAC_Split-Package_HP | Annual | 20 | [13 empty] | CZ2022 | None
NE-HVAC-airHP-SpltPkg-65to134kBtuh-11p5eer-3p50cop | DEER2023 | D23 v1 | 2022-10-05 20:47 | Any | OfL | Rec | CZ02 | cDXHP | Cap-Tons | 409 | 175000 | None | 36.6 | 0.0161 | 0 | 25.8 | 0.0114 | 0 | [6 empty] | DEER:HVAC_Split-Package_HP | Annual | 20 | [13 empty] | CZ2022 | None
NE-HVAC-airHP-SpltPkg-65to134kBtuh-11p5eer-3p50cop | DEER2023 | D23 v1 | 2022-10-05 20:47 | Any | OfL | Rec | CZ03 | cDXHP | Cap-Tons | 484 | 175000 | None | 18.9 | 0.00969 | 0 | 13.3 | 0.00681 | 0 | [6 empty] | DEER:HVAC_Split-Package_HP | Annual | 20 | [13 empty] | CZ2022 | None
NE-HVAC-airHP-SpltPkg-65to134kBtuh-11p5eer-3p50cop | DEER2023 | D23 v1 | 2022-10-05 20:47 | Any | OfL | Rec | CZ04 | cDXHP | Cap-Tons | 414 | 175000 | None | 41.1 | 0.0167 | 0 | 29 | 0.0118 | 0 | [6 empty] | DEER:HVAC_Split-Package_HP | Annual | 20 | [13 empty] | CZ2022 | None
NE-HVAC-airHP-SpltPkg-65to134kBtuh-11p5eer-3p50cop | DEER2023 | D23 v1 | 2022-10-05 20:47 | Any | OfL | Rec | CZ05 | cDXHP | Cap-Tons | 477 | 175000 | None | 24.3 | 0.00822 | 0 | 17.3 | 0.00578 | 0 | [6 empty] | DEER:HVAC_Split-Package_HP | Annual | 20 | [13 empty] | CZ2022 | None
NE-HVAC-airHP-SpltPkg-65to134kBtuh-11p5eer-3p50cop | DEER2023 | D23 v1 | 2022-10-05 20:47 | Any | OfL | Rec | CZ06 | cDXHP | Cap-Tons | 513 | 175000 | None | 39.7 | 0.00997 | 0 | 27.9 | 0.00701 | 0 | [6 empty] | DEER:HVAC_Split-Package_HP | Annual | 20 | [13 empty] | CZ2022 | None
NE-HVAC-airHP-SpltPkg-65to134kBtuh-11p5eer-3p50cop | DEER2023 | D23 v1 | 2022-10-05 20:47 | Any | OfL | Rec | CZ07 | cDXHP | Cap-Tons | 504 | 175000 | None | 33.6 | 0.00897 | 0 | 23.6 | 0.00631 | 0 | [6 empty] | DEER:HVAC_Split-Package_HP | Annual | 20 | [13 empty] | CZ2022 | None
NE-HVAC-airHP-SpltPkg-65to134kBtuh-11p5eer-3p50cop | DEER2023 | D23 v1 | 2022-10-05 20:47 | Any | OfL | Rec | CZ08 | cDXHP | Cap-Tons | 449 | 175000 | None | 53.9 | 0.0136 | 0 | 38 | 0.00952 | 0 | [6 empty] | DEER:HVAC_Split-Package_HP | Annual | 20 | [13 empty] | CZ2022 | None
NE-HVAC-airHP-SpltPkg-65to134kBtuh-11p5eer-3p50cop | DEER2023 | D23 v1 | 2022-10-05 20:47 | Any | OfL | Rec | CZ09 | cDXHP | Cap-Tons | 518 | 175000 | None | 43.6 | 0.0135 | 0 | 30.7 | 0.00944 | 0 | [6 empty] | DEER:HVAC_Split-Package_HP | Annual | 20 | [13 empty] | CZ2022 | None
NE-HVAC-airHP-SpltPkg-65to134kBtuh-11p5eer-3p50cop | DEER2023 | D23 v1 | 2022-10-05 20:47 | Any | OfL | Rec | CZ10 | cDXHP | Cap-Tons | 481 | 175000 | None | 52.5 | 0.0158 | 0 | 37 | 0.0111 | 0 | [6 empty] | DEER:HVAC_Split-Package_HP | Annual | 20 | [13 empty] | CZ2022 | None
NE-HVAC-airHP-SpltPkg-65to134kBtuh-11p5eer-3p50cop | DEER2023 | D23 v1 | 2022-10-05 20:47 | Any | OfL | Rec | CZ11 | cDXHP | Cap-Tons | 505 | 175000 | None | 47.8 | 0.0205 | 0 | 33.5 | 0.0144 | 0 | [6 empty] | DEER:HVAC_Split-Package_HP | Annual | 20 | [13 empty] | CZ2022 | None
NE-HVAC-airHP-SpltPkg-65to134kBtuh-11p5eer-3p50cop | DEER2023 | D23 v1 | 2022-10-05 20:47 | Any | OfL | Rec | CZ12 | cDXHP | Cap-Tons | 471 | 175000 | None | 42.4 | 0.0197 | 0 | 29.7 | 0.0139 | 0 | [6 empty] | DEER:HVAC_Split-Package_HP | Annual | 20 | [13 empty] | CZ2022 | None
NE-HVAC-airHP-SpltPkg-65to134kBtuh-11p5eer-3p50cop | DEER2023 | D23 v1 | 2022-10-05 20:47 | Any | OfL | Rec | CZ13 | cDXHP | Cap-Tons | 514 | 175000 | None | 50.6 | 0.0197 | 0 | 35.5 | 0.0138 | 0 | [6 empty] | DEER:HVAC_Split-Package_HP | Annual | 20 | [13 empty] | CZ2022 | None
NE-HVAC-airHP-SpltPkg-65to134kBtuh-11p5eer-3p50cop | DEER2023 | D23 v1 | 2022-10-05 20:47 | Any | OfL | Rec | CZ14 | cDXHP | Cap-Tons | 520 | 175000 | None | 47.6 | 0.0177 | 0 | 33.5 | 0.0124 | 0 | [6 empty] | DEER:HVAC_Split-Package_HP | Annual | 20 | [13 empty] | CZ2022 | None
NE-HVAC-airHP-SpltPkg-65to134kBtuh-11p5eer-3p50cop | DEER2023 | D23 v1 | 2022-10-05 20:47 | Any | OfL | Rec | CZ15 | cDXHP | Cap-Tons | 629 | 175000 | None | 67.5 | 0.0209 | 0 | 47.5 | 0.0147 | 0 | [6 empty] | DEER:HVAC_Split-Package_HP | Annual | 20 | [13 empty] | CZ2022 | None
NE-HVAC-airHP-SpltPkg-65to134kBtuh-11p5eer-3p50cop | DEER2023 | D23 v1 | 2022-10-05 20:47 | Any | OfL | Rec | CZ16 | cDXHP | Cap-Tons | 516 | 175000 | None | 28.1 | 0.00951 | 0 | 18.5 | 0.00669 | 0 | [6 empty] | DEER:HVAC_Split-Package_HP | Annual | 20 | [13 empty] | CZ2022 | None
NE-HVAC-airHP-SpltPkg-65to134kBtuh-11p5eer-3p50cop | DEER2023 | D23 v1 | 2022-10-05 20:47 | Any | OfS | Ex | CZ01 | cDXHP | Cap-Tons | 30.7 | 10000 | None | 431 | 0.0568 | 0 | 12.2 | 0.00452 | 0 | [6 empty] | DEER:HVAC_Split-Package_HP | Annual | 20 | [13 empty] | CZ2022 | None
NE-HVAC-airHP-SpltPkg-65to134kBtuh-11p5eer-3p50cop | DEER2023 | D23 v1 | 2022-10-05 20:47 | Any | OfS | Ex | CZ02 | cDXHP | Cap-Tons | 29.3 | 10000 | None | 428 | 0.0593 | 0 | 25.9 | 0.0111 | 0 | [6 empty] | DEER:HVAC_Split-Package_HP | Annual | 20 | [13 empty] | CZ2022 | None
NE-HVAC-airHP-SpltPkg-65to134kBtuh-11p5eer-3p50cop | DEER2023 | D23 v1 | 2022-10-05 20:47 | Any | OfS | Ex | CZ03 | cDXHP | Cap-Tons | 35.2 | 10000 | None | 420 | 0.0494 | 0 | 14.5 | 0.00671 | 0 | [6 empty] | DEER:HVAC_Split-Package_HP | Annual | 20 | [13 empty] | CZ2022 | None
NE-HVAC-airHP-SpltPkg-65to134kBtuh-11p5eer-3p50cop | DEER2023 | D23 v1 | 2022-10-05 20:47 | Any | OfS | Ex | CZ04 | cDXHP | Cap-Tons | 31.8 | 10000 | None | 426 | 0.0596 | 0 | 27.7 | 0.0117 | 0 | [6 empty] | DEER:HVAC_Split-Package_HP | Annual | 20 | [13 empty] | CZ2022 | None
NE-HVAC-airHP-SpltPkg-65to134kBtuh-11p5eer-3p50cop | DEER2023 | D23 v1 | 2022-10-05 20:47 | Any | OfS | Ex | CZ05 | cDXHP | Cap-Tons | 34.8 | 10000 | None | 418 | 0.047 | 0 | 17.4 | 0.00547 | 0 | [6 empty] | DEER:HVAC_Split-Package_HP | Annual | 20 | [13 empty] | CZ2022 | None
NE-HVAC-airHP-SpltPkg-65to134kBtuh-11p5eer-3p50cop | DEER2023 | D23 v1 | 2022-10-05 20:47 | Any | OfS | Ex | CZ06 | cDXHP | Cap-Tons | 37 | 10000 | None | 405 | 0.0511 | 0 | 25.9 | 0.00704 | 0 | [6 empty] | DEER:HVAC_Split-Package_HP | Annual | 20 | [13 empty] | CZ2022 | None
NE-HVAC-airHP-SpltPkg-65to134kBtuh-11p5eer-3p50cop | DEER2023 | D23 v1 | 2022-10-05 20:47 | Any | OfS | Ex | CZ07 | cDXHP | Cap-Tons | 36.2 | 10000 | None | 430 | 0.0502 | 0 | 21.7 | 0.00613 | 0 | [6 empty] | DEER:HVAC_Split-Package_HP | Annual | 20 | [13 empty] | CZ2022 | None
NE-HVAC-airHP-SpltPkg-65to134kBtuh-11p5eer-3p50cop | DEER2023 | D23 v1 | 2022-10-05 20:47 | Any | OfS | Ex | CZ08 | cDXHP | Cap-Tons | 33.5 | 10000 | None | 416 | 0.0542 | 0 | 35.1 | 0.00971 | 0 | [6 empty] | DEER:HVAC_Split-Package_HP | Annual | 20 | [13 empty] | CZ2022 | None
NE-HVAC-airHP-SpltPkg-65to134kBtuh-11p5eer-3p50cop | DEER2023 | D23 v1 | 2022-10-05 20:47 | Any | OfS | Ex | CZ09 | cDXHP | Cap-Tons | 38.7 | 10000 | None | 428 | 0.0604 | 0 | 29.5 | 0.00978 | 0 | [6 empty] | DEER:HVAC_Split-Package_HP | Annual | 20 | [13 empty] | CZ2022 | None
NE-HVAC-airHP-SpltPkg-65to134kBtuh-11p5eer-3p50cop | DEER2023 | D23 v1 | 2022-10-05 20:47 | Any | OfS | Ex | CZ10 | cDXHP | Cap-Tons | 34.2 | 10000 | None | 451 | 0.063 | 0 | 35.5 | 0.0112 | 0 | [6 empty] | DEER:HVAC_Split-Package_HP | Annual | 20 | [13 empty] | CZ2022 | None
NE-HVAC-airHP-SpltPkg-65to134kBtuh-11p5eer-3p50cop | DEER2023 | D23 v1 | 2022-10-05 20:47 | Any | OfS | Ex | CZ11 | cDXHP | Cap-Tons | 36.2 | 10000 | None | 441 | 0.0693 | 0 | 34.4 | 0.0151 | 0 | [6 empty] | DEER:HVAC_Split-Package_HP | Annual | 20 | [13 empty] | CZ2022 | None
NE-HVAC-airHP-SpltPkg-65to134kBtuh-11p5eer-3p50cop | DEER2023 | D23 v1 | 2022-10-05 20:47 | Any | OfS | Ex | CZ12 | cDXHP | Cap-Tons | 33.6 | 10000 | None | 446 | 0.0672 | 0 | 29.9 | 0.0141 | 0 | [6 empty] | DEER:HVAC_Split-Package_HP | Annual | 20 | [13 empty] | CZ2022 | None
NE-HVAC-airHP-SpltPkg-65to134kBtuh-11p5eer-3p50cop | DEER2023 | D23 v1 | 2022-10-05 20:47 | Any | OfS | Ex | CZ13 | cDXHP | Cap-Tons | 36.9 | 10000 | None | 456 | 0.0696 | 0 | 35.9 | 0.0143 | 0 | [6 empty] | DEER:HVAC_Split-Package_HP | Annual | 20 | [13 empty] | CZ2022 | None
NE-HVAC-airHP-SpltPkg-65to134kBtuh-11p5eer-3p50cop | DEER2023 | D23 v1 | 2022-10-05 20:47 | Any | OfS | Ex | CZ14 | cDXHP | Cap-Tons | 36.7 | 10000 | None | 446 | 0.0671 | 0 | 33.8 | 0.0127 | 0 | [6 empty] | DEER:HVAC_Split-Package_HP | Annual | 20 | [13 empty] | CZ2022 | None
NE-HVAC-airHP-SpltPkg-65to134kBtuh-11p5eer-3p50cop | DEER2023 | D23 v1 | 2022-10-05 20:47 | Any | OfS | Ex | CZ15 | cDXHP | Cap-Tons | 44.2 | 10000 | None | 464 | 0.0751 | 0 | 47.3 | 0.0157 | 0 | [6 empty] | DEER:HVAC_Split-Package_HP | Annual | 20 | [13 empty] | CZ2022 | None
NE-HVAC-airHP-SpltPkg-65to134kBtuh-11p5eer-3p50cop | DEER2023 | D23 v1 | 2022-10-05 20:47 | Any | OfS | Ex | CZ16 | cDXHP | Cap-Tons | 34.6 | 10000 | None | 464 | 0.0511 | 0 | 23.9 | 0.00725 | 0 | [6 empty] | DEER:HVAC_Split-Package_HP | Annual | 20 | [13 empty] | CZ2022 | None
NE-HVAC-airHP-SpltPkg-65to134kBtuh-11p5eer-3p50cop | DEER2023 | D23 v1 | 2022-10-05 20:47 | Any | OfS | Old | CZ01 | cDXHP | Cap-Tons | 42.8 | 10000 | None | 547 | 0.0766 | 0 | 11.3 | 0.0047 | 0 | [6 empty] | DEER:HVAC_Split-Package_HP | Annual | 20 | [13 empty] | CZ2022 | None
NE-HVAC-airHP-SpltPkg-65to134kBtuh-11p5eer-3p50cop | DEER2023 | D23 v1 | 2022-10-05 20:47 | Any | OfS | Old | CZ02 | cDXHP | Cap-Tons | 40 | 10000 | None | 544 | 0.0746 | 0 | 28.7 | 0.0129 | 0 | [6 empty] | DEER:HVAC_Split-Package_HP | Annual | 20 | [13 empty] | CZ2022 | None
NE-HVAC-airHP-SpltPkg-65to134kBtuh-11p5eer-3p50cop | DEER2023 | D23 v1 | 2022-10-05 20:47 | Any | OfS | Old | CZ03 | cDXHP | Cap-Tons | 46.7 | 10000 | None | 569 | 0.0637 | 0 | 15.2 | 0.00764 | 0 | [6 empty] | DEER:HVAC_Split-Package_HP | Annual | 20 | [13 empty] | CZ2022 | None
NE-HVAC-airHP-SpltPkg-65to134kBtuh-11p5eer-3p50cop | DEER2023 | D23 v1 | 2022-10-05 20:47 | Any | OfS | Old | CZ04 | cDXHP | Cap-Tons | 40.3 | 10000 | None | 556 | 0.0761 | 0 | 30.5 | 0.0138 | 0 | [6 empty] | DEER:HVAC_Split-Package_HP | Annual | 20 | [13 empty] | CZ2022 | None
NE-HVAC-airHP-SpltPkg-65to134kBtuh-11p5eer-3p50cop | DEER2023 | D23 v1 | 2022-10-05 20:47 | Any | OfS | Old | CZ05 | cDXHP | Cap-Tons | 46.3 | 10000 | None | 559 | 0.0599 | 0 | 18.2 | 0.00602 | 0 | [6 empty] | DEER:HVAC_Split-Package_HP | Annual | 20 | [13 empty] | CZ2022 | None
NE-HVAC-airHP-SpltPkg-65to134kBtuh-11p5eer-3p50cop | DEER2023 | D23 v1 | 2022-10-05 20:47 | Any | OfS | Old | CZ06 | cDXHP | Cap-Tons | 48.7 | 10000 | None | 542 | 0.0649 | 0 | 27.1 | 0.00759 | 0 | [6 empty] | DEER:HVAC_Split-Package_HP | Annual | 20 | [13 empty] | CZ2022 | None
NE-HVAC-airHP-SpltPkg-65to134kBtuh-11p5eer-3p50cop | DEER2023 | D23 v1 | 2022-10-05 20:47 | Any | OfS | Old | CZ07 | cDXHP | Cap-Tons | 47.3 | 10000 | None | 561 | 0.0622 | 0 | 22.5 | 0.00632 | 0 | [6 empty] | DEER:HVAC_Split-Package_HP | Annual | 20 | [13 empty] | CZ2022 | None
NE-HVAC-airHP-SpltPkg-65to134kBtuh-11p5eer-3p50cop | DEER2023 | D23 v1 | 2022-10-05 20:47 | Any | OfS | Old | CZ08 | cDXHP | Cap-Tons | 42 | 10000 | None | 552 | 0.0695 | 0 | 38 | 0.0108 | 0 | [6 empty] | DEER:HVAC_Split-Package_HP | Annual | 20 | [13 empty] | CZ2022 | None
NE-HVAC-airHP-SpltPkg-65to134kBtuh-11p5eer-3p50cop | DEER2023 | D23 v1 | 2022-10-05 20:47 | Any | OfS | Old | CZ09 | cDXHP | Cap-Tons | 47.7 | 10000 | None | 556 | 0.0767 | 0 | 33 | 0.0115 | 0 | [6 empty] | DEER:HVAC_Split-Package_HP | Annual | 20 | [13 empty] | CZ2022 | None
NE-HVAC-airHP-SpltPkg-65to134kBtuh-11p5eer-3p50cop | DEER2023 | D23 v1 | 2022-10-05 20:47 | Any | OfS | Old | CZ10 | cDXHP | Cap-Tons | 45.6 | 10000 | None | 555 | 0.078 | 0 | 38.9 | 0.013 | 0 | [6 empty] | DEER:HVAC_Split-Package_HP | Annual | 20 | [13 empty] | CZ2022 | None
NE-HVAC-airHP-SpltPkg-65to134kBtuh-11p5eer-3p50cop | DEER2023 | D23 v1 | 2022-10-05 20:47 | Any | OfS | Old | CZ11 | cDXHP | Cap-Tons | 46.9 | 10000 | None | 542 | 0.0883 | 0 | 38.2 | 0.0184 | 0 | [6 empty] | DEER:HVAC_Split-Package_HP | Annual | 20 | [13 empty] | CZ2022 | None
NE-HVAC-airHP-SpltPkg-65to134kBtuh-11p5eer-3p50cop | DEER2023 | D23 v1 | 2022-10-05 20:47 | Any | OfS | Old | CZ12 | cDXHP | Cap-Tons | 43.9 | 10000 | None | 557 | 0.0856 | 0 | 33 | 0.0168 | 0 | [6 empty] | DEER:HVAC_Split-Package_HP | Annual | 20 | [13 empty] | CZ2022 | None
NE-HVAC-airHP-SpltPkg-65to134kBtuh-11p5eer-3p50cop | DEER2023 | D23 v1 | 2022-10-05 20:47 | Any | OfS | Old | CZ13 | cDXHP | Cap-Tons | 47.7 | 10000 | None | 560 | 0.0878 | 0 | 39.5 | 0.0174 | 0 | [6 empty] | DEER:HVAC_Split-Package_HP | Annual | 20 | [13 empty] | CZ2022 | None
NE-HVAC-airHP-SpltPkg-65to134kBtuh-11p5eer-3p50cop | DEER2023 | D23 v1 | 2022-10-05 20:47 | Any | OfS | Old | CZ14 | cDXHP | Cap-Tons | 47.2 | 10000 | None | 565 | 0.0841 | 0 | 38.1 | 0.0155 | 0 | [6 empty] | DEER:HVAC_Split-Package_HP | Annual | 20 | [13 empty] | CZ2022 | None
NE-HVAC-airHP-SpltPkg-65to134kBtuh-11p5eer-3p50cop | DEER2023 | D23 v1 | 2022-10-05 20:47 | Any | OfS | Old | CZ15 | cDXHP | Cap-Tons | 56.2 | 10000 | None | 569 | 0.0935 | 0 | 52.3 | 0.0191 | 0 | [6 empty] | DEER:HVAC_Split-Package_HP | Annual | 20 | [13 empty] | CZ2022 | None
NE-HVAC-airHP-SpltPkg-65to134kBtuh-11p5eer-3p50cop | DEER2023 | D23 v1 | 2022-10-05 20:47 | Any | OfS | Old | CZ16 | cDXHP | Cap-Tons | 47.9 | 10000 | None | 578 | 0.0636 | 0 | 24.1 | 0.00783 | 0 | [6 empty] | DEER:HVAC_Split-Package_HP | Annual | 20 | [13 empty] | CZ2022 | None
NE-HVAC-airHP-SpltPkg-65to134kBtuh-11p5eer-3p50cop | DEER2023 | D23 v1 | 2022-10-05 20:47 | Any | OfS | Rec | CZ01 | cDXHP | Cap-Tons | 27.3 | 10000 | None | 21.7 | 0.00608 | 0 | 12.2 | 0.00427 | 0 | [6 empty] | DEER:HVAC_Split-Package_HP | Annual | 20 | [13 empty] | CZ2022 | None
NE-HVAC-airHP-SpltPkg-65to134kBtuh-11p5eer-3p50cop | DEER2023 | D23 v1 | 2022-10-05 20:47 | Any | OfS | Rec | CZ02 | cDXHP | Cap-Tons | 26.1 | 10000 | None | 38.2 | 0.0153 | 0 | 25.4 | 0.0108 | 0 | [6 empty] | DEER:HVAC_Split-Package_HP | Annual | 20 | [13 empty] | CZ2022 | None
NE-HVAC-airHP-SpltPkg-65to134kBtuh-11p5eer-3p50cop | DEER2023 | D23 v1 | 2022-10-05 20:47 | Any | OfS | Rec | CZ03 | cDXHP | Cap-Tons | 29.1 | 10000 | None | 22.5 | 0.00947 | 0 | 14.6 | 0.00664 | 0 | [6 empty] | DEER:HVAC_Split-Package_HP | Annual | 20 | [13 empty] | CZ2022 | None
NE-HVAC-airHP-SpltPkg-65to134kBtuh-11p5eer-3p50cop | DEER2023 | D23 v1 | 2022-10-05 20:47 | Any | OfS | Rec | CZ04 | cDXHP | Cap-Tons | 26.5 | 10000 | None | 39.9 | 0.016 | 0 | 27.3 | 0.0113 | 0 | [6 empty] | DEER:HVAC_Split-Package_HP | Annual | 20 | [13 empty] | CZ2022 | None
NE-HVAC-airHP-SpltPkg-65to134kBtuh-11p5eer-3p50cop | DEER2023 | D23 v1 | 2022-10-05 20:47 | Any | OfS | Rec | CZ05 | cDXHP | Cap-Tons | 28.8 | 10000 | None | 26.4 | 0.00785 | 0 | 17.6 | 0.00553 | 0 | [6 empty] | DEER:HVAC_Split-Package_HP | Annual | 20 | [13 empty] | CZ2022 | None
NE-HVAC-airHP-SpltPkg-65to134kBtuh-11p5eer-3p50cop | DEER2023 | D23 v1 | 2022-10-05 20:47 | Any | OfS | Rec | CZ06 | cDXHP | Cap-Tons | 30.7 | 10000 | None | 38.3 | 0.0102 | 0 | 26.6 | 0.00711 | 0 | [6 empty] | DEER:HVAC_Split-Package_HP | Annual | 20 | [13 empty] | CZ2022 | None
NE-HVAC-airHP-SpltPkg-65to134kBtuh-11p5eer-3p50cop | DEER2023 | D23 v1 | 2022-10-05 20:47 | Any | OfS | Rec | CZ07 | cDXHP | Cap-Tons | 30 | 10000 | None | 32.3 | 0.00895 | 0 | 22.4 | 0.00631 | 0 | [6 empty] | DEER:HVAC_Split-Package_HP | Annual | 20 | [13 empty] | CZ2022 | None
NE-HVAC-airHP-SpltPkg-65to134kBtuh-11p5eer-3p50cop | DEER2023 | D23 v1 | 2022-10-05 20:47 | Any | OfS | Rec | CZ08 | cDXHP | Cap-Tons | 28.7 | 10000 | None | 49.9 | 0.0135 | 0 | 34.7 | 0.00949 | 0 | [6 empty] | DEER:HVAC_Split-Package_HP | Annual | 20 | [13 empty] | CZ2022 | None
NE-HVAC-airHP-SpltPkg-65to134kBtuh-11p5eer-3p50cop | DEER2023 | D23 v1 | 2022-10-05 20:47 | Any | OfS | Rec | CZ09 | cDXHP | Cap-Tons | 32.9 | 10000 | None | 41.1 | 0.0132 | 0 | 28.7 | 0.00927 | 0 | [6 empty] | DEER:HVAC_Split-Package_HP | Annual | 20 | [13 empty] | CZ2022 | None
NE-HVAC-airHP-SpltPkg-65to134kBtuh-11p5eer-3p50cop | DEER2023 | D23 v1 | 2022-10-05 20:47 | Any | OfS | Rec | CZ10 | cDXHP | Cap-Tons | 30.8 | 10000 | None | 49.7 | 0.0153 | 0 | 34.7 | 0.0108 | 0 | [6 empty] | DEER:HVAC_Split-Package_HP | Annual | 20 | [13 empty] | CZ2022 | None
NE-HVAC-airHP-SpltPkg-65to134kBtuh-11p5eer-3p50cop | DEER2023 | D23 v1 | 2022-10-05 20:47 | Any | OfS | Rec | CZ11 | cDXHP | Cap-Tons | 32.3 | 10000 | None | 48.7 | 0.0199 | 0 | 33.2 | 0.014 | 0 | [6 empty] | DEER:HVAC_Split-Package_HP | Annual | 20 | [13 empty] | CZ2022 | None
NE-HVAC-airHP-SpltPkg-65to134kBtuh-11p5eer-3p50cop | DEER2023 | D23 v1 | 2022-10-05 20:47 | Any | OfS | Rec | CZ12 | cDXHP | Cap-Tons | 30.2 | 10000 | None | 43 | 0.019 | 0 | 29.1 | 0.0134 | 0 | [6 empty] | DEER:HVAC_Split-Package_HP | Annual | 20 | [13 empty] | CZ2022 | None
NE-HVAC-airHP-SpltPkg-65to134kBtuh-11p5eer-3p50cop | DEER2023 | D23 v1 | 2022-10-05 20:47 | Any | OfS | Rec | CZ13 | cDXHP | Cap-Tons | 33.3 | 10000 | None | 50.5 | 0.0191 | 0 | 34.7 | 0.0135 | 0 | [6 empty] | DEER:HVAC_Split-Package_HP | Annual | 20 | [13 empty] | CZ2022 | None
NE-HVAC-airHP-SpltPkg-65to134kBtuh-11p5eer-3p50cop | DEER2023 | D23 v1 | 2022-10-05 20:47 | Any | OfS | Rec | CZ14 | cDXHP | Cap-Tons | 33.4 | 10000 | None | 47.5 | 0.0172 | 0 | 32.7 | 0.0121 | 0 | [6 empty] | DEER:HVAC_Split-Package_HP | Annual | 20 | [13 empty] | CZ2022 | None
NE-HVAC-airHP-SpltPkg-65to134kBtuh-11p5eer-3p50cop | DEER2023 | D23 v1 | 2022-10-05 20:47 | Any | OfS | Rec | CZ15 | cDXHP | Cap-Tons | 40.1 | 10000 | None | 65.1 | 0.0204 | 0 | 45.8 | 0.0144 | 0 | [6 empty] | DEER:HVAC_Split-Package_HP | Annual | 20 | [13 empty] | CZ2022 | None
NE-HVAC-airHP-SpltPkg-65to134kBtuh-11p5eer-3p50cop | DEER2023 | D23 v1 | 2022-10-05 20:47 | Any | OfS | Rec | CZ16 | cDXHP | Cap-Tons | 30.6 | 10000 | None | 37.4 | 0.00958 | 0 | 22.7 | 0.00673 | 0 | [6 empty] | DEER:HVAC_Split-Package_HP | Annual | 20 | [13 empty] | CZ2022 | None
NE-HVAC-airHP-SpltPkg-65to134kBtuh-11p5eer-3p50cop | DEER2023 | D23 v1 | 2022-10-05 20:47 | Any | RFF | Ex | CZ01 | cDXHP | Cap-Tons | 6.84 | 2500 | None | 805 | 0.0764 | 0 | 31.4 | 0.00902 | 0 | [6 empty] | DEER:HVAC_Split-Package_HP | Annual | 20 | [13 empty] | CZ2022 | None
NE-HVAC-airHP-SpltPkg-65to134kBtuh-11p5eer-3p50cop | DEER2023 | D23 v1 | 2022-10-05 20:47 | Any | RFF | Ex | CZ02 | cDXHP | Cap-Tons | 6.71 | 2500 | None | 720 | 0.116 | 0 | 51.4 | 0.0285 | 0 | [6 empty] | DEER:HVAC_Split-Package_HP | Annual | 20 | [13 empty] | CZ2022 | None
NE-HVAC-airHP-SpltPkg-65to134kBtuh-11p5eer-3p50cop | DEER2023 | D23 v1 | 2022-10-05 20:47 | Any | RFF | Ex | CZ03 | cDXHP | Cap-Tons | 7.88 | 2500 | None | 619 | 0.103 | 0 | 27.7 | 0.0173 | 0 | [6 empty] | DEER:HVAC_Split-Package_HP | Annual | 20 | [13 empty] | CZ2022 | None
NE-HVAC-airHP-SpltPkg-65to134kBtuh-11p5eer-3p50cop | DEER2023 | D23 v1 | 2022-10-05 20:47 | Any | RFF | Ex | CZ04 | cDXHP | Cap-Tons | 7.12 | 2500 | None | 663 | 0.116 | 0 | 54.7 | 0.0323 | 0 | [6 empty] | DEER:HVAC_Split-Package_HP | Annual | 20 | [13 empty] | CZ2022 | None
NE-HVAC-airHP-SpltPkg-65to134kBtuh-11p5eer-3p50cop | DEER2023 | D23 v1 | 2022-10-05 20:47 | Any | RFF | Ex | CZ05 | cDXHP | Cap-Tons | 7.56 | 2500 | None | 635 | 0.0953 | 0 | 30.7 | 0.0121 | 0 | [6 empty] | DEER:HVAC_Split-Package_HP | Annual | 20 | [13 empty] | CZ2022 | None
NE-HVAC-airHP-SpltPkg-65to134kBtuh-11p5eer-3p50cop | DEER2023 | D23 v1 | 2022-10-05 20:47 | Any | RFF | Ex | CZ06 | cDXHP | Cap-Tons | 8.78 | 2500 | None | 567 | 0.118 | 0 | 43.8 | 0.0195 | 0 | [6 empty] | DEER:HVAC_Split-Package_HP | Annual | 20 | [13 empty] | CZ2022 | None
NE-HVAC-airHP-SpltPkg-65to134kBtuh-11p5eer-3p50cop | DEER2023 | D23 v1 | 2022-10-05 20:47 | Any | RFF | Ex | CZ07 | cDXHP | Cap-Tons | 8.49 | 2500 | None | 567 | 0.103 | 0 | 39 | 0.0172 | 0 | [6 empty] | DEER:HVAC_Split-Package_HP | Annual | 20 | [13 empty] | CZ2022 | None
NE-HVAC-airHP-SpltPkg-65to134kBtuh-11p5eer-3p50cop | DEER2023 | D23 v1 | 2022-10-05 20:47 | Any | RFF | Ex | CZ08 | cDXHP | Cap-Tons | 7.86 | 2500 | None | 621 | 0.114 | 0 | 64.9 | 0.026 | 0 | [6 empty] | DEER:HVAC_Split-Package_HP | Annual | 20 | [13 empty] | CZ2022 | None
NE-HVAC-airHP-SpltPkg-65to134kBtuh-11p5eer-3p50cop | DEER2023 | D23 v1 | 2022-10-05 20:47 | Any | RFF | Ex | CZ09 | cDXHP | Cap-Tons | 10.1 | 2500 | None | 668 | 0.146 | 0 | 48.2 | 0.0233 | 0 | [6 empty] | DEER:HVAC_Split-Package_HP | Annual | 20 | [13 empty] | CZ2022 | None
NE-HVAC-airHP-SpltPkg-65to134kBtuh-11p5eer-3p50cop | DEER2023 | D23 v1 | 2022-10-05 20:47 | Any | RFF | Ex | CZ10 | cDXHP | Cap-Tons | 8.8 | 2500 | None | 741 | 0.135 | 0 | 62.2 | 0.0304 | 0 | [6 empty] | DEER:HVAC_Split-Package_HP | Annual | 20 | [13 empty] | CZ2022 | None
NE-HVAC-airHP-SpltPkg-65to134kBtuh-11p5eer-3p50cop | DEER2023 | D23 v1 | 2022-10-05 20:47 | Any | RFF | Ex | CZ11 | cDXHP | Cap-Tons | 9.69 | 2500 | None | 763 | 0.144 | 0 | 63.1 | 0.035 | 0 | [6 empty] | DEER:HVAC_Split-Package_HP | Annual | 20 | [13 empty] | CZ2022 | None
NE-HVAC-airHP-SpltPkg-65to134kBtuh-11p5eer-3p50cop | DEER2023 | D23 v1 | 2022-10-05 20:47 | Any | RFF | Ex | CZ12 | cDXHP | Cap-Tons | 8.65 | 2500 | None | 742 | 0.132 | 0 | 55.2 | 0.0357 | 0 | [6 empty] | DEER:HVAC_Split-Package_HP | Annual | 20 | [13 empty] | CZ2022 | None
NE-HVAC-airHP-SpltPkg-65to134kBtuh-11p5eer-3p50cop | DEER2023 | D23 v1 | 2022-10-05 20:47 | Any | RFF | Ex | CZ13 | cDXHP | Cap-Tons | 9.79 | 2500 | None | 771 | 0.136 | 0 | 67.7 | 0.0367 | 0 | [6 empty] | DEER:HVAC_Split-Package_HP | Annual | 20 | [13 empty] | CZ2022 | None
NE-HVAC-airHP-SpltPkg-65to134kBtuh-11p5eer-3p50cop | DEER2023 | D23 v1 | 2022-10-05 20:47 | Any | RFF | Ex | CZ14 | cDXHP | Cap-Tons | 9.78 | 2500 | None | 788 | 0.159 | 0 | 58.8 | 0.0305 | 0 | [6 empty] | DEER:HVAC_Split-Package_HP | Annual | 20 | [13 empty] | CZ2022 | None
NE-HVAC-airHP-SpltPkg-65to134kBtuh-11p5eer-3p50cop | DEER2023 | D23 v1 | 2022-10-05 20:47 | Any | RFF | Ex | CZ15 | cDXHP | Cap-Tons | 13.2 | 2500 | None | 823 | 0.18 | 0 | 77 | 0.0358 | 0 | [6 empty] | DEER:HVAC_Split-Package_HP | Annual | 20 | [13 empty] | CZ2022 | None
NE-HVAC-airHP-SpltPkg-65to134kBtuh-11p5eer-3p50cop | DEER2023 | D23 v1 | 2022-10-05 20:47 | Any | RFF | Ex | CZ16 | cDXHP | Cap-Tons | 8.36 | 2500 | None | 981 | 0.118 | 0 | 52.1 | 0.0179 | 0 | [6 empty] | DEER:HVAC_Split-Package_HP | Annual | 20 | [13 empty] | CZ2022 | None
NE-HVAC-airHP-SpltPkg-65to134kBtuh-11p5eer-3p50cop | DEER2023 | D23 v1 | 2022-10-05 20:47 | Any | RFF | Old | CZ01 | cDXHP | Cap-Tons | 7.85 | 2500 | None | 941 | 0.113 | 0 | 30.4 | 0.00969 | 0 | [6 empty] | DEER:HVAC_Split-Package_HP | Annual | 20 | [13 empty] | CZ2022 | None
NE-HVAC-airHP-SpltPkg-65to134kBtuh-11p5eer-3p50cop | DEER2023 | D23 v1 | 2022-10-05 20:47 | Any | RFF | Old | CZ02 | cDXHP | Cap-Tons | 7.77 | 2500 | None | 877 | 0.144 | 0 | 52.6 | 0.0292 | 0 | [6 empty] | DEER:HVAC_Split-Package_HP | Annual | 20 | [13 empty] | CZ2022 | None
NE-HVAC-airHP-SpltPkg-65to134kBtuh-11p5eer-3p50cop | DEER2023 | D23 v1 | 2022-10-05 20:47 | Any | RFF | Old | CZ03 | cDXHP | Cap-Tons | 8.85 | 2500 | None | 779 | 0.133 | 0 | 28.6 | 0.0181 | 0 | [6 empty] | DEER:HVAC_Split-Package_HP | Annual | 20 | [13 empty] | CZ2022 | None
NE-HVAC-airHP-SpltPkg-65to134kBtuh-11p5eer-3p50cop | DEER2023 | D23 v1 | 2022-10-05 20:47 | Any | RFF | Old | CZ04 | cDXHP | Cap-Tons | 7.98 | 2500 | None | 823 | 0.141 | 0 | 56 | 0.0331 | 0 | [6 empty] | DEER:HVAC_Split-Package_HP | Annual | 20 | [13 empty] | CZ2022 | None
NE-HVAC-airHP-SpltPkg-65to134kBtuh-11p5eer-3p50cop | DEER2023 | D23 v1 | 2022-10-05 20:47 | Any | RFF | Old | CZ05 | cDXHP | Cap-Tons | 8.5 | 2500 | None | 775 | 0.124 | 0 | 31.6 | 0.0128 | 0 | [6 empty] | DEER:HVAC_Split-Package_HP | Annual | 20 | [13 empty] | CZ2022 | None
NE-HVAC-airHP-SpltPkg-65to134kBtuh-11p5eer-3p50cop | DEER2023 | D23 v1 | 2022-10-05 20:47 | Any | RFF | Old | CZ06 | cDXHP | Cap-Tons | 9.63 | 2500 | None | 748 | 0.151 | 0 | 46.3 | 0.0202 | 0 | [6 empty] | DEER:HVAC_Split-Package_HP | Annual | 20 | [13 empty] | CZ2022 | None
NE-HVAC-airHP-SpltPkg-65to134kBtuh-11p5eer-3p50cop | DEER2023 | D23 v1 | 2022-10-05 20:47 | Any | RFF | Old | CZ07 | cDXHP | Cap-Tons | 9.31 | 2500 | None | 735 | 0.133 | 0 | 40.7 | 0.0175 | 0 | [6 empty] | DEER:HVAC_Split-Package_HP | Annual | 20 | [13 empty] | CZ2022 | None
NE-HVAC-airHP-SpltPkg-65to134kBtuh-11p5eer-3p50cop | DEER2023 | D23 v1 | 2022-10-05 20:47 | Any | RFF | Old | CZ08 | cDXHP | Cap-Tons | 8.53 | 2500 | None | 808 | 0.145 | 0 | 67.7 | 0.0269 | 0 | [6 empty] | DEER:HVAC_Split-Package_HP | Annual | 20 | [13 empty] | CZ2022 | None
NE-HVAC-airHP-SpltPkg-65to134kBtuh-11p5eer-3p50cop | DEER2023 | D23 v1 | 2022-10-05 20:47 | Any | RFF | Old | CZ09 | cDXHP | Cap-Tons | 11 | 2500 | None | 846 | 0.175 | 0 | 50.3 | 0.0244 | 0 | [6 empty] | DEER:HVAC_Split-Package_HP | Annual | 20 | [13 empty] | CZ2022 | None
NE-HVAC-airHP-SpltPkg-65to134kBtuh-11p5eer-3p50cop | DEER2023 | D23 v1 | 2022-10-05 20:47 | Any | RFF | Old | CZ10 | cDXHP | Cap-Tons | 10.1 | 2500 | None | 877 | 0.16 | 0 | 63.3 | 0.0304 | 0 | [6 empty] | DEER:HVAC_Split-Package_HP | Annual | 20 | [13 empty] | CZ2022 | None
NE-HVAC-airHP-SpltPkg-65to134kBtuh-11p5eer-3p50cop | DEER2023 | D23 v1 | 2022-10-05 20:47 | Any | RFF | Old | CZ11 | cDXHP | Cap-Tons | 11 | 2500 | None | 922 | 0.175 | 0 | 64.8 | 0.0359 | 0 | [6 empty] | DEER:HVAC_Split-Package_HP | Annual | 20 | [13 empty] | CZ2022 | None
NE-HVAC-airHP-SpltPkg-65to134kBtuh-11p5eer-3p50cop | DEER2023 | D23 v1 | 2022-10-05 20:47 | Any | RFF | Old | CZ12 | cDXHP | Cap-Tons | 9.74 | 2500 | None | 896 | 0.158 | 0 | 56.6 | 0.0365 | 0 | [6 empty] | DEER:HVAC_Split-Package_HP | Annual | 20 | [13 empty] | CZ2022 | None
NE-HVAC-airHP-SpltPkg-65to134kBtuh-11p5eer-3p50cop | DEER2023 | D23 v1 | 2022-10-05 20:47 | Any | RFF | Old | CZ13 | cDXHP | Cap-Tons | 11 | 2500 | None | 938 | 0.166 | 0 | 69.5 | 0.0374 | 0 | [6 empty] | DEER:HVAC_Split-Package_HP | Annual | 20 | [13 empty] | CZ2022 | None
NE-HVAC-airHP-SpltPkg-65to134kBtuh-11p5eer-3p50cop | DEER2023 | D23 v1 | 2022-10-05 20:47 | Any | RFF | Old | CZ14 | cDXHP | Cap-Tons | 11 | 2500 | None | 916 | 0.183 | 0 | 60.7 | 0.0316 | 0 | [6 empty] | DEER:HVAC_Split-Package_HP | Annual | 20 | [13 empty] | CZ2022 | None
NE-HVAC-airHP-SpltPkg-65to134kBtuh-11p5eer-3p50cop | DEER2023 | D23 v1 | 2022-10-05 20:47 | Any | RFF | Old | CZ15 | cDXHP | Cap-Tons | 14.5 | 2500 | None | 967 | 0.205 | 0 | 79.9 | 0.037 | 0 | [6 empty] | DEER:HVAC_Split-Package_HP | Annual | 20 | [13 empty] | CZ2022 | None
NE-HVAC-airHP-SpltPkg-65to134kBtuh-11p5eer-3p50cop | DEER2023 | D23 v1 | 2022-10-05 20:47 | Any | RFF | Old | CZ16 | cDXHP | Cap-Tons | 9.66 | 2500 | None | 1090 | 0.139 | 0 | 52.6 | 0.0186 | 0 | [6 empty] | DEER:HVAC_Split-Package_HP | Annual | 20 | [13 empty] | CZ2022 | None
NE-HVAC-airHP-SpltPkg-65to134kBtuh-11p5eer-3p50cop | DEER2023 | D23 v1 | 2022-10-05 20:47 | Any | RFF | Rec | CZ01 | cDXHP | Cap-Tons | 6.46 | 2500 | None | 71.2 | 0.0117 | 0 | 35.3 | 0.00831 | 0 | [6 empty] | DEER:HVAC_Split-Package_HP | Annual | 20 | [13 empty] | CZ2022 | None
NE-HVAC-airHP-SpltPkg-65to134kBtuh-11p5eer-3p50cop | DEER2023 | D23 v1 | 2022-10-05 20:47 | Any | RFF | Rec | CZ02 | cDXHP | Cap-Tons | 6.52 | 2500 | None | 86 | 0.0391 | 0 | 51.5 | 0.0274 | 0 | [6 empty] | DEER:HVAC_Split-Package_HP | Annual | 20 | [13 empty] | CZ2022 | None
NE-HVAC-airHP-SpltPkg-65to134kBtuh-11p5eer-3p50cop | DEER2023 | D23 v1 | 2022-10-05 20:47 | Any | RFF | Rec | CZ03 | cDXHP | Cap-Tons | 7.34 | 2500 | None | 48.8 | 0.024 | 0 | 28.2 | 0.0169 | 0 | [6 empty] | DEER:HVAC_Split-Package_HP | Annual | 20 | [13 empty] | CZ2022 | None
NE-HVAC-airHP-SpltPkg-65to134kBtuh-11p5eer-3p50cop | DEER2023 | D23 v1 | 2022-10-05 20:47 | Any | RFF | Rec | CZ04 | cDXHP | Cap-Tons | 6.68 | 2500 | None | 84.6 | 0.0453 | 0 | 54 | 0.0319 | 0 | [6 empty] | DEER:HVAC_Split-Package_HP | Annual | 20 | [13 empty] | CZ2022 | None
NE-HVAC-airHP-SpltPkg-65to134kBtuh-11p5eer-3p50cop | DEER2023 | D23 v1 | 2022-10-05 20:47 | Any | RFF | Rec | CZ05 | cDXHP | Cap-Tons | 6.95 | 2500 | None | 52.1 | 0.017 | 0 | 31.1 | 0.012 | 0 | [6 empty] | DEER:HVAC_Split-Package_HP | Annual | 20 | [13 empty] | CZ2022 | None
NE-HVAC-airHP-SpltPkg-65to134kBtuh-11p5eer-3p50cop | DEER2023 | D23 v1 | 2022-10-05 20:47 | Any | RFF | Rec | CZ06 | cDXHP | Cap-Tons | 8.05 | 2500 | None | 64.7 | 0.0279 | 0 | 43.5 | 0.0196 | 0 | [6 empty] | DEER:HVAC_Split-Package_HP | Annual | 20 | [13 empty] | CZ2022 | None
NE-HVAC-airHP-SpltPkg-65to134kBtuh-11p5eer-3p50cop | DEER2023 | D23 v1 | 2022-10-05 20:47 | Any | RFF | Rec | CZ07 | cDXHP | Cap-Tons | 7.83 | 2500 | None | 56.9 | 0.0243 | 0 | 38.5 | 0.0171 | 0 | [6 empty] | DEER:HVAC_Split-Package_HP | Annual | 20 | [13 empty] | CZ2022 | None
NE-HVAC-airHP-SpltPkg-65to134kBtuh-11p5eer-3p50cop | DEER2023 | D23 v1 | 2022-10-05 20:47 | Any | RFF | Rec | CZ08 | cDXHP | Cap-Tons | 7.35 | 2500 | None | 93.2 | 0.0367 | 0 | 63.8 | 0.0259 | 0 | [6 empty] | DEER:HVAC_Split-Package_HP | Annual | 20 | [13 empty] | CZ2022 | None
NE-HVAC-airHP-SpltPkg-65to134kBtuh-11p5eer-3p50cop | DEER2023 | D23 v1 | 2022-10-05 20:47 | Any | RFF | Rec | CZ09 | cDXHP | Cap-Tons | 9.49 | 2500 | None | 69.8 | 0.0324 | 0 | 47.1 | 0.0227 | 0 | [6 empty] | DEER:HVAC_Split-Package_HP | Annual | 20 | [13 empty] | CZ2022 | None
NE-HVAC-airHP-SpltPkg-65to134kBtuh-11p5eer-3p50cop | DEER2023 | D23 v1 | 2022-10-05 20:47 | Any | RFF | Rec | CZ10 | cDXHP | Cap-Tons | 8.53 | 2500 | None | 90.4 | 0.0422 | 0 | 60.8 | 0.0297 | 0 | [6 empty] | DEER:HVAC_Split-Package_HP | Annual | 20 | [13 empty] | CZ2022 | None
NE-HVAC-airHP-SpltPkg-65to134kBtuh-11p5eer-3p50cop | DEER2023 | D23 v1 | 2022-10-05 20:47 | Any | RFF | Rec | CZ11 | cDXHP | Cap-Tons | 9.05 | 2500 | None | 96.4 | 0.0486 | 0 | 62.3 | 0.0342 | 0 | [6 empty] | DEER:HVAC_Split-Package_HP | Annual | 20 | [13 empty] | CZ2022 | None
NE-HVAC-airHP-SpltPkg-65to134kBtuh-11p5eer-3p50cop | DEER2023 | D23 v1 | 2022-10-05 20:47 | Any | RFF | Rec | CZ12 | cDXHP | Cap-Tons | 8.23 | 2500 | None | 86.4 | 0.05 | 0 | 54.9 | 0.0352 | 0 | [6 empty] | DEER:HVAC_Split-Package_HP | Annual | 20 | [13 empty] | CZ2022 | None
NE-HVAC-airHP-SpltPkg-65to134kBtuh-11p5eer-3p50cop | DEER2023 | D23 v1 | 2022-10-05 20:47 | Any | RFF | Rec | CZ13 | cDXHP | Cap-Tons | 9.24 | 2500 | None | 101 | 0.0511 | 0 | 66.8 | 0.0359 | 0 | [6 empty] | DEER:HVAC_Split-Package_HP | Annual | 20 | [13 empty] | CZ2022 | None
NE-HVAC-airHP-SpltPkg-65to134kBtuh-11p5eer-3p50cop | DEER2023 | D23 v1 | 2022-10-05 20:47 | Any | RFF | Rec | CZ14 | cDXHP | Cap-Tons | 9.11 | 2500 | None | 89.3 | 0.0419 | 0 | 57.9 | 0.0294 | 0 | [6 empty] | DEER:HVAC_Split-Package_HP | Annual | 20 | [13 empty] | CZ2022 | None
NE-HVAC-airHP-SpltPkg-65to134kBtuh-11p5eer-3p50cop | DEER2023 | D23 v1 | 2022-10-05 20:47 | Any | RFF | Rec | CZ15 | cDXHP | Cap-Tons | 12.4 | 2500 | None | 107 | 0.049 | 0 | 74.5 | 0.0345 | 0 | [6 empty] | DEER:HVAC_Split-Package_HP | Annual | 20 | [13 empty] | CZ2022 | None
NE-HVAC-airHP-SpltPkg-65to134kBtuh-11p5eer-3p50cop | DEER2023 | D23 v1 | 2022-10-05 20:47 | Any | RFF | Rec | CZ16 | cDXHP | Cap-Tons | 7.61 | 2500 | None | 95.8 | 0.0244 | 0 | 52.6 | 0.0172 | 0 | [6 empty] | DEER:HVAC_Split-Package_HP | Annual | 20 | [13 empty] | CZ2022 | None
NE-HVAC-airHP-SpltPkg-65to134kBtuh-11p5eer-3p50cop | DEER2023 | D23 v1 | 2022-10-05 20:47 | Any | RSD | Ex | CZ01 | cDXHP | Cap-Tons | 11.9 | 5600 | None | 534 | 0.0682 | 0 | 19.4 | 0.00915 | 0 | [6 empty] | DEER:HVAC_Split-Package_HP | Annual | 20 | [13 empty] | CZ2022 | None
NE-HVAC-airHP-SpltPkg-65to134kBtuh-11p5eer-3p50cop | DEER2023 | D23 v1 | 2022-10-05 20:47 | Any | RSD | Ex | CZ02 | cDXHP | Cap-Tons | 12.3 | 5600 | None | 494 | 0.132 | 0 | 40.7 | 0.0258 | 0 | [6 empty] | DEER:HVAC_Split-Package_HP | Annual | 20 | [13 empty] | CZ2022 | None
NE-HVAC-airHP-SpltPkg-65to134kBtuh-11p5eer-3p50cop | DEER2023 | D23 v1 | 2022-10-05 20:47 | Any | RSD | Ex | CZ03 | cDXHP | Cap-Tons | 13.4 | 5600 | None | 427 | 0.103 | 0 | 24.8 | 0.018 | 0 | [6 empty] | DEER:HVAC_Split-Package_HP | Annual | 20 | [13 empty] | CZ2022 | None
NE-HVAC-airHP-SpltPkg-65to134kBtuh-11p5eer-3p50cop | DEER2023 | D23 v1 | 2022-10-05 20:47 | Any | RSD | Ex | CZ04 | cDXHP | Cap-Tons | 13 | 5600 | None | 484 | 0.128 | 0 | 47.7 | 0.0305 | 0 | [6 empty] | DEER:HVAC_Split-Package_HP | Annual | 20 | [13 empty] | CZ2022 | None
NE-HVAC-airHP-SpltPkg-65to134kBtuh-11p5eer-3p50cop | DEER2023 | D23 v1 | 2022-10-05 20:47 | Any | RSD | Ex | CZ05 | cDXHP | Cap-Tons | 13.4 | 5600 | None | 429 | 0.0878 | 0 | 27.3 | 0.0123 | 0 | [6 empty] | DEER:HVAC_Split-Package_HP | Annual | 20 | [13 empty] | CZ2022 | None
NE-HVAC-airHP-SpltPkg-65to134kBtuh-11p5eer-3p50cop | DEER2023 | D23 v1 | 2022-10-05 20:47 | Any | RSD | Ex | CZ06 | cDXHP | Cap-Tons | 15 | 5600 | None | 412 | 0.116 | 0 | 45.4 | 0.0209 | 0 | [6 empty] | DEER:HVAC_Split-Package_HP | Annual | 20 | [13 empty] | CZ2022 | None
NE-HVAC-airHP-SpltPkg-65to134kBtuh-11p5eer-3p50cop | DEER2023 | D23 v1 | 2022-10-05 20:47 | Any | RSD | Ex | CZ07 | cDXHP | Cap-Tons | 14.5 | 5600 | None | 397 | 0.0959 | 0 | 40.5 | 0.0186 | 0 | [6 empty] | DEER:HVAC_Split-Package_HP | Annual | 20 | [13 empty] | CZ2022 | None
NE-HVAC-airHP-SpltPkg-65to134kBtuh-11p5eer-3p50cop | DEER2023 | D23 v1 | 2022-10-05 20:47 | Any | RSD | Ex | CZ08 | cDXHP | Cap-Tons | 15 | 5600 | None | 471 | 0.123 | 0 | 55.9 | 0.0235 | 0 | [6 empty] | DEER:HVAC_Split-Package_HP | Annual | 20 | [13 empty] | CZ2022 | None
NE-HVAC-airHP-SpltPkg-65to134kBtuh-11p5eer-3p50cop | DEER2023 | D23 v1 | 2022-10-05 20:47 | Any | RSD | Ex | CZ09 | cDXHP | Cap-Tons | 18.8 | 5600 | None | 515 | 0.158 | 0 | 42.5 | 0.0215 | 0 | [6 empty] | DEER:HVAC_Split-Package_HP | Annual | 20 | [13 empty] | CZ2022 | None
NE-HVAC-airHP-SpltPkg-65to134kBtuh-11p5eer-3p50cop | DEER2023 | D23 v1 | 2022-10-05 20:47 | Any | RSD | Ex | CZ10 | cDXHP | Cap-Tons | 16.3 | 5600 | None | 566 | 0.154 | 0 | 53 | 0.0273 | 0 | [6 empty] | DEER:HVAC_Split-Package_HP | Annual | 20 | [13 empty] | CZ2022 | None
NE-HVAC-airHP-SpltPkg-65to134kBtuh-11p5eer-3p50cop | DEER2023 | D23 v1 | 2022-10-05 20:47 | Any | RSD | Ex | CZ11 | cDXHP | Cap-Tons | 18 | 5600 | None | 587 | 0.17 | 0 | 50.3 | 0.0318 | 0 | [6 empty] | DEER:HVAC_Split-Package_HP | Annual | 20 | [13 empty] | CZ2022 | None
NE-HVAC-airHP-SpltPkg-65to134kBtuh-11p5eer-3p50cop | DEER2023 | D23 v1 | 2022-10-05 20:47 | Any | RSD | Ex | CZ12 | cDXHP | Cap-Tons | 15.9 | 5600 | None | 561 | 0.155 | 0 | 45.7 | 0.0326 | 0 | [6 empty] | DEER:HVAC_Split-Package_HP | Annual | 20 | [13 empty] | CZ2022 | None
NE-HVAC-airHP-SpltPkg-65to134kBtuh-11p5eer-3p50cop | DEER2023 | D23 v1 | 2022-10-05 20:47 | Any | RSD | Ex | CZ13 | cDXHP | Cap-Tons | 18.2 | 5600 | None | 598 | 0.157 | 0 | 55.1 | 0.0339 | 0 | [6 empty] | DEER:HVAC_Split-Package_HP | Annual | 20 | [13 empty] | CZ2022 | None
NE-HVAC-airHP-SpltPkg-65to134kBtuh-11p5eer-3p50cop | DEER2023 | D23 v1 | 2022-10-05 20:47 | Any | RSD | Ex | CZ14 | cDXHP | Cap-Tons | 18.4 | 5600 | None | 595 | 0.184 | 0 | 46.7 | 0.0274 | 0 | [6 empty] | DEER:HVAC_Split-Package_HP | Annual | 20 | [13 empty] | CZ2022 | None
NE-HVAC-airHP-SpltPkg-65to134kBtuh-11p5eer-3p50cop | DEER2023 | D23 v1 | 2022-10-05 20:47 | Any | RSD | Ex | CZ15 | cDXHP | Cap-Tons | 24.7 | 5600 | None | 653 | 0.212 | 0 | 62.8 | 0.0321 | 0 | [6 empty] | DEER:HVAC_Split-Package_HP | Annual | 20 | [13 empty] | CZ2022 | None
NE-HVAC-airHP-SpltPkg-65to134kBtuh-11p5eer-3p50cop | DEER2023 | D23 v1 | 2022-10-05 20:47 | Any | RSD | Ex | CZ16 | cDXHP | Cap-Tons | 13.6 | 5600 | None | 779 | 0.122 | 0 | 40 | 0.0176 | 0 | [6 empty] | DEER:HVAC_Split-Package_HP | Annual | 20 | [13 empty] | CZ2022 | None
NE-HVAC-airHP-SpltPkg-65to134kBtuh-11p5eer-3p50cop | DEER2023 | D23 v1 | 2022-10-05 20:47 | Any | RSD | Old | CZ01 | cDXHP | Cap-Tons | 13.1 | 5600 | None | 683 | 0.0898 | 0 | 17.6 | 0.00977 | 0 | [6 empty] | DEER:HVAC_Split-Package_HP | Annual | 20 | [13 empty] | CZ2022 | None
NE-HVAC-airHP-SpltPkg-65to134kBtuh-11p5eer-3p50cop | DEER2023 | D23 v1 | 2022-10-05 20:47 | Any | RSD | Old | CZ02 | cDXHP | Cap-Tons | 13.7 | 5600 | None | 623 | 0.163 | 0 | 41.2 | 0.0262 | 0 | [6 empty] | DEER:HVAC_Split-Package_HP | Annual | 20 | [13 empty] | CZ2022 | None
NE-HVAC-airHP-SpltPkg-65to134kBtuh-11p5eer-3p50cop | DEER2023 | D23 v1 | 2022-10-05 20:47 | Any | RSD | Old | CZ03 | cDXHP | Cap-Tons | 14.2 | 5600 | None | 543 | 0.131 | 0 | 24.9 | 0.0181 | 0 | [6 empty] | DEER:HVAC_Split-Package_HP | Annual | 20 | [13 empty] | CZ2022 | None
NE-HVAC-airHP-SpltPkg-65to134kBtuh-11p5eer-3p50cop | DEER2023 | D23 v1 | 2022-10-05 20:47 | Any | RSD | Old | CZ04 | cDXHP | Cap-Tons | 13.8 | 5600 | None | 604 | 0.161 | 0 | 47.6 | 0.0307 | 0 | [6 empty] | DEER:HVAC_Split-Package_HP | Annual | 20 | [13 empty] | CZ2022 | None
NE-HVAC-airHP-SpltPkg-65to134kBtuh-11p5eer-3p50cop | DEER2023 | D23 v1 | 2022-10-05 20:47 | Any | RSD | Old | CZ05 | cDXHP | Cap-Tons | 14 | 5600 | None | 531 | 0.11 | 0 | 27.6 | 0.0123 | 0 | [6 empty] | DEER:HVAC_Split-Package_HP | Annual | 20 | [13 empty] | CZ2022 | None
NE-HVAC-airHP-SpltPkg-65to134kBtuh-11p5eer-3p50cop | DEER2023 | D23 v1 | 2022-10-05 20:47 | Any | RSD | Old | CZ06 | cDXHP | Cap-Tons | 15.4 | 5600 | None | 534 | 0.151 | 0 | 46.4 | 0.0212 | 0 | [6 empty] | DEER:HVAC_Split-Package_HP | Annual | 20 | [13 empty] | CZ2022 | None
NE-HVAC-airHP-SpltPkg-65to134kBtuh-11p5eer-3p50cop | DEER2023 | D23 v1 | 2022-10-05 20:47 | Any | RSD | Old | CZ07 | cDXHP | Cap-Tons | 14.9 | 5600 | None | 504 | 0.123 | 0 | 41.1 | 0.0187 | 0 | [6 empty] | DEER:HVAC_Split-Package_HP | Annual | 20 | [13 empty] | CZ2022 | None
NE-HVAC-airHP-SpltPkg-65to134kBtuh-11p5eer-3p50cop | DEER2023 | D23 v1 | 2022-10-05 20:47 | Any | RSD | Old | CZ08 | cDXHP | Cap-Tons | 15.3 | 5600 | None | 606 | 0.16 | 0 | 57 | 0.0238 | 0 | [6 empty] | DEER:HVAC_Split-Package_HP | Annual | 20 | [13 empty] | CZ2022 | None
NE-HVAC-airHP-SpltPkg-65to134kBtuh-11p5eer-3p50cop | DEER2023 | D23 v1 | 2022-10-05 20:47 | Any | RSD | Old | CZ09 | cDXHP | Cap-Tons | 19.6 | 5600 | None | 641 | 0.197 | 0 | 42.6 | 0.0217 | 0 | [6 empty] | DEER:HVAC_Split-Package_HP | Annual | 20 | [13 empty] | CZ2022 | None
NE-HVAC-airHP-SpltPkg-65to134kBtuh-11p5eer-3p50cop | DEER2023 | D23 v1 | 2022-10-05 20:47 | Any | RSD | Old | CZ10 | cDXHP | Cap-Tons | 18 | 5600 | None | 671 | 0.18 | 0 | 53.5 | 0.0276 | 0 | [6 empty] | DEER:HVAC_Split-Package_HP | Annual | 20 | [13 empty] | CZ2022 | None
NE-HVAC-airHP-SpltPkg-65to134kBtuh-11p5eer-3p50cop | DEER2023 | D23 v1 | 2022-10-05 20:47 | Any | RSD | Old | CZ11 | cDXHP | Cap-Tons | 19.6 | 5600 | None | 715 | 0.206 | 0 | 51.4 | 0.0325 | 0 | [6 empty] | DEER:HVAC_Split-Package_HP | Annual | 20 | [13 empty] | CZ2022 | None
NE-HVAC-airHP-SpltPkg-65to134kBtuh-11p5eer-3p50cop | DEER2023 | D23 v1 | 2022-10-05 20:47 | Any | RSD | Old | CZ12 | cDXHP | Cap-Tons | 17.3 | 5600 | None | 682 | 0.186 | 0 | 46.5 | 0.0331 | 0 | [6 empty] | DEER:HVAC_Split-Package_HP | Annual | 20 | [13 empty] | CZ2022 | None
NE-HVAC-airHP-SpltPkg-65to134kBtuh-11p5eer-3p50cop | DEER2023 | D23 v1 | 2022-10-05 20:47 | Any | RSD | Old | CZ13 | cDXHP | Cap-Tons | 19.7 | 5600 | None | 730 | 0.192 | 0 | 56.4 | 0.0344 | 0 | [6 empty] | DEER:HVAC_Split-Package_HP | Annual | 20 | [13 empty] | CZ2022 | None
NE-HVAC-airHP-SpltPkg-65to134kBtuh-11p5eer-3p50cop | DEER2023 | D23 v1 | 2022-10-05 20:47 | Any | RSD | Old | CZ14 | cDXHP | Cap-Tons | 19.9 | 5600 | None | 696 | 0.211 | 0 | 47.8 | 0.0281 | 0 | [6 empty] | DEER:HVAC_Split-Package_HP | Annual | 20 | [13 empty] | CZ2022 | None
NE-HVAC-airHP-SpltPkg-65to134kBtuh-11p5eer-3p50cop | DEER2023 | D23 v1 | 2022-10-05 20:47 | Any | RSD | Old | CZ15 | cDXHP | Cap-Tons | 26.6 | 5600 | None | 767 | 0.243 | 0 | 64.3 | 0.0328 | 0 | [6 empty] | DEER:HVAC_Split-Package_HP | Annual | 20 | [13 empty] | CZ2022 | None
NE-HVAC-airHP-SpltPkg-65to134kBtuh-11p5eer-3p50cop | DEER2023 | D23 v1 | 2022-10-05 20:47 | Any | RSD | Old | CZ16 | cDXHP | Cap-Tons | 15.1 | 5600 | None | 879 | 0.144 | 0 | 40.1 | 0.0179 | 0 | [6 empty] | DEER:HVAC_Split-Package_HP | Annual | 20 | [13 empty] | CZ2022 | None
NE-HVAC-airHP-SpltPkg-65to134kBtuh-11p5eer-3p50cop | DEER2023 | D23 v1 | 2022-10-05 20:47 | Any | RSD | Rec | CZ01 | cDXHP | Cap-Tons | 10.9 | 5600 | None | 48.7 | 0.0116 | 0 | 25 | 0.00816 | 0 | [6 empty] | DEER:HVAC_Split-Package_HP | Annual | 20 | [13 empty] | CZ2022 | None
NE-HVAC-airHP-SpltPkg-65to134kBtuh-11p5eer-3p50cop | DEER2023 | D23 v1 | 2022-10-05 20:47 | Any | RSD | Rec | CZ02 | cDXHP | Cap-Tons | 11.6 | 5600 | None | 61.6 | 0.0366 | 0 | 40.3 | 0.0258 | 0 | [6 empty] | DEER:HVAC_Split-Package_HP | Annual | 20 | [13 empty] | CZ2022 | None
NE-HVAC-airHP-SpltPkg-65to134kBtuh-11p5eer-3p50cop | DEER2023 | D23 v1 | 2022-10-05 20:47 | Any | RSD | Rec | CZ03 | cDXHP | Cap-Tons | 11.9 | 5600 | None | 38.1 | 0.0247 | 0 | 24.3 | 0.0174 | 0 | [6 empty] | DEER:HVAC_Split-Package_HP | Annual | 20 | [13 empty] | CZ2022 | None
NE-HVAC-airHP-SpltPkg-65to134kBtuh-11p5eer-3p50cop | DEER2023 | D23 v1 | 2022-10-05 20:47 | Any | RSD | Rec | CZ04 | cDXHP | Cap-Tons | 11.6 | 5600 | None | 68.2 | 0.0428 | 0 | 46.5 | 0.0302 | 0 | [6 empty] | DEER:HVAC_Split-Package_HP | Annual | 20 | [13 empty] | CZ2022 | None
NE-HVAC-airHP-SpltPkg-65to134kBtuh-11p5eer-3p50cop | DEER2023 | D23 v1 | 2022-10-05 20:47 | Any | RSD | Rec | CZ05 | cDXHP | Cap-Tons | 11.7 | 5600 | None | 40.5 | 0.0166 | 0 | 26.6 | 0.0116 | 0 | [6 empty] | DEER:HVAC_Split-Package_HP | Annual | 20 | [13 empty] | CZ2022 | None
NE-HVAC-airHP-SpltPkg-65to134kBtuh-11p5eer-3p50cop | DEER2023 | D23 v1 | 2022-10-05 20:47 | Any | RSD | Rec | CZ06 | cDXHP | Cap-Tons | 13.1 | 5600 | None | 63.5 | 0.0299 | 0 | 44.3 | 0.0211 | 0 | [6 empty] | DEER:HVAC_Split-Package_HP | Annual | 20 | [13 empty] | CZ2022 | None
NE-HVAC-airHP-SpltPkg-65to134kBtuh-11p5eer-3p50cop | DEER2023 | D23 v1 | 2022-10-05 20:47 | Any | RSD | Rec | CZ07 | cDXHP | Cap-Tons | 12.8 | 5600 | None | 55.6 | 0.0264 | 0 | 38.9 | 0.0186 | 0 | [6 empty] | DEER:HVAC_Split-Package_HP | Annual | 20 | [13 empty] | CZ2022 | None
NE-HVAC-airHP-SpltPkg-65to134kBtuh-11p5eer-3p50cop | DEER2023 | D23 v1 | 2022-10-05 20:47 | Any | RSD | Rec | CZ08 | cDXHP | Cap-Tons | 13.7 | 5600 | None | 76 | 0.0325 | 0 | 53.2 | 0.0228 | 0 | [6 empty] | DEER:HVAC_Split-Package_HP | Annual | 20 | [13 empty] | CZ2022 | None
NE-HVAC-airHP-SpltPkg-65to134kBtuh-11p5eer-3p50cop | DEER2023 | D23 v1 | 2022-10-05 20:47 | Any | RSD | Rec | CZ09 | cDXHP | Cap-Tons | 16.9 | 5600 | None | 58.2 | 0.0297 | 0 | 40.8 | 0.0209 | 0 | [6 empty] | DEER:HVAC_Split-Package_HP | Annual | 20 | [13 empty] | CZ2022 | None
NE-HVAC-airHP-SpltPkg-65to134kBtuh-11p5eer-3p50cop | DEER2023 | D23 v1 | 2022-10-05 20:47 | Any | RSD | Rec | CZ10 | cDXHP | Cap-Tons | 15.4 | 5600 | None | 74.3 | 0.0381 | 0 | 51.8 | 0.0268 | 0 | [6 empty] | DEER:HVAC_Split-Package_HP | Annual | 20 | [13 empty] | CZ2022 | None
NE-HVAC-airHP-SpltPkg-65to134kBtuh-11p5eer-3p50cop | DEER2023 | D23 v1 | 2022-10-05 20:47 | Any | RSD | Rec | CZ11 | cDXHP | Cap-Tons | 16.9 | 5600 | None | 72.9 | 0.0444 | 0 | 49.6 | 0.0312 | 0 | [6 empty] | DEER:HVAC_Split-Package_HP | Annual | 20 | [13 empty] | CZ2022 | None
NE-HVAC-airHP-SpltPkg-65to134kBtuh-11p5eer-3p50cop | DEER2023 | D23 v1 | 2022-10-05 20:47 | Any | RSD | Rec | CZ12 | cDXHP | Cap-Tons | 15 | 5600 | None | 66.7 | 0.0458 | 0 | 45 | 0.0322 | 0 | [6 empty] | DEER:HVAC_Split-Package_HP | Annual | 20 | [13 empty] | CZ2022 | None
NE-HVAC-airHP-SpltPkg-65to134kBtuh-11p5eer-3p50cop | DEER2023 | D23 v1 | 2022-10-05 20:47 | Any | RSD | Rec | CZ13 | cDXHP | Cap-Tons | 17.2 | 5600 | None | 79 | 0.0473 | 0 | 54.1 | 0.0333 | 0 | [6 empty] | DEER:HVAC_Split-Package_HP | Annual | 20 | [13 empty] | CZ2022 | None
NE-HVAC-airHP-SpltPkg-65to134kBtuh-11p5eer-3p50cop | DEER2023 | D23 v1 | 2022-10-05 20:47 | Any | RSD | Rec | CZ14 | cDXHP | Cap-Tons | 17.4 | 5600 | None | 67.1 | 0.038 | 0 | 45.6 | 0.0267 | 0 | [6 empty] | DEER:HVAC_Split-Package_HP | Annual | 20 | [13 empty] | CZ2022 | None
NE-HVAC-airHP-SpltPkg-65to134kBtuh-11p5eer-3p50cop | DEER2023 | D23 v1 | 2022-10-05 20:47 | Any | RSD | Rec | CZ15 | cDXHP | Cap-Tons | 23.4 | 5600 | None | 87.2 | 0.0444 | 0 | 61.4 | 0.0312 | 0 | [6 empty] | DEER:HVAC_Split-Package_HP | Annual | 20 | [13 empty] | CZ2022 | None
NE-HVAC-airHP-SpltPkg-65to134kBtuh-11p5eer-3p50cop | DEER2023 | D23 v1 | 2022-10-05 20:47 | Any | RSD | Rec | CZ16 | cDXHP | Cap-Tons | 12.5 | 5600 | None | 75.5 | 0.0246 | 0 | 42.9 | 0.0173 | 0 | [6 empty] | DEER:HVAC_Split-Package_HP | Annual | 20 | [13 empty] | CZ2022 | None
NE-HVAC-airHP-SpltPkg-65to134kBtuh-11p5eer-3p50cop | DEER2023 | D23 v1 | 2022-10-05 20:47 | Any | Rt3 | Ex | CZ01 | cDXHP | Cap-Tons | 205 | 120000 | None | 645 | 0.145 | 0 | 11.7 | 0.0116 | 0 | [6 empty] | DEER:HVAC_Split-Package_HP | Annual | 20 | [13 empty] | CZ2022 | None
NE-HVAC-airHP-SpltPkg-65to134kBtuh-11p5eer-3p50cop | DEER2023 | D23 v1 | 2022-10-05 20:47 | Any | Rt3 | Ex | CZ02 | cDXHP | Cap-Tons | 240 | 120000 | None | 670 | 0.14 | 0 | 36.4 | 0.0262 | 0 | [6 empty] | DEER:HVAC_Split-Package_HP | Annual | 20 | [13 empty] | CZ2022 | None
NE-HVAC-airHP-SpltPkg-65to134kBtuh-11p5eer-3p50cop | DEER2023 | D23 v1 | 2022-10-05 20:47 | Any | Rt3 | Ex | CZ03 | cDXHP | Cap-Tons | 217 | 120000 | None | 658 | 0.122 | 0 | 26 | 0.0213 | 0 | [6 empty] | DEER:HVAC_Split-Package_HP | Annual | 20 | [13 empty] | CZ2022 | None
NE-HVAC-airHP-SpltPkg-65to134kBtuh-11p5eer-3p50cop | DEER2023 | D23 v1 | 2022-10-05 20:47 | Any | Rt3 | Ex | CZ04 | cDXHP | Cap-Tons | 243 | 120000 | None | 672 | 0.138 | 0 | 43.1 | 0.0296 | 0 | [6 empty] | DEER:HVAC_Split-Package_HP | Annual | 20 | [13 empty] | CZ2022 | None
NE-HVAC-airHP-SpltPkg-65to134kBtuh-11p5eer-3p50cop | DEER2023 | D23 v1 | 2022-10-05 20:47 | Any | Rt3 | Ex | CZ05 | cDXHP | Cap-Tons | 217 | 120000 | None | 664 | 0.133 | 0 | 30.1 | 0.0155 | 0 | [6 empty] | DEER:HVAC_Split-Package_HP | Annual | 20 | [13 empty] | CZ2022 | None
NE-HVAC-airHP-SpltPkg-65to134kBtuh-11p5eer-3p50cop | DEER2023 | D23 v1 | 2022-10-05 20:47 | Any | Rt3 | Ex | CZ06 | cDXHP | Cap-Tons | 234 | 120000 | None | 648 | 0.13 | 0 | 51.7 | 0.0245 | 0 | [6 empty] | DEER:HVAC_Split-Package_HP | Annual | 20 | [13 empty] | CZ2022 | None
NE-HVAC-airHP-SpltPkg-65to134kBtuh-11p5eer-3p50cop | DEER2023 | D23 v1 | 2022-10-05 20:47 | Any | Rt3 | Ex | CZ07 | cDXHP | Cap-Tons | 228 | 120000 | None | 673 | 0.118 | 0 | 47.4 | 0.0227 | 0 | [6 empty] | DEER:HVAC_Split-Package_HP | Annual | 20 | [13 empty] | CZ2022 | None
NE-HVAC-airHP-SpltPkg-65to134kBtuh-11p5eer-3p50cop | DEER2023 | D23 v1 | 2022-10-05 20:47 | Any | Rt3 | Ex | CZ08 | cDXHP | Cap-Tons | 263 | 120000 | None | 688 | 0.134 | 0 | 56.8 | 0.0251 | 0 | [6 empty] | DEER:HVAC_Split-Package_HP | Annual | 20 | [13 empty] | CZ2022 | None
NE-HVAC-airHP-SpltPkg-65to134kBtuh-11p5eer-3p50cop | DEER2023 | D23 v1 | 2022-10-05 20:47 | Any | Rt3 | Ex | CZ09 | cDXHP | Cap-Tons | 328 | 120000 | None | 689 | 0.165 | 0 | 42.6 | 0.0226 | 0 | [6 empty] | DEER:HVAC_Split-Package_HP | Annual | 20 | [13 empty] | CZ2022 | None
NE-HVAC-airHP-SpltPkg-65to134kBtuh-11p5eer-3p50cop | DEER2023 | D23 v1 | 2022-10-05 20:47 | Any | Rt3 | Ex | CZ10 | cDXHP | Cap-Tons | 299 | 120000 | None | 697 | 0.145 | 0 | 52.5 | 0.0288 | 0 | [6 empty] | DEER:HVAC_Split-Package_HP | Annual | 20 | [13 empty] | CZ2022 | None
NE-HVAC-airHP-SpltPkg-65to134kBtuh-11p5eer-3p50cop | DEER2023 | D23 v1 | 2022-10-05 20:47 | Any | Rt3 | Ex | CZ11 | cDXHP | Cap-Tons | 323 | 120000 | None | 674 | 0.163 | 0 | 47.7 | 0.0327 | 0 | [6 empty] | DEER:HVAC_Split-Package_HP | Annual | 20 | [13 empty] | CZ2022 | None
NE-HVAC-airHP-SpltPkg-65to134kBtuh-11p5eer-3p50cop | DEER2023 | D23 v1 | 2022-10-05 20:47 | Any | Rt3 | Ex | CZ12 | cDXHP | Cap-Tons | 295 | 120000 | None | 698 | 0.154 | 0 | 42.7 | 0.0327 | 0 | [6 empty] | DEER:HVAC_Split-Package_HP | Annual | 20 | [13 empty] | CZ2022 | None
NE-HVAC-airHP-SpltPkg-65to134kBtuh-11p5eer-3p50cop | DEER2023 | D23 v1 | 2022-10-05 20:47 | Any | Rt3 | Ex | CZ13 | cDXHP | Cap-Tons | 326 | 120000 | None | 687 | 0.155 | 0 | 52.2 | 0.0337 | 0 | [6 empty] | DEER:HVAC_Split-Package_HP | Annual | 20 | [13 empty] | CZ2022 | None
NE-HVAC-airHP-SpltPkg-65to134kBtuh-11p5eer-3p50cop | DEER2023 | D23 v1 | 2022-10-05 20:47 | Any | Rt3 | Ex | CZ14 | cDXHP | Cap-Tons | 327 | 120000 | None | 657 | 0.167 | 0 | 45.6 | 0.029 | 0 | [6 empty] | DEER:HVAC_Split-Package_HP | Annual | 20 | [13 empty] | CZ2022 | None
NE-HVAC-airHP-SpltPkg-65to134kBtuh-11p5eer-3p50cop | DEER2023 | D23 v1 | 2022-10-05 20:47 | Any | Rt3 | Ex | CZ15 | cDXHP | Cap-Tons | 419 | 120000 | None | 721 | 0.188 | 0 | 65.2 | 0.0343 | 0 | [6 empty] | DEER:HVAC_Split-Package_HP | Annual | 20 | [13 empty] | CZ2022 | None
NE-HVAC-airHP-SpltPkg-65to134kBtuh-11p5eer-3p50cop | DEER2023 | D23 v1 | 2022-10-05 20:47 | Any | Rt3 | Ex | CZ16 | cDXHP | Cap-Tons | 231 | 120000 | None | 742 | 0.126 | 0 | 35.9 | 0.0211 | 0 | [6 empty] | DEER:HVAC_Split-Package_HP | Annual | 20 | [13 empty] | CZ2022 | None
NE-HVAC-airHP-SpltPkg-65to134kBtuh-11p5eer-3p50cop | DEER2023 | D23 v1 | 2022-10-05 20:47 | Any | Rt3 | Old | CZ01 | cDXHP | Cap-Tons | 213 | 120000 | None | 793 | 0.182 | 0 | 11.7 | 0.0117 | 0 | [6 empty] | DEER:HVAC_Split-Package_HP | Annual | 20 | [13 empty] | CZ2022 | None
NE-HVAC-airHP-SpltPkg-65to134kBtuh-11p5eer-3p50cop | DEER2023 | D23 v1 | 2022-10-05 20:47 | Any | Rt3 | Old | CZ02 | cDXHP | Cap-Tons | 247 | 120000 | None | 824 | 0.175 | 0 | 36.8 | 0.0264 | 0 | [6 empty] | DEER:HVAC_Split-Package_HP | Annual | 20 | [13 empty] | CZ2022 | None
NE-HVAC-airHP-SpltPkg-65to134kBtuh-11p5eer-3p50cop | DEER2023 | D23 v1 | 2022-10-05 20:47 | Any | Rt3 | Old | CZ03 | cDXHP | Cap-Tons | 224 | 120000 | None | 819 | 0.154 | 0 | 26.4 | 0.0215 | 0 | [6 empty] | DEER:HVAC_Split-Package_HP | Annual | 20 | [13 empty] | CZ2022 | None
NE-HVAC-airHP-SpltPkg-65to134kBtuh-11p5eer-3p50cop | DEER2023 | D23 v1 | 2022-10-05 20:47 | Any | Rt3 | Old | CZ04 | cDXHP | Cap-Tons | 250 | 120000 | None | 826 | 0.173 | 0 | 43.6 | 0.0298 | 0 | [6 empty] | DEER:HVAC_Split-Package_HP | Annual | 20 | [13 empty] | CZ2022 | None
NE-HVAC-airHP-SpltPkg-65to134kBtuh-11p5eer-3p50cop | DEER2023 | D23 v1 | 2022-10-05 20:47 | Any | Rt3 | Old | CZ05 | cDXHP | Cap-Tons | 224 | 120000 | None | 817 | 0.165 | 0 | 30.6 | 0.0156 | 0 | [6 empty] | DEER:HVAC_Split-Package_HP | Annual | 20 | [13 empty] | CZ2022 | None
NE-HVAC-airHP-SpltPkg-65to134kBtuh-11p5eer-3p50cop | DEER2023 | D23 v1 | 2022-10-05 20:47 | Any | Rt3 | Old | CZ06 | cDXHP | Cap-Tons | 241 | 120000 | None | 814 | 0.164 | 0 | 52.4 | 0.0244 | 0 | [6 empty] | DEER:HVAC_Split-Package_HP | Annual | 20 | [13 empty] | CZ2022 | None
NE-HVAC-airHP-SpltPkg-65to134kBtuh-11p5eer-3p50cop | DEER2023 | D23 v1 | 2022-10-05 20:47 | Any | Rt3 | Old | CZ07 | cDXHP | Cap-Tons | 235 | 120000 | None | 838 | 0.148 | 0 | 48 | 0.0227 | 0 | [6 empty] | DEER:HVAC_Split-Package_HP | Annual | 20 | [13 empty] | CZ2022 | None
NE-HVAC-airHP-SpltPkg-65to134kBtuh-11p5eer-3p50cop | DEER2023 | D23 v1 | 2022-10-05 20:47 | Any | Rt3 | Old | CZ08 | cDXHP | Cap-Tons | 268 | 120000 | None | 860 | 0.169 | 0 | 57.7 | 0.0253 | 0 | [6 empty] | DEER:HVAC_Split-Package_HP | Annual | 20 | [13 empty] | CZ2022 | None
NE-HVAC-airHP-SpltPkg-65to134kBtuh-11p5eer-3p50cop | DEER2023 | D23 v1 | 2022-10-05 20:47 | Any | Rt3 | Old | CZ09 | cDXHP | Cap-Tons | 334 | 120000 | None | 854 | 0.205 | 0 | 43.3 | 0.0228 | 0 | [6 empty] | DEER:HVAC_Split-Package_HP | Annual | 20 | [13 empty] | CZ2022 | None
NE-HVAC-airHP-SpltPkg-65to134kBtuh-11p5eer-3p50cop | DEER2023 | D23 v1 | 2022-10-05 20:47 | Any | Rt3 | Old | CZ10 | cDXHP | Cap-Tons | 308 | 120000 | None | 855 | 0.181 | 0 | 53.1 | 0.029 | 0 | [6 empty] | DEER:HVAC_Split-Package_HP | Annual | 20 | [13 empty] | CZ2022 | None
NE-HVAC-airHP-SpltPkg-65to134kBtuh-11p5eer-3p50cop | DEER2023 | D23 v1 | 2022-10-05 20:47 | Any | Rt3 | Old | CZ11 | cDXHP | Cap-Tons | 339 | 120000 | None | 823 | 0.202 | 0 | 48.3 | 0.0332 | 0 | [6 empty] | DEER:HVAC_Split-Package_HP | Annual | 20 | [13 empty] | CZ2022 | None
NE-HVAC-airHP-SpltPkg-65to134kBtuh-11p5eer-3p50cop | DEER2023 | D23 v1 | 2022-10-05 20:47 | Any | Rt3 | Old | CZ12 | cDXHP | Cap-Tons | 304 | 120000 | None | 840 | 0.188 | 0 | 43.2 | 0.0331 | 0 | [6 empty] | DEER:HVAC_Split-Package_HP | Annual | 20 | [13 empty] | CZ2022 | None
NE-HVAC-airHP-SpltPkg-65to134kBtuh-11p5eer-3p50cop | DEER2023 | D23 v1 | 2022-10-05 20:47 | Any | Rt3 | Old | CZ13 | cDXHP | Cap-Tons | 340 | 120000 | None | 849 | 0.195 | 0 | 52.8 | 0.0341 | 0 | [6 empty] | DEER:HVAC_Split-Package_HP | Annual | 20 | [13 empty] | CZ2022 | None
NE-HVAC-airHP-SpltPkg-65to134kBtuh-11p5eer-3p50cop | DEER2023 | D23 v1 | 2022-10-05 20:47 | Any | Rt3 | Old | CZ14 | cDXHP | Cap-Tons | 343 | 120000 | None | 800 | 0.206 | 0 | 46 | 0.0294 | 0 | [6 empty] | DEER:HVAC_Split-Package_HP | Annual | 20 | [13 empty] | CZ2022 | None
NE-HVAC-airHP-SpltPkg-65to134kBtuh-11p5eer-3p50cop | DEER2023 | D23 v1 | 2022-10-05 20:47 | Any | Rt3 | Old | CZ15 | cDXHP | Cap-Tons | 437 | 120000 | None | 881 | 0.23 | 0 | 66.1 | 0.0349 | 0 | [6 empty] | DEER:HVAC_Split-Package_HP | Annual | 20 | [13 empty] | CZ2022 | None
NE-HVAC-airHP-SpltPkg-65to134kBtuh-11p5eer-3p50cop | DEER2023 | D23 v1 | 2022-10-05 20:47 | Any | Rt3 | Old | CZ16 | cDXHP | Cap-Tons | 246 | 120000 | None | 904 | 0.157 | 0 | 36.9 | 0.0213 | 0 | [6 empty] | DEER:HVAC_Split-Package_HP | Annual | 20 | [13 empty] | CZ2022 | None
NE-HVAC-airHP-SpltPkg-65to134kBtuh-11p5eer-3p50cop | DEER2023 | D23 v1 | 2022-10-05 20:47 | Any | Rt3 | Rec | CZ01 | cDXHP | Cap-Tons | 190 | 120000 | None | 19.4 | 0.0158 | 0 | 12 | 0.0112 | 0 | [6 empty] | DEER:HVAC_Split-Package_HP | Annual | 20 | [13 empty] | CZ2022 | None
NE-HVAC-airHP-SpltPkg-65to134kBtuh-11p5eer-3p50cop | DEER2023 | D23 v1 | 2022-10-05 20:47 | Any | Rt3 | Rec | CZ02 | cDXHP | Cap-Tons | 228 | 120000 | None | 51.7 | 0.0368 | 0 | 35.5 | 0.0259 | 0 | [6 empty] | DEER:HVAC_Split-Package_HP | Annual | 20 | [13 empty] | CZ2022 | None
NE-HVAC-airHP-SpltPkg-65to134kBtuh-11p5eer-3p50cop | DEER2023 | D23 v1 | 2022-10-05 20:47 | Any | Rt3 | Rec | CZ03 | cDXHP | Cap-Tons | 204 | 120000 | None | 36.2 | 0.0298 | 0 | 24.8 | 0.0209 | 0 | [6 empty] | DEER:HVAC_Split-Package_HP | Annual | 20 | [13 empty] | CZ2022 | None
NE-HVAC-airHP-SpltPkg-65to134kBtuh-11p5eer-3p50cop | DEER2023 | D23 v1 | 2022-10-05 20:47 | Any | Rt3 | Rec | CZ04 | cDXHP | Cap-Tons | 230 | 120000 | None | 59.8 | 0.0415 | 0 | 41.7 | 0.0293 | 0 | [6 empty] | DEER:HVAC_Split-Package_HP | Annual | 20 | [13 empty] | CZ2022 | None
NE-HVAC-airHP-SpltPkg-65to134kBtuh-11p5eer-3p50cop | DEER2023 | D23 v1 | 2022-10-05 20:47 | Any | Rt3 | Rec | CZ05 | cDXHP | Cap-Tons | 204 | 120000 | None | 40.9 | 0.0215 | 0 | 28.6 | 0.0151 | 0 | [6 empty] | DEER:HVAC_Split-Package_HP | Annual | 20 | [13 empty] | CZ2022 | None
NE-HVAC-airHP-SpltPkg-65to134kBtuh-11p5eer-3p50cop | DEER2023 | D23 v1 | 2022-10-05 20:47 | Any | Rt3 | Rec | CZ06 | cDXHP | Cap-Tons | 221 | 120000 | None | 70.7 | 0.0344 | 0 | 49.7 | 0.0242 | 0 | [6 empty] | DEER:HVAC_Split-Package_HP | Annual | 20 | [13 empty] | CZ2022 | None
NE-HVAC-airHP-SpltPkg-65to134kBtuh-11p5eer-3p50cop | DEER2023 | D23 v1 | 2022-10-05 20:47 | Any | Rt3 | Rec | CZ07 | cDXHP | Cap-Tons | 215 | 120000 | None | 64.6 | 0.0319 | 0 | 45.4 | 0.0224 | 0 | [6 empty] | DEER:HVAC_Split-Package_HP | Annual | 20 | [13 empty] | CZ2022 | None
NE-HVAC-airHP-SpltPkg-65to134kBtuh-11p5eer-3p50cop | DEER2023 | D23 v1 | 2022-10-05 20:47 | Any | Rt3 | Rec | CZ08 | cDXHP | Cap-Tons | 250 | 120000 | None | 77.8 | 0.0352 | 0 | 54.8 | 0.0248 | 0 | [6 empty] | DEER:HVAC_Split-Package_HP | Annual | 20 | [13 empty] | CZ2022 | None
NE-HVAC-airHP-SpltPkg-65to134kBtuh-11p5eer-3p50cop | DEER2023 | D23 v1 | 2022-10-05 20:47 | Any | Rt3 | Rec | CZ09 | cDXHP | Cap-Tons | 313 | 120000 | None | 58.3 | 0.0313 | 0 | 41.1 | 0.022 | 0 | [6 empty] | DEER:HVAC_Split-Package_HP | Annual | 20 | [13 empty] | CZ2022 | None
NE-HVAC-airHP-SpltPkg-65to134kBtuh-11p5eer-3p50cop | DEER2023 | D23 v1 | 2022-10-05 20:47 | Any | Rt3 | Rec | CZ10 | cDXHP | Cap-Tons | 286 | 120000 | None | 72.4 | 0.0404 | 0 | 50.9 | 0.0285 | 0 | [6 empty] | DEER:HVAC_Split-Package_HP | Annual | 20 | [13 empty] | CZ2022 | None
NE-HVAC-airHP-SpltPkg-65to134kBtuh-11p5eer-3p50cop | DEER2023 | D23 v1 | 2022-10-05 20:47 | Any | Rt3 | Rec | CZ11 | cDXHP | Cap-Tons | 297 | 120000 | None | 66.7 | 0.0452 | 0 | 46.5 | 0.0318 | 0 | [6 empty] | DEER:HVAC_Split-Package_HP | Annual | 20 | [13 empty] | CZ2022 | None
NE-HVAC-airHP-SpltPkg-65to134kBtuh-11p5eer-3p50cop | DEER2023 | D23 v1 | 2022-10-05 20:47 | Any | Rt3 | Rec | CZ12 | cDXHP | Cap-Tons | 278 | 120000 | None | 60.3 | 0.0457 | 0 | 41.8 | 0.0322 | 0 | [6 empty] | DEER:HVAC_Split-Package_HP | Annual | 20 | [13 empty] | CZ2022 | None
NE-HVAC-airHP-SpltPkg-65to134kBtuh-11p5eer-3p50cop | DEER2023 | D23 v1 | 2022-10-05 20:47 | Any | Rt3 | Rec | CZ13 | cDXHP | Cap-Tons | 304 | 120000 | None | 73 | 0.0468 | 0 | 51 | 0.033 | 0 | [6 empty] | DEER:HVAC_Split-Package_HP | Annual | 20 | [13 empty] | CZ2022 | None
NE-HVAC-airHP-SpltPkg-65to134kBtuh-11p5eer-3p50cop | DEER2023 | D23 v1 | 2022-10-05 20:47 | Any | Rt3 | Rec | CZ14 | cDXHP | Cap-Tons | 301 | 120000 | None | 63.4 | 0.0398 | 0 | 44.5 | 0.028 | 0 | [6 empty] | DEER:HVAC_Split-Package_HP | Annual | 20 | [13 empty] | CZ2022 | None
NE-HVAC-airHP-SpltPkg-65to134kBtuh-11p5eer-3p50cop | DEER2023 | D23 v1 | 2022-10-05 20:47 | Any | Rt3 | Rec | CZ15 | cDXHP | Cap-Tons | 389 | 120000 | None | 89.5 | 0.047 | 0 | 63 | 0.033 | 0 | [6 empty] | DEER:HVAC_Split-Package_HP | Annual | 20 | [13 empty] | CZ2022 | None
NE-HVAC-airHP-SpltPkg-65to134kBtuh-11p5eer-3p50cop | DEER2023 | D23 v1 | 2022-10-05 20:47 | Any | Rt3 | Rec | CZ16 | cDXHP | Cap-Tons | 207 | 120000 | None | 54.4 | 0.0293 | 0 | 34.7 | 0.0206 | 0 | [6 empty] | DEER:HVAC_Split-Package_HP | Annual | 20 | [13 empty] | CZ2022 | None
NE-HVAC-airHP-SpltPkg-65to134kBtuh-11p5eer-3p50cop | DEER2023 | D23 v1 | 2022-10-05 20:47 | Any | RtL | Ex | CZ01 | cDXHP | Cap-Tons | 177 | 130000 | None | 689 | 0.12 | 0 | 21.7 | 0.012 | 0 | [6 empty] | DEER:HVAC_Split-Package_HP | Annual | 20 | [13 empty] | CZ2022 | None
NE-HVAC-airHP-SpltPkg-65to134kBtuh-11p5eer-3p50cop | DEER2023 | D23 v1 | 2022-10-05 20:47 | Any | RtL | Ex | CZ02 | cDXHP | Cap-Tons | 209 | 130000 | None | 715 | 0.144 | 0 | 41 | 0.0256 | 0 | [6 empty] | DEER:HVAC_Split-Package_HP | Annual | 20 | [13 empty] | CZ2022 | None
NE-HVAC-airHP-SpltPkg-65to134kBtuh-11p5eer-3p50cop | DEER2023 | D23 v1 | 2022-10-05 20:47 | Any | RtL | Ex | CZ03 | cDXHP | Cap-Tons | 184 | 130000 | None | 649 | 0.116 | 0 | 34.9 | 0.0209 | 0 | [6 empty] | DEER:HVAC_Split-Package_HP | Annual | 20 | [13 empty] | CZ2022 | None
NE-HVAC-airHP-SpltPkg-65to134kBtuh-11p5eer-3p50cop | DEER2023 | D23 v1 | 2022-10-05 20:47 | Any | RtL | Ex | CZ04 | cDXHP | Cap-Tons | 207 | 130000 | None | 698 | 0.143 | 0 | 49.1 | 0.0294 | 0 | [6 empty] | DEER:HVAC_Split-Package_HP | Annual | 20 | [13 empty] | CZ2022 | None
NE-HVAC-airHP-SpltPkg-65to134kBtuh-11p5eer-3p50cop | DEER2023 | D23 v1 | 2022-10-05 20:47 | Any | RtL | Ex | CZ05 | cDXHP | Cap-Tons | 184 | 130000 | None | 651 | 0.119 | 0 | 38.5 | 0.0148 | 0 | [6 empty] | DEER:HVAC_Split-Package_HP | Annual | 20 | [13 empty] | CZ2022 | None
NE-HVAC-airHP-SpltPkg-65to134kBtuh-11p5eer-3p50cop | DEER2023 | D23 v1 | 2022-10-05 20:47 | Any | RtL | Ex | CZ06 | cDXHP | Cap-Tons | 197 | 130000 | None | 621 | 0.123 | 0 | 60.6 | 0.0248 | 0 | [6 empty] | DEER:HVAC_Split-Package_HP | Annual | 20 | [13 empty] | CZ2022 | None
NE-HVAC-airHP-SpltPkg-65to134kBtuh-11p5eer-3p50cop | DEER2023 | D23 v1 | 2022-10-05 20:47 | Any | RtL | Ex | CZ07 | cDXHP | Cap-Tons | 192 | 130000 | None | 635 | 0.11 | 0 | 54.8 | 0.0225 | 0 | [6 empty] | DEER:HVAC_Split-Package_HP | Annual | 20 | [13 empty] | CZ2022 | None
NE-HVAC-airHP-SpltPkg-65to134kBtuh-11p5eer-3p50cop | DEER2023 | D23 v1 | 2022-10-05 20:47 | Any | RtL | Ex | CZ08 | cDXHP | Cap-Tons | 238 | 130000 | None | 700 | 0.142 | 0 | 58.3 | 0.0235 | 0 | [6 empty] | DEER:HVAC_Split-Package_HP | Annual | 20 | [13 empty] | CZ2022 | None
NE-HVAC-airHP-SpltPkg-65to134kBtuh-11p5eer-3p50cop | DEER2023 | D23 v1 | 2022-10-05 20:47 | Any | RtL | Ex | CZ09 | cDXHP | Cap-Tons | 289 | 130000 | None | 711 | 0.17 | 0 | 44.9 | 0.022 | 0 | [6 empty] | DEER:HVAC_Split-Package_HP | Annual | 20 | [13 empty] | CZ2022 | None
NE-HVAC-airHP-SpltPkg-65to134kBtuh-11p5eer-3p50cop | DEER2023 | D23 v1 | 2022-10-05 20:47 | Any | RtL | Ex | CZ10 | cDXHP | Cap-Tons | 261 | 130000 | None | 737 | 0.157 | 0 | 55.4 | 0.0272 | 0 | [6 empty] | DEER:HVAC_Split-Package_HP | Annual | 20 | [13 empty] | CZ2022 | None
NE-HVAC-airHP-SpltPkg-65to134kBtuh-11p5eer-3p50cop | DEER2023 | D23 v1 | 2022-10-05 20:47 | Any | RtL | Ex | CZ11 | cDXHP | Cap-Tons | 283 | 130000 | None | 740 | 0.169 | 0 | 52.2 | 0.0329 | 0 | [6 empty] | DEER:HVAC_Split-Package_HP | Annual | 20 | [13 empty] | CZ2022 | None
NE-HVAC-airHP-SpltPkg-65to134kBtuh-11p5eer-3p50cop | DEER2023 | D23 v1 | 2022-10-05 20:47 | Any | RtL | Ex | CZ12 | cDXHP | Cap-Tons | 256 | 130000 | None | 748 | 0.164 | 0 | 46.5 | 0.0319 | 0 | [6 empty] | DEER:HVAC_Split-Package_HP | Annual | 20 | [13 empty] | CZ2022 | None
NE-HVAC-airHP-SpltPkg-65to134kBtuh-11p5eer-3p50cop | DEER2023 | D23 v1 | 2022-10-05 20:47 | Any | RtL | Ex | CZ13 | cDXHP | Cap-Tons | 286 | 130000 | None | 748 | 0.164 | 0 | 56.6 | 0.0332 | 0 | [6 empty] | DEER:HVAC_Split-Package_HP | Annual | 20 | [13 empty] | CZ2022 | None
NE-HVAC-airHP-SpltPkg-65to134kBtuh-11p5eer-3p50cop | DEER2023 | D23 v1 | 2022-10-05 20:47 | Any | RtL | Ex | CZ14 | cDXHP | Cap-Tons | 288 | 130000 | None | 722 | 0.173 | 0 | 50 | 0.029 | 0 | [6 empty] | DEER:HVAC_Split-Package_HP | Annual | 20 | [13 empty] | CZ2022 | None
NE-HVAC-airHP-SpltPkg-65to134kBtuh-11p5eer-3p50cop | DEER2023 | D23 v1 | 2022-10-05 20:47 | Any | RtL | Ex | CZ15 | cDXHP | Cap-Tons | 376 | 130000 | None | 782 | 0.197 | 0 | 67.9 | 0.034 | 0 | [6 empty] | DEER:HVAC_Split-Package_HP | Annual | 20 | [13 empty] | CZ2022 | None
NE-HVAC-airHP-SpltPkg-65to134kBtuh-11p5eer-3p50cop | DEER2023 | D23 v1 | 2022-10-05 20:47 | Any | RtL | Ex | CZ16 | cDXHP | Cap-Tons | 191 | 130000 | None | 869 | 0.122 | 0 | 42.9 | 0.0209 | 0 | [6 empty] | DEER:HVAC_Split-Package_HP | Annual | 20 | [13 empty] | CZ2022 | None
NE-HVAC-airHP-SpltPkg-65to134kBtuh-11p5eer-3p50cop | DEER2023 | D23 v1 | 2022-10-05 20:47 | Any | RtL | Old | CZ01 | cDXHP | Cap-Tons | 185 | 130000 | None | 844 | 0.152 | 0 | 21.6 | 0.012 | 0 | [6 empty] | DEER:HVAC_Split-Package_HP | Annual | 20 | [13 empty] | CZ2022 | None
NE-HVAC-airHP-SpltPkg-65to134kBtuh-11p5eer-3p50cop | DEER2023 | D23 v1 | 2022-10-05 20:47 | Any | RtL | Old | CZ02 | cDXHP | Cap-Tons | 219 | 130000 | None | 875 | 0.179 | 0 | 41.3 | 0.0257 | 0 | [6 empty] | DEER:HVAC_Split-Package_HP | Annual | 20 | [13 empty] | CZ2022 | None
NE-HVAC-airHP-SpltPkg-65to134kBtuh-11p5eer-3p50cop | DEER2023 | D23 v1 | 2022-10-05 20:47 | Any | RtL | Old | CZ03 | cDXHP | Cap-Tons | 191 | 130000 | None | 810 | 0.147 | 0 | 35 | 0.021 | 0 | [6 empty] | DEER:HVAC_Split-Package_HP | Annual | 20 | [13 empty] | CZ2022 | None
NE-HVAC-airHP-SpltPkg-65to134kBtuh-11p5eer-3p50cop | DEER2023 | D23 v1 | 2022-10-05 20:47 | Any | RtL | Old | CZ04 | cDXHP | Cap-Tons | 215 | 130000 | None | 855 | 0.178 | 0 | 49.3 | 0.0294 | 0 | [6 empty] | DEER:HVAC_Split-Package_HP | Annual | 20 | [13 empty] | CZ2022 | None
NE-HVAC-airHP-SpltPkg-65to134kBtuh-11p5eer-3p50cop | DEER2023 | D23 v1 | 2022-10-05 20:47 | Any | RtL | Old | CZ05 | cDXHP | Cap-Tons | 191 | 130000 | None | 804 | 0.149 | 0 | 38.8 | 0.0149 | 0 | [6 empty] | DEER:HVAC_Split-Package_HP | Annual | 20 | [13 empty] | CZ2022 | None
NE-HVAC-airHP-SpltPkg-65to134kBtuh-11p5eer-3p50cop | DEER2023 | D23 v1 | 2022-10-05 20:47 | Any | RtL | Old | CZ06 | cDXHP | Cap-Tons | 201 | 130000 | None | 789 | 0.156 | 0 | 61.7 | 0.0249 | 0 | [6 empty] | DEER:HVAC_Split-Package_HP | Annual | 20 | [13 empty] | CZ2022 | None
NE-HVAC-airHP-SpltPkg-65to134kBtuh-11p5eer-3p50cop | DEER2023 | D23 v1 | 2022-10-05 20:47 | Any | RtL | Old | CZ07 | cDXHP | Cap-Tons | 197 | 130000 | None | 801 | 0.138 | 0 | 55.8 | 0.0227 | 0 | [6 empty] | DEER:HVAC_Split-Package_HP | Annual | 20 | [13 empty] | CZ2022 | None
NE-HVAC-airHP-SpltPkg-65to134kBtuh-11p5eer-3p50cop | DEER2023 | D23 v1 | 2022-10-05 20:47 | Any | RtL | Old | CZ08 | cDXHP | Cap-Tons | 240 | 130000 | None | 880 | 0.176 | 0 | 59.8 | 0.0239 | 0 | [6 empty] | DEER:HVAC_Split-Package_HP | Annual | 20 | [13 empty] | CZ2022 | None
NE-HVAC-airHP-SpltPkg-65to134kBtuh-11p5eer-3p50cop | DEER2023 | D23 v1 | 2022-10-05 20:47 | Any | RtL | Old | CZ09 | cDXHP | Cap-Tons | 296 | 130000 | None | 884 | 0.21 | 0 | 45.5 | 0.0222 | 0 | [6 empty] | DEER:HVAC_Split-Package_HP | Annual | 20 | [13 empty] | CZ2022 | None
NE-HVAC-airHP-SpltPkg-65to134kBtuh-11p5eer-3p50cop | DEER2023 | D23 v1 | 2022-10-05 20:47 | Any | RtL | Old | CZ10 | cDXHP | Cap-Tons | 274 | 130000 | None | 897 | 0.193 | 0 | 55.8 | 0.0273 | 0 | [6 empty] | DEER:HVAC_Split-Package_HP | Annual | 20 | [13 empty] | CZ2022 | None
NE-HVAC-airHP-SpltPkg-65to134kBtuh-11p5eer-3p50cop | DEER2023 | D23 v1 | 2022-10-05 20:47 | Any | RtL | Old | CZ11 | cDXHP | Cap-Tons | 299 | 130000 | None | 900 | 0.209 | 0 | 52.5 | 0.0332 | 0 | [6 empty] | DEER:HVAC_Split-Package_HP | Annual | 20 | [13 empty] | CZ2022 | None
NE-HVAC-airHP-SpltPkg-65to134kBtuh-11p5eer-3p50cop | DEER2023 | D23 v1 | 2022-10-05 20:47 | Any | RtL | Old | CZ12 | cDXHP | Cap-Tons | 268 | 130000 | None | 896 | 0.2 | 0 | 46.7 | 0.0321 | 0 | [6 empty] | DEER:HVAC_Split-Package_HP | Annual | 20 | [13 empty] | CZ2022 | None
NE-HVAC-airHP-SpltPkg-65to134kBtuh-11p5eer-3p50cop | DEER2023 | D23 v1 | 2022-10-05 20:47 | Any | RtL | Old | CZ13 | cDXHP | Cap-Tons | 300 | 130000 | None | 921 | 0.205 | 0 | 57 | 0.0335 | 0 | [6 empty] | DEER:HVAC_Split-Package_HP | Annual | 20 | [13 empty] | CZ2022 | None
NE-HVAC-airHP-SpltPkg-65to134kBtuh-11p5eer-3p50cop | DEER2023 | D23 v1 | 2022-10-05 20:47 | Any | RtL | Old | CZ14 | cDXHP | Cap-Tons | 303 | 130000 | None | 876 | 0.212 | 0 | 50.4 | 0.0293 | 0 | [6 empty] | DEER:HVAC_Split-Package_HP | Annual | 20 | [13 empty] | CZ2022 | None
NE-HVAC-airHP-SpltPkg-65to134kBtuh-11p5eer-3p50cop | DEER2023 | D23 v1 | 2022-10-05 20:47 | Any | RtL | Old | CZ15 | cDXHP | Cap-Tons | 392 | 130000 | None | 954 | 0.241 | 0 | 68.8 | 0.0346 | 0 | [6 empty] | DEER:HVAC_Split-Package_HP | Annual | 20 | [13 empty] | CZ2022 | None
NE-HVAC-airHP-SpltPkg-65to134kBtuh-11p5eer-3p50cop | DEER2023 | D23 v1 | 2022-10-05 20:47 | Any | RtL | Old | CZ16 | cDXHP | Cap-Tons | 204 | 130000 | None | 1040 | 0.153 | 0 | 43.4 | 0.0209 | 0 | [6 empty] | DEER:HVAC_Split-Package_HP | Annual | 20 | [13 empty] | CZ2022 | None
NE-HVAC-airHP-SpltPkg-65to134kBtuh-11p5eer-3p50cop | DEER2023 | D23 v1 | 2022-10-05 20:47 | Any | RtL | Rec | CZ01 | cDXHP | Cap-Tons | 164 | 130000 | None | 44.9 | 0.0213 | 0 | 21.9 | 0.0122 | 0 | [6 empty] | DEER:HVAC_Split-Package_HP | Annual | 20 | [13 empty] | CZ2022 | None
NE-HVAC-airHP-SpltPkg-65to134kBtuh-11p5eer-3p50cop | DEER2023 | D23 v1 | 2022-10-05 20:47 | Any | RtL | Rec | CZ02 | cDXHP | Cap-Tons | 195 | 130000 | None | 76.1 | 0.0453 | 0 | 40.9 | 0.0258 | 0 | [6 empty] | DEER:HVAC_Split-Package_HP | Annual | 20 | [13 empty] | CZ2022 | None
NE-HVAC-airHP-SpltPkg-65to134kBtuh-11p5eer-3p50cop | DEER2023 | D23 v1 | 2022-10-05 20:47 | Any | RtL | Rec | CZ03 | cDXHP | Cap-Tons | 171 | 130000 | None | 66.2 | 0.0354 | 0 | 35.1 | 0.021 | 0 | [6 empty] | DEER:HVAC_Split-Package_HP | Annual | 20 | [13 empty] | CZ2022 | None
NE-HVAC-airHP-SpltPkg-65to134kBtuh-11p5eer-3p50cop | DEER2023 | D23 v1 | 2022-10-05 20:47 | Any | RtL | Rec | CZ04 | cDXHP | Cap-Tons | 191 | 130000 | None | 89.2 | 0.0477 | 0 | 49.3 | 0.0299 | 0 | [6 empty] | DEER:HVAC_Split-Package_HP | Annual | 20 | [13 empty] | CZ2022 | None
NE-HVAC-airHP-SpltPkg-65to134kBtuh-11p5eer-3p50cop | DEER2023 | D23 v1 | 2022-10-05 20:47 | Any | RtL | Rec | CZ05 | cDXHP | Cap-Tons | 170 | 130000 | None | 73.1 | 0.0275 | 0 | 38.9 | 0.015 | 0 | [6 empty] | DEER:HVAC_Split-Package_HP | Annual | 20 | [13 empty] | CZ2022 | None
NE-HVAC-airHP-SpltPkg-65to134kBtuh-11p5eer-3p50cop | DEER2023 | D23 v1 | 2022-10-05 20:47 | Any | RtL | Rec | CZ06 | cDXHP | Cap-Tons | 182 | 130000 | None | 106 | 0.0412 | 0 | 60.9 | 0.0252 | 0 | [6 empty] | DEER:HVAC_Split-Package_HP | Annual | 20 | [13 empty] | CZ2022 | None
NE-HVAC-airHP-SpltPkg-65to134kBtuh-11p5eer-3p50cop | DEER2023 | D23 v1 | 2022-10-05 20:47 | Any | RtL | Rec | CZ07 | cDXHP | Cap-Tons | 179 | 130000 | None | 97.3 | 0.0373 | 0 | 55 | 0.0228 | 0 | [6 empty] | DEER:HVAC_Split-Package_HP | Annual | 20 | [13 empty] | CZ2022 | None
NE-HVAC-airHP-SpltPkg-65to134kBtuh-11p5eer-3p50cop | DEER2023 | D23 v1 | 2022-10-05 20:47 | Any | RtL | Rec | CZ08 | cDXHP | Cap-Tons | 219 | 130000 | None | 104 | 0.0389 | 0 | 58.5 | 0.0238 | 0 | [6 empty] | DEER:HVAC_Split-Package_HP | Annual | 20 | [13 empty] | CZ2022 | None
NE-HVAC-airHP-SpltPkg-65to134kBtuh-11p5eer-3p50cop | DEER2023 | D23 v1 | 2022-10-05 20:47 | Any | RtL | Rec | CZ09 | cDXHP | Cap-Tons | 266 | 130000 | None | 82.4 | 0.0387 | 0 | 44.6 | 0.022 | 0 | [6 empty] | DEER:HVAC_Split-Package_HP | Annual | 20 | [13 empty] | CZ2022 | None
NE-HVAC-airHP-SpltPkg-65to134kBtuh-11p5eer-3p50cop | DEER2023 | D23 v1 | 2022-10-05 20:47 | Any | RtL | Rec | CZ10 | cDXHP | Cap-Tons | 244 | 130000 | None | 99.4 | 0.0434 | 0 | 55.2 | 0.0273 | 0 | [6 empty] | DEER:HVAC_Split-Package_HP | Annual | 20 | [13 empty] | CZ2022 | None
NE-HVAC-airHP-SpltPkg-65to134kBtuh-11p5eer-3p50cop | DEER2023 | D23 v1 | 2022-10-05 20:47 | Any | RtL | Rec | CZ11 | cDXHP | Cap-Tons | 258 | 130000 | None | 95 | 0.053 | 0 | 52 | 0.0328 | 0 | [6 empty] | DEER:HVAC_Split-Package_HP | Annual | 20 | [13 empty] | CZ2022 | None
NE-HVAC-airHP-SpltPkg-65to134kBtuh-11p5eer-3p50cop | DEER2023 | D23 v1 | 2022-10-05 20:47 | Any | RtL | Rec | CZ12 | cDXHP | Cap-Tons | 236 | 130000 | None | 85.2 | 0.0494 | 0 | 46.5 | 0.0321 | 0 | [6 empty] | DEER:HVAC_Split-Package_HP | Annual | 20 | [13 empty] | CZ2022 | None
NE-HVAC-airHP-SpltPkg-65to134kBtuh-11p5eer-3p50cop | DEER2023 | D23 v1 | 2022-10-05 20:47 | Any | RtL | Rec | CZ13 | cDXHP | Cap-Tons | 262 | 130000 | None | 102 | 0.0498 | 0 | 56.3 | 0.0332 | 0 | [6 empty] | DEER:HVAC_Split-Package_HP | Annual | 20 | [13 empty] | CZ2022 | None
NE-HVAC-airHP-SpltPkg-65to134kBtuh-11p5eer-3p50cop | DEER2023 | D23 v1 | 2022-10-05 20:47 | Any | RtL | Rec | CZ14 | cDXHP | Cap-Tons | 263 | 130000 | None | 93.3 | 0.0497 | 0 | 49.6 | 0.0287 | 0 | [6 empty] | DEER:HVAC_Split-Package_HP | Annual | 20 | [13 empty] | CZ2022 | None
NE-HVAC-airHP-SpltPkg-65to134kBtuh-11p5eer-3p50cop | DEER2023 | D23 v1 | 2022-10-05 20:47 | Any | RtL | Rec | CZ15 | cDXHP | Cap-Tons | 346 | 130000 | None | 121 | 0.0499 | 0 | 67.1 | 0.0333 | 0 | [6 empty] | DEER:HVAC_Split-Package_HP | Annual | 20 | [13 empty] | CZ2022 | None
NE-HVAC-airHP-SpltPkg-65to134kBtuh-11p5eer-3p50cop | DEER2023 | D23 v1 | 2022-10-05 20:47 | Any | RtL | Rec | CZ16 | cDXHP | Cap-Tons | 173 | 130000 | None | 83.8 | 0.038 | 0 | 42.1 | 0.021 | 0 | [6 empty] | DEER:HVAC_Split-Package_HP | Annual | 20 | [13 empty] | CZ2022 | None
NE-HVAC-airHP-SpltPkg-65to134kBtuh-11p5eer-3p50cop | DEER2023 | D23 v1 | 2022-10-05 20:47 | Any | RtS | Ex | CZ01 | cDXHP | Cap-Tons | 13.4 | 8000 | None | 620 | 0.121 | 0 | 24.7 | 0.00769 | 0 | [6 empty] | DEER:HVAC_Split-Package_HP | Annual | 20 | [13 empty] | CZ2022 | None
NE-HVAC-airHP-SpltPkg-65to134kBtuh-11p5eer-3p50cop | DEER2023 | D23 v1 | 2022-10-05 20:47 | Any | RtS | Ex | CZ02 | cDXHP | Cap-Tons | 15.5 | 8000 | None | 607 | 0.146 | 0 | 37.3 | 0.0238 | 0 | [6 empty] | DEER:HVAC_Split-Package_HP | Annual | 20 | [13 empty] | CZ2022 | None
NE-HVAC-airHP-SpltPkg-65to134kBtuh-11p5eer-3p50cop | DEER2023 | D23 v1 | 2022-10-05 20:47 | Any | RtS | Ex | CZ03 | cDXHP | Cap-Tons | 14.8 | 8000 | None | 573 | 0.129 | 0 | 24.4 | 0.0164 | 0 | [6 empty] | DEER:HVAC_Split-Package_HP | Annual | 20 | [13 empty] | CZ2022 | None
NE-HVAC-airHP-SpltPkg-65to134kBtuh-11p5eer-3p50cop | DEER2023 | D23 v1 | 2022-10-05 20:47 | Any | RtS | Ex | CZ04 | cDXHP | Cap-Tons | 16.3 | 8000 | None | 603 | 0.151 | 0 | 39.9 | 0.0265 | 0 | [6 empty] | DEER:HVAC_Split-Package_HP | Annual | 20 | [13 empty] | CZ2022 | None
NE-HVAC-airHP-SpltPkg-65to134kBtuh-11p5eer-3p50cop | DEER2023 | D23 v1 | 2022-10-05 20:47 | Any | RtS | Ex | CZ05 | cDXHP | Cap-Tons | 14.5 | 8000 | None | 573 | 0.128 | 0 | 26.5 | 0.0108 | 0 | [6 empty] | DEER:HVAC_Split-Package_HP | Annual | 20 | [13 empty] | CZ2022 | None
NE-HVAC-airHP-SpltPkg-65to134kBtuh-11p5eer-3p50cop | DEER2023 | D23 v1 | 2022-10-05 20:47 | Any | RtS | Ex | CZ06 | cDXHP | Cap-Tons | 16.1 | 8000 | None | 566 | 0.142 | 0 | 41 | 0.0199 | 0 | [6 empty] | DEER:HVAC_Split-Package_HP | Annual | 20 | [13 empty] | CZ2022 | None
NE-HVAC-airHP-SpltPkg-65to134kBtuh-11p5eer-3p50cop | DEER2023 | D23 v1 | 2022-10-05 20:47 | Any | RtS | Ex | CZ07 | cDXHP | Cap-Tons | 15.5 | 8000 | None | 579 | 0.128 | 0 | 35.7 | 0.0174 | 0 | [6 empty] | DEER:HVAC_Split-Package_HP | Annual | 20 | [13 empty] | CZ2022 | None
NE-HVAC-airHP-SpltPkg-65to134kBtuh-11p5eer-3p50cop | DEER2023 | D23 v1 | 2022-10-05 20:47 | Any | RtS | Ex | CZ08 | cDXHP | Cap-Tons | 18.1 | 8000 | None | 604 | 0.145 | 0 | 48.2 | 0.0222 | 0 | [6 empty] | DEER:HVAC_Split-Package_HP | Annual | 20 | [13 empty] | CZ2022 | None
NE-HVAC-airHP-SpltPkg-65to134kBtuh-11p5eer-3p50cop | DEER2023 | D23 v1 | 2022-10-05 20:47 | Any | RtS | Ex | CZ09 | cDXHP | Cap-Tons | 22.4 | 8000 | None | 601 | 0.164 | 0 | 38.1 | 0.0208 | 0 | [6 empty] | DEER:HVAC_Split-Package_HP | Annual | 20 | [13 empty] | CZ2022 | None
NE-HVAC-airHP-SpltPkg-65to134kBtuh-11p5eer-3p50cop | DEER2023 | D23 v1 | 2022-10-05 20:47 | Any | RtS | Ex | CZ10 | cDXHP | Cap-Tons | 19.9 | 8000 | None | 627 | 0.158 | 0 | 47.7 | 0.0261 | 0 | [6 empty] | DEER:HVAC_Split-Package_HP | Annual | 20 | [13 empty] | CZ2022 | None
NE-HVAC-airHP-SpltPkg-65to134kBtuh-11p5eer-3p50cop | DEER2023 | D23 v1 | 2022-10-05 20:47 | Any | RtS | Ex | CZ11 | cDXHP | Cap-Tons | 21.5 | 8000 | None | 615 | 0.165 | 0 | 49.1 | 0.0324 | 0 | [6 empty] | DEER:HVAC_Split-Package_HP | Annual | 20 | [13 empty] | CZ2022 | None
NE-HVAC-airHP-SpltPkg-65to134kBtuh-11p5eer-3p50cop | DEER2023 | D23 v1 | 2022-10-05 20:47 | Any | RtS | Ex | CZ12 | cDXHP | Cap-Tons | 19.3 | 8000 | None | 634 | 0.165 | 0 | 43.1 | 0.031 | 0 | [6 empty] | DEER:HVAC_Split-Package_HP | Annual | 20 | [13 empty] | CZ2022 | None
NE-HVAC-airHP-SpltPkg-65to134kBtuh-11p5eer-3p50cop | DEER2023 | D23 v1 | 2022-10-05 20:47 | Any | RtS | Ex | CZ13 | cDXHP | Cap-Tons | 21.9 | 8000 | None | 632 | 0.164 | 0 | 51.7 | 0.0321 | 0 | [6 empty] | DEER:HVAC_Split-Package_HP | Annual | 20 | [13 empty] | CZ2022 | None
NE-HVAC-airHP-SpltPkg-65to134kBtuh-11p5eer-3p50cop | DEER2023 | D23 v1 | 2022-10-05 20:47 | Any | RtS | Ex | CZ14 | cDXHP | Cap-Tons | 21.8 | 8000 | None | 604 | 0.167 | 0 | 45.9 | 0.0282 | 0 | [6 empty] | DEER:HVAC_Split-Package_HP | Annual | 20 | [13 empty] | CZ2022 | None
NE-HVAC-airHP-SpltPkg-65to134kBtuh-11p5eer-3p50cop | DEER2023 | D23 v1 | 2022-10-05 20:47 | Any | RtS | Ex | CZ15 | cDXHP | Cap-Tons | 28.4 | 8000 | None | 660 | 0.187 | 0 | 62.6 | 0.0341 | 0 | [6 empty] | DEER:HVAC_Split-Package_HP | Annual | 20 | [13 empty] | CZ2022 | None
NE-HVAC-airHP-SpltPkg-65to134kBtuh-11p5eer-3p50cop | DEER2023 | D23 v1 | 2022-10-05 20:47 | Any | RtS | Ex | CZ16 | cDXHP | Cap-Tons | 15.9 | 8000 | None | 736 | 0.126 | 0 | 43.6 | 0.0177 | 0 | [6 empty] | DEER:HVAC_Split-Package_HP | Annual | 20 | [13 empty] | CZ2022 | None
NE-HVAC-airHP-SpltPkg-65to134kBtuh-11p5eer-3p50cop | DEER2023 | D23 v1 | 2022-10-05 20:47 | Any | RtS | Old | CZ01 | cDXHP | Cap-Tons | 16.5 | 8000 | None | 738 | 0.164 | 0 | 22.5 | 0.00803 | 0 | [6 empty] | DEER:HVAC_Split-Package_HP | Annual | 20 | [13 empty] | CZ2022 | None
NE-HVAC-airHP-SpltPkg-65to134kBtuh-11p5eer-3p50cop | DEER2023 | D23 v1 | 2022-10-05 20:47 | Any | RtS | Old | CZ02 | cDXHP | Cap-Tons | 18.5 | 8000 | None | 741 | 0.176 | 0 | 38.9 | 0.0246 | 0 | [6 empty] | DEER:HVAC_Split-Package_HP | Annual | 20 | [13 empty] | CZ2022 | None
NE-HVAC-airHP-SpltPkg-65to134kBtuh-11p5eer-3p50cop | DEER2023 | D23 v1 | 2022-10-05 20:47 | Any | RtS | Old | CZ03 | cDXHP | Cap-Tons | 17.5 | 8000 | None | 732 | 0.161 | 0 | 25 | 0.0172 | 0 | [6 empty] | DEER:HVAC_Split-Package_HP | Annual | 20 | [13 empty] | CZ2022 | None
NE-HVAC-airHP-SpltPkg-65to134kBtuh-11p5eer-3p50cop | DEER2023 | D23 v1 | 2022-10-05 20:47 | Any | RtS | Old | CZ04 | cDXHP | Cap-Tons | 18.9 | 8000 | None | 742 | 0.18 | 0 | 41.8 | 0.0275 | 0 | [6 empty] | DEER:HVAC_Split-Package_HP | Annual | 20 | [13 empty] | CZ2022 | None
NE-HVAC-airHP-SpltPkg-65to134kBtuh-11p5eer-3p50cop | DEER2023 | D23 v1 | 2022-10-05 20:47 | Any | RtS | Old | CZ05 | cDXHP | Cap-Tons | 17 | 8000 | None | 726 | 0.162 | 0 | 27.4 | 0.0114 | 0 | [6 empty] | DEER:HVAC_Split-Package_HP | Annual | 20 | [13 empty] | CZ2022 | None
NE-HVAC-airHP-SpltPkg-65to134kBtuh-11p5eer-3p50cop | DEER2023 | D23 v1 | 2022-10-05 20:47 | Any | RtS | Old | CZ06 | cDXHP | Cap-Tons | 18.9 | 8000 | None | 731 | 0.175 | 0 | 42.1 | 0.0199 | 0 | [6 empty] | DEER:HVAC_Split-Package_HP | Annual | 20 | [13 empty] | CZ2022 | None
NE-HVAC-airHP-SpltPkg-65to134kBtuh-11p5eer-3p50cop | DEER2023 | D23 v1 | 2022-10-05 20:47 | Any | RtS | Old | CZ07 | cDXHP | Cap-Tons | 18.3 | 8000 | None | 744 | 0.159 | 0 | 36.3 | 0.0173 | 0 | [6 empty] | DEER:HVAC_Split-Package_HP | Annual | 20 | [13 empty] | CZ2022 | None
NE-HVAC-airHP-SpltPkg-65to134kBtuh-11p5eer-3p50cop | DEER2023 | D23 v1 | 2022-10-05 20:47 | Any | RtS | Old | CZ08 | cDXHP | Cap-Tons | 20 | 8000 | None | 765 | 0.176 | 0 | 51.2 | 0.023 | 0 | [6 empty] | DEER:HVAC_Split-Package_HP | Annual | 20 | [13 empty] | CZ2022 | None
NE-HVAC-airHP-SpltPkg-65to134kBtuh-11p5eer-3p50cop | DEER2023 | D23 v1 | 2022-10-05 20:47 | Any | RtS | Old | CZ09 | cDXHP | Cap-Tons | 25.1 | 8000 | None | 757 | 0.198 | 0 | 40.6 | 0.0217 | 0 | [6 empty] | DEER:HVAC_Split-Package_HP | Annual | 20 | [13 empty] | CZ2022 | None
NE-HVAC-airHP-SpltPkg-65to134kBtuh-11p5eer-3p50cop | DEER2023 | D23 v1 | 2022-10-05 20:47 | Any | RtS | Old | CZ10 | cDXHP | Cap-Tons | 23.5 | 8000 | None | 766 | 0.189 | 0 | 49.9 | 0.0265 | 0 | [6 empty] | DEER:HVAC_Split-Package_HP | Annual | 20 | [13 empty] | CZ2022 | None
NE-HVAC-airHP-SpltPkg-65to134kBtuh-11p5eer-3p50cop | DEER2023 | D23 v1 | 2022-10-05 20:47 | Any | RtS | Old | CZ11 | cDXHP | Cap-Tons | 25.1 | 8000 | None | 745 | 0.195 | 0 | 51.6 | 0.0336 | 0 | [6 empty] | DEER:HVAC_Split-Package_HP | Annual | 20 | [13 empty] | CZ2022 | None
NE-HVAC-airHP-SpltPkg-65to134kBtuh-11p5eer-3p50cop | DEER2023 | D23 v1 | 2022-10-05 20:47 | Any | RtS | Old | CZ12 | cDXHP | Cap-Tons | 22.3 | 8000 | None | 760 | 0.194 | 0 | 44.9 | 0.0319 | 0 | [6 empty] | DEER:HVAC_Split-Package_HP | Annual | 20 | [13 empty] | CZ2022 | None
NE-HVAC-airHP-SpltPkg-65to134kBtuh-11p5eer-3p50cop | DEER2023 | D23 v1 | 2022-10-05 20:47 | Any | RtS | Old | CZ13 | cDXHP | Cap-Tons | 25.4 | 8000 | None | 776 | 0.198 | 0 | 54 | 0.0331 | 0 | [6 empty] | DEER:HVAC_Split-Package_HP | Annual | 20 | [13 empty] | CZ2022 | None
NE-HVAC-airHP-SpltPkg-65to134kBtuh-11p5eer-3p50cop | DEER2023 | D23 v1 | 2022-10-05 20:47 | Any | RtS | Old | CZ14 | cDXHP | Cap-Tons | 25.3 | 8000 | None | 738 | 0.198 | 0 | 48.3 | 0.0293 | 0 | [6 empty] | DEER:HVAC_Split-Package_HP | Annual | 20 | [13 empty] | CZ2022 | None
NE-HVAC-airHP-SpltPkg-65to134kBtuh-11p5eer-3p50cop | DEER2023 | D23 v1 | 2022-10-05 20:47 | Any | RtS | Old | CZ15 | cDXHP | Cap-Tons | 32.3 | 8000 | None | 806 | 0.222 | 0 | 66.3 | 0.0353 | 0 | [6 empty] | DEER:HVAC_Split-Package_HP | Annual | 20 | [13 empty] | CZ2022 | None
NE-HVAC-airHP-SpltPkg-65to134kBtuh-11p5eer-3p50cop | DEER2023 | D23 v1 | 2022-10-05 20:47 | Any | RtS | Old | CZ16 | cDXHP | Cap-Tons | 19.7 | 8000 | None | 856 | 0.157 | 0 | 43.4 | 0.0181 | 0 | [6 empty] | DEER:HVAC_Split-Package_HP | Annual | 20 | [13 empty] | CZ2022 | None
NE-HVAC-airHP-SpltPkg-65to134kBtuh-11p5eer-3p50cop | DEER2023 | D23 v1 | 2022-10-05 20:47 | Any | RtS | Rec | CZ01 | cDXHP | Cap-Tons | 12.5 | 8000 | None | 135 | 0.0155 | 0 | 26 | 0.0069 | 0 | [6 empty] | DEER:HVAC_Split-Package_HP | Annual | 20 | [13 empty] | CZ2022 | None
NE-HVAC-airHP-SpltPkg-65to134kBtuh-11p5eer-3p50cop | DEER2023 | D23 v1 | 2022-10-05 20:47 | Any | RtS | Rec | CZ02 | cDXHP | Cap-Tons | 14.8 | 8000 | None | 114 | 0.0467 | 0 | 36.2 | 0.023 | 0 | [6 empty] | DEER:HVAC_Split-Package_HP | Annual | 20 | [13 empty] | CZ2022 | None
NE-HVAC-airHP-SpltPkg-65to134kBtuh-11p5eer-3p50cop | DEER2023 | D23 v1 | 2022-10-05 20:47 | Any | RtS | Rec | CZ03 | cDXHP | Cap-Tons | 13.5 | 8000 | None | 82.8 | 0.0314 | 0 | 23.9 | 0.016 | 0 | [6 empty] | DEER:HVAC_Split-Package_HP | Annual | 20 | [13 empty] | CZ2022 | None
NE-HVAC-airHP-SpltPkg-65to134kBtuh-11p5eer-3p50cop | DEER2023 | D23 v1 | 2022-10-05 20:47 | Any | RtS | Rec | CZ04 | cDXHP | Cap-Tons | 15 | 8000 | None | 104 | 0.0487 | 0 | 38.9 | 0.0263 | 0 | [6 empty] | DEER:HVAC_Split-Package_HP | Annual | 20 | [13 empty] | CZ2022 | None
NE-HVAC-airHP-SpltPkg-65to134kBtuh-11p5eer-3p50cop | DEER2023 | D23 v1 | 2022-10-05 20:47 | Any | RtS | Rec | CZ05 | cDXHP | Cap-Tons | 13.3 | 8000 | None | 78.8 | 0.0222 | 0 | 25.3 | 0.0103 | 0 | [6 empty] | DEER:HVAC_Split-Package_HP | Annual | 20 | [13 empty] | CZ2022 | None
NE-HVAC-airHP-SpltPkg-65to134kBtuh-11p5eer-3p50cop | DEER2023 | D23 v1 | 2022-10-05 20:47 | Any | RtS | Rec | CZ06 | cDXHP | Cap-Tons | 14.5 | 8000 | None | 87 | 0.0381 | 0 | 40 | 0.02 | 0 | [6 empty] | DEER:HVAC_Split-Package_HP | Annual | 20 | [13 empty] | CZ2022 | None
NE-HVAC-airHP-SpltPkg-65to134kBtuh-11p5eer-3p50cop | DEER2023 | D23 v1 | 2022-10-05 20:47 | Any | RtS | Rec | CZ07 | cDXHP | Cap-Tons | 14.2 | 8000 | None | 73.8 | 0.0308 | 0 | 34.3 | 0.0174 | 0 | [6 empty] | DEER:HVAC_Split-Package_HP | Annual | 20 | [13 empty] | CZ2022 | None
NE-HVAC-airHP-SpltPkg-65to134kBtuh-11p5eer-3p50cop | DEER2023 | D23 v1 | 2022-10-05 20:47 | Any | RtS | Rec | CZ08 | cDXHP | Cap-Tons | 16.5 | 8000 | None | 106 | 0.0436 | 0 | 46.9 | 0.022 | 0 | [6 empty] | DEER:HVAC_Split-Package_HP | Annual | 20 | [13 empty] | CZ2022 | None
NE-HVAC-airHP-SpltPkg-65to134kBtuh-11p5eer-3p50cop | DEER2023 | D23 v1 | 2022-10-05 20:47 | Any | RtS | Rec | CZ09 | cDXHP | Cap-Tons | 20.5 | 8000 | None | 104 | 0.05 | 0 | 36.9 | 0.0205 | 0 | [6 empty] | DEER:HVAC_Split-Package_HP | Annual | 20 | [13 empty] | CZ2022 | None
NE-HVAC-airHP-SpltPkg-65to134kBtuh-11p5eer-3p50cop | DEER2023 | D23 v1 | 2022-10-05 20:47 | Any | RtS | Rec | CZ10 | cDXHP | Cap-Tons | 18.9 | 8000 | None | 119 | 0.0484 | 0 | 46.3 | 0.0255 | 0 | [6 empty] | DEER:HVAC_Split-Package_HP | Annual | 20 | [13 empty] | CZ2022 | None
NE-HVAC-airHP-SpltPkg-65to134kBtuh-11p5eer-3p50cop | DEER2023 | D23 v1 | 2022-10-05 20:47 | Any | RtS | Rec | CZ11 | cDXHP | Cap-Tons | 19.8 | 8000 | None | 139 | 0.0593 | 0 | 47.7 | 0.0314 | 0 | [6 empty] | DEER:HVAC_Split-Package_HP | Annual | 20 | [13 empty] | CZ2022 | None
NE-HVAC-airHP-SpltPkg-65to134kBtuh-11p5eer-3p50cop | DEER2023 | D23 v1 | 2022-10-05 20:47 | Any | RtS | Rec | CZ12 | cDXHP | Cap-Tons | 18.1 | 8000 | None | 120 | 0.0545 | 0 | 42.1 | 0.0302 | 0 | [6 empty] | DEER:HVAC_Split-Package_HP | Annual | 20 | [13 empty] | CZ2022 | None
NE-HVAC-airHP-SpltPkg-65to134kBtuh-11p5eer-3p50cop | DEER2023 | D23 v1 | 2022-10-05 20:47 | Any | RtS | Rec | CZ13 | cDXHP | Cap-Tons | 20.4 | 8000 | None | 136 | 0.0555 | 0 | 50.3 | 0.0313 | 0 | [6 empty] | DEER:HVAC_Split-Package_HP | Annual | 20 | [13 empty] | CZ2022 | None
NE-HVAC-airHP-SpltPkg-65to134kBtuh-11p5eer-3p50cop | DEER2023 | D23 v1 | 2022-10-05 20:47 | Any | RtS | Rec | CZ14 | cDXHP | Cap-Tons | 20 | 8000 | None | 133 | 0.0582 | 0 | 44.4 | 0.027 | 0 | [6 empty] | DEER:HVAC_Split-Package_HP | Annual | 20 | [13 empty] | CZ2022 | None
NE-HVAC-airHP-SpltPkg-65to134kBtuh-11p5eer-3p50cop | DEER2023 | D23 v1 | 2022-10-05 20:47 | Any | RtS | Rec | CZ15 | cDXHP | Cap-Tons | 26.4 | 8000 | None | 158 | 0.0649 | 0 | 60.3 | 0.033 | 0 | [6 empty] | DEER:HVAC_Split-Package_HP | Annual | 20 | [13 empty] | CZ2022 | None
NE-HVAC-airHP-SpltPkg-65to134kBtuh-11p5eer-3p50cop | DEER2023 | D23 v1 | 2022-10-05 20:47 | Any | RtS | Rec | CZ16 | cDXHP | Cap-Tons | 14.6 | 8000 | None | 160 | 0.0349 | 0 | 42.6 | 0.0167 | 0 | [6 empty] | DEER:HVAC_Split-Package_HP | Annual | 20 | [13 empty] | CZ2022 | None
NE-HVAC-airHP-SpltPkg-65to134kBtuh-11p5eer-3p50cop | DEER2023 | D23 v1 | 2022-10-05 20:47 | Any | SCn | Ex | CZ01 | cDXHP | Cap-Tons | 364 | 250000 | None | 557 | 0.0286 | 0 | 32 | 0.00037 | 0 | [6 empty] | DEER:HVAC_Split-Package_HP | Annual | 20 | [13 empty] | CZ2022 | None
NE-HVAC-airHP-SpltPkg-65to134kBtuh-11p5eer-3p50cop | DEER2023 | D23 v1 | 2022-10-05 20:47 | Any | SCn | Ex | CZ02 | cDXHP | Cap-Tons | 318 | 250000 | None | 507 | 0.0961 | 0 | 24.8 | 0.0104 | 0 | [6 empty] | DEER:HVAC_Split-Package_HP | Annual | 20 | [13 empty] | CZ2022 | None
NE-HVAC-airHP-SpltPkg-65to134kBtuh-11p5eer-3p50cop | DEER2023 | D23 v1 | 2022-10-05 20:47 | Any | SCn | Ex | CZ03 | cDXHP | Cap-Tons | 364 | 250000 | None | 411 | 0.0571 | 0 | 16.2 | 0.00341 | 0 | [6 empty] | DEER:HVAC_Split-Package_HP | Annual | 20 | [13 empty] | CZ2022 | None
NE-HVAC-airHP-SpltPkg-65to134kBtuh-11p5eer-3p50cop | DEER2023 | D23 v1 | 2022-10-05 20:47 | Any | SCn | Ex | CZ04 | cDXHP | Cap-Tons | 319 | 250000 | None | 481 | 0.102 | 0 | 23 | 0.0118 | 0 | [6 empty] | DEER:HVAC_Split-Package_HP | Annual | 20 | [13 empty] | CZ2022 | None
NE-HVAC-airHP-SpltPkg-65to134kBtuh-11p5eer-3p50cop | DEER2023 | D23 v1 | 2022-10-05 20:47 | Any | SCn | Ex | CZ05 | cDXHP | Cap-Tons | 359 | 250000 | None | 435 | 0.0542 | 0 | 15.6 | 0.00144 | 0 | [6 empty] | DEER:HVAC_Split-Package_HP | Annual | 20 | [13 empty] | CZ2022 | None
NE-HVAC-airHP-SpltPkg-65to134kBtuh-11p5eer-3p50cop | DEER2023 | D23 v1 | 2022-10-05 20:47 | Any | SCn | Ex | CZ06 | cDXHP | Cap-Tons | 350 | 250000 | None | 414 | 0.0747 | 0 | 15.3 | 0.00653 | 0 | [6 empty] | DEER:HVAC_Split-Package_HP | Annual | 20 | [13 empty] | CZ2022 | None
NE-HVAC-airHP-SpltPkg-65to134kBtuh-11p5eer-3p50cop | DEER2023 | D23 v1 | 2022-10-05 20:47 | Any | SCn | Ex | CZ07 | cDXHP | Cap-Tons | 335 | 250000 | None | 408 | 0.0643 | 0 | 12.8 | 0.00474 | 0 | [6 empty] | DEER:HVAC_Split-Package_HP | Annual | 20 | [13 empty] | CZ2022 | None
NE-HVAC-airHP-SpltPkg-65to134kBtuh-11p5eer-3p50cop | DEER2023 | D23 v1 | 2022-10-05 20:47 | Any | SCn | Ex | CZ08 | cDXHP | Cap-Tons | 318 | 250000 | None | 466 | 0.095 | 0 | 26.1 | 0.0115 | 0 | [6 empty] | DEER:HVAC_Split-Package_HP | Annual | 20 | [13 empty] | CZ2022 | None
NE-HVAC-airHP-SpltPkg-65to134kBtuh-11p5eer-3p50cop | DEER2023 | D23 v1 | 2022-10-05 20:47 | Any | SCn | Ex | CZ09 | cDXHP | Cap-Tons | 391 | 250000 | None | 474 | 0.102 | 0 | 22 | 0.011 | 0 | [6 empty] | DEER:HVAC_Split-Package_HP | Annual | 20 | [13 empty] | CZ2022 | None
NE-HVAC-airHP-SpltPkg-65to134kBtuh-11p5eer-3p50cop | DEER2023 | D23 v1 | 2022-10-05 20:47 | Any | SCn | Ex | CZ10 | cDXHP | Cap-Tons | 329 | 250000 | None | 498 | 0.105 | 0 | 30 | 0.0139 | 0 | [6 empty] | DEER:HVAC_Split-Package_HP | Annual | 20 | [13 empty] | CZ2022 | None
NE-HVAC-airHP-SpltPkg-65to134kBtuh-11p5eer-3p50cop | DEER2023 | D23 v1 | 2022-10-05 20:47 | Any | SCn | Ex | CZ11 | cDXHP | Cap-Tons | 367 | 250000 | None | 565 | 0.11 | 0 | 38.2 | 0.0188 | 0 | [6 empty] | DEER:HVAC_Split-Package_HP | Annual | 20 | [13 empty] | CZ2022 | None
NE-HVAC-airHP-SpltPkg-65to134kBtuh-11p5eer-3p50cop | DEER2023 | D23 v1 | 2022-10-05 20:47 | Any | SCn | Ex | CZ12 | cDXHP | Cap-Tons | 331 | 250000 | None | 534 | 0.108 | 0 | 30.6 | 0.0174 | 0 | [6 empty] | DEER:HVAC_Split-Package_HP | Annual | 20 | [13 empty] | CZ2022 | None
NE-HVAC-airHP-SpltPkg-65to134kBtuh-11p5eer-3p50cop | DEER2023 | D23 v1 | 2022-10-05 20:47 | Any | SCn | Ex | CZ13 | cDXHP | Cap-Tons | 377 | 250000 | None | 573 | 0.117 | 0 | 38.3 | 0.0176 | 0 | [6 empty] | DEER:HVAC_Split-Package_HP | Annual | 20 | [13 empty] | CZ2022 | None
NE-HVAC-airHP-SpltPkg-65to134kBtuh-11p5eer-3p50cop | DEER2023 | D23 v1 | 2022-10-05 20:47 | Any | SCn | Ex | CZ14 | cDXHP | Cap-Tons | 367 | 250000 | None | 542 | 0.112 | 0 | 37.6 | 0.0165 | 0 | [6 empty] | DEER:HVAC_Split-Package_HP | Annual | 20 | [13 empty] | CZ2022 | None
NE-HVAC-airHP-SpltPkg-65to134kBtuh-11p5eer-3p50cop | DEER2023 | D23 v1 | 2022-10-05 20:47 | Any | SCn | Ex | CZ15 | cDXHP | Cap-Tons | 510 | 250000 | None | 560 | 0.126 | 0 | 43.1 | 0.0194 | 0 | [6 empty] | DEER:HVAC_Split-Package_HP | Annual | 20 | [13 empty] | CZ2022 | None
NE-HVAC-airHP-SpltPkg-65to134kBtuh-11p5eer-3p50cop | DEER2023 | D23 v1 | 2022-10-05 20:47 | Any | SCn | Ex | CZ16 | cDXHP | Cap-Tons | 400 | 250000 | None | 601 | 0.0666 | 0 | 36.1 | 0.00561 | 0 | [6 empty] | DEER:HVAC_Split-Package_HP | Annual | 20 | [13 empty] | CZ2022 | None
NE-HVAC-airHP-SpltPkg-65to134kBtuh-11p5eer-3p50cop | DEER2023 | D23 v1 | 2022-10-05 20:47 | Any | SCn | Old | CZ01 | cDXHP | Cap-Tons | 369 | 250000 | None | 632 | 0.0552 | 0 | 32.3 | 0.00039 | 0 | [6 empty] | DEER:HVAC_Split-Package_HP | Annual | 20 | [13 empty] | CZ2022 | None
NE-HVAC-airHP-SpltPkg-65to134kBtuh-11p5eer-3p50cop | DEER2023 | D23 v1 | 2022-10-05 20:47 | Any | SCn | Old | CZ02 | cDXHP | Cap-Tons | 330 | 250000 | None | 598 | 0.116 | 0 | 25.4 | 0.0106 | 0 | [6 empty] | DEER:HVAC_Split-Package_HP | Annual | 20 | [13 empty] | CZ2022 | None
NE-HVAC-airHP-SpltPkg-65to134kBtuh-11p5eer-3p50cop | DEER2023 | D23 v1 | 2022-10-05 20:47 | Any | SCn | Old | CZ03 | cDXHP | Cap-Tons | 368 | 250000 | None | 510 | 0.0764 | 0 | 17.1 | 0.00333 | 0 | [6 empty] | DEER:HVAC_Split-Package_HP | Annual | 20 | [13 empty] | CZ2022 | None
NE-HVAC-airHP-SpltPkg-65to134kBtuh-11p5eer-3p50cop | DEER2023 | D23 v1 | 2022-10-05 20:47 | Any | SCn | Old | CZ04 | cDXHP | Cap-Tons | 330 | 250000 | None | 569 | 0.123 | 0 | 23.6 | 0.0119 | 0 | [6 empty] | DEER:HVAC_Split-Package_HP | Annual | 20 | [13 empty] | CZ2022 | None
NE-HVAC-airHP-SpltPkg-65to134kBtuh-11p5eer-3p50cop | DEER2023 | D23 v1 | 2022-10-05 20:47 | Any | SCn | Old | CZ05 | cDXHP | Cap-Tons | 361 | 250000 | None | 506 | 0.0644 | 0 | 15.9 | 0.00155 | 0 | [6 empty] | DEER:HVAC_Split-Package_HP | Annual | 20 | [13 empty] | CZ2022 | None
NE-HVAC-airHP-SpltPkg-65to134kBtuh-11p5eer-3p50cop | DEER2023 | D23 v1 | 2022-10-05 20:47 | Any | SCn | Old | CZ06 | cDXHP | Cap-Tons | 349 | 250000 | None | 493 | 0.0903 | 0 | 15 | 0.00652 | 0 | [6 empty] | DEER:HVAC_Split-Package_HP | Annual | 20 | [13 empty] | CZ2022 | None
NE-HVAC-airHP-SpltPkg-65to134kBtuh-11p5eer-3p50cop | DEER2023 | D23 v1 | 2022-10-05 20:47 | Any | SCn | Old | CZ07 | cDXHP | Cap-Tons | 335 | 250000 | None | 482 | 0.0769 | 0 | 12.5 | 0.00485 | 0 | [6 empty] | DEER:HVAC_Split-Package_HP | Annual | 20 | [13 empty] | CZ2022 | None
NE-HVAC-airHP-SpltPkg-65to134kBtuh-11p5eer-3p50cop | DEER2023 | D23 v1 | 2022-10-05 20:47 | Any | SCn | Old | CZ08 | cDXHP | Cap-Tons | 304 | 250000 | None | 563 | 0.117 | 0 | 26.6 | 0.0118 | 0 | [6 empty] | DEER:HVAC_Split-Package_HP | Annual | 20 | [13 empty] | CZ2022 | None
NE-HVAC-airHP-SpltPkg-65to134kBtuh-11p5eer-3p50cop | DEER2023 | D23 v1 | 2022-10-05 20:47 | Any | SCn | Old | CZ09 | cDXHP | Cap-Tons | 393 | 250000 | None | 560 | 0.123 | 0 | 22.3 | 0.0111 | 0 | [6 empty] | DEER:HVAC_Split-Package_HP | Annual | 20 | [13 empty] | CZ2022 | None
NE-HVAC-airHP-SpltPkg-65to134kBtuh-11p5eer-3p50cop | DEER2023 | D23 v1 | 2022-10-05 20:47 | Any | SCn | Old | CZ10 | cDXHP | Cap-Tons | 365 | 250000 | None | 606 | 0.131 | 0 | 30.1 | 0.0136 | 0 | [6 empty] | DEER:HVAC_Split-Package_HP | Annual | 20 | [13 empty] | CZ2022 | None
NE-HVAC-airHP-SpltPkg-65to134kBtuh-11p5eer-3p50cop | DEER2023 | D23 v1 | 2022-10-05 20:47 | Any | SCn | Old | CZ11 | cDXHP | Cap-Tons | 402 | 250000 | None | 664 | 0.134 | 0 | 38.2 | 0.0187 | 0 | [6 empty] | DEER:HVAC_Split-Package_HP | Annual | 20 | [13 empty] | CZ2022 | None
NE-HVAC-airHP-SpltPkg-65to134kBtuh-11p5eer-3p50cop | DEER2023 | D23 v1 | 2022-10-05 20:47 | Any | SCn | Old | CZ12 | cDXHP | Cap-Tons | 354 | 250000 | None | 635 | 0.132 | 0 | 30.9 | 0.0174 | 0 | [6 empty] | DEER:HVAC_Split-Package_HP | Annual | 20 | [13 empty] | CZ2022 | None
NE-HVAC-airHP-SpltPkg-65to134kBtuh-11p5eer-3p50cop | DEER2023 | D23 v1 | 2022-10-05 20:47 | Any | SCn | Old | CZ13 | cDXHP | Cap-Tons | 409 | 250000 | None | 673 | 0.141 | 0 | 38.2 | 0.0174 | 0 | [6 empty] | DEER:HVAC_Split-Package_HP | Annual | 20 | [13 empty] | CZ2022 | None
NE-HVAC-airHP-SpltPkg-65to134kBtuh-11p5eer-3p50cop | DEER2023 | D23 v1 | 2022-10-05 20:47 | Any | SCn | Old | CZ14 | cDXHP | Cap-Tons | 408 | 250000 | None | 653 | 0.139 | 0 | 37.6 | 0.0162 | 0 | [6 empty] | DEER:HVAC_Split-Package_HP | Annual | 20 | [13 empty] | CZ2022 | None
NE-HVAC-airHP-SpltPkg-65to134kBtuh-11p5eer-3p50cop | DEER2023 | D23 v1 | 2022-10-05 20:47 | Any | SCn | Old | CZ15 | cDXHP | Cap-Tons | 555 | 250000 | None | 691 | 0.156 | 0 | 43.3 | 0.0198 | 0 | [6 empty] | DEER:HVAC_Split-Package_HP | Annual | 20 | [13 empty] | CZ2022 | None
NE-HVAC-airHP-SpltPkg-65to134kBtuh-11p5eer-3p50cop | DEER2023 | D23 v1 | 2022-10-05 20:47 | Any | SCn | Old | CZ16 | cDXHP | Cap-Tons | 424 | 250000 | None | 729 | 0.0831 | 0 | 38.4 | 0.0059 | 0 | [6 empty] | DEER:HVAC_Split-Package_HP | Annual | 20 | [13 empty] | CZ2022 | None
NE-HVAC-airHP-SpltPkg-65to134kBtuh-11p5eer-3p50cop | DEER2023 | D23 v1 | 2022-10-05 20:47 | Any | SCn | Rec | CZ01 | cDXHP | Cap-Tons | 348 | 250000 | None | 117 | 0.00691 | 0 | 27.6 | 0.00037 | 0 | [6 empty] | DEER:HVAC_Split-Package_HP | Annual | 20 | [13 empty] | CZ2022 | None
NE-HVAC-airHP-SpltPkg-65to134kBtuh-11p5eer-3p50cop | DEER2023 | D23 v1 | 2022-10-05 20:47 | Any | SCn | Rec | CZ02 | cDXHP | Cap-Tons | 289 | 250000 | None | 109 | 0.0263 | 0 | 23.7 | 0.0104 | 0 | [6 empty] | DEER:HVAC_Split-Package_HP | Annual | 20 | [13 empty] | CZ2022 | None
NE-HVAC-airHP-SpltPkg-65to134kBtuh-11p5eer-3p50cop | DEER2023 | D23 v1 | 2022-10-05 20:47 | Any | SCn | Rec | CZ03 | cDXHP | Cap-Tons | 359 | 250000 | None | 72.2 | 0.011 | 0 | 14.9 | 0.00271 | 0 | [6 empty] | DEER:HVAC_Split-Package_HP | Annual | 20 | [13 empty] | CZ2022 | None
NE-HVAC-airHP-SpltPkg-65to134kBtuh-11p5eer-3p50cop | DEER2023 | D23 v1 | 2022-10-05 20:47 | Any | SCn | Rec | CZ04 | cDXHP | Cap-Tons | 290 | 250000 | None | 102 | 0.0285 | 0 | 21.8 | 0.0118 | 0 | [6 empty] | DEER:HVAC_Split-Package_HP | Annual | 20 | [13 empty] | CZ2022 | None
NE-HVAC-airHP-SpltPkg-65to134kBtuh-11p5eer-3p50cop | DEER2023 | D23 v1 | 2022-10-05 20:47 | Any | SCn | Rec | CZ05 | cDXHP | Cap-Tons | 352 | 250000 | None | 81.6 | 0.00918 | 0 | 13.3 | 0.00127 | 0 | [6 empty] | DEER:HVAC_Split-Package_HP | Annual | 20 | [13 empty] | CZ2022 | None
NE-HVAC-airHP-SpltPkg-65to134kBtuh-11p5eer-3p50cop | DEER2023 | D23 v1 | 2022-10-05 20:47 | Any | SCn | Rec | CZ06 | cDXHP | Cap-Tons | 343 | 250000 | None | 68.2 | 0.0151 | 0 | 13.3 | 0.00611 | 0 | [6 empty] | DEER:HVAC_Split-Package_HP | Annual | 20 | [13 empty] | CZ2022 | None
NE-HVAC-airHP-SpltPkg-65to134kBtuh-11p5eer-3p50cop | DEER2023 | D23 v1 | 2022-10-05 20:47 | Any | SCn | Rec | CZ07 | cDXHP | Cap-Tons | 329 | 250000 | None | 65.3 | 0.0116 | 0 | 11.2 | 0.00454 | 0 | [6 empty] | DEER:HVAC_Split-Package_HP | Annual | 20 | [13 empty] | CZ2022 | None
NE-HVAC-airHP-SpltPkg-65to134kBtuh-11p5eer-3p50cop | DEER2023 | D23 v1 | 2022-10-05 20:47 | Any | SCn | Rec | CZ08 | cDXHP | Cap-Tons | 271 | 250000 | None | 91.5 | 0.0263 | 0 | 26.1 | 0.0119 | 0 | [6 empty] | DEER:HVAC_Split-Package_HP | Annual | 20 | [13 empty] | CZ2022 | None
NE-HVAC-airHP-SpltPkg-65to134kBtuh-11p5eer-3p50cop | DEER2023 | D23 v1 | 2022-10-05 20:47 | Any | SCn | Rec | CZ09 | cDXHP | Cap-Tons | 318 | 250000 | None | 92.8 | 0.0297 | 0 | 21.6 | 0.0115 | 0 | [6 empty] | DEER:HVAC_Split-Package_HP | Annual | 20 | [13 empty] | CZ2022 | None
NE-HVAC-airHP-SpltPkg-65to134kBtuh-11p5eer-3p50cop | DEER2023 | D23 v1 | 2022-10-05 20:47 | Any | SCn | Rec | CZ10 | cDXHP | Cap-Tons | 293 | 250000 | None | 108 | 0.0303 | 0 | 29.8 | 0.0142 | 0 | [6 empty] | DEER:HVAC_Split-Package_HP | Annual | 20 | [13 empty] | CZ2022 | None
NE-HVAC-airHP-SpltPkg-65to134kBtuh-11p5eer-3p50cop | DEER2023 | D23 v1 | 2022-10-05 20:47 | Any | SCn | Rec | CZ11 | cDXHP | Cap-Tons | 300 | 250000 | None | 138 | 0.0352 | 0 | 37.9 | 0.019 | 0 | [6 empty] | DEER:HVAC_Split-Package_HP | Annual | 20 | [13 empty] | CZ2022 | None
NE-HVAC-airHP-SpltPkg-65to134kBtuh-11p5eer-3p50cop | DEER2023 | D23 v1 | 2022-10-05 20:47 | Any | SCn | Rec | CZ12 | cDXHP | Cap-Tons | 292 | 250000 | None | 121 | 0.033 | 0 | 29.5 | 0.0173 | 0 | [6 empty] | DEER:HVAC_Split-Package_HP | Annual | 20 | [13 empty] | CZ2022 | None
NE-HVAC-airHP-SpltPkg-65to134kBtuh-11p5eer-3p50cop | DEER2023 | D23 v1 | 2022-10-05 20:47 | Any | SCn | Rec | CZ13 | cDXHP | Cap-Tons | 312 | 250000 | None | 126 | 0.0338 | 0 | 38.4 | 0.0182 | 0 | [6 empty] | DEER:HVAC_Split-Package_HP | Annual | 20 | [13 empty] | CZ2022 | None
NE-HVAC-airHP-SpltPkg-65to134kBtuh-11p5eer-3p50cop | DEER2023 | D23 v1 | 2022-10-05 20:47 | Any | SCn | Rec | CZ14 | cDXHP | Cap-Tons | 299 | 250000 | None | 140 | 0.0346 | 0 | 38.1 | 0.0171 | 0 | [6 empty] | DEER:HVAC_Split-Package_HP | Annual | 20 | [13 empty] | CZ2022 | None
NE-HVAC-airHP-SpltPkg-65to134kBtuh-11p5eer-3p50cop | DEER2023 | D23 v1 | 2022-10-05 20:47 | Any | SCn | Rec | CZ15 | cDXHP | Cap-Tons | 429 | 250000 | None | 137 | 0.0391 | 0 | 43.8 | 0.0195 | 0 | [6 empty] | DEER:HVAC_Split-Package_HP | Annual | 20 | [13 empty] | CZ2022 | None
NE-HVAC-airHP-SpltPkg-65to134kBtuh-11p5eer-3p50cop | DEER2023 | D23 v1 | 2022-10-05 20:47 | Any | SCn | Rec | CZ16 | cDXHP | Cap-Tons | 364 | 250000 | None | 141 | 0.0152 | 0 | 32 | 0.00513 | 0 | [6 empty] | DEER:HVAC_Split-Package_HP | Annual | 20 | [13 empty] | CZ2022 | None
NE-HVAC-airHP-SpltPkg-65to134kBtuh-11p5eer-3p50cop-wPreEcono | DEER2023 | D23 v1 | 2022-10-05 23:19 | Any | Asm | New | CZ01 | cDXHP | Cap-Tons | 285 | 100000 | None | 75.3 | 0.0114 | 0 | 37.5 | 0.00783 | 0 | [6 empty] | DEER:HVAC_Split-Package_HP | Annual | 20 | [13 empty] | CZ2022 | None
NE-HVAC-airHP-SpltPkg-65to134kBtuh-11p5eer-3p50cop-wPreEcono | DEER2023 | D23 v1 | 2022-10-05 23:19 | Any | Asm | New | CZ02 | cDXHP | Cap-Tons | 286 | 100000 | None | 70.7 | 0.0356 | 0 | 43.8 | 0.0251 | 0 | [6 empty] | DEER:HVAC_Split-Package_HP | Annual | 20 | [13 empty] | CZ2022 | None
NE-HVAC-airHP-SpltPkg-65to134kBtuh-11p5eer-3p50cop-wPreEcono | DEER2023 | D23 v1 | 2022-10-05 23:19 | Any | Asm | New | CZ03 | cDXHP | Cap-Tons | 304 | 100000 | None | 51.5 | 0.0225 | 0 | 28.7 | 0.0158 | 0 | [6 empty] | DEER:HVAC_Split-Package_HP | Annual | 20 | [13 empty] | CZ2022 | None
NE-HVAC-airHP-SpltPkg-65to134kBtuh-11p5eer-3p50cop-wPreEcono | DEER2023 | D23 v1 | 2022-10-05 23:19 | Any | Asm | New | CZ04 | cDXHP | Cap-Tons | 285 | 100000 | None | 70.9 | 0.0423 | 0 | 46 | 0.0298 | 0 | [6 empty] | DEER:HVAC_Split-Package_HP | Annual | 20 | [13 empty] | CZ2022 | None
NE-HVAC-airHP-SpltPkg-65to134kBtuh-11p5eer-3p50cop-wPreEcono | DEER2023 | D23 v1 | 2022-10-05 23:19 | Any | Asm | New | CZ05 | cDXHP | Cap-Tons | 295 | 100000 | None | 53 | 0.0151 | 0 | 30.5 | 0.0106 | 0 | [6 empty] | DEER:HVAC_Split-Package_HP | Annual | 20 | [13 empty] | CZ2022 | None
NE-HVAC-airHP-SpltPkg-65to134kBtuh-11p5eer-3p50cop-wPreEcono | DEER2023 | D23 v1 | 2022-10-05 23:19 | Any | Asm | New | CZ06 | cDXHP | Cap-Tons | 327 | 100000 | None | 57.4 | 0.0274 | 0 | 37.5 | 0.0193 | 0 | [6 empty] | DEER:HVAC_Split-Package_HP | Annual | 20 | [13 empty] | CZ2022 | None
NE-HVAC-airHP-SpltPkg-65to134kBtuh-11p5eer-3p50cop-wPreEcono | DEER2023 | D23 v1 | 2022-10-05 23:19 | Any | Asm | New | CZ07 | cDXHP | Cap-Tons | 317 | 100000 | None | 49.2 | 0.0232 | 0 | 31.8 | 0.0163 | 0 | [6 empty] | DEER:HVAC_Split-Package_HP | Annual | 20 | [13 empty] | CZ2022 | None
NE-HVAC-airHP-SpltPkg-65to134kBtuh-11p5eer-3p50cop-wPreEcono | DEER2023 | D23 v1 | 2022-10-05 23:19 | Any | Asm | New | CZ08 | cDXHP | Cap-Tons | 320 | 100000 | None | 73 | 0.0321 | 0 | 49 | 0.0226 | 0 | [6 empty] | DEER:HVAC_Split-Package_HP | Annual | 20 | [13 empty] | CZ2022 | None
NE-HVAC-airHP-SpltPkg-65to134kBtuh-11p5eer-3p50cop-wPreEcono | DEER2023 | D23 v1 | 2022-10-05 23:19 | Any | Asm | New | CZ09 | cDXHP | Cap-Tons | 415 | 100000 | None | 56.6 | 0.0292 | 0 | 37.9 | 0.0206 | 0 | [6 empty] | DEER:HVAC_Split-Package_HP | Annual | 20 | [13 empty] | CZ2022 | None
NE-HVAC-airHP-SpltPkg-65to134kBtuh-11p5eer-3p50cop-wPreEcono | DEER2023 | D23 v1 | 2022-10-05 23:19 | Any | Asm | New | CZ10 | cDXHP | Cap-Tons | 374 | 100000 | None | 73.2 | 0.0382 | 0 | 48.9 | 0.0268 | 0 | [6 empty] | DEER:HVAC_Split-Package_HP | Annual | 20 | [13 empty] | CZ2022 | None
NE-HVAC-airHP-SpltPkg-65to134kBtuh-11p5eer-3p50cop-wPreEcono | DEER2023 | D23 v1 | 2022-10-05 23:19 | Any | Asm | New | CZ11 | cDXHP | Cap-Tons | 400 | 100000 | None | 76 | 0.0442 | 0 | 49.3 | 0.0311 | 0 | [6 empty] | DEER:HVAC_Split-Package_HP | Annual | 20 | [13 empty] | CZ2022 | None
NE-HVAC-airHP-SpltPkg-65to134kBtuh-11p5eer-3p50cop-wPreEcono | DEER2023 | D23 v1 | 2022-10-05 23:19 | Any | Asm | New | CZ12 | cDXHP | Cap-Tons | 361 | 100000 | None | 72.6 | 0.0461 | 0 | 46.1 | 0.0324 | 0 | [6 empty] | DEER:HVAC_Split-Package_HP | Annual | 20 | [13 empty] | CZ2022 | None
NE-HVAC-airHP-SpltPkg-65to134kBtuh-11p5eer-3p50cop-wPreEcono | DEER2023 | D23 v1 | 2022-10-05 23:19 | Any | Asm | New | CZ13 | cDXHP | Cap-Tons | 408 | 100000 | None | 78.8 | 0.0465 | 0 | 52 | 0.0327 | 0 | [6 empty] | DEER:HVAC_Split-Package_HP | Annual | 20 | [13 empty] | CZ2022 | None
NE-HVAC-airHP-SpltPkg-65to134kBtuh-11p5eer-3p50cop-wPreEcono | DEER2023 | D23 v1 | 2022-10-05 23:19 | Any | Asm | New | CZ14 | cDXHP | Cap-Tons | 409 | 100000 | None | 69.7 | 0.0373 | 0 | 45.6 | 0.0262 | 0 | [6 empty] | DEER:HVAC_Split-Package_HP | Annual | 20 | [13 empty] | CZ2022 | None
NE-HVAC-airHP-SpltPkg-65to134kBtuh-11p5eer-3p50cop-wPreEcono | DEER2023 | D23 v1 | 2022-10-05 23:19 | Any | Asm | New | CZ15 | cDXHP | Cap-Tons | 546 | 100000 | None | 81.5 | 0.0436 | 0 | 56.7 | 0.0307 | 0 | [6 empty] | DEER:HVAC_Split-Package_HP | Annual | 20 | [13 empty] | CZ2022 | None
NE-HVAC-airHP-SpltPkg-65to134kBtuh-11p5eer-3p50cop-wPreEcono | DEER2023 | D23 v1 | 2022-10-05 23:19 | Any | Asm | New | CZ16 | cDXHP | Cap-Tons | 312 | 100000 | None | 92.6 | 0.0227 | 0 | 50 | 0.016 | 0 | [6 empty] | DEER:HVAC_Split-Package_HP | Annual | 20 | [13 empty] | CZ2022 | None
NE-HVAC-airHP-SpltPkg-65to134kBtuh-11p5eer-3p50cop-wPreEcono | DEER2023 | D23 v1 | 2022-10-05 23:19 | Any | ECC | New | CZ01 | cDXHP | Cap-Tons | 696 | 300000 | None | 32 | 0.012 | 0 | 16.9 | 0.00836 | 0 | [6 empty] | DEER:HVAC_Split-Package_HP | Annual | 20 | [13 empty] | CZ2022 | None
NE-HVAC-airHP-SpltPkg-65to134kBtuh-11p5eer-3p50cop-wPreEcono | DEER2023 | D23 v1 | 2022-10-05 23:19 | Any | ECC | New | CZ02 | cDXHP | Cap-Tons | 724 | 300000 | None | 40.4 | 0.0322 | 0 | 25.8 | 0.0227 | 0 | [6 empty] | DEER:HVAC_Split-Package_HP | Annual | 20 | [13 empty] | CZ2022 | None
NE-HVAC-airHP-SpltPkg-65to134kBtuh-11p5eer-3p50cop-wPreEcono | DEER2023 | D23 v1 | 2022-10-05 23:19 | Any | ECC | New | CZ03 | cDXHP | Cap-Tons | 750 | 300000 | None | 25.6 | 0.0224 | 0 | 15.8 | 0.0157 | 0 | [6 empty] | DEER:HVAC_Split-Package_HP | Annual | 20 | [13 empty] | CZ2022 | None
NE-HVAC-airHP-SpltPkg-65to134kBtuh-11p5eer-3p50cop-wPreEcono | DEER2023 | D23 v1 | 2022-10-05 23:19 | Any | ECC | New | CZ04 | cDXHP | Cap-Tons | 735 | 300000 | None | 41.6 | 0.0366 | 0 | 27.7 | 0.0258 | 0 | [6 empty] | DEER:HVAC_Split-Package_HP | Annual | 20 | [13 empty] | CZ2022 | None
NE-HVAC-airHP-SpltPkg-65to134kBtuh-11p5eer-3p50cop-wPreEcono | DEER2023 | D23 v1 | 2022-10-05 23:19 | Any | ECC | New | CZ05 | cDXHP | Cap-Tons | 733 | 300000 | None | 27.9 | 0.0157 | 0 | 18 | 0.0111 | 0 | [6 empty] | DEER:HVAC_Split-Package_HP | Annual | 20 | [13 empty] | CZ2022 | None
NE-HVAC-airHP-SpltPkg-65to134kBtuh-11p5eer-3p50cop-wPreEcono | DEER2023 | D23 v1 | 2022-10-05 23:19 | Any | ECC | New | CZ06 | cDXHP | Cap-Tons | 787 | 300000 | None | 41.2 | 0.0265 | 0 | 28.4 | 0.0186 | 0 | [6 empty] | DEER:HVAC_Split-Package_HP | Annual | 20 | [13 empty] | CZ2022 | None
NE-HVAC-airHP-SpltPkg-65to134kBtuh-11p5eer-3p50cop-wPreEcono | DEER2023 | D23 v1 | 2022-10-05 23:19 | Any | ECC | New | CZ07 | cDXHP | Cap-Tons | 778 | 300000 | None | 35.1 | 0.0233 | 0 | 24.2 | 0.0164 | 0 | [6 empty] | DEER:HVAC_Split-Package_HP | Annual | 20 | [13 empty] | CZ2022 | None
NE-HVAC-airHP-SpltPkg-65to134kBtuh-11p5eer-3p50cop-wPreEcono | DEER2023 | D23 v1 | 2022-10-05 23:19 | Any | ECC | New | CZ08 | cDXHP | Cap-Tons | 778 | 300000 | None | 52.3 | 0.0307 | 0 | 36.4 | 0.0216 | 0 | [6 empty] | DEER:HVAC_Split-Package_HP | Annual | 20 | [13 empty] | CZ2022 | None
NE-HVAC-airHP-SpltPkg-65to134kBtuh-11p5eer-3p50cop-wPreEcono | DEER2023 | D23 v1 | 2022-10-05 23:19 | Any | ECC | New | CZ09 | cDXHP | Cap-Tons | 957 | 300000 | None | 40.5 | 0.0288 | 0 | 28 | 0.0202 | 0 | [6 empty] | DEER:HVAC_Split-Package_HP | Annual | 20 | [13 empty] | CZ2022 | None
NE-HVAC-airHP-SpltPkg-65to134kBtuh-11p5eer-3p50cop-wPreEcono | DEER2023 | D23 v1 | 2022-10-05 23:19 | Any | ECC | New | CZ10 | cDXHP | Cap-Tons | 875 | 300000 | None | 51 | 0.0245 | 0 | 35.1 | 0.0172 | 0 | [6 empty] | DEER:HVAC_Split-Package_HP | Annual | 20 | [13 empty] | CZ2022 | None
NE-HVAC-airHP-SpltPkg-65to134kBtuh-11p5eer-3p50cop-wPreEcono | DEER2023 | D23 v1 | 2022-10-05 23:19 | Any | ECC | New | CZ11 | cDXHP | Cap-Tons | 834 | 300000 | None | 54.1 | 0.0326 | 0 | 36.2 | 0.0229 | 0 | [6 empty] | DEER:HVAC_Split-Package_HP | Annual | 20 | [13 empty] | CZ2022 | None
NE-HVAC-airHP-SpltPkg-65to134kBtuh-11p5eer-3p50cop-wPreEcono | DEER2023 | D23 v1 | 2022-10-05 23:19 | Any | ECC | New | CZ12 | cDXHP | Cap-Tons | 774 | 300000 | None | 49 | 0.0316 | 0 | 32.4 | 0.0222 | 0 | [6 empty] | DEER:HVAC_Split-Package_HP | Annual | 20 | [13 empty] | CZ2022 | None
NE-HVAC-airHP-SpltPkg-65to134kBtuh-11p5eer-3p50cop-wPreEcono | DEER2023 | D23 v1 | 2022-10-05 23:19 | Any | ECC | New | CZ13 | cDXHP | Cap-Tons | 862 | 300000 | None | 57.4 | 0.0325 | 0 | 38.9 | 0.0229 | 0 | [6 empty] | DEER:HVAC_Split-Package_HP | Annual | 20 | [13 empty] | CZ2022 | None
NE-HVAC-airHP-SpltPkg-65to134kBtuh-11p5eer-3p50cop-wPreEcono | DEER2023 | D23 v1 | 2022-10-05 23:19 | Any | ECC | New | CZ14 | cDXHP | Cap-Tons | 904 | 300000 | None | 49.1 | 0.0266 | 0 | 33.2 | 0.0187 | 0 | [6 empty] | DEER:HVAC_Split-Package_HP | Annual | 20 | [13 empty] | CZ2022 | None
NE-HVAC-airHP-SpltPkg-65to134kBtuh-11p5eer-3p50cop-wPreEcono | DEER2023 | D23 v1 | 2022-10-05 23:19 | Any | ECC | New | CZ15 | cDXHP | Cap-Tons | 1220 | 300000 | None | 64.3 | 0.0313 | 0 | 45.1 | 0.022 | 0 | [6 empty] | DEER:HVAC_Split-Package_HP | Annual | 20 | [13 empty] | CZ2022 | None
NE-HVAC-airHP-SpltPkg-65to134kBtuh-11p5eer-3p50cop-wPreEcono | DEER2023 | D23 v1 | 2022-10-05 23:19 | Any | ECC | New | CZ16 | cDXHP | Cap-Tons | 783 | 300000 | None | 44.8 | 0.00268 | 0 | 25.9 | 0.00188 | 0 | [6 empty] | DEER:HVAC_Split-Package_HP | Annual | 20 | [13 empty] | CZ2022 | None
NE-HVAC-airHP-SpltPkg-65to134kBtuh-11p5eer-3p50cop-wPreEcono | DEER2023 | D23 v1 | 2022-10-05 23:19 | Any | EPr | New | CZ01 | cDXHP | Cap-Tons | 107 | 50000 | None | 38.7 | 0.0061 | 0 | 20 | 0.00416 | 0 | [6 empty] | DEER:HVAC_Split-Package_HP | Annual | 20 | [13 empty] | CZ2022 | None
NE-HVAC-airHP-SpltPkg-65to134kBtuh-11p5eer-3p50cop-wPreEcono | DEER2023 | D23 v1 | 2022-10-05 23:19 | Any | EPr | New | CZ02 | cDXHP | Cap-Tons | 113 | 50000 | None | 33.3 | 0.0188 | 0 | 20.3 | 0.0132 | 0 | [6 empty] | DEER:HVAC_Split-Package_HP | Annual | 20 | [13 empty] | CZ2022 | None
NE-HVAC-airHP-SpltPkg-65to134kBtuh-11p5eer-3p50cop-wPreEcono | DEER2023 | D23 v1 | 2022-10-05 23:19 | Any | EPr | New | CZ03 | cDXHP | Cap-Tons | 117 | 50000 | None | 24.7 | 0.0111 | 0 | 14.3 | 0.00781 | 0 | [6 empty] | DEER:HVAC_Split-Package_HP | Annual | 20 | [13 empty] | CZ2022 | None
NE-HVAC-airHP-SpltPkg-65to134kBtuh-11p5eer-3p50cop-wPreEcono | DEER2023 | D23 v1 | 2022-10-05 23:19 | Any | EPr | New | CZ04 | cDXHP | Cap-Tons | 115 | 50000 | None | 31.4 | 0.0207 | 0 | 20.2 | 0.0145 | 0 | [6 empty] | DEER:HVAC_Split-Package_HP | Annual | 20 | [13 empty] | CZ2022 | None
NE-HVAC-airHP-SpltPkg-65to134kBtuh-11p5eer-3p50cop-wPreEcono | DEER2023 | D23 v1 | 2022-10-05 23:19 | Any | EPr | New | CZ05 | cDXHP | Cap-Tons | 114 | 50000 | None | 26.6 | 0.00844 | 0 | 16.1 | 0.00594 | 0 | [6 empty] | DEER:HVAC_Split-Package_HP | Annual | 20 | [13 empty] | CZ2022 | None
NE-HVAC-airHP-SpltPkg-65to134kBtuh-11p5eer-3p50cop-wPreEcono | DEER2023 | D23 v1 | 2022-10-05 23:19 | Any | EPr | New | CZ06 | cDXHP | Cap-Tons | 125 | 50000 | None | 29.1 | 0.0138 | 0 | 19.4 | 0.00971 | 0 | [6 empty] | DEER:HVAC_Split-Package_HP | Annual | 20 | [13 empty] | CZ2022 | None
NE-HVAC-airHP-SpltPkg-65to134kBtuh-11p5eer-3p50cop-wPreEcono | DEER2023 | D23 v1 | 2022-10-05 23:19 | Any | EPr | New | CZ07 | cDXHP | Cap-Tons | 123 | 50000 | None | 24.6 | 0.0117 | 0 | 16.1 | 0.00821 | 0 | [6 empty] | DEER:HVAC_Split-Package_HP | Annual | 20 | [13 empty] | CZ2022 | None
NE-HVAC-airHP-SpltPkg-65to134kBtuh-11p5eer-3p50cop-wPreEcono | DEER2023 | D23 v1 | 2022-10-05 23:19 | Any | EPr | New | CZ08 | cDXHP | Cap-Tons | 129 | 50000 | None | 34.7 | 0.0166 | 0 | 23.7 | 0.0117 | 0 | [6 empty] | DEER:HVAC_Split-Package_HP | Annual | 20 | [13 empty] | CZ2022 | None
NE-HVAC-airHP-SpltPkg-65to134kBtuh-11p5eer-3p50cop-wPreEcono | DEER2023 | D23 v1 | 2022-10-05 23:19 | Any | EPr | New | CZ09 | cDXHP | Cap-Tons | 159 | 50000 | None | 27.1 | 0.0161 | 0 | 18.2 | 0.0113 | 0 | [6 empty] | DEER:HVAC_Split-Package_HP | Annual | 20 | [13 empty] | CZ2022 | None
NE-HVAC-airHP-SpltPkg-65to134kBtuh-11p5eer-3p50cop-wPreEcono | DEER2023 | D23 v1 | 2022-10-05 23:19 | Any | EPr | New | CZ10 | cDXHP | Cap-Tons | 144 | 50000 | None | 34.6 | 0.00181 | 0 | 23.5 | 0.00127 | 0 | [6 empty] | DEER:HVAC_Split-Package_HP | Annual | 20 | [13 empty] | CZ2022 | None
NE-HVAC-airHP-SpltPkg-65to134kBtuh-11p5eer-3p50cop-wPreEcono | DEER2023 | D23 v1 | 2022-10-05 23:19 | Any | EPr | New | CZ11 | cDXHP | Cap-Tons | 140 | 50000 | None | 39.6 | 0.0046 | 0 | 25.6 | 0.00323 | 0 | [6 empty] | DEER:HVAC_Split-Package_HP | Annual | 20 | [13 empty] | CZ2022 | None
NE-HVAC-airHP-SpltPkg-65to134kBtuh-11p5eer-3p50cop-wPreEcono | DEER2023 | D23 v1 | 2022-10-05 23:19 | Any | EPr | New | CZ12 | cDXHP | Cap-Tons | 125 | 50000 | None | 35.9 | 0.00224 | 0 | 22.9 | 0.00157 | 0 | [6 empty] | DEER:HVAC_Split-Package_HP | Annual | 20 | [13 empty] | CZ2022 | None
NE-HVAC-airHP-SpltPkg-65to134kBtuh-11p5eer-3p50cop-wPreEcono | DEER2023 | D23 v1 | 2022-10-05 23:19 | Any | EPr | New | CZ13 | cDXHP | Cap-Tons | 145 | 50000 | None | 39.8 | 0.00609 | 0 | 26.3 | 0.00429 | 0 | [6 empty] | DEER:HVAC_Split-Package_HP | Annual | 20 | [13 empty] | CZ2022 | None
NE-HVAC-airHP-SpltPkg-65to134kBtuh-11p5eer-3p50cop-wPreEcono | DEER2023 | D23 v1 | 2022-10-05 23:19 | Any | EPr | New | CZ14 | cDXHP | Cap-Tons | 155 | 50000 | None | 35.1 | 0.0035 | 0 | 22.9 | 0.00246 | 0 | [6 empty] | DEER:HVAC_Split-Package_HP | Annual | 20 | [13 empty] | CZ2022 | None
NE-HVAC-airHP-SpltPkg-65to134kBtuh-11p5eer-3p50cop-wPreEcono | DEER2023 | D23 v1 | 2022-10-05 23:19 | Any | EPr | New | CZ15 | cDXHP | Cap-Tons | 218 | 50000 | None | 43 | 0.00848 | 0 | 30.1 | 0.00597 | 0 | [6 empty] | DEER:HVAC_Split-Package_HP | Annual | 20 | [13 empty] | CZ2022 | None
NE-HVAC-airHP-SpltPkg-65to134kBtuh-11p5eer-3p50cop-wPreEcono | DEER2023 | D23 v1 | 2022-10-05 23:19 | Any | EPr | New | CZ16 | cDXHP | Cap-Tons | 124 | 50000 | None | 47.3 | 0.00057 | 0 | 25.6 | 0.0004 | 0 | [6 empty] | DEER:HVAC_Split-Package_HP | Annual | 20 | [13 empty] | CZ2022 | None
NE-HVAC-airHP-SpltPkg-65to134kBtuh-11p5eer-3p50cop-wPreEcono | DEER2023 | D23 v1 | 2022-10-05 23:19 | Any | ERC | New | CZ01 | cDXHP | Cap-Tons | 4.6 | 1920 | None | 205 | 0.00022 | 0 | 28.5 | 0.00022 | 0 | [6 empty] | DEER:HVAC_Split-Package_HP | Annual | 20 | [13 empty] | CZ2022 | None
NE-HVAC-airHP-SpltPkg-65to134kBtuh-11p5eer-3p50cop-wPreEcono | DEER2023 | D23 v1 | 2022-10-05 23:19 | Any | ERC | New | CZ02 | cDXHP | Cap-Tons | 5.02 | 1920 | None | 130 | 0.00478 | 0 | 26.1 | 0.00498 | 0 | [6 empty] | DEER:HVAC_Split-Package_HP | Annual | 20 | [13 empty] | CZ2022 | None
NE-HVAC-airHP-SpltPkg-65to134kBtuh-11p5eer-3p50cop-wPreEcono | DEER2023 | D23 v1 | 2022-10-05 23:19 | Any | ERC | New | CZ03 | cDXHP | Cap-Tons | 5.25 | 1920 | None | 88.8 | 0.00057 | 0 | 19 | 0.00191 | 0 | [6 empty] | DEER:HVAC_Split-Package_HP | Annual | 20 | [13 empty] | CZ2022 | None
NE-HVAC-airHP-SpltPkg-65to134kBtuh-11p5eer-3p50cop-wPreEcono | DEER2023 | D23 v1 | 2022-10-05 23:19 | Any | ERC | New | CZ04 | cDXHP | Cap-Tons | 5.31 | 1920 | None | 92.4 | 0.00414 | 0 | 22.7 | 0.00583 | 0 | [6 empty] | DEER:HVAC_Split-Package_HP | Annual | 20 | [13 empty] | CZ2022 | None
NE-HVAC-airHP-SpltPkg-65to134kBtuh-11p5eer-3p50cop-wPreEcono | DEER2023 | D23 v1 | 2022-10-05 23:19 | Any | ERC | New | CZ05 | cDXHP | Cap-Tons | 4.95 | 1920 | None | 84.1 | 0.0004 | 0 | 23.3 | 0.00101 | 0 | [6 empty] | DEER:HVAC_Split-Package_HP | Annual | 20 | [13 empty] | CZ2022 | None
NE-HVAC-airHP-SpltPkg-65to134kBtuh-11p5eer-3p50cop-wPreEcono | DEER2023 | D23 v1 | 2022-10-05 23:19 | Any | ERC | New | CZ06 | cDXHP | Cap-Tons | 5.79 | 1920 | None | 44.3 | -0.00069 | 0 | 21.2 | 0.00225 | 0 | [6 empty] | DEER:HVAC_Split-Package_HP | Annual | 20 | [13 empty] | CZ2022 | None
NE-HVAC-airHP-SpltPkg-65to134kBtuh-11p5eer-3p50cop-wPreEcono | DEER2023 | D23 v1 | 2022-10-05 23:19 | Any | ERC | New | CZ07 | cDXHP | Cap-Tons | 5.58 | 1920 | None | 35.1 | -0.00036 | 0 | 17.6 | 0.00126 | 0 | [6 empty] | DEER:HVAC_Split-Package_HP | Annual | 20 | [13 empty] | CZ2022 | None
NE-HVAC-airHP-SpltPkg-65to134kBtuh-11p5eer-3p50cop-wPreEcono | DEER2023 | D23 v1 | 2022-10-05 23:19 | Any | ERC | New | CZ08 | cDXHP | Cap-Tons | 6.07 | 1920 | None | 65.9 | 0 | 0 | 25.2 | 0.00478 | 0 | [6 empty] | DEER:HVAC_Split-Package_HP | Annual | 20 | [13 empty] | CZ2022 | None
NE-HVAC-airHP-SpltPkg-65to134kBtuh-11p5eer-3p50cop-wPreEcono | DEER2023 | D23 v1 | 2022-10-05 23:19 | Any | ERC | New | CZ09 | cDXHP | Cap-Tons | 7.7 | 1920 | None | 79.3 | 0.00234 | 0 | 18.3 | 0.00442 | 0 | [6 empty] | DEER:HVAC_Split-Package_HP | Annual | 20 | [13 empty] | CZ2022 | None
NE-HVAC-airHP-SpltPkg-65to134kBtuh-11p5eer-3p50cop-wPreEcono | DEER2023 | D23 v1 | 2022-10-05 23:19 | Any | ERC | New | CZ10 | cDXHP | Cap-Tons | 6.88 | 1920 | None | 93.8 | -0.00364 | 0 | 24.6 | 0.00393 | 0 | [6 empty] | DEER:HVAC_Split-Package_HP | Annual | 20 | [13 empty] | CZ2022 | None
NE-HVAC-airHP-SpltPkg-65to134kBtuh-11p5eer-3p50cop-wPreEcono | DEER2023 | D23 v1 | 2022-10-05 23:19 | Any | ERC | New | CZ11 | cDXHP | Cap-Tons | 6.75 | 1920 | None | 137 | -0.00311 | 0 | 27.9 | 0.00844 | 0 | [6 empty] | DEER:HVAC_Split-Package_HP | Annual | 20 | [13 empty] | CZ2022 | None
NE-HVAC-airHP-SpltPkg-65to134kBtuh-11p5eer-3p50cop-wPreEcono | DEER2023 | D23 v1 | 2022-10-05 23:19 | Any | ERC | New | CZ12 | cDXHP | Cap-Tons | 5.9 | 1920 | None | 112 | -0.0022 | 0 | 25.9 | 0.00695 | 0 | [6 empty] | DEER:HVAC_Split-Package_HP | Annual | 20 | [13 empty] | CZ2022 | None
NE-HVAC-airHP-SpltPkg-65to134kBtuh-11p5eer-3p50cop-wPreEcono | DEER2023 | D23 v1 | 2022-10-05 23:19 | Any | ERC | New | CZ13 | cDXHP | Cap-Tons | 7.05 | 1920 | None | 106 | -0.0121 | 0 | 28.9 | 0.0088 | 0 | [6 empty] | DEER:HVAC_Split-Package_HP | Annual | 20 | [13 empty] | CZ2022 | None
NE-HVAC-airHP-SpltPkg-65to134kBtuh-11p5eer-3p50cop-wPreEcono | DEER2023 | D23 v1 | 2022-10-05 23:19 | Any | ERC | New | CZ14 | cDXHP | Cap-Tons | 7.52 | 1920 | None | 123 | -0.00306 | 0 | 26 | 0.00638 | 0 | [6 empty] | DEER:HVAC_Split-Package_HP | Annual | 20 | [13 empty] | CZ2022 | None
NE-HVAC-airHP-SpltPkg-65to134kBtuh-11p5eer-3p50cop-wPreEcono | DEER2023 | D23 v1 | 2022-10-05 23:19 | Any | ERC | New | CZ15 | cDXHP | Cap-Tons | 10.2 | 1920 | None | 122 | -0.00893 | 0 | 31.4 | 0.00952 | 0 | [6 empty] | DEER:HVAC_Split-Package_HP | Annual | 20 | [13 empty] | CZ2022 | None
NE-HVAC-airHP-SpltPkg-65to134kBtuh-11p5eer-3p50cop-wPreEcono | DEER2023 | D23 v1 | 2022-10-05 23:19 | Any | ERC | New | CZ16 | cDXHP | Cap-Tons | 5.33 | 1920 | None | 194 | -0.00019 | 0 | 33.7 | 0.00038 | 0 | [6 empty] | DEER:HVAC_Split-Package_HP | Annual | 20 | [13 empty] | CZ2022 | None
NE-HVAC-airHP-SpltPkg-65to134kBtuh-11p5eer-3p50cop-wPreEcono | DEER2023 | D23 v1 | 2022-10-05 23:19 | Any | ESe | New | CZ01 | cDXHP | Cap-Tons | 351 | 150000 | None | 33.6 | 0.00607 | 0 | 17.6 | 0.00421 | 0 | [6 empty] | DEER:HVAC_Split-Package_HP | Annual | 20 | [13 empty] | CZ2022 | None
NE-HVAC-airHP-SpltPkg-65to134kBtuh-11p5eer-3p50cop-wPreEcono | DEER2023 | D23 v1 | 2022-10-05 23:19 | Any | ESe | New | CZ02 | cDXHP | Cap-Tons | 386 | 150000 | None | 33.6 | 0.018 | 0 | 20.4 | 0.0127 | 0 | [6 empty] | DEER:HVAC_Split-Package_HP | Annual | 20 | [13 empty] | CZ2022 | None
NE-HVAC-airHP-SpltPkg-65to134kBtuh-11p5eer-3p50cop-wPreEcono | DEER2023 | D23 v1 | 2022-10-05 23:19 | Any | ESe | New | CZ03 | cDXHP | Cap-Tons | 382 | 150000 | None | 23.7 | 0.0116 | 0 | 13.8 | 0.00817 | 0 | [6 empty] | DEER:HVAC_Split-Package_HP | Annual | 20 | [13 empty] | CZ2022 | None
NE-HVAC-airHP-SpltPkg-65to134kBtuh-11p5eer-3p50cop-wPreEcono | DEER2023 | D23 v1 | 2022-10-05 23:19 | Any | ESe | New | CZ04 | cDXHP | Cap-Tons | 393 | 150000 | None | 32 | 0.0197 | 0 | 20.4 | 0.0139 | 0 | [6 empty] | DEER:HVAC_Split-Package_HP | Annual | 20 | [13 empty] | CZ2022 | None
NE-HVAC-airHP-SpltPkg-65to134kBtuh-11p5eer-3p50cop-wPreEcono | DEER2023 | D23 v1 | 2022-10-05 23:19 | Any | ESe | New | CZ05 | cDXHP | Cap-Tons | 369 | 150000 | None | 25.6 | 0.00942 | 0 | 15.7 | 0.00663 | 0 | [6 empty] | DEER:HVAC_Split-Package_HP | Annual | 20 | [13 empty] | CZ2022 | None
NE-HVAC-airHP-SpltPkg-65to134kBtuh-11p5eer-3p50cop-wPreEcono | DEER2023 | D23 v1 | 2022-10-05 23:19 | Any | ESe | New | CZ06 | cDXHP | Cap-Tons | 398 | 150000 | None | 29.8 | 0.0138 | 0 | 20 | 0.00974 | 0 | [6 empty] | DEER:HVAC_Split-Package_HP | Annual | 20 | [13 empty] | CZ2022 | None
NE-HVAC-airHP-SpltPkg-65to134kBtuh-11p5eer-3p50cop-wPreEcono | DEER2023 | D23 v1 | 2022-10-05 23:19 | Any | ESe | New | CZ07 | cDXHP | Cap-Tons | 389 | 150000 | None | 25.6 | 0.0122 | 0 | 17.1 | 0.00858 | 0 | [6 empty] | DEER:HVAC_Split-Package_HP | Annual | 20 | [13 empty] | CZ2022 | None
NE-HVAC-airHP-SpltPkg-65to134kBtuh-11p5eer-3p50cop-wPreEcono | DEER2023 | D23 v1 | 2022-10-05 23:19 | Any | ESe | New | CZ08 | cDXHP | Cap-Tons | 399 | 150000 | None | 38.5 | 0.0172 | 0 | 26.3 | 0.0121 | 0 | [6 empty] | DEER:HVAC_Split-Package_HP | Annual | 20 | [13 empty] | CZ2022 | None
NE-HVAC-airHP-SpltPkg-65to134kBtuh-11p5eer-3p50cop-wPreEcono | DEER2023 | D23 v1 | 2022-10-05 23:19 | Any | ESe | New | CZ09 | cDXHP | Cap-Tons | 498 | 150000 | None | 29.9 | 0.0164 | 0 | 20.1 | 0.0115 | 0 | [6 empty] | DEER:HVAC_Split-Package_HP | Annual | 20 | [13 empty] | CZ2022 | None
NE-HVAC-airHP-SpltPkg-65to134kBtuh-11p5eer-3p50cop-wPreEcono | DEER2023 | D23 v1 | 2022-10-05 23:19 | Any | ESe | New | CZ10 | cDXHP | Cap-Tons | 450 | 150000 | None | 38.8 | 0.00764 | 0 | 26.1 | 0.00538 | 0 | [6 empty] | DEER:HVAC_Split-Package_HP | Annual | 20 | [13 empty] | CZ2022 | None
NE-HVAC-airHP-SpltPkg-65to134kBtuh-11p5eer-3p50cop-wPreEcono | DEER2023 | D23 v1 | 2022-10-05 23:19 | Any | ESe | New | CZ11 | cDXHP | Cap-Tons | 429 | 150000 | None | 42.9 | 0.00983 | 0 | 27.7 | 0.00691 | 0 | [6 empty] | DEER:HVAC_Split-Package_HP | Annual | 20 | [13 empty] | CZ2022 | None
NE-HVAC-airHP-SpltPkg-65to134kBtuh-11p5eer-3p50cop-wPreEcono | DEER2023 | D23 v1 | 2022-10-05 23:19 | Any | ESe | New | CZ12 | cDXHP | Cap-Tons | 405 | 150000 | None | 38.2 | 0.00878 | 0 | 24.3 | 0.00618 | 0 | [6 empty] | DEER:HVAC_Split-Package_HP | Annual | 20 | [13 empty] | CZ2022 | None
NE-HVAC-airHP-SpltPkg-65to134kBtuh-11p5eer-3p50cop-wPreEcono | DEER2023 | D23 v1 | 2022-10-05 23:19 | Any | ESe | New | CZ13 | cDXHP | Cap-Tons | 442 | 150000 | None | 44.1 | 0.0101 | 0 | 29.2 | 0.00712 | 0 | [6 empty] | DEER:HVAC_Split-Package_HP | Annual | 20 | [13 empty] | CZ2022 | None
NE-HVAC-airHP-SpltPkg-65to134kBtuh-11p5eer-3p50cop-wPreEcono | DEER2023 | D23 v1 | 2022-10-05 23:19 | Any | ESe | New | CZ14 | cDXHP | Cap-Tons | 470 | 150000 | None | 37.6 | 0.00749 | 0 | 24.6 | 0.00527 | 0 | [6 empty] | DEER:HVAC_Split-Package_HP | Annual | 20 | [13 empty] | CZ2022 | None
NE-HVAC-airHP-SpltPkg-65to134kBtuh-11p5eer-3p50cop-wPreEcono | DEER2023 | D23 v1 | 2022-10-05 23:19 | Any | ESe | New | CZ15 | cDXHP | Cap-Tons | 640 | 150000 | None | 47.8 | 0.0105 | 0 | 33.4 | 0.00736 | 0 | [6 empty] | DEER:HVAC_Split-Package_HP | Annual | 20 | [13 empty] | CZ2022 | None
NE-HVAC-airHP-SpltPkg-65to134kBtuh-11p5eer-3p50cop-wPreEcono | DEER2023 | D23 v1 | 2022-10-05 23:19 | Any | ESe | New | CZ16 | cDXHP | Cap-Tons | 402 | 150000 | None | 42.4 | 0.00241 | 0 | 23.5 | 0.00169 | 0 | [6 empty] | DEER:HVAC_Split-Package_HP | Annual | 20 | [13 empty] | CZ2022 | None
NE-HVAC-airHP-SpltPkg-65to134kBtuh-11p5eer-3p50cop-wPreEcono | DEER2023 | D23 v1 | 2022-10-05 23:19 | Any | EUn | New | CZ01 | cDXHP | Cap-Tons | 1860 | 930000 | None | 40.6 | 0.0131 | 0 | 21.3 | 0.00917 | 0 | [6 empty] | DEER:HVAC_Split-Package_HP | Annual | 20 | [13 empty] | CZ2022 | None
NE-HVAC-airHP-SpltPkg-65to134kBtuh-11p5eer-3p50cop-wPreEcono | DEER2023 | D23 v1 | 2022-10-05 23:19 | Any | EUn | New | CZ02 | cDXHP | Cap-Tons | 1890 | 930000 | None | 51.8 | 0.0351 | 0 | 32.4 | 0.0247 | 0 | [6 empty] | DEER:HVAC_Split-Package_HP | Annual | 20 | [13 empty] | CZ2022 | None
NE-HVAC-airHP-SpltPkg-65to134kBtuh-11p5eer-3p50cop-wPreEcono | DEER2023 | D23 v1 | 2022-10-05 23:19 | Any | EUn | New | CZ03 | cDXHP | Cap-Tons | 1970 | 930000 | None | 33.8 | 0.024 | 0 | 20.4 | 0.0169 | 0 | [6 empty] | DEER:HVAC_Split-Package_HP | Annual | 20 | [13 empty] | CZ2022 | None
NE-HVAC-airHP-SpltPkg-65to134kBtuh-11p5eer-3p50cop-wPreEcono | DEER2023 | D23 v1 | 2022-10-05 23:19 | Any | EUn | New | CZ04 | cDXHP | Cap-Tons | 1930 | 930000 | None | 51.2 | 0.0392 | 0 | 33.6 | 0.0276 | 0 | [6 empty] | DEER:HVAC_Split-Package_HP | Annual | 20 | [13 empty] | CZ2022 | None
NE-HVAC-airHP-SpltPkg-65to134kBtuh-11p5eer-3p50cop-wPreEcono | DEER2023 | D23 v1 | 2022-10-05 23:19 | Any | EUn | New | CZ05 | cDXHP | Cap-Tons | 1920 | 930000 | None | 36.7 | 0.0172 | 0 | 22.9 | 0.0121 | 0 | [6 empty] | DEER:HVAC_Split-Package_HP | Annual | 20 | [13 empty] | CZ2022 | None
NE-HVAC-airHP-SpltPkg-65to134kBtuh-11p5eer-3p50cop-wPreEcono | DEER2023 | D23 v1 | 2022-10-05 23:19 | Any | EUn | New | CZ06 | cDXHP | Cap-Tons | 2040 | 930000 | None | 48.8 | 0.0281 | 0 | 33.1 | 0.0197 | 0 | [6 empty] | DEER:HVAC_Split-Package_HP | Annual | 20 | [13 empty] | CZ2022 | None
NE-HVAC-airHP-SpltPkg-65to134kBtuh-11p5eer-3p50cop-wPreEcono | DEER2023 | D23 v1 | 2022-10-05 23:19 | Any | EUn | New | CZ07 | cDXHP | Cap-Tons | 2010 | 930000 | None | 41.9 | 0.0246 | 0 | 28.2 | 0.0173 | 0 | [6 empty] | DEER:HVAC_Split-Package_HP | Annual | 20 | [13 empty] | CZ2022 | None
NE-HVAC-airHP-SpltPkg-65to134kBtuh-11p5eer-3p50cop-wPreEcono | DEER2023 | D23 v1 | 2022-10-05 23:19 | Any | EUn | New | CZ08 | cDXHP | Cap-Tons | 1970 | 930000 | None | 62 | 0.0332 | 0 | 42.6 | 0.0234 | 0 | [6 empty] | DEER:HVAC_Split-Package_HP | Annual | 20 | [13 empty] | CZ2022 | None
NE-HVAC-airHP-SpltPkg-65to134kBtuh-11p5eer-3p50cop-wPreEcono | DEER2023 | D23 v1 | 2022-10-05 23:19 | Any | EUn | New | CZ09 | cDXHP | Cap-Tons | 2450 | 930000 | None | 48.9 | 0.031 | 0 | 33.3 | 0.0218 | 0 | [6 empty] | DEER:HVAC_Split-Package_HP | Annual | 20 | [13 empty] | CZ2022 | None
NE-HVAC-airHP-SpltPkg-65to134kBtuh-11p5eer-3p50cop-wPreEcono | DEER2023 | D23 v1 | 2022-10-05 23:19 | Any | EUn | New | CZ10 | cDXHP | Cap-Tons | 2250 | 930000 | None | 60.6 | 0.0314 | 0 | 41.2 | 0.0221 | 0 | [6 empty] | DEER:HVAC_Split-Package_HP | Annual | 20 | [13 empty] | CZ2022 | None
NE-HVAC-airHP-SpltPkg-65to134kBtuh-11p5eer-3p50cop-wPreEcono | DEER2023 | D23 v1 | 2022-10-05 23:19 | Any | EUn | New | CZ11 | cDXHP | Cap-Tons | 2160 | 930000 | None | 65.3 | 0.0426 | 0 | 43.3 | 0.03 | 0 | [6 empty] | DEER:HVAC_Split-Package_HP | Annual | 20 | [13 empty] | CZ2022 | None
NE-HVAC-airHP-SpltPkg-65to134kBtuh-11p5eer-3p50cop-wPreEcono | DEER2023 | D23 v1 | 2022-10-05 23:19 | Any | EUn | New | CZ12 | cDXHP | Cap-Tons | 2010 | 930000 | None | 60 | 0.0412 | 0 | 39.3 | 0.029 | 0 | [6 empty] | DEER:HVAC_Split-Package_HP | Annual | 20 | [13 empty] | CZ2022 | None
NE-HVAC-airHP-SpltPkg-65to134kBtuh-11p5eer-3p50cop-wPreEcono | DEER2023 | D23 v1 | 2022-10-05 23:19 | Any | EUn | New | CZ13 | cDXHP | Cap-Tons | 2230 | 930000 | None | 67.9 | 0.042 | 0 | 45.7 | 0.0296 | 0 | [6 empty] | DEER:HVAC_Split-Package_HP | Annual | 20 | [13 empty] | CZ2022 | None
NE-HVAC-airHP-SpltPkg-65to134kBtuh-11p5eer-3p50cop-wPreEcono | DEER2023 | D23 v1 | 2022-10-05 23:19 | Any | EUn | New | CZ14 | cDXHP | Cap-Tons | 2310 | 930000 | None | 59.6 | 0.0343 | 0 | 39.9 | 0.0242 | 0 | [6 empty] | DEER:HVAC_Split-Package_HP | Annual | 20 | [13 empty] | CZ2022 | None
NE-HVAC-airHP-SpltPkg-65to134kBtuh-11p5eer-3p50cop-wPreEcono | DEER2023 | D23 v1 | 2022-10-05 23:19 | Any | EUn | New | CZ15 | cDXHP | Cap-Tons | 3110 | 930000 | None | 73.3 | 0.0396 | 0 | 51.3 | 0.0278 | 0 | [6 empty] | DEER:HVAC_Split-Package_HP | Annual | 20 | [13 empty] | CZ2022 | None
NE-HVAC-airHP-SpltPkg-65to134kBtuh-11p5eer-3p50cop-wPreEcono | DEER2023 | D23 v1 | 2022-10-05 23:19 | Any | EUn | New | CZ16 | cDXHP | Cap-Tons | 2010 | 930000 | None | 54.2 | 0.00262 | 0 | 31.1 | 0.00184 | 0 | [6 empty] | DEER:HVAC_Split-Package_HP | Annual | 20 | [13 empty] | CZ2022 | None
NE-HVAC-airHP-SpltPkg-65to134kBtuh-11p5eer-3p50cop-wPreEcono | DEER2023 | D23 v1 | 2022-10-05 23:19 | Any | Gro | New | CZ01 | cDXHP | Cap-Tons | 55.3 | 50000 | None | 176 | 0.0104 | -0.00033 | 91.2 | 0.00694 | 0.00021 | [6 empty] | DEER:HVAC_Split-Package_HP | Annual | 20 | [13 empty] | CZ2022 | None
NE-HVAC-airHP-SpltPkg-65to134kBtuh-11p5eer-3p50cop-wPreEcono | DEER2023 | D23 v1 | 2022-10-05 23:19 | Any | Gro | New | CZ02 | cDXHP | Cap-Tons | 97 | 50000 | None | 101 | 0.0197 | 0 | 60.8 | 0.0139 | 0 | [6 empty] | DEER:HVAC_Split-Package_HP | Annual | 20 | [13 empty] | CZ2022 | None
NE-HVAC-airHP-SpltPkg-65to134kBtuh-11p5eer-3p50cop-wPreEcono | DEER2023 | D23 v1 | 2022-10-05 23:19 | Any | Gro | New | CZ03 | cDXHP | Cap-Tons | 66.4 | 50000 | None | 113 | 0.015 | 0 | 64.2 | 0.0106 | 0 | [6 empty] | DEER:HVAC_Split-Package_HP | Annual | 20 | [13 empty] | CZ2022 | None
NE-HVAC-airHP-SpltPkg-65to134kBtuh-11p5eer-3p50cop-wPreEcono | DEER2023 | D23 v1 | 2022-10-05 23:19 | Any | Gro | New | CZ04 | cDXHP | Cap-Tons | 87 | 50000 | None | 95 | 0.0259 | 0 | 57.9 | 0.0182 | 0 | [6 empty] | DEER:HVAC_Split-Package_HP | Annual | 20 | [13 empty] | CZ2022 | None
NE-HVAC-airHP-SpltPkg-65to134kBtuh-11p5eer-3p50cop-wPreEcono | DEER2023 | D23 v1 | 2022-10-05 23:19 | Any | Gro | New | CZ05 | cDXHP | Cap-Tons | 65.5 | 50000 | None | 112 | 0.0107 | -0.00024 | 63.4 | 0.00749 | 0 | [6 empty] | DEER:HVAC_Split-Package_HP | Annual | 20 | [13 empty] | CZ2022 | None
NE-HVAC-airHP-SpltPkg-65to134kBtuh-11p5eer-3p50cop-wPreEcono | DEER2023 | D23 v1 | 2022-10-05 23:19 | Any | Gro | New | CZ06 | cDXHP | Cap-Tons | 81.6 | 50000 | None | 83.4 | 0.0189 | 0 | 52.1 | 0.0133 | 0 | [6 empty] | DEER:HVAC_Split-Package_HP | Annual | 20 | [13 empty] | CZ2022 | None
NE-HVAC-airHP-SpltPkg-65to134kBtuh-11p5eer-3p50cop-wPreEcono | DEER2023 | D23 v1 | 2022-10-05 23:19 | Any | Gro | New | CZ07 | cDXHP | Cap-Tons | 72.7 | 50000 | None | 82.5 | 0.0159 | 0 | 51.1 | 0.0112 | 0 | [6 empty] | DEER:HVAC_Split-Package_HP | Annual | 20 | [13 empty] | CZ2022 | None
NE-HVAC-airHP-SpltPkg-65to134kBtuh-11p5eer-3p50cop-wPreEcono | DEER2023 | D23 v1 | 2022-10-05 23:19 | Any | Gro | New | CZ08 | cDXHP | Cap-Tons | 85 | 50000 | None | 88.4 | 0.0231 | 0 | 56.7 | 0.0162 | 0 | [6 empty] | DEER:HVAC_Split-Package_HP | Annual | 20 | [13 empty] | CZ2022 | None
NE-HVAC-airHP-SpltPkg-65to134kBtuh-11p5eer-3p50cop-wPreEcono | DEER2023 | D23 v1 | 2022-10-05 23:19 | Any | Gro | New | CZ09 | cDXHP | Cap-Tons | 77.8 | 50000 | None | 93.7 | 0.0301 | 0 | 59.2 | 0.0212 | 0 | [6 empty] | DEER:HVAC_Split-Package_HP | Annual | 20 | [13 empty] | CZ2022 | None
NE-HVAC-airHP-SpltPkg-65to134kBtuh-11p5eer-3p50cop-wPreEcono | DEER2023 | D23 v1 | 2022-10-05 23:19 | Any | Gro | New | CZ10 | cDXHP | Cap-Tons | 90.6 | 50000 | None | 94.9 | 0.0309 | 0 | 60.6 | 0.0217 | 0 | [6 empty] | DEER:HVAC_Split-Package_HP | Annual | 20 | [13 empty] | CZ2022 | None
NE-HVAC-airHP-SpltPkg-65to134kBtuh-11p5eer-3p50cop-wPreEcono | DEER2023 | D23 v1 | 2022-10-05 23:19 | Any | Gro | New | CZ11 | cDXHP | Cap-Tons | 96.2 | 50000 | None | 105 | 0.0363 | 0 | 66.5 | 0.0255 | 0 | [6 empty] | DEER:HVAC_Split-Package_HP | Annual | 20 | [13 empty] | CZ2022 | None
NE-HVAC-airHP-SpltPkg-65to134kBtuh-11p5eer-3p50cop-wPreEcono | DEER2023 | D23 v1 | 2022-10-05 23:19 | Any | Gro | New | CZ12 | cDXHP | Cap-Tons | 104 | 50000 | None | 94 | 0.0311 | 0 | 58.8 | 0.0219 | 0 | [6 empty] | DEER:HVAC_Split-Package_HP | Annual | 20 | [13 empty] | CZ2022 | None
NE-HVAC-airHP-SpltPkg-65to134kBtuh-11p5eer-3p50cop-wPreEcono | DEER2023 | D23 v1 | 2022-10-05 23:19 | Any | Gro | New | CZ13 | cDXHP | Cap-Tons | 110 | 50000 | None | 95.1 | 0.0345 | 0 | 61.3 | 0.0243 | 0 | [6 empty] | DEER:HVAC_Split-Package_HP | Annual | 20 | [13 empty] | CZ2022 | None
NE-HVAC-airHP-SpltPkg-65to134kBtuh-11p5eer-3p50cop-wPreEcono | DEER2023 | D23 v1 | 2022-10-05 23:19 | Any | Gro | New | CZ14 | cDXHP | Cap-Tons | 89.4 | 50000 | None | 110 | 0.0341 | 0 | 68.1 | 0.024 | 0 | [6 empty] | DEER:HVAC_Split-Package_HP | Annual | 20 | [13 empty] | CZ2022 | None
NE-HVAC-airHP-SpltPkg-65to134kBtuh-11p5eer-3p50cop-wPreEcono | DEER2023 | D23 v1 | 2022-10-05 23:19 | Any | Gro | New | CZ15 | cDXHP | Cap-Tons | 120 | 50000 | None | 94.7 | 0.0423 | 0 | 64.5 | 0.0298 | 0 | [6 empty] | DEER:HVAC_Split-Package_HP | Annual | 20 | [13 empty] | CZ2022 | None
NE-HVAC-airHP-SpltPkg-65to134kBtuh-11p5eer-3p50cop-wPreEcono | DEER2023 | D23 v1 | 2022-10-05 23:19 | Any | Gro | New | CZ16 | cDXHP | Cap-Tons | 58 | 50000 | None | 169 | 0.0194 | -0.00026 | 78.4 | 0.0136 | -0.00028 | [6 empty] | DEER:HVAC_Split-Package_HP | Annual | 20 | [13 empty] | CZ2022 | None
NE-HVAC-airHP-SpltPkg-65to134kBtuh-11p5eer-3p50cop-wPreEcono | DEER2023 | D23 v1 | 2022-10-05 23:19 | Any | Hsp | New | CZ01 | cDXHP | Cap-Tons | 680 | 236000 | None | 33.8 | 0.00534 | 0 | 16.9 | 0.00374 | 0 | [6 empty] | DEER:HVAC_Split-Package_HP | Annual | 20 | [13 empty] | CZ2022 | None
NE-HVAC-airHP-SpltPkg-65to134kBtuh-11p5eer-3p50cop-wPreEcono | DEER2023 | D23 v1 | 2022-10-05 23:19 | Any | Hsp | New | CZ02 | cDXHP | Cap-Tons | 680 | 236000 | None | 40.6 | 0.0196 | 0 | 24.3 | 0.0138 | 0 | [6 empty] | DEER:HVAC_Split-Package_HP | Annual | 20 | [13 empty] | CZ2022 | None
NE-HVAC-airHP-SpltPkg-65to134kBtuh-11p5eer-3p50cop-wPreEcono | DEER2023 | D23 v1 | 2022-10-05 23:19 | Any | Hsp | New | CZ03 | cDXHP | Cap-Tons | 680 | 236000 | None | 24.9 | 0.014 | 0 | 14.3 | 0.00983 | 0 | [6 empty] | DEER:HVAC_Split-Package_HP | Annual | 20 | [13 empty] | CZ2022 | None
NE-HVAC-airHP-SpltPkg-65to134kBtuh-11p5eer-3p50cop-wPreEcono | DEER2023 | D23 v1 | 2022-10-05 23:19 | Any | Hsp | New | CZ04 | cDXHP | Cap-Tons | 680 | 236000 | None | 40.2 | 0.0222 | 0 | 25.7 | 0.0156 | 0 | [6 empty] | DEER:HVAC_Split-Package_HP | Annual | 20 | [13 empty] | CZ2022 | None
NE-HVAC-airHP-SpltPkg-65to134kBtuh-11p5eer-3p50cop-wPreEcono | DEER2023 | D23 v1 | 2022-10-05 23:19 | Any | Hsp | New | CZ05 | cDXHP | Cap-Tons | 680 | 236000 | None | 26.3 | 0.00917 | 0 | 15.6 | 0.00645 | 0 | [6 empty] | DEER:HVAC_Split-Package_HP | Annual | 20 | [13 empty] | CZ2022 | None
NE-HVAC-airHP-SpltPkg-65to134kBtuh-11p5eer-3p50cop-wPreEcono | DEER2023 | D23 v1 | 2022-10-05 23:19 | Any | Hsp | New | CZ06 | cDXHP | Cap-Tons | 680 | 236000 | None | 41.2 | 0.0174 | 0 | 27.8 | 0.0123 | 0 | [6 empty] | DEER:HVAC_Split-Package_HP | Annual | 20 | [13 empty] | CZ2022 | None
NE-HVAC-airHP-SpltPkg-65to134kBtuh-11p5eer-3p50cop-wPreEcono | DEER2023 | D23 v1 | 2022-10-05 23:19 | Any | Hsp | New | CZ07 | cDXHP | Cap-Tons | 680 | 236000 | None | 34.1 | 0.0153 | 0 | 23.1 | 0.0107 | 0 | [6 empty] | DEER:HVAC_Split-Package_HP | Annual | 20 | [13 empty] | CZ2022 | None
NE-HVAC-airHP-SpltPkg-65to134kBtuh-11p5eer-3p50cop-wPreEcono | DEER2023 | D23 v1 | 2022-10-05 23:19 | Any | Hsp | New | CZ08 | cDXHP | Cap-Tons | 680 | 236000 | None | 49.9 | 0.0195 | 0 | 34.1 | 0.0137 | 0 | [6 empty] | DEER:HVAC_Split-Package_HP | Annual | 20 | [13 empty] | CZ2022 | None
NE-HVAC-airHP-SpltPkg-65to134kBtuh-11p5eer-3p50cop-wPreEcono | DEER2023 | D23 v1 | 2022-10-05 23:19 | Any | Hsp | New | CZ09 | cDXHP | Cap-Tons | 682 | 236000 | None | 48.4 | 0.0226 | 0 | 32.7 | 0.0159 | 0 | [6 empty] | DEER:HVAC_Split-Package_HP | Annual | 20 | [13 empty] | CZ2022 | None
NE-HVAC-airHP-SpltPkg-65to134kBtuh-11p5eer-3p50cop-wPreEcono | DEER2023 | D23 v1 | 2022-10-05 23:19 | Any | Hsp | New | CZ10 | cDXHP | Cap-Tons | 681 | 236000 | None | 56.7 | 0.0252 | 0 | 38 | 0.0177 | 0 | [6 empty] | DEER:HVAC_Split-Package_HP | Annual | 20 | [13 empty] | CZ2022 | None
NE-HVAC-airHP-SpltPkg-65to134kBtuh-11p5eer-3p50cop-wPreEcono | DEER2023 | D23 v1 | 2022-10-05 23:19 | Any | Hsp | New | CZ11 | cDXHP | Cap-Tons | 680 | 236000 | None | 63 | 0.0316 | 0 | 40.9 | 0.0222 | 0 | [6 empty] | DEER:HVAC_Split-Package_HP | Annual | 20 | [13 empty] | CZ2022 | None
NE-HVAC-airHP-SpltPkg-65to134kBtuh-11p5eer-3p50cop-wPreEcono | DEER2023 | D23 v1 | 2022-10-05 23:19 | Any | Hsp | New | CZ12 | cDXHP | Cap-Tons | 680 | 236000 | None | 50.7 | 0.0285 | 0 | 32.2 | 0.0201 | 0 | [6 empty] | DEER:HVAC_Split-Package_HP | Annual | 20 | [13 empty] | CZ2022 | None
NE-HVAC-airHP-SpltPkg-65to134kBtuh-11p5eer-3p50cop-wPreEcono | DEER2023 | D23 v1 | 2022-10-05 23:19 | Any | Hsp | New | CZ13 | cDXHP | Cap-Tons | 680 | 236000 | None | 67.3 | 0.0317 | 0 | 44.4 | 0.0223 | 0 | [6 empty] | DEER:HVAC_Split-Package_HP | Annual | 20 | [13 empty] | CZ2022 | None
NE-HVAC-airHP-SpltPkg-65to134kBtuh-11p5eer-3p50cop-wPreEcono | DEER2023 | D23 v1 | 2022-10-05 23:19 | Any | Hsp | New | CZ14 | cDXHP | Cap-Tons | 680 | 236000 | None | 62.3 | 0.0281 | 0 | 40.3 | 0.0197 | 0 | [6 empty] | DEER:HVAC_Split-Package_HP | Annual | 20 | [13 empty] | CZ2022 | None
NE-HVAC-airHP-SpltPkg-65to134kBtuh-11p5eer-3p50cop-wPreEcono | DEER2023 | D23 v1 | 2022-10-05 23:19 | Any | Hsp | New | CZ15 | cDXHP | Cap-Tons | 718 | 236000 | None | 92.6 | 0.0401 | 0 | 64.6 | 0.0282 | 0 | [6 empty] | DEER:HVAC_Split-Package_HP | Annual | 20 | [13 empty] | CZ2022 | None
NE-HVAC-airHP-SpltPkg-65to134kBtuh-11p5eer-3p50cop-wPreEcono | DEER2023 | D23 v1 | 2022-10-05 23:19 | Any | Hsp | New | CZ16 | cDXHP | Cap-Tons | 680 | 236000 | None | 53.7 | 0.0144 | 0 | 29.6 | 0.0101 | 0 | [6 empty] | DEER:HVAC_Split-Package_HP | Annual | 20 | [13 empty] | CZ2022 | None
NE-HVAC-airHP-SpltPkg-65to134kBtuh-11p5eer-3p50cop-wPreEcono | DEER2023 | D23 v1 | 2022-10-05 23:19 | Any | Htl | New | CZ01 | cDXHP | Cap-Tons | 56.7 | 140000 | None | 95.4 | 0.00912 | 0 | 46.7 | 0.00616 | 0 | [6 empty] | DEER:HVAC_Split-Package_HP | Annual | 20 | [13 empty] | CZ2022 | None
NE-HVAC-airHP-SpltPkg-65to134kBtuh-11p5eer-3p50cop-wPreEcono | DEER2023 | D23 v1 | 2022-10-05 23:19 | Any | Htl | New | CZ02 | cDXHP | Cap-Tons | 56.2 | 140000 | None | 88 | 0.0326 | 0 | 49.9 | 0.0229 | 0 | [6 empty] | DEER:HVAC_Split-Package_HP | Annual | 20 | [13 empty] | CZ2022 | None
NE-HVAC-airHP-SpltPkg-65to134kBtuh-11p5eer-3p50cop-wPreEcono | DEER2023 | D23 v1 | 2022-10-05 23:19 | Any | Htl | New | CZ03 | cDXHP | Cap-Tons | 59.4 | 140000 | None | 63 | 0.0195 | 0 | 33.5 | 0.0137 | 0 | [6 empty] | DEER:HVAC_Split-Package_HP | Annual | 20 | [13 empty] | CZ2022 | None
NE-HVAC-airHP-SpltPkg-65to134kBtuh-11p5eer-3p50cop-wPreEcono | DEER2023 | D23 v1 | 2022-10-05 23:19 | Any | Htl | New | CZ04 | cDXHP | Cap-Tons | 57.5 | 140000 | None | 78.3 | 0.036 | 0 | 47.2 | 0.0253 | 0 | [6 empty] | DEER:HVAC_Split-Package_HP | Annual | 20 | [13 empty] | CZ2022 | None
NE-HVAC-airHP-SpltPkg-65to134kBtuh-11p5eer-3p50cop-wPreEcono | DEER2023 | D23 v1 | 2022-10-05 23:19 | Any | Htl | New | CZ05 | cDXHP | Cap-Tons | 58.9 | 140000 | None | 64.9 | 0.0127 | 0 | 35.3 | 0.00886 | 0 | [6 empty] | DEER:HVAC_Split-Package_HP | Annual | 20 | [13 empty] | CZ2022 | None
NE-HVAC-airHP-SpltPkg-65to134kBtuh-11p5eer-3p50cop-wPreEcono | DEER2023 | D23 v1 | 2022-10-05 23:19 | Any | Htl | New | CZ06 | cDXHP | Cap-Tons | 61.8 | 140000 | None | 65 | 0.0242 | 0 | 41.1 | 0.017 | 0 | [6 empty] | DEER:HVAC_Split-Package_HP | Annual | 20 | [13 empty] | CZ2022 | None
NE-HVAC-airHP-SpltPkg-65to134kBtuh-11p5eer-3p50cop-wPreEcono | DEER2023 | D23 v1 | 2022-10-05 23:19 | Any | Htl | New | CZ07 | cDXHP | Cap-Tons | 61 | 140000 | None | 54.1 | 0.0198 | 0 | 34.1 | 0.0139 | 0 | [6 empty] | DEER:HVAC_Split-Package_HP | Annual | 20 | [13 empty] | CZ2022 | None
NE-HVAC-airHP-SpltPkg-65to134kBtuh-11p5eer-3p50cop-wPreEcono | DEER2023 | D23 v1 | 2022-10-05 23:19 | Any | Htl | New | CZ08 | cDXHP | Cap-Tons | 54.5 | 140000 | None | 83.7 | 0.0306 | 0 | 55.4 | 0.0215 | 0 | [6 empty] | DEER:HVAC_Split-Package_HP | Annual | 20 | [13 empty] | CZ2022 | None
NE-HVAC-airHP-SpltPkg-65to134kBtuh-11p5eer-3p50cop-wPreEcono | DEER2023 | D23 v1 | 2022-10-05 23:19 | Any | Htl | New | CZ09 | cDXHP | Cap-Tons | 72 | 140000 | None | 69.3 | 0.0302 | 0 | 44.6 | 0.0212 | 0 | [6 empty] | DEER:HVAC_Split-Package_HP | Annual | 20 | [13 empty] | CZ2022 | None
NE-HVAC-airHP-SpltPkg-65to134kBtuh-11p5eer-3p50cop-wPreEcono | DEER2023 | D23 v1 | 2022-10-05 23:19 | Any | Htl | New | CZ10 | cDXHP | Cap-Tons | 64.9 | 140000 | None | 87.7 | 0.0359 | 0 | 56.7 | 0.0253 | 0 | [6 empty] | DEER:HVAC_Split-Package_HP | Annual | 20 | [13 empty] | CZ2022 | None
NE-HVAC-airHP-SpltPkg-65to134kBtuh-11p5eer-3p50cop-wPreEcono | DEER2023 | D23 v1 | 2022-10-05 23:19 | Any | Htl | New | CZ11 | cDXHP | Cap-Tons | 68.5 | 140000 | None | 101 | 0.0479 | 0 | 63.1 | 0.0337 | 0 | [6 empty] | DEER:HVAC_Split-Package_HP | Annual | 20 | [13 empty] | CZ2022 | None
NE-HVAC-airHP-SpltPkg-65to134kBtuh-11p5eer-3p50cop-wPreEcono | DEER2023 | D23 v1 | 2022-10-05 23:19 | Any | Htl | New | CZ12 | cDXHP | Cap-Tons | 62.7 | 140000 | None | 89.8 | 0.0452 | 0 | 54.4 | 0.0318 | 0 | [6 empty] | DEER:HVAC_Split-Package_HP | Annual | 20 | [13 empty] | CZ2022 | None
NE-HVAC-airHP-SpltPkg-65to134kBtuh-11p5eer-3p50cop-wPreEcono | DEER2023 | D23 v1 | 2022-10-05 23:19 | Any | Htl | New | CZ13 | cDXHP | Cap-Tons | 70.7 | 140000 | None | 101 | 0.0458 | 0 | 64.2 | 0.0323 | 0 | [6 empty] | DEER:HVAC_Split-Package_HP | Annual | 20 | [13 empty] | CZ2022 | None
NE-HVAC-airHP-SpltPkg-65to134kBtuh-11p5eer-3p50cop-wPreEcono | DEER2023 | D23 v1 | 2022-10-05 23:19 | Any | Htl | New | CZ14 | cDXHP | Cap-Tons | 70.4 | 140000 | None | 95.8 | 0.0405 | 0 | 59.7 | 0.0285 | 0 | [6 empty] | DEER:HVAC_Split-Package_HP | Annual | 20 | [13 empty] | CZ2022 | None
NE-HVAC-airHP-SpltPkg-65to134kBtuh-11p5eer-3p50cop-wPreEcono | DEER2023 | D23 v1 | 2022-10-05 23:19 | Any | Htl | New | CZ15 | cDXHP | Cap-Tons | 96.2 | 140000 | None | 105 | 0.0474 | 0 | 71.8 | 0.0334 | 0 | [6 empty] | DEER:HVAC_Split-Package_HP | Annual | 20 | [13 empty] | CZ2022 | None
NE-HVAC-airHP-SpltPkg-65to134kBtuh-11p5eer-3p50cop-wPreEcono | DEER2023 | D23 v1 | 2022-10-05 23:19 | Any | Htl | New | CZ16 | cDXHP | Cap-Tons | 60.7 | 140000 | None | 111 | 0.0211 | 0 | 58.6 | 0.0149 | 0 | [6 empty] | DEER:HVAC_Split-Package_HP | Annual | 20 | [13 empty] | CZ2022 | None
NE-HVAC-airHP-SpltPkg-65to134kBtuh-11p5eer-3p50cop-wPreEcono | DEER2023 | D23 v1 | 2022-10-05 23:19 | Any | MBT | New | CZ01 | cDXHP | Cap-Tons | 283 | 200000 | None | 52.9 | 0.0174 | 0 | 17 | 0.00553 | 0 | [6 empty] | DEER:HVAC_Split-Package_HP | Annual | 20 | [13 empty] | CZ2022 | None
NE-HVAC-airHP-SpltPkg-65to134kBtuh-11p5eer-3p50cop-wPreEcono | DEER2023 | D23 v1 | 2022-10-05 23:19 | Any | MBT | New | CZ02 | cDXHP | Cap-Tons | 299 | 200000 | None | 82 | 0.0486 | 0 | 26.8 | 0.0158 | 0 | [6 empty] | DEER:HVAC_Split-Package_HP | Annual | 20 | [13 empty] | CZ2022 | None
NE-HVAC-airHP-SpltPkg-65to134kBtuh-11p5eer-3p50cop-wPreEcono | DEER2023 | D23 v1 | 2022-10-05 23:19 | Any | MBT | New | CZ03 | cDXHP | Cap-Tons | 296 | 200000 | None | 62.2 | 0.032 | 0 | 19.6 | 0.0102 | 0 | [6 empty] | DEER:HVAC_Split-Package_HP | Annual | 20 | [13 empty] | CZ2022 | None
NE-HVAC-airHP-SpltPkg-65to134kBtuh-11p5eer-3p50cop-wPreEcono | DEER2023 | D23 v1 | 2022-10-05 23:19 | Any | MBT | New | CZ04 | cDXHP | Cap-Tons | 298 | 200000 | None | 89.3 | 0.0453 | 0 | 29.7 | 0.0172 | 0 | [6 empty] | DEER:HVAC_Split-Package_HP | Annual | 20 | [13 empty] | CZ2022 | None
NE-HVAC-airHP-SpltPkg-65to134kBtuh-11p5eer-3p50cop-wPreEcono | DEER2023 | D23 v1 | 2022-10-05 23:19 | Any | MBT | New | CZ05 | cDXHP | Cap-Tons | 293 | 200000 | None | 71.7 | 0.0253 | 0 | 22.6 | 0.0073 | 0 | [6 empty] | DEER:HVAC_Split-Package_HP | Annual | 20 | [13 empty] | CZ2022 | None
NE-HVAC-airHP-SpltPkg-65to134kBtuh-11p5eer-3p50cop-wPreEcono | DEER2023 | D23 v1 | 2022-10-05 23:19 | Any | MBT | New | CZ06 | cDXHP | Cap-Tons | 317 | 200000 | None | 93.3 | 0.0357 | 0 | 32.3 | 0.0122 | 0 | [6 empty] | DEER:HVAC_Split-Package_HP | Annual | 20 | [13 empty] | CZ2022 | None
NE-HVAC-airHP-SpltPkg-65to134kBtuh-11p5eer-3p50cop-wPreEcono | DEER2023 | D23 v1 | 2022-10-05 23:19 | Any | MBT | New | CZ07 | cDXHP | Cap-Tons | 313 | 200000 | None | 83.4 | 0.0308 | 0 | 27.7 | 0.0104 | 0 | [6 empty] | DEER:HVAC_Split-Package_HP | Annual | 20 | [13 empty] | CZ2022 | None
NE-HVAC-airHP-SpltPkg-65to134kBtuh-11p5eer-3p50cop-wPreEcono | DEER2023 | D23 v1 | 2022-10-05 23:19 | Any | MBT | New | CZ08 | cDXHP | Cap-Tons | 325 | 200000 | None | 107 | 0.0393 | 0 | 36.9 | 0.0142 | 0 | [6 empty] | DEER:HVAC_Split-Package_HP | Annual | 20 | [13 empty] | CZ2022 | None
NE-HVAC-airHP-SpltPkg-65to134kBtuh-11p5eer-3p50cop-wPreEcono | DEER2023 | D23 v1 | 2022-10-05 23:19 | Any | MBT | New | CZ09 | cDXHP | Cap-Tons | 382 | 200000 | None | 91 | 0.0429 | 0 | 28.9 | 0.0143 | 0 | [6 empty] | DEER:HVAC_Split-Package_HP | Annual | 20 | [13 empty] | CZ2022 | None
NE-HVAC-airHP-SpltPkg-65to134kBtuh-11p5eer-3p50cop-wPreEcono | DEER2023 | D23 v1 | 2022-10-05 23:19 | Any | MBT | New | CZ10 | cDXHP | Cap-Tons | 354 | 200000 | None | 105 | 0.0426 | 0 | 35.4 | 0.0173 | 0 | [6 empty] | DEER:HVAC_Split-Package_HP | Annual | 20 | [13 empty] | CZ2022 | None
NE-HVAC-airHP-SpltPkg-65to134kBtuh-11p5eer-3p50cop-wPreEcono | DEER2023 | D23 v1 | 2022-10-05 23:19 | Any | MBT | New | CZ11 | cDXHP | Cap-Tons | 387 | 200000 | None | 98.8 | 0.0526 | 0 | 32.6 | 0.022 | 0 | [6 empty] | DEER:HVAC_Split-Package_HP | Annual | 20 | [13 empty] | CZ2022 | None
NE-HVAC-airHP-SpltPkg-65to134kBtuh-11p5eer-3p50cop-wPreEcono | DEER2023 | D23 v1 | 2022-10-05 23:19 | Any | MBT | New | CZ12 | cDXHP | Cap-Tons | 349 | 200000 | None | 90.4 | 0.0472 | 0 | 29.5 | 0.0209 | 0 | [6 empty] | DEER:HVAC_Split-Package_HP | Annual | 20 | [13 empty] | CZ2022 | None
NE-HVAC-airHP-SpltPkg-65to134kBtuh-11p5eer-3p50cop-wPreEcono | DEER2023 | D23 v1 | 2022-10-05 23:19 | Any | MBT | New | CZ13 | cDXHP | Cap-Tons | 390 | 200000 | None | 104 | 0.0431 | 0 | 34.6 | 0.0218 | 0 | [6 empty] | DEER:HVAC_Split-Package_HP | Annual | 20 | [13 empty] | CZ2022 | None
NE-HVAC-airHP-SpltPkg-65to134kBtuh-11p5eer-3p50cop-wPreEcono | DEER2023 | D23 v1 | 2022-10-05 23:19 | Any | MBT | New | CZ14 | cDXHP | Cap-Tons | 394 | 200000 | None | 103 | 0.054 | 0 | 32.6 | 0.0196 | 0 | [6 empty] | DEER:HVAC_Split-Package_HP | Annual | 20 | [13 empty] | CZ2022 | None
NE-HVAC-airHP-SpltPkg-65to134kBtuh-11p5eer-3p50cop-wPreEcono | DEER2023 | D23 v1 | 2022-10-05 23:19 | Any | MBT | New | CZ15 | cDXHP | Cap-Tons | 515 | 200000 | None | 124 | 0.044 | 0 | 42.7 | 0.0232 | 0 | [6 empty] | DEER:HVAC_Split-Package_HP | Annual | 20 | [13 empty] | CZ2022 | None
NE-HVAC-airHP-SpltPkg-65to134kBtuh-11p5eer-3p50cop-wPreEcono | DEER2023 | D23 v1 | 2022-10-05 23:19 | Any | MBT | New | CZ16 | cDXHP | Cap-Tons | 306 | 200000 | None | 82.4 | 0.0367 | 0 | 26.5 | 0.0108 | 0 | [6 empty] | DEER:HVAC_Split-Package_HP | Annual | 20 | [13 empty] | CZ2022 | None
NE-HVAC-airHP-SpltPkg-65to134kBtuh-11p5eer-3p50cop-wPreEcono | DEER2023 | D23 v1 | 2022-10-05 23:19 | Any | MLI | New | CZ01 | cDXHP | Cap-Tons | 206 | 100000 | None | 40.7 | 0.00323 | 0 | 20.7 | 0.00227 | 0 | [6 empty] | DEER:HVAC_Split-Package_HP | Annual | 20 | [13 empty] | CZ2022 | None
NE-HVAC-airHP-SpltPkg-65to134kBtuh-11p5eer-3p50cop-wPreEcono | DEER2023 | D23 v1 | 2022-10-05 23:19 | Any | MLI | New | CZ02 | cDXHP | Cap-Tons | 211 | 100000 | None | 39.2 | 0.0161 | 0 | 22.5 | 0.0114 | 0 | [6 empty] | DEER:HVAC_Split-Package_HP | Annual | 20 | [13 empty] | CZ2022 | None
NE-HVAC-airHP-SpltPkg-65to134kBtuh-11p5eer-3p50cop-wPreEcono | DEER2023 | D23 v1 | 2022-10-05 23:19 | Any | MLI | New | CZ03 | cDXHP | Cap-Tons | 215 | 100000 | None | 25.5 | 0.00818 | 0 | 13.8 | 0.00576 | 0 | [6 empty] | DEER:HVAC_Split-Package_HP | Annual | 20 | [13 empty] | CZ2022 | None
NE-HVAC-airHP-SpltPkg-65to134kBtuh-11p5eer-3p50cop-wPreEcono | DEER2023 | D23 v1 | 2022-10-05 23:19 | Any | MLI | New | CZ04 | cDXHP | Cap-Tons | 215 | 100000 | None | 33.7 | 0.0173 | 0 | 20.5 | 0.0121 | 0 | [6 empty] | DEER:HVAC_Split-Package_HP | Annual | 20 | [13 empty] | CZ2022 | None
NE-HVAC-airHP-SpltPkg-65to134kBtuh-11p5eer-3p50cop-wPreEcono | DEER2023 | D23 v1 | 2022-10-05 23:19 | Any | MLI | New | CZ05 | cDXHP | Cap-Tons | 214 | 100000 | None | 27 | 0.00614 | 0 | 15 | 0.00432 | 0 | [6 empty] | DEER:HVAC_Split-Package_HP | Annual | 20 | [13 empty] | CZ2022 | None
NE-HVAC-airHP-SpltPkg-65to134kBtuh-11p5eer-3p50cop-wPreEcono | DEER2023 | D23 v1 | 2022-10-05 23:19 | Any | MLI | New | CZ06 | cDXHP | Cap-Tons | 226 | 100000 | None | 27.5 | 0.0107 | 0 | 17.6 | 0.00749 | 0 | [6 empty] | DEER:HVAC_Split-Package_HP | Annual | 20 | [13 empty] | CZ2022 | None
NE-HVAC-airHP-SpltPkg-65to134kBtuh-11p5eer-3p50cop-wPreEcono | DEER2023 | D23 v1 | 2022-10-05 23:19 | Any | MLI | New | CZ07 | cDXHP | Cap-Tons | 212 | 100000 | None | 23.1 | 0.00899 | 0 | 14.7 | 0.00632 | 0 | [6 empty] | DEER:HVAC_Split-Package_HP | Annual | 20 | [13 empty] | CZ2022 | None
NE-HVAC-airHP-SpltPkg-65to134kBtuh-11p5eer-3p50cop-wPreEcono | DEER2023 | D23 v1 | 2022-10-05 23:19 | Any | MLI | New | CZ08 | cDXHP | Cap-Tons | 216 | 100000 | None | 38.5 | 0.016 | 0 | 25.5 | 0.0112 | 0 | [6 empty] | DEER:HVAC_Split-Package_HP | Annual | 20 | [13 empty] | CZ2022 | None
NE-HVAC-airHP-SpltPkg-65to134kBtuh-11p5eer-3p50cop-wPreEcono | DEER2023 | D23 v1 | 2022-10-05 23:19 | Any | MLI | New | CZ09 | cDXHP | Cap-Tons | 255 | 100000 | None | 32 | 0.016 | 0 | 21 | 0.0112 | 0 | [6 empty] | DEER:HVAC_Split-Package_HP | Annual | 20 | [13 empty] | CZ2022 | None
NE-HVAC-airHP-SpltPkg-65to134kBtuh-11p5eer-3p50cop-wPreEcono | DEER2023 | D23 v1 | 2022-10-05 23:19 | Any | MLI | New | CZ10 | cDXHP | Cap-Tons | 239 | 100000 | None | 40.9 | 0.019 | 0 | 26.8 | 0.0134 | 0 | [6 empty] | DEER:HVAC_Split-Package_HP | Annual | 20 | [13 empty] | CZ2022 | None
NE-HVAC-airHP-SpltPkg-65to134kBtuh-11p5eer-3p50cop-wPreEcono | DEER2023 | D23 v1 | 2022-10-05 23:19 | Any | MLI | New | CZ11 | cDXHP | Cap-Tons | 235 | 100000 | None | 44.1 | 0.0248 | 0 | 28.2 | 0.0174 | 0 | [6 empty] | DEER:HVAC_Split-Package_HP | Annual | 20 | [13 empty] | CZ2022 | None
NE-HVAC-airHP-SpltPkg-65to134kBtuh-11p5eer-3p50cop-wPreEcono | DEER2023 | D23 v1 | 2022-10-05 23:19 | Any | MLI | New | CZ12 | cDXHP | Cap-Tons | 233 | 100000 | None | 39.1 | 0.023 | 0 | 24.1 | 0.0162 | 0 | [6 empty] | DEER:HVAC_Split-Package_HP | Annual | 20 | [13 empty] | CZ2022 | None
NE-HVAC-airHP-SpltPkg-65to134kBtuh-11p5eer-3p50cop-wPreEcono | DEER2023 | D23 v1 | 2022-10-05 23:19 | Any | MLI | New | CZ13 | cDXHP | Cap-Tons | 245 | 100000 | None | 45.8 | 0.024 | 0 | 29.8 | 0.0168 | 0 | [6 empty] | DEER:HVAC_Split-Package_HP | Annual | 20 | [13 empty] | CZ2022 | None
NE-HVAC-airHP-SpltPkg-65to134kBtuh-11p5eer-3p50cop-wPreEcono | DEER2023 | D23 v1 | 2022-10-05 23:19 | Any | MLI | New | CZ14 | cDXHP | Cap-Tons | 237 | 100000 | None | 44.3 | 0.0219 | 0 | 28.4 | 0.0154 | 0 | [6 empty] | DEER:HVAC_Split-Package_HP | Annual | 20 | [13 empty] | CZ2022 | None
NE-HVAC-airHP-SpltPkg-65to134kBtuh-11p5eer-3p50cop-wPreEcono | DEER2023 | D23 v1 | 2022-10-05 23:19 | Any | MLI | New | CZ15 | cDXHP | Cap-Tons | 305 | 100000 | None | 54 | 0.0272 | 0 | 37.7 | 0.0191 | 0 | [6 empty] | DEER:HVAC_Split-Package_HP | Annual | 20 | [13 empty] | CZ2022 | None
NE-HVAC-airHP-SpltPkg-65to134kBtuh-11p5eer-3p50cop-wPreEcono | DEER2023 | D23 v1 | 2022-10-05 23:19 | Any | MLI | New | CZ16 | cDXHP | Cap-Tons | 213 | 100000 | None | 47.2 | 0.00944 | 0 | 25.6 | 0.00664 | 0 | [6 empty] | DEER:HVAC_Split-Package_HP | Annual | 20 | [13 empty] | CZ2022 | None
NE-HVAC-airHP-SpltPkg-65to134kBtuh-11p5eer-3p50cop-wPreEcono | DEER2023 | D23 v1 | 2022-10-05 23:19 | Any | Mtl | New | CZ01 | cDXHP | Cap-Tons | 8.06 | 30000 | None | 35.1 | 0.00832 | 0 | 17.9 | 0.00583 | 0 | [6 empty] | DEER:HVAC_Split-Package_HP | Annual | 20 | [13 empty] | CZ2022 | None
NE-HVAC-airHP-SpltPkg-65to134kBtuh-11p5eer-3p50cop-wPreEcono | DEER2023 | D23 v1 | 2022-10-05 23:19 | Any | Mtl | New | CZ02 | cDXHP | Cap-Tons | 6.09 | 30000 | None | 66.7 | 0.034 | 0 | 41.8 | 0.024 | 0 | [6 empty] | DEER:HVAC_Split-Package_HP | Annual | 20 | [13 empty] | CZ2022 | None
NE-HVAC-airHP-SpltPkg-65to134kBtuh-11p5eer-3p50cop-wPreEcono | DEER2023 | D23 v1 | 2022-10-05 23:19 | Any | Mtl | New | CZ03 | cDXHP | Cap-Tons | 8.4 | 30000 | None | 28.4 | 0.0184 | 0 | 17.7 | 0.013 | 0 | [6 empty] | DEER:HVAC_Split-Package_HP | Annual | 20 | [13 empty] | CZ2022 | None
NE-HVAC-airHP-SpltPkg-65to134kBtuh-11p5eer-3p50cop-wPreEcono | DEER2023 | D23 v1 | 2022-10-05 23:19 | Any | Mtl | New | CZ04 | cDXHP | Cap-Tons | 6.18 | 30000 | None | 68.2 | 0.038 | 0 | 45.4 | 0.0267 | 0 | [6 empty] | DEER:HVAC_Split-Package_HP | Annual | 20 | [13 empty] | CZ2022 | None
NE-HVAC-airHP-SpltPkg-65to134kBtuh-11p5eer-3p50cop-wPreEcono | DEER2023 | D23 v1 | 2022-10-05 23:19 | Any | Mtl | New | CZ05 | cDXHP | Cap-Tons | 8.35 | 30000 | None | 33.1 | 0.0121 | 0 | 20.9 | 0.0085 | 0 | [6 empty] | DEER:HVAC_Split-Package_HP | Annual | 20 | [13 empty] | CZ2022 | None
NE-HVAC-airHP-SpltPkg-65to134kBtuh-11p5eer-3p50cop-wPreEcono | DEER2023 | D23 v1 | 2022-10-05 23:19 | Any | Mtl | New | CZ06 | cDXHP | Cap-Tons | 8.65 | 30000 | None | 54.6 | 0.0219 | 0 | 37.9 | 0.0154 | 0 | [6 empty] | DEER:HVAC_Split-Package_HP | Annual | 20 | [13 empty] | CZ2022 | None
NE-HVAC-airHP-SpltPkg-65to134kBtuh-11p5eer-3p50cop-wPreEcono | DEER2023 | D23 v1 | 2022-10-05 23:19 | Any | Mtl | New | CZ07 | cDXHP | Cap-Tons | 8.59 | 30000 | None | 45.7 | 0.0189 | 0 | 31.8 | 0.0133 | 0 | [6 empty] | DEER:HVAC_Split-Package_HP | Annual | 20 | [13 empty] | CZ2022 | None
NE-HVAC-airHP-SpltPkg-65to134kBtuh-11p5eer-3p50cop-wPreEcono | DEER2023 | D23 v1 | 2022-10-05 23:19 | Any | Mtl | New | CZ08 | cDXHP | Cap-Tons | 6.47 | 30000 | None | 85.3 | 0.0308 | 0 | 59.3 | 0.0217 | 0 | [6 empty] | DEER:HVAC_Split-Package_HP | Annual | 20 | [13 empty] | CZ2022 | None
NE-HVAC-airHP-SpltPkg-65to134kBtuh-11p5eer-3p50cop-wPreEcono | DEER2023 | D23 v1 | 2022-10-05 23:19 | Any | Mtl | New | CZ09 | cDXHP | Cap-Tons | 7.94 | 30000 | None | 67.1 | 0.0303 | 0 | 46.3 | 0.0214 | 0 | [6 empty] | DEER:HVAC_Split-Package_HP | Annual | 20 | [13 empty] | CZ2022 | None
NE-HVAC-airHP-SpltPkg-65to134kBtuh-11p5eer-3p50cop-wPreEcono | DEER2023 | D23 v1 | 2022-10-05 23:19 | Any | Mtl | New | CZ10 | cDXHP | Cap-Tons | 7.42 | 30000 | None | 83.5 | 0.0348 | 0 | 57.1 | 0.0244 | 0 | [6 empty] | DEER:HVAC_Split-Package_HP | Annual | 20 | [13 empty] | CZ2022 | None
NE-HVAC-airHP-SpltPkg-65to134kBtuh-11p5eer-3p50cop-wPreEcono | DEER2023 | D23 v1 | 2022-10-05 23:19 | Any | Mtl | New | CZ11 | cDXHP | Cap-Tons | 7.82 | 30000 | None | 87.9 | 0.0452 | 0 | 58.4 | 0.0317 | 0 | [6 empty] | DEER:HVAC_Split-Package_HP | Annual | 20 | [13 empty] | CZ2022 | None
NE-HVAC-airHP-SpltPkg-65to134kBtuh-11p5eer-3p50cop-wPreEcono | DEER2023 | D23 v1 | 2022-10-05 23:19 | Any | Mtl | New | CZ12 | cDXHP | Cap-Tons | 7.15 | 30000 | None | 74.8 | 0.0436 | 0 | 49 | 0.0306 | 0 | [6 empty] | DEER:HVAC_Split-Package_HP | Annual | 20 | [13 empty] | CZ2022 | None
NE-HVAC-airHP-SpltPkg-65to134kBtuh-11p5eer-3p50cop-wPreEcono | DEER2023 | D23 v1 | 2022-10-05 23:19 | Any | Mtl | New | CZ13 | cDXHP | Cap-Tons | 8 | 30000 | None | 93 | 0.0447 | 0 | 62.7 | 0.0315 | 0 | [6 empty] | DEER:HVAC_Split-Package_HP | Annual | 20 | [13 empty] | CZ2022 | None
NE-HVAC-airHP-SpltPkg-65to134kBtuh-11p5eer-3p50cop-wPreEcono | DEER2023 | D23 v1 | 2022-10-05 23:19 | Any | Mtl | New | CZ14 | cDXHP | Cap-Tons | 7.88 | 30000 | None | 86.3 | 0.0388 | 0 | 57.2 | 0.0273 | 0 | [6 empty] | DEER:HVAC_Split-Package_HP | Annual | 20 | [13 empty] | CZ2022 | None
NE-HVAC-airHP-SpltPkg-65to134kBtuh-11p5eer-3p50cop-wPreEcono | DEER2023 | D23 v1 | 2022-10-05 23:19 | Any | Mtl | New | CZ15 | cDXHP | Cap-Tons | 10.5 | 30000 | None | 110 | 0.0445 | 0 | 77.3 | 0.0313 | 0 | [6 empty] | DEER:HVAC_Split-Package_HP | Annual | 20 | [13 empty] | CZ2022 | None
NE-HVAC-airHP-SpltPkg-65to134kBtuh-11p5eer-3p50cop-wPreEcono | DEER2023 | D23 v1 | 2022-10-05 23:19 | Any | Mtl | New | CZ16 | cDXHP | Cap-Tons | 8.39 | 30000 | None | 66.3 | 0.0193 | 0 | 37.4 | 0.0136 | 0 | [6 empty] | DEER:HVAC_Split-Package_HP | Annual | 20 | [13 empty] | CZ2022 | None
NE-HVAC-airHP-SpltPkg-65to134kBtuh-11p5eer-3p50cop-wPreEcono | DEER2023 | D23 v1 | 2022-10-05 23:19 | Any | Nrs | New | CZ01 | cDXHP | Cap-Tons | 95.9 | 60700 | None | 55.2 | 0.00571 | 0 | 27.4 | 0.0039 | 0 | [6 empty] | DEER:HVAC_Split-Package_HP | Annual | 20 | [13 empty] | CZ2022 | None
NE-HVAC-airHP-SpltPkg-65to134kBtuh-11p5eer-3p50cop-wPreEcono | DEER2023 | D23 v1 | 2022-10-05 23:19 | Any | Nrs | New | CZ02 | cDXHP | Cap-Tons | 95.9 | 60700 | None | 56 | 0.0192 | 0 | 31.8 | 0.0135 | 0 | [6 empty] | DEER:HVAC_Split-Package_HP | Annual | 20 | [13 empty] | CZ2022 | None
NE-HVAC-airHP-SpltPkg-65to134kBtuh-11p5eer-3p50cop-wPreEcono | DEER2023 | D23 v1 | 2022-10-05 23:19 | Any | Nrs | New | CZ03 | cDXHP | Cap-Tons | 95.9 | 60700 | None | 40.3 | 0.0129 | 0 | 21.6 | 0.00907 | 0 | [6 empty] | DEER:HVAC_Split-Package_HP | Annual | 20 | [13 empty] | CZ2022 | None
NE-HVAC-airHP-SpltPkg-65to134kBtuh-11p5eer-3p50cop-wPreEcono | DEER2023 | D23 v1 | 2022-10-05 23:19 | Any | Nrs | New | CZ04 | cDXHP | Cap-Tons | 95.9 | 60700 | None | 50 | 0.022 | 0 | 30 | 0.0155 | 0 | [6 empty] | DEER:HVAC_Split-Package_HP | Annual | 20 | [13 empty] | CZ2022 | None
NE-HVAC-airHP-SpltPkg-65to134kBtuh-11p5eer-3p50cop-wPreEcono | DEER2023 | D23 v1 | 2022-10-05 23:19 | Any | Nrs | New | CZ05 | cDXHP | Cap-Tons | 95.9 | 60700 | None | 44 | 0.00835 | 0 | 24.1 | 0.00585 | 0 | [6 empty] | DEER:HVAC_Split-Package_HP | Annual | 20 | [13 empty] | CZ2022 | None
NE-HVAC-airHP-SpltPkg-65to134kBtuh-11p5eer-3p50cop-wPreEcono | DEER2023 | D23 v1 | 2022-10-05 23:19 | Any | Nrs | New | CZ06 | cDXHP | Cap-Tons | 95.9 | 60700 | None | 47 | 0.0169 | 0 | 29.7 | 0.0119 | 0 | [6 empty] | DEER:HVAC_Split-Package_HP | Annual | 20 | [13 empty] | CZ2022 | None
NE-HVAC-airHP-SpltPkg-65to134kBtuh-11p5eer-3p50cop-wPreEcono | DEER2023 | D23 v1 | 2022-10-05 23:19 | Any | Nrs | New | CZ07 | cDXHP | Cap-Tons | 95.9 | 60700 | None | 38.5 | 0.014 | 0 | 24.1 | 0.00984 | 0 | [6 empty] | DEER:HVAC_Split-Package_HP | Annual | 20 | [13 empty] | CZ2022 | None
NE-HVAC-airHP-SpltPkg-65to134kBtuh-11p5eer-3p50cop-wPreEcono | DEER2023 | D23 v1 | 2022-10-05 23:19 | Any | Nrs | New | CZ08 | cDXHP | Cap-Tons | 96 | 60700 | None | 55.2 | 0.0189 | 0 | 35.7 | 0.0133 | 0 | [6 empty] | DEER:HVAC_Split-Package_HP | Annual | 20 | [13 empty] | CZ2022 | None
NE-HVAC-airHP-SpltPkg-65to134kBtuh-11p5eer-3p50cop-wPreEcono | DEER2023 | D23 v1 | 2022-10-05 23:19 | Any | Nrs | New | CZ09 | cDXHP | Cap-Tons | 97.2 | 60700 | None | 54.1 | 0.0222 | 0 | 34.6 | 0.0156 | 0 | [6 empty] | DEER:HVAC_Split-Package_HP | Annual | 20 | [13 empty] | CZ2022 | None
NE-HVAC-airHP-SpltPkg-65to134kBtuh-11p5eer-3p50cop-wPreEcono | DEER2023 | D23 v1 | 2022-10-05 23:19 | Any | Nrs | New | CZ10 | cDXHP | Cap-Tons | 96.4 | 60700 | None | 63.1 | 0.024 | 0 | 40.4 | 0.0169 | 0 | [6 empty] | DEER:HVAC_Split-Package_HP | Annual | 20 | [13 empty] | CZ2022 | None
NE-HVAC-airHP-SpltPkg-65to134kBtuh-11p5eer-3p50cop-wPreEcono | DEER2023 | D23 v1 | 2022-10-05 23:19 | Any | Nrs | New | CZ11 | cDXHP | Cap-Tons | 96.7 | 60700 | None | 72.9 | 0.0327 | 0 | 45.5 | 0.023 | 0 | [6 empty] | DEER:HVAC_Split-Package_HP | Annual | 20 | [13 empty] | CZ2022 | None
NE-HVAC-airHP-SpltPkg-65to134kBtuh-11p5eer-3p50cop-wPreEcono | DEER2023 | D23 v1 | 2022-10-05 23:19 | Any | Nrs | New | CZ12 | cDXHP | Cap-Tons | 96.2 | 60700 | None | 61.2 | 0.029 | 0 | 37 | 0.0204 | 0 | [6 empty] | DEER:HVAC_Split-Package_HP | Annual | 20 | [13 empty] | CZ2022 | None
NE-HVAC-airHP-SpltPkg-65to134kBtuh-11p5eer-3p50cop-wPreEcono | DEER2023 | D23 v1 | 2022-10-05 23:19 | Any | Nrs | New | CZ13 | cDXHP | Cap-Tons | 97.1 | 60700 | None | 74.5 | 0.0326 | 0 | 47.4 | 0.023 | 0 | [6 empty] | DEER:HVAC_Split-Package_HP | Annual | 20 | [13 empty] | CZ2022 | None
NE-HVAC-airHP-SpltPkg-65to134kBtuh-11p5eer-3p50cop-wPreEcono | DEER2023 | D23 v1 | 2022-10-05 23:19 | Any | Nrs | New | CZ14 | cDXHP | Cap-Tons | 97.3 | 60700 | None | 74.1 | 0.0292 | 0 | 45.8 | 0.0205 | 0 | [6 empty] | DEER:HVAC_Split-Package_HP | Annual | 20 | [13 empty] | CZ2022 | None
NE-HVAC-airHP-SpltPkg-65to134kBtuh-11p5eer-3p50cop-wPreEcono | DEER2023 | D23 v1 | 2022-10-05 23:19 | Any | Nrs | New | CZ15 | cDXHP | Cap-Tons | 107 | 60700 | None | 92.9 | 0.0395 | 0 | 63.7 | 0.0278 | 0 | [6 empty] | DEER:HVAC_Split-Package_HP | Annual | 20 | [13 empty] | CZ2022 | None
NE-HVAC-airHP-SpltPkg-65to134kBtuh-11p5eer-3p50cop-wPreEcono | DEER2023 | D23 v1 | 2022-10-05 23:19 | Any | Nrs | New | CZ16 | cDXHP | Cap-Tons | 95.9 | 60700 | None | 70.7 | 0.0142 | 0 | 37.5 | 0.00996 | 0 | [6 empty] | DEER:HVAC_Split-Package_HP | Annual | 20 | [13 empty] | CZ2022 | None
NE-HVAC-airHP-SpltPkg-65to134kBtuh-11p5eer-3p50cop-wPreEcono | DEER2023 | D23 v1 | 2022-10-05 23:19 | Any | OfL | New | CZ01 | cDXHP | Cap-Tons | 453 | 175000 | None | 9.88 | 0.00639 | 0 | 6.59 | 0.00449 | 0 | [6 empty] | DEER:HVAC_Split-Package_HP | Annual | 20 | [13 empty] | CZ2022 | None
NE-HVAC-airHP-SpltPkg-65to134kBtuh-11p5eer-3p50cop-wPreEcono | DEER2023 | D23 v1 | 2022-10-05 23:19 | Any | OfL | New | CZ02 | cDXHP | Cap-Tons | 401 | 175000 | None | 36.3 | 0.0161 | 0 | 25.5 | 0.0113 | 0 | [6 empty] | DEER:HVAC_Split-Package_HP | Annual | 20 | [13 empty] | CZ2022 | None
NE-HVAC-airHP-SpltPkg-65to134kBtuh-11p5eer-3p50cop-wPreEcono | DEER2023 | D23 v1 | 2022-10-05 23:19 | Any | OfL | New | CZ03 | cDXHP | Cap-Tons | 476 | 175000 | None | 18.6 | 0.00959 | 0 | 13 | 0.00675 | 0 | [6 empty] | DEER:HVAC_Split-Package_HP | Annual | 20 | [13 empty] | CZ2022 | None
NE-HVAC-airHP-SpltPkg-65to134kBtuh-11p5eer-3p50cop-wPreEcono | DEER2023 | D23 v1 | 2022-10-05 23:19 | Any | OfL | New | CZ04 | cDXHP | Cap-Tons | 407 | 175000 | None | 40.6 | 0.0166 | 0 | 28.6 | 0.0117 | 0 | [6 empty] | DEER:HVAC_Split-Package_HP | Annual | 20 | [13 empty] | CZ2022 | None
NE-HVAC-airHP-SpltPkg-65to134kBtuh-11p5eer-3p50cop-wPreEcono | DEER2023 | D23 v1 | 2022-10-05 23:19 | Any | OfL | New | CZ05 | cDXHP | Cap-Tons | 468 | 175000 | None | 23.8 | 0.00813 | 0 | 16.9 | 0.00572 | 0 | [6 empty] | DEER:HVAC_Split-Package_HP | Annual | 20 | [13 empty] | CZ2022 | None
NE-HVAC-airHP-SpltPkg-65to134kBtuh-11p5eer-3p50cop-wPreEcono | DEER2023 | D23 v1 | 2022-10-05 23:19 | Any | OfL | New | CZ06 | cDXHP | Cap-Tons | 505 | 175000 | None | 38.9 | 0.00989 | 0 | 27.4 | 0.00696 | 0 | [6 empty] | DEER:HVAC_Split-Package_HP | Annual | 20 | [13 empty] | CZ2022 | None
NE-HVAC-airHP-SpltPkg-65to134kBtuh-11p5eer-3p50cop-wPreEcono | DEER2023 | D23 v1 | 2022-10-05 23:19 | Any | OfL | New | CZ07 | cDXHP | Cap-Tons | 495 | 175000 | None | 32.9 | 0.00889 | 0 | 23.2 | 0.00626 | 0 | [6 empty] | DEER:HVAC_Split-Package_HP | Annual | 20 | [13 empty] | CZ2022 | None
NE-HVAC-airHP-SpltPkg-65to134kBtuh-11p5eer-3p50cop-wPreEcono | DEER2023 | D23 v1 | 2022-10-05 23:19 | Any | OfL | New | CZ08 | cDXHP | Cap-Tons | 442 | 175000 | None | 53 | 0.0134 | 0 | 37.4 | 0.00945 | 0 | [6 empty] | DEER:HVAC_Split-Package_HP | Annual | 20 | [13 empty] | CZ2022 | None
NE-HVAC-airHP-SpltPkg-65to134kBtuh-11p5eer-3p50cop-wPreEcono | DEER2023 | D23 v1 | 2022-10-05 23:19 | Any | OfL | New | CZ09 | cDXHP | Cap-Tons | 512 | 175000 | None | 42.8 | 0.0133 | 0 | 30.2 | 0.00936 | 0 | [6 empty] | DEER:HVAC_Split-Package_HP | Annual | 20 | [13 empty] | CZ2022 | None
NE-HVAC-airHP-SpltPkg-65to134kBtuh-11p5eer-3p50cop-wPreEcono | DEER2023 | D23 v1 | 2022-10-05 23:19 | Any | OfL | New | CZ10 | cDXHP | Cap-Tons | 474 | 175000 | None | 51.8 | 0.0156 | 0 | 36.5 | 0.011 | 0 | [6 empty] | DEER:HVAC_Split-Package_HP | Annual | 20 | [13 empty] | CZ2022 | None
NE-HVAC-airHP-SpltPkg-65to134kBtuh-11p5eer-3p50cop-wPreEcono | DEER2023 | D23 v1 | 2022-10-05 23:19 | Any | OfL | New | CZ11 | cDXHP | Cap-Tons | 498 | 175000 | None | 47.6 | 0.0204 | 0 | 33.2 | 0.0143 | 0 | [6 empty] | DEER:HVAC_Split-Package_HP | Annual | 20 | [13 empty] | CZ2022 | None
NE-HVAC-airHP-SpltPkg-65to134kBtuh-11p5eer-3p50cop-wPreEcono | DEER2023 | D23 v1 | 2022-10-05 23:19 | Any | OfL | New | CZ12 | cDXHP | Cap-Tons | 464 | 175000 | None | 42.1 | 0.0195 | 0 | 29.4 | 0.0137 | 0 | [6 empty] | DEER:HVAC_Split-Package_HP | Annual | 20 | [13 empty] | CZ2022 | None
NE-HVAC-airHP-SpltPkg-65to134kBtuh-11p5eer-3p50cop-wPreEcono | DEER2023 | D23 v1 | 2022-10-05 23:19 | Any | OfL | New | CZ13 | cDXHP | Cap-Tons | 508 | 175000 | None | 50.1 | 0.0195 | 0 | 35.2 | 0.0137 | 0 | [6 empty] | DEER:HVAC_Split-Package_HP | Annual | 20 | [13 empty] | CZ2022 | None
NE-HVAC-airHP-SpltPkg-65to134kBtuh-11p5eer-3p50cop-wPreEcono | DEER2023 | D23 v1 | 2022-10-05 23:19 | Any | OfL | New | CZ14 | cDXHP | Cap-Tons | 512 | 175000 | None | 47.2 | 0.0175 | 0 | 33.2 | 0.0123 | 0 | [6 empty] | DEER:HVAC_Split-Package_HP | Annual | 20 | [13 empty] | CZ2022 | None
NE-HVAC-airHP-SpltPkg-65to134kBtuh-11p5eer-3p50cop-wPreEcono | DEER2023 | D23 v1 | 2022-10-05 23:19 | Any | OfL | New | CZ15 | cDXHP | Cap-Tons | 621 | 175000 | None | 66.7 | 0.0207 | 0 | 47 | 0.0145 | 0 | [6 empty] | DEER:HVAC_Split-Package_HP | Annual | 20 | [13 empty] | CZ2022 | None
NE-HVAC-airHP-SpltPkg-65to134kBtuh-11p5eer-3p50cop-wPreEcono | DEER2023 | D23 v1 | 2022-10-05 23:19 | Any | OfL | New | CZ16 | cDXHP | Cap-Tons | 509 | 175000 | None | 28.5 | 0.00939 | 0 | 18.6 | 0.00661 | 0 | [6 empty] | DEER:HVAC_Split-Package_HP | Annual | 20 | [13 empty] | CZ2022 | None
NE-HVAC-airHP-SpltPkg-65to134kBtuh-11p5eer-3p50cop-wPreEcono | DEER2023 | D23 v1 | 2022-10-05 23:19 | Any | OfS | New | CZ01 | cDXHP | Cap-Tons | 26.9 | 10000 | None | 22.7 | 0.00596 | 0 | 12.6 | 0.00417 | 0 | [6 empty] | DEER:HVAC_Split-Package_HP | Annual | 20 | [13 empty] | CZ2022 | None
NE-HVAC-airHP-SpltPkg-65to134kBtuh-11p5eer-3p50cop-wPreEcono | DEER2023 | D23 v1 | 2022-10-05 23:19 | Any | OfS | New | CZ02 | cDXHP | Cap-Tons | 25.7 | 10000 | None | 38.1 | 0.0151 | 0 | 25.3 | 0.0106 | 0 | [6 empty] | DEER:HVAC_Split-Package_HP | Annual | 20 | [13 empty] | CZ2022 | None
NE-HVAC-airHP-SpltPkg-65to134kBtuh-11p5eer-3p50cop-wPreEcono | DEER2023 | D23 v1 | 2022-10-05 23:19 | Any | OfS | New | CZ03 | cDXHP | Cap-Tons | 28.6 | 10000 | None | 22.6 | 0.00937 | 0 | 14.5 | 0.00657 | 0 | [6 empty] | DEER:HVAC_Split-Package_HP | Annual | 20 | [13 empty] | CZ2022 | None
NE-HVAC-airHP-SpltPkg-65to134kBtuh-11p5eer-3p50cop-wPreEcono | DEER2023 | D23 v1 | 2022-10-05 23:19 | Any | OfS | New | CZ04 | cDXHP | Cap-Tons | 26.2 | 10000 | None | 39.6 | 0.0159 | 0 | 27 | 0.0112 | 0 | [6 empty] | DEER:HVAC_Split-Package_HP | Annual | 20 | [13 empty] | CZ2022 | None
NE-HVAC-airHP-SpltPkg-65to134kBtuh-11p5eer-3p50cop-wPreEcono | DEER2023 | D23 v1 | 2022-10-05 23:19 | Any | OfS | New | CZ05 | cDXHP | Cap-Tons | 28.3 | 10000 | None | 26.3 | 0.00774 | 0 | 17.4 | 0.00544 | 0 | [6 empty] | DEER:HVAC_Split-Package_HP | Annual | 20 | [13 empty] | CZ2022 | None
NE-HVAC-airHP-SpltPkg-65to134kBtuh-11p5eer-3p50cop-wPreEcono | DEER2023 | D23 v1 | 2022-10-05 23:19 | Any | OfS | New | CZ06 | cDXHP | Cap-Tons | 30.3 | 10000 | None | 37.9 | 0.0101 | 0 | 26.2 | 0.00707 | 0 | [6 empty] | DEER:HVAC_Split-Package_HP | Annual | 20 | [13 empty] | CZ2022 | None
NE-HVAC-airHP-SpltPkg-65to134kBtuh-11p5eer-3p50cop-wPreEcono | DEER2023 | D23 v1 | 2022-10-05 23:19 | Any | OfS | New | CZ07 | cDXHP | Cap-Tons | 29.5 | 10000 | None | 31.8 | 0.00887 | 0 | 22 | 0.00626 | 0 | [6 empty] | DEER:HVAC_Split-Package_HP | Annual | 20 | [13 empty] | CZ2022 | None
NE-HVAC-airHP-SpltPkg-65to134kBtuh-11p5eer-3p50cop-wPreEcono | DEER2023 | D23 v1 | 2022-10-05 23:19 | Any | OfS | New | CZ08 | cDXHP | Cap-Tons | 28.3 | 10000 | None | 49.3 | 0.0134 | 0 | 34.3 | 0.00944 | 0 | [6 empty] | DEER:HVAC_Split-Package_HP | Annual | 20 | [13 empty] | CZ2022 | None
NE-HVAC-airHP-SpltPkg-65to134kBtuh-11p5eer-3p50cop-wPreEcono | DEER2023 | D23 v1 | 2022-10-05 23:19 | Any | OfS | New | CZ09 | cDXHP | Cap-Tons | 32.5 | 10000 | None | 40.6 | 0.0131 | 0 | 28.3 | 0.0092 | 0 | [6 empty] | DEER:HVAC_Split-Package_HP | Annual | 20 | [13 empty] | CZ2022 | None
NE-HVAC-airHP-SpltPkg-65to134kBtuh-11p5eer-3p50cop-wPreEcono | DEER2023 | D23 v1 | 2022-10-05 23:19 | Any | OfS | New | CZ10 | cDXHP | Cap-Tons | 30.4 | 10000 | None | 49.2 | 0.0152 | 0 | 34.3 | 0.0107 | 0 | [6 empty] | DEER:HVAC_Split-Package_HP | Annual | 20 | [13 empty] | CZ2022 | None
NE-HVAC-airHP-SpltPkg-65to134kBtuh-11p5eer-3p50cop-wPreEcono | DEER2023 | D23 v1 | 2022-10-05 23:19 | Any | OfS | New | CZ11 | cDXHP | Cap-Tons | 31.8 | 10000 | None | 48.6 | 0.0198 | 0 | 33 | 0.0139 | 0 | [6 empty] | DEER:HVAC_Split-Package_HP | Annual | 20 | [13 empty] | CZ2022 | None
NE-HVAC-airHP-SpltPkg-65to134kBtuh-11p5eer-3p50cop-wPreEcono | DEER2023 | D23 v1 | 2022-10-05 23:19 | Any | OfS | New | CZ12 | cDXHP | Cap-Tons | 29.8 | 10000 | None | 42.9 | 0.0188 | 0 | 28.9 | 0.0133 | 0 | [6 empty] | DEER:HVAC_Split-Package_HP | Annual | 20 | [13 empty] | CZ2022 | None
NE-HVAC-airHP-SpltPkg-65to134kBtuh-11p5eer-3p50cop-wPreEcono | DEER2023 | D23 v1 | 2022-10-05 23:19 | Any | OfS | New | CZ13 | cDXHP | Cap-Tons | 32.9 | 10000 | None | 50.3 | 0.019 | 0 | 34.5 | 0.0134 | 0 | [6 empty] | DEER:HVAC_Split-Package_HP | Annual | 20 | [13 empty] | CZ2022 | None
NE-HVAC-airHP-SpltPkg-65to134kBtuh-11p5eer-3p50cop-wPreEcono | DEER2023 | D23 v1 | 2022-10-05 23:19 | Any | OfS | New | CZ14 | cDXHP | Cap-Tons | 33 | 10000 | None | 47.4 | 0.017 | 0 | 32.6 | 0.012 | 0 | [6 empty] | DEER:HVAC_Split-Package_HP | Annual | 20 | [13 empty] | CZ2022 | None
NE-HVAC-airHP-SpltPkg-65to134kBtuh-11p5eer-3p50cop-wPreEcono | DEER2023 | D23 v1 | 2022-10-05 23:19 | Any | OfS | New | CZ15 | cDXHP | Cap-Tons | 39.7 | 10000 | None | 64.5 | 0.0202 | 0 | 45.4 | 0.0142 | 0 | [6 empty] | DEER:HVAC_Split-Package_HP | Annual | 20 | [13 empty] | CZ2022 | None
NE-HVAC-airHP-SpltPkg-65to134kBtuh-11p5eer-3p50cop-wPreEcono | DEER2023 | D23 v1 | 2022-10-05 23:19 | Any | OfS | New | CZ16 | cDXHP | Cap-Tons | 30.2 | 10000 | None | 38.1 | 0.00948 | 0 | 23 | 0.00666 | 0 | [6 empty] | DEER:HVAC_Split-Package_HP | Annual | 20 | [13 empty] | CZ2022 | None
NE-HVAC-airHP-SpltPkg-65to134kBtuh-11p5eer-3p50cop-wPreEcono | DEER2023 | D23 v1 | 2022-10-05 23:19 | Any | RFF | New | CZ01 | cDXHP | Cap-Tons | 6.19 | 2500 | None | 80.4 | 0.011 | 0 | 39.7 | 0.00775 | 0 | [6 empty] | DEER:HVAC_Split-Package_HP | Annual | 20 | [13 empty] | CZ2022 | None
NE-HVAC-airHP-SpltPkg-65to134kBtuh-11p5eer-3p50cop-wPreEcono | DEER2023 | D23 v1 | 2022-10-05 23:19 | Any | RFF | New | CZ02 | cDXHP | Cap-Tons | 6.5 | 2500 | None | 87.1 | 0.038 | 0 | 51.4 | 0.0266 | 0 | [6 empty] | DEER:HVAC_Split-Package_HP | Annual | 20 | [13 empty] | CZ2022 | None
NE-HVAC-airHP-SpltPkg-65to134kBtuh-11p5eer-3p50cop-wPreEcono | DEER2023 | D23 v1 | 2022-10-05 23:19 | Any | RFF | New | CZ03 | cDXHP | Cap-Tons | 7.07 | 2500 | None | 51.4 | 0.0238 | 0 | 29.2 | 0.0167 | 0 | [6 empty] | DEER:HVAC_Split-Package_HP | Annual | 20 | [13 empty] | CZ2022 | None
NE-HVAC-airHP-SpltPkg-65to134kBtuh-11p5eer-3p50cop-wPreEcono | DEER2023 | D23 v1 | 2022-10-05 23:19 | Any | RFF | New | CZ04 | cDXHP | Cap-Tons | 6.6 | 2500 | None | 84.7 | 0.0444 | 0 | 53.4 | 0.0312 | 0 | [6 empty] | DEER:HVAC_Split-Package_HP | Annual | 20 | [13 empty] | CZ2022 | None
NE-HVAC-airHP-SpltPkg-65to134kBtuh-11p5eer-3p50cop-wPreEcono | DEER2023 | D23 v1 | 2022-10-05 23:19 | Any | RFF | New | CZ05 | cDXHP | Cap-Tons | 6.68 | 2500 | None | 54.2 | 0.0166 | 0 | 31.8 | 0.0117 | 0 | [6 empty] | DEER:HVAC_Split-Package_HP | Annual | 20 | [13 empty] | CZ2022 | None
NE-HVAC-airHP-SpltPkg-65to134kBtuh-11p5eer-3p50cop-wPreEcono | DEER2023 | D23 v1 | 2022-10-05 23:19 | Any | RFF | New | CZ06 | cDXHP | Cap-Tons | 7.77 | 2500 | None | 64.3 | 0.0277 | 0 | 42.9 | 0.0194 | 0 | [6 empty] | DEER:HVAC_Split-Package_HP | Annual | 20 | [13 empty] | CZ2022 | None
NE-HVAC-airHP-SpltPkg-65to134kBtuh-11p5eer-3p50cop-wPreEcono | DEER2023 | D23 v1 | 2022-10-05 23:19 | Any | RFF | New | CZ07 | cDXHP | Cap-Tons | 7.56 | 2500 | None | 56.4 | 0.024 | 0 | 37.8 | 0.0168 | 0 | [6 empty] | DEER:HVAC_Split-Package_HP | Annual | 20 | [13 empty] | CZ2022 | None
NE-HVAC-airHP-SpltPkg-65to134kBtuh-11p5eer-3p50cop-wPreEcono | DEER2023 | D23 v1 | 2022-10-05 23:19 | Any | RFF | New | CZ08 | cDXHP | Cap-Tons | 7.15 | 2500 | None | 92.3 | 0.0365 | 0 | 62.9 | 0.0258 | 0 | [6 empty] | DEER:HVAC_Split-Package_HP | Annual | 20 | [13 empty] | CZ2022 | None
NE-HVAC-airHP-SpltPkg-65to134kBtuh-11p5eer-3p50cop-wPreEcono | DEER2023 | D23 v1 | 2022-10-05 23:19 | Any | RFF | New | CZ09 | cDXHP | Cap-Tons | 9.28 | 2500 | None | 69.4 | 0.032 | 0 | 46.5 | 0.0225 | 0 | [6 empty] | DEER:HVAC_Split-Package_HP | Annual | 20 | [13 empty] | CZ2022 | None
NE-HVAC-airHP-SpltPkg-65to134kBtuh-11p5eer-3p50cop-wPreEcono | DEER2023 | D23 v1 | 2022-10-05 23:19 | Any | RFF | New | CZ10 | cDXHP | Cap-Tons | 8.34 | 2500 | None | 90.2 | 0.0421 | 0 | 60.3 | 0.0296 | 0 | [6 empty] | DEER:HVAC_Split-Package_HP | Annual | 20 | [13 empty] | CZ2022 | None
NE-HVAC-airHP-SpltPkg-65to134kBtuh-11p5eer-3p50cop-wPreEcono | DEER2023 | D23 v1 | 2022-10-05 23:19 | Any | RFF | New | CZ11 | cDXHP | Cap-Tons | 8.87 | 2500 | None | 97.4 | 0.0484 | 0 | 62.5 | 0.034 | 0 | [6 empty] | DEER:HVAC_Split-Package_HP | Annual | 20 | [13 empty] | CZ2022 | None
NE-HVAC-airHP-SpltPkg-65to134kBtuh-11p5eer-3p50cop-wPreEcono | DEER2023 | D23 v1 | 2022-10-05 23:19 | Any | RFF | New | CZ12 | cDXHP | Cap-Tons | 8.05 | 2500 | None | 87.5 | 0.0497 | 0 | 55.1 | 0.035 | 0 | [6 empty] | DEER:HVAC_Split-Package_HP | Annual | 20 | [13 empty] | CZ2022 | None
NE-HVAC-airHP-SpltPkg-65to134kBtuh-11p5eer-3p50cop-wPreEcono | DEER2023 | D23 v1 | 2022-10-05 23:19 | Any | RFF | New | CZ13 | cDXHP | Cap-Tons | 9.05 | 2500 | None | 102 | 0.0507 | 0 | 66.7 | 0.0357 | 0 | [6 empty] | DEER:HVAC_Split-Package_HP | Annual | 20 | [13 empty] | CZ2022 | None
NE-HVAC-airHP-SpltPkg-65to134kBtuh-11p5eer-3p50cop-wPreEcono | DEER2023 | D23 v1 | 2022-10-05 23:19 | Any | RFF | New | CZ14 | cDXHP | Cap-Tons | 8.93 | 2500 | None | 90.1 | 0.0415 | 0 | 57.9 | 0.0292 | 0 | [6 empty] | DEER:HVAC_Split-Package_HP | Annual | 20 | [13 empty] | CZ2022 | None
NE-HVAC-airHP-SpltPkg-65to134kBtuh-11p5eer-3p50cop-wPreEcono | DEER2023 | D23 v1 | 2022-10-05 23:19 | Any | RFF | New | CZ15 | cDXHP | Cap-Tons | 12.2 | 2500 | None | 106 | 0.0488 | 0 | 73.7 | 0.0343 | 0 | [6 empty] | DEER:HVAC_Split-Package_HP | Annual | 20 | [13 empty] | CZ2022 | None
NE-HVAC-airHP-SpltPkg-65to134kBtuh-11p5eer-3p50cop-wPreEcono | DEER2023 | D23 v1 | 2022-10-05 23:19 | Any | RFF | New | CZ16 | cDXHP | Cap-Tons | 7.33 | 2500 | None | 100 | 0.0243 | 0 | 54.6 | 0.017 | 0 | [6 empty] | DEER:HVAC_Split-Package_HP | Annual | 20 | [13 empty] | CZ2022 | None
NE-HVAC-airHP-SpltPkg-65to134kBtuh-11p5eer-3p50cop-wPreEcono | DEER2023 | D23 v1 | 2022-10-05 23:19 | Any | RSD | New | CZ01 | cDXHP | Cap-Tons | 10.3 | 5600 | None | 62.6 | 0.0102 | 0 | 31.5 | 0.0071 | 0 | [6 empty] | DEER:HVAC_Split-Package_HP | Annual | 20 | [13 empty] | CZ2022 | None
NE-HVAC-airHP-SpltPkg-65to134kBtuh-11p5eer-3p50cop-wPreEcono | DEER2023 | D23 v1 | 2022-10-05 23:19 | Any | RSD | New | CZ02 | cDXHP | Cap-Tons | 11.1 | 5600 | None | 63 | 0.0361 | 0 | 40.2 | 0.0254 | 0 | [6 empty] | DEER:HVAC_Split-Package_HP | Annual | 20 | [13 empty] | CZ2022 | None
NE-HVAC-airHP-SpltPkg-65to134kBtuh-11p5eer-3p50cop-wPreEcono | DEER2023 | D23 v1 | 2022-10-05 23:19 | Any | RSD | New | CZ03 | cDXHP | Cap-Tons | 11.2 | 5600 | None | 39.9 | 0.0236 | 0 | 24.4 | 0.0167 | 0 | [6 empty] | DEER:HVAC_Split-Package_HP | Annual | 20 | [13 empty] | CZ2022 | None
NE-HVAC-airHP-SpltPkg-65to134kBtuh-11p5eer-3p50cop-wPreEcono | DEER2023 | D23 v1 | 2022-10-05 23:19 | Any | RSD | New | CZ04 | cDXHP | Cap-Tons | 11.1 | 5600 | None | 67.4 | 0.0422 | 0 | 45.1 | 0.0297 | 0 | [6 empty] | DEER:HVAC_Split-Package_HP | Annual | 20 | [13 empty] | CZ2022 | None
NE-HVAC-airHP-SpltPkg-65to134kBtuh-11p5eer-3p50cop-wPreEcono | DEER2023 | D23 v1 | 2022-10-05 23:19 | Any | RSD | New | CZ05 | cDXHP | Cap-Tons | 11 | 5600 | None | 41.7 | 0.0155 | 0 | 26.2 | 0.0109 | 0 | [6 empty] | DEER:HVAC_Split-Package_HP | Annual | 20 | [13 empty] | CZ2022 | None
NE-HVAC-airHP-SpltPkg-65to134kBtuh-11p5eer-3p50cop-wPreEcono | DEER2023 | D23 v1 | 2022-10-05 23:19 | Any | RSD | New | CZ06 | cDXHP | Cap-Tons | 12.5 | 5600 | None | 60.6 | 0.0294 | 0 | 41.9 | 0.0208 | 0 | [6 empty] | DEER:HVAC_Split-Package_HP | Annual | 20 | [13 empty] | CZ2022 | None
NE-HVAC-airHP-SpltPkg-65to134kBtuh-11p5eer-3p50cop-wPreEcono | DEER2023 | D23 v1 | 2022-10-05 23:19 | Any | RSD | New | CZ07 | cDXHP | Cap-Tons | 12.1 | 5600 | None | 51.9 | 0.0255 | 0 | 36 | 0.0179 | 0 | [6 empty] | DEER:HVAC_Split-Package_HP | Annual | 20 | [13 empty] | CZ2022 | None
NE-HVAC-airHP-SpltPkg-65to134kBtuh-11p5eer-3p50cop-wPreEcono | DEER2023 | D23 v1 | 2022-10-05 23:19 | Any | RSD | New | CZ08 | cDXHP | Cap-Tons | 13.1 | 5600 | None | 73.4 | 0.0318 | 0 | 51.2 | 0.0223 | 0 | [6 empty] | DEER:HVAC_Split-Package_HP | Annual | 20 | [13 empty] | CZ2022 | None
NE-HVAC-airHP-SpltPkg-65to134kBtuh-11p5eer-3p50cop-wPreEcono | DEER2023 | D23 v1 | 2022-10-05 23:19 | Any | RSD | New | CZ09 | cDXHP | Cap-Tons | 16.4 | 5600 | None | 56.2 | 0.0291 | 0 | 39.2 | 0.0205 | 0 | [6 empty] | DEER:HVAC_Split-Package_HP | Annual | 20 | [13 empty] | CZ2022 | None
NE-HVAC-airHP-SpltPkg-65to134kBtuh-11p5eer-3p50cop-wPreEcono | DEER2023 | D23 v1 | 2022-10-05 23:19 | Any | RSD | New | CZ10 | cDXHP | Cap-Tons | 14.9 | 5600 | None | 72.4 | 0.0375 | 0 | 50.2 | 0.0264 | 0 | [6 empty] | DEER:HVAC_Split-Package_HP | Annual | 20 | [13 empty] | CZ2022 | None
NE-HVAC-airHP-SpltPkg-65to134kBtuh-11p5eer-3p50cop-wPreEcono | DEER2023 | D23 v1 | 2022-10-05 23:19 | Any | RSD | New | CZ11 | cDXHP | Cap-Tons | 16.4 | 5600 | None | 73.1 | 0.0439 | 0 | 49.1 | 0.0309 | 0 | [6 empty] | DEER:HVAC_Split-Package_HP | Annual | 20 | [13 empty] | CZ2022 | None
NE-HVAC-airHP-SpltPkg-65to134kBtuh-11p5eer-3p50cop-wPreEcono | DEER2023 | D23 v1 | 2022-10-05 23:19 | Any | RSD | New | CZ12 | cDXHP | Cap-Tons | 14.5 | 5600 | None | 66.7 | 0.0452 | 0 | 44.4 | 0.0318 | 0 | [6 empty] | DEER:HVAC_Split-Package_HP | Annual | 20 | [13 empty] | CZ2022 | None
NE-HVAC-airHP-SpltPkg-65to134kBtuh-11p5eer-3p50cop-wPreEcono | DEER2023 | D23 v1 | 2022-10-05 23:19 | Any | RSD | New | CZ13 | cDXHP | Cap-Tons | 16.7 | 5600 | None | 78.6 | 0.0469 | 0 | 53.3 | 0.033 | 0 | [6 empty] | DEER:HVAC_Split-Package_HP | Annual | 20 | [13 empty] | CZ2022 | None
NE-HVAC-airHP-SpltPkg-65to134kBtuh-11p5eer-3p50cop-wPreEcono | DEER2023 | D23 v1 | 2022-10-05 23:19 | Any | RSD | New | CZ14 | cDXHP | Cap-Tons | 16.9 | 5600 | None | 67.1 | 0.0375 | 0 | 45.2 | 0.0264 | 0 | [6 empty] | DEER:HVAC_Split-Package_HP | Annual | 20 | [13 empty] | CZ2022 | None
NE-HVAC-airHP-SpltPkg-65to134kBtuh-11p5eer-3p50cop-wPreEcono | DEER2023 | D23 v1 | 2022-10-05 23:19 | Any | RSD | New | CZ15 | cDXHP | Cap-Tons | 22.9 | 5600 | None | 85 | 0.0439 | 0 | 59.8 | 0.0309 | 0 | [6 empty] | DEER:HVAC_Split-Package_HP | Annual | 20 | [13 empty] | CZ2022 | None
NE-HVAC-airHP-SpltPkg-65to134kBtuh-11p5eer-3p50cop-wPreEcono | DEER2023 | D23 v1 | 2022-10-05 23:19 | Any | RSD | New | CZ16 | cDXHP | Cap-Tons | 11.9 | 5600 | None | 83.6 | 0.0239 | 0 | 46.4 | 0.0169 | 0 | [6 empty] | DEER:HVAC_Split-Package_HP | Annual | 20 | [13 empty] | CZ2022 | None
NE-HVAC-airHP-SpltPkg-65to134kBtuh-11p5eer-3p50cop-wPreEcono | DEER2023 | D23 v1 | 2022-10-05 23:19 | Any | Rt3 | New | CZ01 | cDXHP | Cap-Tons | 183 | 120000 | None | 21.5 | 0.0153 | 0 | 12.7 | 0.0107 | 0 | [6 empty] | DEER:HVAC_Split-Package_HP | Annual | 20 | [13 empty] | CZ2022 | None
NE-HVAC-airHP-SpltPkg-65to134kBtuh-11p5eer-3p50cop-wPreEcono | DEER2023 | D23 v1 | 2022-10-05 23:19 | Any | Rt3 | New | CZ02 | cDXHP | Cap-Tons | 222 | 120000 | None | 51.4 | 0.0363 | 0 | 34.9 | 0.0255 | 0 | [6 empty] | DEER:HVAC_Split-Package_HP | Annual | 20 | [13 empty] | CZ2022 | None
NE-HVAC-airHP-SpltPkg-65to134kBtuh-11p5eer-3p50cop-wPreEcono | DEER2023 | D23 v1 | 2022-10-05 23:19 | Any | Rt3 | New | CZ03 | cDXHP | Cap-Tons | 197 | 120000 | None | 35.7 | 0.0294 | 0 | 24.2 | 0.0207 | 0 | [6 empty] | DEER:HVAC_Split-Package_HP | Annual | 20 | [13 empty] | CZ2022 | None
NE-HVAC-airHP-SpltPkg-65to134kBtuh-11p5eer-3p50cop-wPreEcono | DEER2023 | D23 v1 | 2022-10-05 23:19 | Any | Rt3 | New | CZ04 | cDXHP | Cap-Tons | 223 | 120000 | None | 58.8 | 0.0413 | 0 | 40.8 | 0.0291 | 0 | [6 empty] | DEER:HVAC_Split-Package_HP | Annual | 20 | [13 empty] | CZ2022 | None
NE-HVAC-airHP-SpltPkg-65to134kBtuh-11p5eer-3p50cop-wPreEcono | DEER2023 | D23 v1 | 2022-10-05 23:19 | Any | Rt3 | New | CZ05 | cDXHP | Cap-Tons | 196 | 120000 | None | 39.7 | 0.021 | 0 | 27.5 | 0.0148 | 0 | [6 empty] | DEER:HVAC_Split-Package_HP | Annual | 20 | [13 empty] | CZ2022 | None
NE-HVAC-airHP-SpltPkg-65to134kBtuh-11p5eer-3p50cop-wPreEcono | DEER2023 | D23 v1 | 2022-10-05 23:19 | Any | Rt3 | New | CZ06 | cDXHP | Cap-Tons | 214 | 120000 | None | 68.6 | 0.0341 | 0 | 48.2 | 0.024 | 0 | [6 empty] | DEER:HVAC_Split-Package_HP | Annual | 20 | [13 empty] | CZ2022 | None
NE-HVAC-airHP-SpltPkg-65to134kBtuh-11p5eer-3p50cop-wPreEcono | DEER2023 | D23 v1 | 2022-10-05 23:19 | Any | Rt3 | New | CZ07 | cDXHP | Cap-Tons | 208 | 120000 | None | 62.5 | 0.0316 | 0 | 43.9 | 0.0222 | 0 | [6 empty] | DEER:HVAC_Split-Package_HP | Annual | 20 | [13 empty] | CZ2022 | None
NE-HVAC-airHP-SpltPkg-65to134kBtuh-11p5eer-3p50cop-wPreEcono | DEER2023 | D23 v1 | 2022-10-05 23:19 | Any | Rt3 | New | CZ08 | cDXHP | Cap-Tons | 243 | 120000 | None | 75.9 | 0.0349 | 0 | 53.4 | 0.0246 | 0 | [6 empty] | DEER:HVAC_Split-Package_HP | Annual | 20 | [13 empty] | CZ2022 | None
NE-HVAC-airHP-SpltPkg-65to134kBtuh-11p5eer-3p50cop-wPreEcono | DEER2023 | D23 v1 | 2022-10-05 23:19 | Any | Rt3 | New | CZ09 | cDXHP | Cap-Tons | 306 | 120000 | None | 56.9 | 0.0309 | 0 | 40 | 0.0217 | 0 | [6 empty] | DEER:HVAC_Split-Package_HP | Annual | 20 | [13 empty] | CZ2022 | None
NE-HVAC-airHP-SpltPkg-65to134kBtuh-11p5eer-3p50cop-wPreEcono | DEER2023 | D23 v1 | 2022-10-05 23:19 | Any | Rt3 | New | CZ10 | cDXHP | Cap-Tons | 279 | 120000 | None | 71.1 | 0.0402 | 0 | 49.8 | 0.0283 | 0 | [6 empty] | DEER:HVAC_Split-Package_HP | Annual | 20 | [13 empty] | CZ2022 | None
NE-HVAC-airHP-SpltPkg-65to134kBtuh-11p5eer-3p50cop-wPreEcono | DEER2023 | D23 v1 | 2022-10-05 23:19 | Any | Rt3 | New | CZ11 | cDXHP | Cap-Tons | 290 | 120000 | None | 66.3 | 0.045 | 0 | 46 | 0.0316 | 0 | [6 empty] | DEER:HVAC_Split-Package_HP | Annual | 20 | [13 empty] | CZ2022 | None
NE-HVAC-airHP-SpltPkg-65to134kBtuh-11p5eer-3p50cop-wPreEcono | DEER2023 | D23 v1 | 2022-10-05 23:19 | Any | Rt3 | New | CZ12 | cDXHP | Cap-Tons | 271 | 120000 | None | 60 | 0.0455 | 0 | 41.3 | 0.032 | 0 | [6 empty] | DEER:HVAC_Split-Package_HP | Annual | 20 | [13 empty] | CZ2022 | None
NE-HVAC-airHP-SpltPkg-65to134kBtuh-11p5eer-3p50cop-wPreEcono | DEER2023 | D23 v1 | 2022-10-05 23:19 | Any | Rt3 | New | CZ13 | cDXHP | Cap-Tons | 297 | 120000 | None | 72.5 | 0.0466 | 0 | 50.4 | 0.0328 | 0 | [6 empty] | DEER:HVAC_Split-Package_HP | Annual | 20 | [13 empty] | CZ2022 | None
NE-HVAC-airHP-SpltPkg-65to134kBtuh-11p5eer-3p50cop-wPreEcono | DEER2023 | D23 v1 | 2022-10-05 23:19 | Any | Rt3 | New | CZ14 | cDXHP | Cap-Tons | 293 | 120000 | None | 62.7 | 0.0396 | 0 | 43.8 | 0.0278 | 0 | [6 empty] | DEER:HVAC_Split-Package_HP | Annual | 20 | [13 empty] | CZ2022 | None
NE-HVAC-airHP-SpltPkg-65to134kBtuh-11p5eer-3p50cop-wPreEcono | DEER2023 | D23 v1 | 2022-10-05 23:19 | Any | Rt3 | New | CZ15 | cDXHP | Cap-Tons | 382 | 120000 | None | 87.9 | 0.0466 | 0 | 61.9 | 0.0328 | 0 | [6 empty] | DEER:HVAC_Split-Package_HP | Annual | 20 | [13 empty] | CZ2022 | None
NE-HVAC-airHP-SpltPkg-65to134kBtuh-11p5eer-3p50cop-wPreEcono | DEER2023 | D23 v1 | 2022-10-05 23:19 | Any | Rt3 | New | CZ16 | cDXHP | Cap-Tons | 200 | 120000 | None | 56.9 | 0.0289 | 0 | 35.6 | 0.0204 | 0 | [6 empty] | DEER:HVAC_Split-Package_HP | Annual | 20 | [13 empty] | CZ2022 | None
NE-HVAC-airHP-SpltPkg-65to134kBtuh-11p5eer-3p50cop-wPreEcono | DEER2023 | D23 v1 | 2022-10-05 23:19 | Any | RtL | New | CZ01 | cDXHP | Cap-Tons | 157 | 130000 | None | 72.1 | 0.0328 | 0 | 22.6 | 0.0121 | 0 | [6 empty] | DEER:HVAC_Split-Package_HP | Annual | 20 | [13 empty] | CZ2022 | None
NE-HVAC-airHP-SpltPkg-65to134kBtuh-11p5eer-3p50cop-wPreEcono | DEER2023 | D23 v1 | 2022-10-05 23:19 | Any | RtL | New | CZ02 | cDXHP | Cap-Tons | 189 | 130000 | None | 123 | 0.0719 | 0 | 40.5 | 0.0257 | 0 | [6 empty] | DEER:HVAC_Split-Package_HP | Annual | 20 | [13 empty] | CZ2022 | None
NE-HVAC-airHP-SpltPkg-65to134kBtuh-11p5eer-3p50cop-wPreEcono | DEER2023 | D23 v1 | 2022-10-05 23:19 | Any | RtL | New | CZ03 | cDXHP | Cap-Tons | 164 | 130000 | None | 108 | 0.052 | 0 | 35.1 | 0.0209 | 0 | [6 empty] | DEER:HVAC_Split-Package_HP | Annual | 20 | [13 empty] | CZ2022 | None
NE-HVAC-airHP-SpltPkg-65to134kBtuh-11p5eer-3p50cop-wPreEcono | DEER2023 | D23 v1 | 2022-10-05 23:19 | Any | RtL | New | CZ04 | cDXHP | Cap-Tons | 185 | 130000 | None | 142 | 0.0636 | 0 | 48.7 | 0.0298 | 0 | [6 empty] | DEER:HVAC_Split-Package_HP | Annual | 20 | [13 empty] | CZ2022 | None
NE-HVAC-airHP-SpltPkg-65to134kBtuh-11p5eer-3p50cop-wPreEcono | DEER2023 | D23 v1 | 2022-10-05 23:19 | Any | RtL | New | CZ05 | cDXHP | Cap-Tons | 163 | 130000 | None | 120 | 0.0457 | 0 | 38.8 | 0.0149 | 0 | [6 empty] | DEER:HVAC_Split-Package_HP | Annual | 20 | [13 empty] | CZ2022 | None
NE-HVAC-airHP-SpltPkg-65to134kBtuh-11p5eer-3p50cop-wPreEcono | DEER2023 | D23 v1 | 2022-10-05 23:19 | Any | RtL | New | CZ06 | cDXHP | Cap-Tons | 175 | 130000 | None | 160 | 0.0575 | 0 | 60.4 | 0.0253 | 0 | [6 empty] | DEER:HVAC_Split-Package_HP | Annual | 20 | [13 empty] | CZ2022 | None
NE-HVAC-airHP-SpltPkg-65to134kBtuh-11p5eer-3p50cop-wPreEcono | DEER2023 | D23 v1 | 2022-10-05 23:19 | Any | RtL | New | CZ07 | cDXHP | Cap-Tons | 171 | 130000 | None | 151 | 0.0518 | 0 | 54.6 | 0.0229 | 0 | [6 empty] | DEER:HVAC_Split-Package_HP | Annual | 20 | [13 empty] | CZ2022 | None
NE-HVAC-airHP-SpltPkg-65to134kBtuh-11p5eer-3p50cop-wPreEcono | DEER2023 | D23 v1 | 2022-10-05 23:19 | Any | RtL | New | CZ08 | cDXHP | Cap-Tons | 213 | 130000 | None | 162 | 0.0531 | 0 | 57.5 | 0.0237 | 0 | [6 empty] | DEER:HVAC_Split-Package_HP | Annual | 20 | [13 empty] | CZ2022 | None
NE-HVAC-airHP-SpltPkg-65to134kBtuh-11p5eer-3p50cop-wPreEcono | DEER2023 | D23 v1 | 2022-10-05 23:19 | Any | RtL | New | CZ09 | cDXHP | Cap-Tons | 259 | 130000 | None | 136 | 0.0613 | 0 | 43.8 | 0.0218 | 0 | [6 empty] | DEER:HVAC_Split-Package_HP | Annual | 20 | [13 empty] | CZ2022 | None
NE-HVAC-airHP-SpltPkg-65to134kBtuh-11p5eer-3p50cop-wPreEcono | DEER2023 | D23 v1 | 2022-10-05 23:19 | Any | RtL | New | CZ10 | cDXHP | Cap-Tons | 237 | 130000 | None | 159 | 0.0572 | 0 | 54.4 | 0.0273 | 0 | [6 empty] | DEER:HVAC_Split-Package_HP | Annual | 20 | [13 empty] | CZ2022 | None
NE-HVAC-airHP-SpltPkg-65to134kBtuh-11p5eer-3p50cop-wPreEcono | DEER2023 | D23 v1 | 2022-10-05 23:19 | Any | RtL | New | CZ11 | cDXHP | Cap-Tons | 251 | 130000 | None | 155 | 0.0725 | 0 | 51.8 | 0.033 | 0 | [6 empty] | DEER:HVAC_Split-Package_HP | Annual | 20 | [13 empty] | CZ2022 | None
NE-HVAC-airHP-SpltPkg-65to134kBtuh-11p5eer-3p50cop-wPreEcono | DEER2023 | D23 v1 | 2022-10-05 23:19 | Any | RtL | New | CZ12 | cDXHP | Cap-Tons | 229 | 130000 | None | 137 | 0.0613 | 0 | 46.2 | 0.0322 | 0 | [6 empty] | DEER:HVAC_Split-Package_HP | Annual | 20 | [13 empty] | CZ2022 | None
NE-HVAC-airHP-SpltPkg-65to134kBtuh-11p5eer-3p50cop-wPreEcono | DEER2023 | D23 v1 | 2022-10-05 23:19 | Any | RtL | New | CZ13 | cDXHP | Cap-Tons | 255 | 130000 | None | 163 | 0.058 | 0 | 55.9 | 0.0333 | 0 | [6 empty] | DEER:HVAC_Split-Package_HP | Annual | 20 | [13 empty] | CZ2022 | None
NE-HVAC-airHP-SpltPkg-65to134kBtuh-11p5eer-3p50cop-wPreEcono | DEER2023 | D23 v1 | 2022-10-05 23:19 | Any | RtL | New | CZ14 | cDXHP | Cap-Tons | 256 | 130000 | None | 157 | 0.0765 | 0 | 49.3 | 0.0288 | 0 | [6 empty] | DEER:HVAC_Split-Package_HP | Annual | 20 | [13 empty] | CZ2022 | None
NE-HVAC-airHP-SpltPkg-65to134kBtuh-11p5eer-3p50cop-wPreEcono | DEER2023 | D23 v1 | 2022-10-05 23:19 | Any | RtL | New | CZ15 | cDXHP | Cap-Tons | 340 | 130000 | None | 192 | 0.0573 | 0 | 66.2 | 0.0333 | 0 | [6 empty] | DEER:HVAC_Split-Package_HP | Annual | 20 | [13 empty] | CZ2022 | None
NE-HVAC-airHP-SpltPkg-65to134kBtuh-11p5eer-3p50cop-wPreEcono | DEER2023 | D23 v1 | 2022-10-05 23:19 | Any | RtL | New | CZ16 | cDXHP | Cap-Tons | 166 | 130000 | None | 135 | 0.0629 | 0 | 43.4 | 0.021 | 0 | [6 empty] | DEER:HVAC_Split-Package_HP | Annual | 20 | [13 empty] | CZ2022 | None
NE-HVAC-airHP-SpltPkg-65to134kBtuh-11p5eer-3p50cop-wPreEcono | DEER2023 | D23 v1 | 2022-10-05 23:19 | Any | RtS | New | CZ01 | cDXHP | Cap-Tons | 12.3 | 8000 | None | 392 | 0.0321 | 0 | 27.5 | 0.00672 | 0 | [6 empty] | DEER:HVAC_Split-Package_HP | Annual | 20 | [13 empty] | CZ2022 | None
NE-HVAC-airHP-SpltPkg-65to134kBtuh-11p5eer-3p50cop-wPreEcono | DEER2023 | D23 v1 | 2022-10-05 23:19 | Any | RtS | New | CZ02 | cDXHP | Cap-Tons | 14.6 | 8000 | None | 281 | 0.0886 | 0 | 36.3 | 0.0228 | 0 | [6 empty] | DEER:HVAC_Split-Package_HP | Annual | 20 | [13 empty] | CZ2022 | None
NE-HVAC-airHP-SpltPkg-65to134kBtuh-11p5eer-3p50cop-wPreEcono | DEER2023 | D23 v1 | 2022-10-05 23:19 | Any | RtS | New | CZ03 | cDXHP | Cap-Tons | 13.2 | 8000 | None | 212 | 0.0569 | 0 | 24.2 | 0.0158 | 0 | [6 empty] | DEER:HVAC_Split-Package_HP | Annual | 20 | [13 empty] | CZ2022 | None
NE-HVAC-airHP-SpltPkg-65to134kBtuh-11p5eer-3p50cop-wPreEcono | DEER2023 | D23 v1 | 2022-10-05 23:19 | Any | RtS | New | CZ04 | cDXHP | Cap-Tons | 14.6 | 8000 | None | 241 | 0.0841 | 0 | 38.9 | 0.0262 | 0 | [6 empty] | DEER:HVAC_Split-Package_HP | Annual | 20 | [13 empty] | CZ2022 | None
NE-HVAC-airHP-SpltPkg-65to134kBtuh-11p5eer-3p50cop-wPreEcono | DEER2023 | D23 v1 | 2022-10-05 23:19 | Any | RtS | New | CZ05 | cDXHP | Cap-Tons | 13.1 | 8000 | None | 194 | 0.0445 | 0 | 25.4 | 0.0101 | 0 | [6 empty] | DEER:HVAC_Split-Package_HP | Annual | 20 | [13 empty] | CZ2022 | None
NE-HVAC-airHP-SpltPkg-65to134kBtuh-11p5eer-3p50cop-wPreEcono | DEER2023 | D23 v1 | 2022-10-05 23:19 | Any | RtS | New | CZ06 | cDXHP | Cap-Tons | 14.2 | 8000 | None | 171 | 0.0672 | 0 | 39.5 | 0.0198 | 0 | [6 empty] | DEER:HVAC_Split-Package_HP | Annual | 20 | [13 empty] | CZ2022 | None
NE-HVAC-airHP-SpltPkg-65to134kBtuh-11p5eer-3p50cop-wPreEcono | DEER2023 | D23 v1 | 2022-10-05 23:19 | Any | RtS | New | CZ07 | cDXHP | Cap-Tons | 13.9 | 8000 | None | 143 | 0.0486 | 0 | 33.8 | 0.0171 | 0 | [6 empty] | DEER:HVAC_Split-Package_HP | Annual | 20 | [13 empty] | CZ2022 | None
NE-HVAC-airHP-SpltPkg-65to134kBtuh-11p5eer-3p50cop-wPreEcono | DEER2023 | D23 v1 | 2022-10-05 23:19 | Any | RtS | New | CZ08 | cDXHP | Cap-Tons | 16.3 | 8000 | None | 214 | 0.0783 | 0 | 46.3 | 0.0217 | 0 | [6 empty] | DEER:HVAC_Split-Package_HP | Annual | 20 | [13 empty] | CZ2022 | None
NE-HVAC-airHP-SpltPkg-65to134kBtuh-11p5eer-3p50cop-wPreEcono | DEER2023 | D23 v1 | 2022-10-05 23:19 | Any | RtS | New | CZ09 | cDXHP | Cap-Tons | 20.3 | 8000 | None | 243 | 0.109 | 0 | 36.4 | 0.0202 | 0 | [6 empty] | DEER:HVAC_Split-Package_HP | Annual | 20 | [13 empty] | CZ2022 | None
NE-HVAC-airHP-SpltPkg-65to134kBtuh-11p5eer-3p50cop-wPreEcono | DEER2023 | D23 v1 | 2022-10-05 23:19 | Any | RtS | New | CZ10 | cDXHP | Cap-Tons | 18.7 | 8000 | None | 267 | 0.0832 | 0 | 45.9 | 0.0254 | 0 | [6 empty] | DEER:HVAC_Split-Package_HP | Annual | 20 | [13 empty] | CZ2022 | None
NE-HVAC-airHP-SpltPkg-65to134kBtuh-11p5eer-3p50cop-wPreEcono | DEER2023 | D23 v1 | 2022-10-05 23:19 | Any | RtS | New | CZ11 | cDXHP | Cap-Tons | 19.5 | 8000 | None | 334 | 0.103 | 0 | 47.8 | 0.0313 | 0 | [6 empty] | DEER:HVAC_Split-Package_HP | Annual | 20 | [13 empty] | CZ2022 | None
NE-HVAC-airHP-SpltPkg-65to134kBtuh-11p5eer-3p50cop-wPreEcono | DEER2023 | D23 v1 | 2022-10-05 23:19 | Any | RtS | New | CZ12 | cDXHP | Cap-Tons | 17.8 | 8000 | None | 286 | 0.0893 | 0 | 42.2 | 0.0302 | 0 | [6 empty] | DEER:HVAC_Split-Package_HP | Annual | 20 | [13 empty] | CZ2022 | None
NE-HVAC-airHP-SpltPkg-65to134kBtuh-11p5eer-3p50cop-wPreEcono | DEER2023 | D23 v1 | 2022-10-05 23:19 | Any | RtS | New | CZ13 | cDXHP | Cap-Tons | 20.1 | 8000 | None | 311 | 0.0879 | 0 | 50.1 | 0.0311 | 0 | [6 empty] | DEER:HVAC_Split-Package_HP | Annual | 20 | [13 empty] | CZ2022 | None
NE-HVAC-airHP-SpltPkg-65to134kBtuh-11p5eer-3p50cop-wPreEcono | DEER2023 | D23 v1 | 2022-10-05 23:19 | Any | RtS | New | CZ14 | cDXHP | Cap-Tons | 19.8 | 8000 | None | 324 | 0.117 | 0 | 44.4 | 0.0269 | 0 | [6 empty] | DEER:HVAC_Split-Package_HP | Annual | 20 | [13 empty] | CZ2022 | None
NE-HVAC-airHP-SpltPkg-65to134kBtuh-11p5eer-3p50cop-wPreEcono | DEER2023 | D23 v1 | 2022-10-05 23:19 | Any | RtS | New | CZ15 | cDXHP | Cap-Tons | 26.2 | 8000 | None | 355 | 0.117 | 0 | 59.4 | 0.0327 | 0 | [6 empty] | DEER:HVAC_Split-Package_HP | Annual | 20 | [13 empty] | CZ2022 | None
NE-HVAC-airHP-SpltPkg-65to134kBtuh-11p5eer-3p50cop-wPreEcono | DEER2023 | D23 v1 | 2022-10-05 23:19 | Any | RtS | New | CZ16 | cDXHP | Cap-Tons | 14.4 | 8000 | None | 417 | 0.0686 | 0 | 43.4 | 0.0164 | 0 | [6 empty] | DEER:HVAC_Split-Package_HP | Annual | 20 | [13 empty] | CZ2022 | None
NE-HVAC-airHP-SpltPkg-65to134kBtuh-11p5eer-3p50cop-wPreEcono | DEER2023 | D23 v1 | 2022-10-05 23:19 | Any | SCn | New | CZ01 | cDXHP | Cap-Tons | 349 | 250000 | None | 305 | 0.026 | 0 | 29.8 | 0.00035 | 0 | [6 empty] | DEER:HVAC_Split-Package_HP | Annual | 20 | [13 empty] | CZ2022 | None
NE-HVAC-airHP-SpltPkg-65to134kBtuh-11p5eer-3p50cop-wPreEcono | DEER2023 | D23 v1 | 2022-10-05 23:19 | Any | SCn | New | CZ02 | cDXHP | Cap-Tons | 294 | 250000 | None | 265 | 0.0527 | 0 | 23.9 | 0.00991 | 0 | [6 empty] | DEER:HVAC_Split-Package_HP | Annual | 20 | [13 empty] | CZ2022 | None
NE-HVAC-airHP-SpltPkg-65to134kBtuh-11p5eer-3p50cop-wPreEcono | DEER2023 | D23 v1 | 2022-10-05 23:19 | Any | SCn | New | CZ03 | cDXHP | Cap-Tons | 358 | 250000 | None | 204 | 0.0319 | 0 | 15.7 | 0.00234 | 0 | [6 empty] | DEER:HVAC_Split-Package_HP | Annual | 20 | [13 empty] | CZ2022 | None
NE-HVAC-airHP-SpltPkg-65to134kBtuh-11p5eer-3p50cop-wPreEcono | DEER2023 | D23 v1 | 2022-10-05 23:19 | Any | SCn | New | CZ04 | cDXHP | Cap-Tons | 294 | 250000 | None | 243 | 0.0569 | 0 | 21.7 | 0.0112 | 0 | [6 empty] | DEER:HVAC_Split-Package_HP | Annual | 20 | [13 empty] | CZ2022 | None
NE-HVAC-airHP-SpltPkg-65to134kBtuh-11p5eer-3p50cop-wPreEcono | DEER2023 | D23 v1 | 2022-10-05 23:19 | Any | SCn | New | CZ05 | cDXHP | Cap-Tons | 352 | 250000 | None | 252 | 0.031 | 0 | 13.9 | 0.00105 | 0 | [6 empty] | DEER:HVAC_Split-Package_HP | Annual | 20 | [13 empty] | CZ2022 | None
NE-HVAC-airHP-SpltPkg-65to134kBtuh-11p5eer-3p50cop-wPreEcono | DEER2023 | D23 v1 | 2022-10-05 23:19 | Any | SCn | New | CZ06 | cDXHP | Cap-Tons | 342 | 250000 | None | 205 | 0.0339 | 0 | 12.9 | 0.0058 | 0 | [6 empty] | DEER:HVAC_Split-Package_HP | Annual | 20 | [13 empty] | CZ2022 | None
NE-HVAC-airHP-SpltPkg-65to134kBtuh-11p5eer-3p50cop-wPreEcono | DEER2023 | D23 v1 | 2022-10-05 23:19 | Any | SCn | New | CZ07 | cDXHP | Cap-Tons | 329 | 250000 | None | 204 | 0.0267 | 0 | 11 | 0.00419 | 0 | [6 empty] | DEER:HVAC_Split-Package_HP | Annual | 20 | [13 empty] | CZ2022 | None
NE-HVAC-airHP-SpltPkg-65to134kBtuh-11p5eer-3p50cop-wPreEcono | DEER2023 | D23 v1 | 2022-10-05 23:19 | Any | SCn | New | CZ08 | cDXHP | Cap-Tons | 269 | 250000 | None | 196 | 0.0446 | 0 | 25.3 | 0.0117 | 0 | [6 empty] | DEER:HVAC_Split-Package_HP | Annual | 20 | [13 empty] | CZ2022 | None
NE-HVAC-airHP-SpltPkg-65to134kBtuh-11p5eer-3p50cop-wPreEcono | DEER2023 | D23 v1 | 2022-10-05 23:19 | Any | SCn | New | CZ09 | cDXHP | Cap-Tons | 317 | 250000 | None | 221 | 0.0568 | 0 | 20.9 | 0.0113 | 0 | [6 empty] | DEER:HVAC_Split-Package_HP | Annual | 20 | [13 empty] | CZ2022 | None
NE-HVAC-airHP-SpltPkg-65to134kBtuh-11p5eer-3p50cop-wPreEcono | DEER2023 | D23 v1 | 2022-10-05 23:19 | Any | SCn | New | CZ10 | cDXHP | Cap-Tons | 287 | 250000 | None | 279 | 0.0595 | 0 | 29.6 | 0.0141 | 0 | [6 empty] | DEER:HVAC_Split-Package_HP | Annual | 20 | [13 empty] | CZ2022 | None
NE-HVAC-airHP-SpltPkg-65to134kBtuh-11p5eer-3p50cop-wPreEcono | DEER2023 | D23 v1 | 2022-10-05 23:19 | Any | SCn | New | CZ11 | cDXHP | Cap-Tons | 296 | 250000 | None | 347 | 0.0586 | 0 | 38.2 | 0.0189 | 0 | [6 empty] | DEER:HVAC_Split-Package_HP | Annual | 20 | [13 empty] | CZ2022 | None
NE-HVAC-airHP-SpltPkg-65to134kBtuh-11p5eer-3p50cop-wPreEcono | DEER2023 | D23 v1 | 2022-10-05 23:19 | Any | SCn | New | CZ12 | cDXHP | Cap-Tons | 295 | 250000 | None | 302 | 0.0564 | 0 | 29.2 | 0.0167 | 0 | [6 empty] | DEER:HVAC_Split-Package_HP | Annual | 20 | [13 empty] | CZ2022 | None
NE-HVAC-airHP-SpltPkg-65to134kBtuh-11p5eer-3p50cop-wPreEcono | DEER2023 | D23 v1 | 2022-10-05 23:19 | Any | SCn | New | CZ13 | cDXHP | Cap-Tons | 305 | 250000 | None | 305 | 0.0571 | 0 | 38.7 | 0.0182 | 0 | [6 empty] | DEER:HVAC_Split-Package_HP | Annual | 20 | [13 empty] | CZ2022 | None
NE-HVAC-airHP-SpltPkg-65to134kBtuh-11p5eer-3p50cop-wPreEcono | DEER2023 | D23 v1 | 2022-10-05 23:19 | Any | SCn | New | CZ14 | cDXHP | Cap-Tons | 296 | 250000 | None | 324 | 0.0643 | 0 | 38 | 0.0168 | 0 | [6 empty] | DEER:HVAC_Split-Package_HP | Annual | 20 | [13 empty] | CZ2022 | None
NE-HVAC-airHP-SpltPkg-65to134kBtuh-11p5eer-3p50cop-wPreEcono | DEER2023 | D23 v1 | 2022-10-05 23:19 | Any | SCn | New | CZ15 | cDXHP | Cap-Tons | 429 | 250000 | None | 289 | 0.0727 | 0 | 42.6 | 0.019 | 0 | [6 empty] | DEER:HVAC_Split-Package_HP | Annual | 20 | [13 empty] | CZ2022 | None
NE-HVAC-airHP-SpltPkg-65to134kBtuh-11p5eer-3p50cop-wPreEcono | DEER2023 | D23 v1 | 2022-10-05 23:19 | Any | SCn | New | CZ16 | cDXHP | Cap-Tons | 364 | 250000 | None | 378 | 0.0382 | 0 | 32.6 | 0.00488 | 0 | [6 empty] | DEER:HVAC_Split-Package_HP | Annual | 20 | [13 empty] | CZ2022 | None
NE-HVAC-airHP-SpltPkg-65to134kBtuh-11p5eer-3p50cop-wPreEcono | DEER2023 | D23 v1 | 2022-10-05 23:19 | Any | Asm | Ex | CZ01 | cDXHP | Cap-Tons | 304 | 100000 | None | 441 | 0.0794 | 0 | 37 | 0.00783 | 0 | [6 empty] | DEER:HVAC_Split-Package_HP | Annual | 20 | [13 empty] | CZ2022 | None
NE-HVAC-airHP-SpltPkg-65to134kBtuh-11p5eer-3p50cop-wPreEcono | DEER2023 | D23 v1 | 2022-10-05 23:19 | Any | Asm | Ex | CZ02 | cDXHP | Cap-Tons | 306 | 100000 | None | 452 | 0.129 | 0 | 46.1 | 0.0259 | 0 | [6 empty] | DEER:HVAC_Split-Package_HP | Annual | 20 | [13 empty] | CZ2022 | None
NE-HVAC-airHP-SpltPkg-65to134kBtuh-11p5eer-3p50cop-wPreEcono | DEER2023 | D23 v1 | 2022-10-05 23:19 | Any | Asm | Ex | CZ03 | cDXHP | Cap-Tons | 360 | 100000 | None | 396 | 0.116 | 0 | 26.8 | 0.0156 | 0 | [6 empty] | DEER:HVAC_Split-Package_HP | Annual | 20 | [13 empty] | CZ2022 | None
NE-HVAC-airHP-SpltPkg-65to134kBtuh-11p5eer-3p50cop-wPreEcono | DEER2023 | D23 v1 | 2022-10-05 23:19 | Any | Asm | Ex | CZ04 | cDXHP | Cap-Tons | 322 | 100000 | None | 429 | 0.131 | 0 | 46.6 | 0.0298 | 0 | [6 empty] | DEER:HVAC_Split-Package_HP | Annual | 20 | [13 empty] | CZ2022 | None
NE-HVAC-airHP-SpltPkg-65to134kBtuh-11p5eer-3p50cop-wPreEcono | DEER2023 | D23 v1 | 2022-10-05 23:19 | Any | Asm | Ex | CZ05 | cDXHP | Cap-Tons | 349 | 100000 | None | 385 | 0.0889 | 0 | 29.1 | 0.0105 | 0 | [6 empty] | DEER:HVAC_Split-Package_HP | Annual | 20 | [13 empty] | CZ2022 | None
NE-HVAC-airHP-SpltPkg-65to134kBtuh-11p5eer-3p50cop-wPreEcono | DEER2023 | D23 v1 | 2022-10-05 23:19 | Any | Asm | Ex | CZ06 | cDXHP | Cap-Tons | 388 | 100000 | None | 383 | 0.127 | 0 | 37.1 | 0.0183 | 0 | [6 empty] | DEER:HVAC_Split-Package_HP | Annual | 20 | [13 empty] | CZ2022 | None
NE-HVAC-airHP-SpltPkg-65to134kBtuh-11p5eer-3p50cop-wPreEcono | DEER2023 | D23 v1 | 2022-10-05 23:19 | Any | Asm | Ex | CZ07 | cDXHP | Cap-Tons | 377 | 100000 | None | 353 | 0.106 | 0 | 31.6 | 0.0155 | 0 | [6 empty] | DEER:HVAC_Split-Package_HP | Annual | 20 | [13 empty] | CZ2022 | None
NE-HVAC-airHP-SpltPkg-65to134kBtuh-11p5eer-3p50cop-wPreEcono | DEER2023 | D23 v1 | 2022-10-05 23:19 | Any | Asm | Ex | CZ08 | cDXHP | Cap-Tons | 360 | 100000 | None | 426 | 0.131 | 0 | 50.4 | 0.0225 | 0 | [6 empty] | DEER:HVAC_Split-Package_HP | Annual | 20 | [13 empty] | CZ2022 | None
NE-HVAC-airHP-SpltPkg-65to134kBtuh-11p5eer-3p50cop-wPreEcono | DEER2023 | D23 v1 | 2022-10-05 23:19 | Any | Asm | Ex | CZ09 | cDXHP | Cap-Tons | 460 | 100000 | None | 434 | 0.158 | 0 | 39.5 | 0.0208 | 0 | [6 empty] | DEER:HVAC_Split-Package_HP | Annual | 20 | [13 empty] | CZ2022 | None
NE-HVAC-airHP-SpltPkg-65to134kBtuh-11p5eer-3p50cop-wPreEcono | DEER2023 | D23 v1 | 2022-10-05 23:19 | Any | Asm | Ex | CZ10 | cDXHP | Cap-Tons | 394 | 100000 | None | 484 | 0.147 | 0 | 49.5 | 0.027 | 0 | [6 empty] | DEER:HVAC_Split-Package_HP | Annual | 20 | [13 empty] | CZ2022 | None
NE-HVAC-airHP-SpltPkg-65to134kBtuh-11p5eer-3p50cop-wPreEcono | DEER2023 | D23 v1 | 2022-10-05 23:19 | Any | Asm | Ex | CZ11 | cDXHP | Cap-Tons | 432 | 100000 | None | 554 | 0.173 | 0 | 50.2 | 0.0315 | 0 | [6 empty] | DEER:HVAC_Split-Package_HP | Annual | 20 | [13 empty] | CZ2022 | None
NE-HVAC-airHP-SpltPkg-65to134kBtuh-11p5eer-3p50cop-wPreEcono | DEER2023 | D23 v1 | 2022-10-05 23:19 | Any | Asm | Ex | CZ12 | cDXHP | Cap-Tons | 386 | 100000 | None | 496 | 0.153 | 0 | 46.3 | 0.0326 | 0 | [6 empty] | DEER:HVAC_Split-Package_HP | Annual | 20 | [13 empty] | CZ2022 | None
NE-HVAC-airHP-SpltPkg-65to134kBtuh-11p5eer-3p50cop-wPreEcono | DEER2023 | D23 v1 | 2022-10-05 23:19 | Any | Asm | Ex | CZ13 | cDXHP | Cap-Tons | 437 | 100000 | None | 544 | 0.161 | 0 | 52.8 | 0.0331 | 0 | [6 empty] | DEER:HVAC_Split-Package_HP | Annual | 20 | [13 empty] | CZ2022 | None
NE-HVAC-airHP-SpltPkg-65to134kBtuh-11p5eer-3p50cop-wPreEcono | DEER2023 | D23 v1 | 2022-10-05 23:19 | Any | Asm | Ex | CZ14 | cDXHP | Cap-Tons | 440 | 100000 | None | 536 | 0.178 | 0 | 46.7 | 0.0268 | 0 | [6 empty] | DEER:HVAC_Split-Package_HP | Annual | 20 | [13 empty] | CZ2022 | None
NE-HVAC-airHP-SpltPkg-65to134kBtuh-11p5eer-3p50cop-wPreEcono | DEER2023 | D23 v1 | 2022-10-05 23:19 | Any | Asm | Ex | CZ15 | cDXHP | Cap-Tons | 585 | 100000 | None | 573 | 0.208 | 0 | 58 | 0.0314 | 0 | [6 empty] | DEER:HVAC_Split-Package_HP | Annual | 20 | [13 empty] | CZ2022 | None
NE-HVAC-airHP-SpltPkg-65to134kBtuh-11p5eer-3p50cop-wPreEcono | DEER2023 | D23 v1 | 2022-10-05 23:19 | Any | Asm | Ex | CZ16 | cDXHP | Cap-Tons | 351 | 100000 | None | 626 | 0.122 | 0 | 48.7 | 0.016 | 0 | [6 empty] | DEER:HVAC_Split-Package_HP | Annual | 20 | [13 empty] | CZ2022 | None
NE-HVAC-airHP-SpltPkg-65to134kBtuh-11p5eer-3p50cop-wPreEcono | DEER2023 | D23 v1 | 2022-10-05 23:19 | Any | Asm | Old | CZ01 | cDXHP | Cap-Tons | 351 | 100000 | None | 542 | 0.0923 | 0 | 32.3 | 0.00812 | 0 | [6 empty] | DEER:HVAC_Split-Package_HP | Annual | 20 | [13 empty] | CZ2022 | None
NE-HVAC-airHP-SpltPkg-65to134kBtuh-11p5eer-3p50cop-wPreEcono | DEER2023 | D23 v1 | 2022-10-05 23:19 | Any | Asm | Old | CZ02 | cDXHP | Cap-Tons | 342 | 100000 | None | 543 | 0.16 | 0 | 46 | 0.0257 | 0 | [6 empty] | DEER:HVAC_Split-Package_HP | Annual | 20 | [13 empty] | CZ2022 | None
NE-HVAC-airHP-SpltPkg-65to134kBtuh-11p5eer-3p50cop-wPreEcono | DEER2023 | D23 v1 | 2022-10-05 23:19 | Any | Asm | Old | CZ03 | cDXHP | Cap-Tons | 384 | 100000 | None | 455 | 0.136 | 0 | 26.5 | 0.0155 | 0 | [6 empty] | DEER:HVAC_Split-Package_HP | Annual | 20 | [13 empty] | CZ2022 | None
NE-HVAC-airHP-SpltPkg-65to134kBtuh-11p5eer-3p50cop-wPreEcono | DEER2023 | D23 v1 | 2022-10-05 23:19 | Any | Asm | Old | CZ04 | cDXHP | Cap-Tons | 341 | 100000 | None | 521 | 0.162 | 0 | 47.1 | 0.0298 | 0 | [6 empty] | DEER:HVAC_Split-Package_HP | Annual | 20 | [13 empty] | CZ2022 | None
NE-HVAC-airHP-SpltPkg-65to134kBtuh-11p5eer-3p50cop-wPreEcono | DEER2023 | D23 v1 | 2022-10-05 23:19 | Any | Asm | Old | CZ05 | cDXHP | Cap-Tons | 374 | 100000 | None | 457 | 0.107 | 0 | 29 | 0.0105 | 0 | [6 empty] | DEER:HVAC_Split-Package_HP | Annual | 20 | [13 empty] | CZ2022 | None
NE-HVAC-airHP-SpltPkg-65to134kBtuh-11p5eer-3p50cop-wPreEcono | DEER2023 | D23 v1 | 2022-10-05 23:19 | Any | Asm | Old | CZ06 | cDXHP | Cap-Tons | 405 | 100000 | None | 472 | 0.158 | 0 | 37.4 | 0.0183 | 0 | [6 empty] | DEER:HVAC_Split-Package_HP | Annual | 20 | [13 empty] | CZ2022 | None
NE-HVAC-airHP-SpltPkg-65to134kBtuh-11p5eer-3p50cop-wPreEcono | DEER2023 | D23 v1 | 2022-10-05 23:19 | Any | Asm | Old | CZ07 | cDXHP | Cap-Tons | 393 | 100000 | None | 432 | 0.133 | 0 | 31.8 | 0.0154 | 0 | [6 empty] | DEER:HVAC_Split-Package_HP | Annual | 20 | [13 empty] | CZ2022 | None
NE-HVAC-airHP-SpltPkg-65to134kBtuh-11p5eer-3p50cop-wPreEcono | DEER2023 | D23 v1 | 2022-10-05 23:19 | Any | Asm | Old | CZ08 | cDXHP | Cap-Tons | 371 | 100000 | None | 527 | 0.164 | 0 | 51.1 | 0.0227 | 0 | [6 empty] | DEER:HVAC_Split-Package_HP | Annual | 20 | [13 empty] | CZ2022 | None
NE-HVAC-airHP-SpltPkg-65to134kBtuh-11p5eer-3p50cop-wPreEcono | DEER2023 | D23 v1 | 2022-10-05 23:19 | Any | Asm | Old | CZ09 | cDXHP | Cap-Tons | 477 | 100000 | None | 531 | 0.196 | 0 | 40.1 | 0.021 | 0 | [6 empty] | DEER:HVAC_Split-Package_HP | Annual | 20 | [13 empty] | CZ2022 | None
NE-HVAC-airHP-SpltPkg-65to134kBtuh-11p5eer-3p50cop-wPreEcono | DEER2023 | D23 v1 | 2022-10-05 23:19 | Any | Asm | Old | CZ10 | cDXHP | Cap-Tons | 435 | 100000 | None | 586 | 0.183 | 0 | 50.7 | 0.0268 | 0 | [6 empty] | DEER:HVAC_Split-Package_HP | Annual | 20 | [13 empty] | CZ2022 | None
NE-HVAC-airHP-SpltPkg-65to134kBtuh-11p5eer-3p50cop-wPreEcono | DEER2023 | D23 v1 | 2022-10-05 23:19 | Any | Asm | Old | CZ11 | cDXHP | Cap-Tons | 474 | 100000 | None | 662 | 0.21 | 0 | 51.6 | 0.0319 | 0 | [6 empty] | DEER:HVAC_Split-Package_HP | Annual | 20 | [13 empty] | CZ2022 | None
NE-HVAC-airHP-SpltPkg-65to134kBtuh-11p5eer-3p50cop-wPreEcono | DEER2023 | D23 v1 | 2022-10-05 23:19 | Any | Asm | Old | CZ12 | cDXHP | Cap-Tons | 424 | 100000 | None | 591 | 0.186 | 0 | 47 | 0.0328 | 0 | [6 empty] | DEER:HVAC_Split-Package_HP | Annual | 20 | [13 empty] | CZ2022 | None
NE-HVAC-airHP-SpltPkg-65to134kBtuh-11p5eer-3p50cop-wPreEcono | DEER2023 | D23 v1 | 2022-10-05 23:19 | Any | Asm | Old | CZ13 | cDXHP | Cap-Tons | 478 | 100000 | None | 658 | 0.199 | 0 | 54 | 0.0335 | 0 | [6 empty] | DEER:HVAC_Split-Package_HP | Annual | 20 | [13 empty] | CZ2022 | None
NE-HVAC-airHP-SpltPkg-65to134kBtuh-11p5eer-3p50cop-wPreEcono | DEER2023 | D23 v1 | 2022-10-05 23:19 | Any | Asm | Old | CZ14 | cDXHP | Cap-Tons | 481 | 100000 | None | 639 | 0.215 | 0 | 48.2 | 0.0274 | 0 | [6 empty] | DEER:HVAC_Split-Package_HP | Annual | 20 | [13 empty] | CZ2022 | None
NE-HVAC-airHP-SpltPkg-65to134kBtuh-11p5eer-3p50cop-wPreEcono | DEER2023 | D23 v1 | 2022-10-05 23:19 | Any | Asm | Old | CZ15 | cDXHP | Cap-Tons | 634 | 100000 | None | 697 | 0.252 | 0 | 59.8 | 0.032 | 0 | [6 empty] | DEER:HVAC_Split-Package_HP | Annual | 20 | [13 empty] | CZ2022 | None
NE-HVAC-airHP-SpltPkg-65to134kBtuh-11p5eer-3p50cop-wPreEcono | DEER2023 | D23 v1 | 2022-10-05 23:19 | Any | Asm | Old | CZ16 | cDXHP | Cap-Tons | 410 | 100000 | None | 750 | 0.147 | 0 | 45.8 | 0.0158 | 0 | [6 empty] | DEER:HVAC_Split-Package_HP | Annual | 20 | [13 empty] | CZ2022 | None
NE-HVAC-airHP-SpltPkg-65to134kBtuh-11p5eer-3p50cop-wPreEcono | DEER2023 | D23 v1 | 2022-10-05 23:19 | Any | Asm | Rec | CZ01 | cDXHP | Cap-Tons | 288 | 100000 | None | 74.1 | 0.0114 | 0 | 36.9 | 0.00786 | 0 | [6 empty] | DEER:HVAC_Split-Package_HP | Annual | 20 | [13 empty] | CZ2022 | None
NE-HVAC-airHP-SpltPkg-65to134kBtuh-11p5eer-3p50cop-wPreEcono | DEER2023 | D23 v1 | 2022-10-05 23:19 | Any | Asm | Rec | CZ02 | cDXHP | Cap-Tons | 290 | 100000 | None | 77.3 | 0.0373 | 0 | 46.1 | 0.0262 | 0 | [6 empty] | DEER:HVAC_Split-Package_HP | Annual | 20 | [13 empty] | CZ2022 | None
NE-HVAC-airHP-SpltPkg-65to134kBtuh-11p5eer-3p50cop-wPreEcono | DEER2023 | D23 v1 | 2022-10-05 23:19 | Any | Asm | Rec | CZ03 | cDXHP | Cap-Tons | 309 | 100000 | None | 50.4 | 0.0227 | 0 | 28.3 | 0.016 | 0 | [6 empty] | DEER:HVAC_Split-Package_HP | Annual | 20 | [13 empty] | CZ2022 | None
NE-HVAC-airHP-SpltPkg-65to134kBtuh-11p5eer-3p50cop-wPreEcono | DEER2023 | D23 v1 | 2022-10-05 23:19 | Any | Asm | Rec | CZ04 | cDXHP | Cap-Tons | 288 | 100000 | None | 74.4 | 0.0431 | 0 | 46.7 | 0.0303 | 0 | [6 empty] | DEER:HVAC_Split-Package_HP | Annual | 20 | [13 empty] | CZ2022 | None
NE-HVAC-airHP-SpltPkg-65to134kBtuh-11p5eer-3p50cop-wPreEcono | DEER2023 | D23 v1 | 2022-10-05 23:19 | Any | Asm | Rec | CZ05 | cDXHP | Cap-Tons | 300 | 100000 | None | 52.2 | 0.0153 | 0 | 30.3 | 0.0108 | 0 | [6 empty] | DEER:HVAC_Split-Package_HP | Annual | 20 | [13 empty] | CZ2022 | None
NE-HVAC-airHP-SpltPkg-65to134kBtuh-11p5eer-3p50cop-wPreEcono | DEER2023 | D23 v1 | 2022-10-05 23:19 | Any | Asm | Rec | CZ06 | cDXHP | Cap-Tons | 331 | 100000 | None | 57.4 | 0.0275 | 0 | 37.6 | 0.0193 | 0 | [6 empty] | DEER:HVAC_Split-Package_HP | Annual | 20 | [13 empty] | CZ2022 | None
NE-HVAC-airHP-SpltPkg-65to134kBtuh-11p5eer-3p50cop-wPreEcono | DEER2023 | D23 v1 | 2022-10-05 23:19 | Any | Asm | Rec | CZ07 | cDXHP | Cap-Tons | 322 | 100000 | None | 49.2 | 0.0234 | 0 | 31.9 | 0.0164 | 0 | [6 empty] | DEER:HVAC_Split-Package_HP | Annual | 20 | [13 empty] | CZ2022 | None
NE-HVAC-airHP-SpltPkg-65to134kBtuh-11p5eer-3p50cop-wPreEcono | DEER2023 | D23 v1 | 2022-10-05 23:19 | Any | Asm | Rec | CZ08 | cDXHP | Cap-Tons | 323 | 100000 | None | 73.3 | 0.0323 | 0 | 49.3 | 0.0227 | 0 | [6 empty] | DEER:HVAC_Split-Package_HP | Annual | 20 | [13 empty] | CZ2022 | None
NE-HVAC-airHP-SpltPkg-65to134kBtuh-11p5eer-3p50cop-wPreEcono | DEER2023 | D23 v1 | 2022-10-05 23:19 | Any | Asm | Rec | CZ09 | cDXHP | Cap-Tons | 418 | 100000 | None | 56.7 | 0.0294 | 0 | 38.1 | 0.0207 | 0 | [6 empty] | DEER:HVAC_Split-Package_HP | Annual | 20 | [13 empty] | CZ2022 | None
NE-HVAC-airHP-SpltPkg-65to134kBtuh-11p5eer-3p50cop-wPreEcono | DEER2023 | D23 v1 | 2022-10-05 23:19 | Any | Asm | Rec | CZ10 | cDXHP | Cap-Tons | 377 | 100000 | None | 73.3 | 0.0383 | 0 | 49 | 0.027 | 0 | [6 empty] | DEER:HVAC_Split-Package_HP | Annual | 20 | [13 empty] | CZ2022 | None
NE-HVAC-airHP-SpltPkg-65to134kBtuh-11p5eer-3p50cop-wPreEcono | DEER2023 | D23 v1 | 2022-10-05 23:19 | Any | Asm | Rec | CZ11 | cDXHP | Cap-Tons | 403 | 100000 | None | 75.7 | 0.0443 | 0 | 49.3 | 0.0311 | 0 | [6 empty] | DEER:HVAC_Split-Package_HP | Annual | 20 | [13 empty] | CZ2022 | None
NE-HVAC-airHP-SpltPkg-65to134kBtuh-11p5eer-3p50cop-wPreEcono | DEER2023 | D23 v1 | 2022-10-05 23:19 | Any | Asm | Rec | CZ12 | cDXHP | Cap-Tons | 364 | 100000 | None | 72.3 | 0.0463 | 0 | 46 | 0.0325 | 0 | [6 empty] | DEER:HVAC_Split-Package_HP | Annual | 20 | [13 empty] | CZ2022 | None
NE-HVAC-airHP-SpltPkg-65to134kBtuh-11p5eer-3p50cop-wPreEcono | DEER2023 | D23 v1 | 2022-10-05 23:19 | Any | Asm | Rec | CZ13 | cDXHP | Cap-Tons | 411 | 100000 | None | 78.7 | 0.0466 | 0 | 52.1 | 0.0328 | 0 | [6 empty] | DEER:HVAC_Split-Package_HP | Annual | 20 | [13 empty] | CZ2022 | None
NE-HVAC-airHP-SpltPkg-65to134kBtuh-11p5eer-3p50cop-wPreEcono | DEER2023 | D23 v1 | 2022-10-05 23:19 | Any | Asm | Rec | CZ14 | cDXHP | Cap-Tons | 412 | 100000 | None | 69.6 | 0.0374 | 0 | 45.7 | 0.0263 | 0 | [6 empty] | DEER:HVAC_Split-Package_HP | Annual | 20 | [13 empty] | CZ2022 | None
NE-HVAC-airHP-SpltPkg-65to134kBtuh-11p5eer-3p50cop-wPreEcono | DEER2023 | D23 v1 | 2022-10-05 23:19 | Any | Asm | Rec | CZ15 | cDXHP | Cap-Tons | 550 | 100000 | None | 81.7 | 0.0437 | 0 | 56.9 | 0.0308 | 0 | [6 empty] | DEER:HVAC_Split-Package_HP | Annual | 20 | [13 empty] | CZ2022 | None
NE-HVAC-airHP-SpltPkg-65to134kBtuh-11p5eer-3p50cop-wPreEcono | DEER2023 | D23 v1 | 2022-10-05 23:19 | Any | Asm | Rec | CZ16 | cDXHP | Cap-Tons | 316 | 100000 | None | 90.6 | 0.0229 | 0 | 49.1 | 0.0161 | 0 | [6 empty] | DEER:HVAC_Split-Package_HP | Annual | 20 | [13 empty] | CZ2022 | None
NE-HVAC-airHP-SpltPkg-65to134kBtuh-11p5eer-3p50cop-wPreEcono | DEER2023 | D23 v1 | 2022-10-05 23:20 | Any | Com | Ex | CZ01 | cDXHP | Cap-Tons | 305 | 151000 | None | 526 | 0.0593 | -0.00035 | 24.1 | 0.00571 | 0 | [6 empty] | DEER:HVAC_Split-Package_HP | Annual | 20 | [13 empty] | CZ2022 | None
NE-HVAC-airHP-SpltPkg-65to134kBtuh-11p5eer-3p50cop-wPreEcono | DEER2023 | D23 v1 | 2022-10-05 23:20 | Any | Com | Ex | CZ02 | cDXHP | Cap-Tons | 329 | 157000 | None | 464 | 0.111 | 6e-05 | 32.5 | 0.0172 | 0 | [6 empty] | DEER:HVAC_Split-Package_HP | Annual | 20 | [13 empty] | CZ2022 | None
NE-HVAC-airHP-SpltPkg-65to134kBtuh-11p5eer-3p50cop-wPreEcono | DEER2023 | D23 v1 | 2022-10-05 23:20 | Any | Com | Ex | CZ03 | cDXHP | Cap-Tons | 392 | 160000 | None | 356 | 0.0847 | -9e-05 | 20 | 0.0106 | 0 | [6 empty] | DEER:HVAC_Split-Package_HP | Annual | 20 | [13 empty] | CZ2022 | None
NE-HVAC-airHP-SpltPkg-65to134kBtuh-11p5eer-3p50cop-wPreEcono | DEER2023 | D23 v1 | 2022-10-05 23:20 | Any | Com | Ex | CZ04 | cDXHP | Cap-Tons | 327 | 145000 | None | 388 | 0.102 | -2e-05 | 33.1 | 0.0177 | 0 | [6 empty] | DEER:HVAC_Split-Package_HP | Annual | 20 | [13 empty] | CZ2022 | None
NE-HVAC-airHP-SpltPkg-65to134kBtuh-11p5eer-3p50cop-wPreEcono | DEER2023 | D23 v1 | 2022-10-05 23:20 | Any | Com | Ex | CZ05 | cDXHP | Cap-Tons | 470 | 200000 | None | 413 | 0.0791 | 1e-05 | 24.6 | 0.00873 | 0 | [6 empty] | DEER:HVAC_Split-Package_HP | Annual | 20 | [13 empty] | CZ2022 | None
NE-HVAC-airHP-SpltPkg-65to134kBtuh-11p5eer-3p50cop-wPreEcono | DEER2023 | D23 v1 | 2022-10-05 23:20 | Any | Com | Ex | CZ06 | cDXHP | Cap-Tons | 330 | 139000 | None | 411 | 0.107 | 6e-05 | 35.4 | 0.0144 | 0 | [6 empty] | DEER:HVAC_Split-Package_HP | Annual | 20 | [13 empty] | CZ2022 | None
NE-HVAC-airHP-SpltPkg-65to134kBtuh-11p5eer-3p50cop-wPreEcono | DEER2023 | D23 v1 | 2022-10-05 23:20 | Any | Com | Ex | CZ07 | cDXHP | Cap-Tons | 341 | 146000 | None | 391 | 0.0936 | -9e-05 | 29.8 | 0.0117 | 0 | [6 empty] | DEER:HVAC_Split-Package_HP | Annual | 20 | [13 empty] | CZ2022 | None
NE-HVAC-airHP-SpltPkg-65to134kBtuh-11p5eer-3p50cop-wPreEcono | DEER2023 | D23 v1 | 2022-10-05 23:20 | Any | Com | Ex | CZ08 | cDXHP | Cap-Tons | 337 | 154000 | None | 429 | 0.11 | -4e-05 | 41.3 | 0.0163 | 0 | [6 empty] | DEER:HVAC_Split-Package_HP | Annual | 20 | [13 empty] | CZ2022 | None
NE-HVAC-airHP-SpltPkg-65to134kBtuh-11p5eer-3p50cop-wPreEcono | DEER2023 | D23 v1 | 2022-10-05 23:20 | Any | Com | Ex | CZ09 | cDXHP | Cap-Tons | 358 | 134000 | None | 435 | 0.122 | -2e-05 | 34.6 | 0.016 | 0 | [6 empty] | DEER:HVAC_Split-Package_HP | Annual | 20 | [13 empty] | CZ2022 | None
NE-HVAC-airHP-SpltPkg-65to134kBtuh-11p5eer-3p50cop-wPreEcono | DEER2023 | D23 v1 | 2022-10-05 23:20 | Any | Com | Ex | CZ10 | cDXHP | Cap-Tons | 303 | 149000 | None | 465 | 0.118 | -1e-05 | 39.9 | 0.0184 | 0 | [6 empty] | DEER:HVAC_Split-Package_HP | Annual | 20 | [13 empty] | CZ2022 | None
NE-HVAC-airHP-SpltPkg-65to134kBtuh-11p5eer-3p50cop-wPreEcono | DEER2023 | D23 v1 | 2022-10-05 23:20 | Any | Com | Ex | CZ11 | cDXHP | Cap-Tons | 407 | 166000 | None | 512 | 0.125 | 2e-05 | 42.2 | 0.0229 | 0 | [6 empty] | DEER:HVAC_Split-Package_HP | Annual | 20 | [13 empty] | CZ2022 | None
NE-HVAC-airHP-SpltPkg-65to134kBtuh-11p5eer-3p50cop-wPreEcono | DEER2023 | D23 v1 | 2022-10-05 23:20 | Any | Com | Ex | CZ12 | cDXHP | Cap-Tons | 322 | 142000 | None | 458 | 0.115 | 8e-05 | 36 | 0.0208 | 0 | [6 empty] | DEER:HVAC_Split-Package_HP | Annual | 20 | [13 empty] | CZ2022 | None
NE-HVAC-airHP-SpltPkg-65to134kBtuh-11p5eer-3p50cop-wPreEcono | DEER2023 | D23 v1 | 2022-10-05 23:20 | Any | Com | Ex | CZ13 | cDXHP | Cap-Tons | 367 | 148000 | None | 503 | 0.123 | 1e-05 | 43.5 | 0.0221 | 0 | [6 empty] | DEER:HVAC_Split-Package_HP | Annual | 20 | [13 empty] | CZ2022 | None
NE-HVAC-airHP-SpltPkg-65to134kBtuh-11p5eer-3p50cop-wPreEcono | DEER2023 | D23 v1 | 2022-10-05 23:20 | Any | Com | Ex | CZ14 | cDXHP | Cap-Tons | 353 | 131000 | None | 498 | 0.133 | 2e-05 | 41.9 | 0.0213 | 0 | [6 empty] | DEER:HVAC_Split-Package_HP | Annual | 20 | [13 empty] | CZ2022 | None
NE-HVAC-airHP-SpltPkg-65to134kBtuh-11p5eer-3p50cop-wPreEcono | DEER2023 | D23 v1 | 2022-10-05 23:20 | Any | Com | Ex | CZ15 | cDXHP | Cap-Tons | 419 | 126000 | None | 566 | 0.16 | -2e-05 | 55.6 | 0.0264 | 0 | [6 empty] | DEER:HVAC_Split-Package_HP | Annual | 20 | [13 empty] | CZ2022 | None
NE-HVAC-airHP-SpltPkg-65to134kBtuh-11p5eer-3p50cop-wPreEcono | DEER2023 | D23 v1 | 2022-10-05 23:20 | Any | Com | Ex | CZ16 | cDXHP | Cap-Tons | 521 | 213000 | None | 575 | 0.0734 | 0.00018 | 36.4 | 0.00942 | 0 | [6 empty] | DEER:HVAC_Split-Package_HP | Annual | 20 | [13 empty] | CZ2022 | None
NE-HVAC-airHP-SpltPkg-65to134kBtuh-11p5eer-3p50cop-wPreEcono | DEER2023 | D23 v1 | 2022-10-05 23:20 | Any | Com | New | CZ01 | cDXHP | Cap-Tons | 284 | 153000 | None | 96.4 | 0.0131 | -2e-05 | 25.7 | 0.00573 | 1e-05 | [6 empty] | DEER:HVAC_Split-Package_HP | Annual | 20 | [13 empty] | CZ2022 | None
NE-HVAC-airHP-SpltPkg-65to134kBtuh-11p5eer-3p50cop-wPreEcono | DEER2023 | D23 v1 | 2022-10-05 23:20 | Any | Com | New | CZ02 | cDXHP | Cap-Tons | 297 | 152000 | None | 90.9 | 0.034 | 0 | 32.6 | 0.0169 | 0 | [6 empty] | DEER:HVAC_Split-Package_HP | Annual | 20 | [13 empty] | CZ2022 | None
NE-HVAC-airHP-SpltPkg-65to134kBtuh-11p5eer-3p50cop-wPreEcono | DEER2023 | D23 v1 | 2022-10-05 23:20 | Any | Com | New | CZ03 | cDXHP | Cap-Tons | 337 | 156000 | None | 63.4 | 0.021 | 0 | 20.4 | 0.0102 | 0 | [6 empty] | DEER:HVAC_Split-Package_HP | Annual | 20 | [13 empty] | CZ2022 | None
NE-HVAC-airHP-SpltPkg-65to134kBtuh-11p5eer-3p50cop-wPreEcono | DEER2023 | D23 v1 | 2022-10-05 23:20 | Any | Com | New | CZ04 | cDXHP | Cap-Tons | 284 | 141000 | None | 77 | 0.0318 | 0 | 32.8 | 0.0176 | 0 | [6 empty] | DEER:HVAC_Split-Package_HP | Annual | 20 | [13 empty] | CZ2022 | None
NE-HVAC-airHP-SpltPkg-65to134kBtuh-11p5eer-3p50cop-wPreEcono | DEER2023 | D23 v1 | 2022-10-05 23:20 | Any | Com | New | CZ05 | cDXHP | Cap-Tons | 382 | 190000 | None | 61.8 | 0.0169 | -1e-05 | 25.2 | 0.00866 | 0 | [6 empty] | DEER:HVAC_Split-Package_HP | Annual | 20 | [13 empty] | CZ2022 | None
NE-HVAC-airHP-SpltPkg-65to134kBtuh-11p5eer-3p50cop-wPreEcono | DEER2023 | D23 v1 | 2022-10-05 23:20 | Any | Com | New | CZ06 | cDXHP | Cap-Tons | 277 | 133000 | None | 83.1 | 0.0291 | 0 | 35.2 | 0.0147 | 0 | [6 empty] | DEER:HVAC_Split-Package_HP | Annual | 20 | [13 empty] | CZ2022 | None
NE-HVAC-airHP-SpltPkg-65to134kBtuh-11p5eer-3p50cop-wPreEcono | DEER2023 | D23 v1 | 2022-10-05 23:20 | Any | Com | New | CZ07 | cDXHP | Cap-Tons | 276 | 137000 | None | 67.9 | 0.0218 | 0 | 29.9 | 0.0119 | 0 | [6 empty] | DEER:HVAC_Split-Package_HP | Annual | 20 | [13 empty] | CZ2022 | None
NE-HVAC-airHP-SpltPkg-65to134kBtuh-11p5eer-3p50cop-wPreEcono | DEER2023 | D23 v1 | 2022-10-05 23:20 | Any | Com | New | CZ08 | cDXHP | Cap-Tons | 287 | 149000 | None | 102 | 0.0334 | 0 | 40.7 | 0.0165 | 0 | [6 empty] | DEER:HVAC_Split-Package_HP | Annual | 20 | [13 empty] | CZ2022 | None
NE-HVAC-airHP-SpltPkg-65to134kBtuh-11p5eer-3p50cop-wPreEcono | DEER2023 | D23 v1 | 2022-10-05 23:20 | Any | Com | New | CZ09 | cDXHP | Cap-Tons | 315 | 131000 | None | 88.8 | 0.0355 | 0 | 33.8 | 0.0157 | 0 | [6 empty] | DEER:HVAC_Split-Package_HP | Annual | 20 | [13 empty] | CZ2022 | None
NE-HVAC-airHP-SpltPkg-65to134kBtuh-11p5eer-3p50cop-wPreEcono | DEER2023 | D23 v1 | 2022-10-05 23:20 | Any | Com | New | CZ10 | cDXHP | Cap-Tons | 276 | 152000 | None | 149 | 0.0432 | 0 | 39.1 | 0.0184 | 0 | [6 empty] | DEER:HVAC_Split-Package_HP | Annual | 20 | [13 empty] | CZ2022 | None
NE-HVAC-airHP-SpltPkg-65to134kBtuh-11p5eer-3p50cop-wPreEcono | DEER2023 | D23 v1 | 2022-10-05 23:20 | Any | Com | New | CZ11 | cDXHP | Cap-Tons | 356 | 162000 | None | 127 | 0.0417 | 0 | 41.7 | 0.0223 | 0 | [6 empty] | DEER:HVAC_Split-Package_HP | Annual | 20 | [13 empty] | CZ2022 | None
NE-HVAC-airHP-SpltPkg-65to134kBtuh-11p5eer-3p50cop-wPreEcono | DEER2023 | D23 v1 | 2022-10-05 23:20 | Any | Com | New | CZ12 | cDXHP | Cap-Tons | 293 | 142000 | None | 111 | 0.0379 | 0 | 35.5 | 0.0205 | 0 | [6 empty] | DEER:HVAC_Split-Package_HP | Annual | 20 | [13 empty] | CZ2022 | None
NE-HVAC-airHP-SpltPkg-65to134kBtuh-11p5eer-3p50cop-wPreEcono | DEER2023 | D23 v1 | 2022-10-05 23:20 | Any | Com | New | CZ13 | cDXHP | Cap-Tons | 325 | 144000 | None | 119 | 0.0381 | 0 | 42.9 | 0.0218 | 0 | [6 empty] | DEER:HVAC_Split-Package_HP | Annual | 20 | [13 empty] | CZ2022 | None
NE-HVAC-airHP-SpltPkg-65to134kBtuh-11p5eer-3p50cop-wPreEcono | DEER2023 | D23 v1 | 2022-10-05 23:20 | Any | Com | New | CZ14 | cDXHP | Cap-Tons | 316 | 131000 | None | 109 | 0.0431 | 0 | 41.7 | 0.021 | 0 | [6 empty] | DEER:HVAC_Split-Package_HP | Annual | 20 | [13 empty] | CZ2022 | None
NE-HVAC-airHP-SpltPkg-65to134kBtuh-11p5eer-3p50cop-wPreEcono | DEER2023 | D23 v1 | 2022-10-05 23:20 | Any | Com | New | CZ15 | cDXHP | Cap-Tons | 381 | 126000 | None | 111 | 0.0429 | 0 | 53.9 | 0.0256 | 0 | [6 empty] | DEER:HVAC_Split-Package_HP | Annual | 20 | [13 empty] | CZ2022 | None
NE-HVAC-airHP-SpltPkg-65to134kBtuh-11p5eer-3p50cop-wPreEcono | DEER2023 | D23 v1 | 2022-10-05 23:20 | Any | Com | New | CZ16 | cDXHP | Cap-Tons | 435 | 206000 | None | 106 | 0.0197 | -1e-05 | 36 | 0.0092 | -2e-05 | [6 empty] | DEER:HVAC_Split-Package_HP | Annual | 20 | [13 empty] | CZ2022 | None
NE-HVAC-airHP-SpltPkg-65to134kBtuh-11p5eer-3p50cop-wPreEcono | DEER2023 | D23 v1 | 2022-10-05 23:20 | Any | Com | Old | CZ01 | cDXHP | Cap-Tons | 487 | 185000 | None | 573 | 0.0749 | -6e-05 | 23.2 | 0.00661 | 0 | [6 empty] | DEER:HVAC_Split-Package_HP | Annual | 20 | [13 empty] | CZ2022 | None
NE-HVAC-airHP-SpltPkg-65to134kBtuh-11p5eer-3p50cop-wPreEcono | DEER2023 | D23 v1 | 2022-10-05 23:20 | Any | Com | Old | CZ02 | cDXHP | Cap-Tons | 354 | 147000 | None | 540 | 0.136 | 3e-05 | 34 | 0.0178 | 0 | [6 empty] | DEER:HVAC_Split-Package_HP | Annual | 20 | [13 empty] | CZ2022 | None
NE-HVAC-airHP-SpltPkg-65to134kBtuh-11p5eer-3p50cop-wPreEcono | DEER2023 | D23 v1 | 2022-10-05 23:20 | Any | Com | Old | CZ03 | cDXHP | Cap-Tons | 427 | 154000 | None | 433 | 0.106 | -0.00011 | 21.3 | 0.011 | 0 | [6 empty] | DEER:HVAC_Split-Package_HP | Annual | 20 | [13 empty] | CZ2022 | None
NE-HVAC-airHP-SpltPkg-65to134kBtuh-11p5eer-3p50cop-wPreEcono | DEER2023 | D23 v1 | 2022-10-05 23:20 | Any | Com | Old | CZ04 | cDXHP | Cap-Tons | 338 | 136000 | None | 470 | 0.13 | -1e-05 | 34.8 | 0.019 | 0 | [6 empty] | DEER:HVAC_Split-Package_HP | Annual | 20 | [13 empty] | CZ2022 | None
NE-HVAC-airHP-SpltPkg-65to134kBtuh-11p5eer-3p50cop-wPreEcono | DEER2023 | D23 v1 | 2022-10-05 23:20 | Any | Com | Old | CZ05 | cDXHP | Cap-Tons | 506 | 185000 | None | 481 | 0.096 | 0.00015 | 25.8 | 0.00887 | 0 | [6 empty] | DEER:HVAC_Split-Package_HP | Annual | 20 | [13 empty] | CZ2022 | None
NE-HVAC-airHP-SpltPkg-65to134kBtuh-11p5eer-3p50cop-wPreEcono | DEER2023 | D23 v1 | 2022-10-05 23:20 | Any | Com | Old | CZ06 | cDXHP | Cap-Tons | 402 | 141000 | None | 479 | 0.122 | 5e-05 | 34.8 | 0.0133 | 0 | [6 empty] | DEER:HVAC_Split-Package_HP | Annual | 20 | [13 empty] | CZ2022 | None
NE-HVAC-airHP-SpltPkg-65to134kBtuh-11p5eer-3p50cop-wPreEcono | DEER2023 | D23 v1 | 2022-10-05 23:20 | Any | Com | Old | CZ07 | cDXHP | Cap-Tons | 378 | 137000 | None | 454 | 0.106 | -6e-05 | 29.9 | 0.0111 | 0 | [6 empty] | DEER:HVAC_Split-Package_HP | Annual | 20 | [13 empty] | CZ2022 | None
NE-HVAC-airHP-SpltPkg-65to134kBtuh-11p5eer-3p50cop-wPreEcono | DEER2023 | D23 v1 | 2022-10-05 23:20 | Any | Com | Old | CZ08 | cDXHP | Cap-Tons | 386 | 154000 | None | 499 | 0.126 | -7e-05 | 41.7 | 0.0157 | 0 | [6 empty] | DEER:HVAC_Split-Package_HP | Annual | 20 | [13 empty] | CZ2022 | None
NE-HVAC-airHP-SpltPkg-65to134kBtuh-11p5eer-3p50cop-wPreEcono | DEER2023 | D23 v1 | 2022-10-05 23:20 | Any | Com | Old | CZ09 | cDXHP | Cap-Tons | 408 | 133000 | None | 503 | 0.14 | -1e-05 | 35.5 | 0.0156 | 0 | [6 empty] | DEER:HVAC_Split-Package_HP | Annual | 20 | [13 empty] | CZ2022 | None
NE-HVAC-airHP-SpltPkg-65to134kBtuh-11p5eer-3p50cop-wPreEcono | DEER2023 | D23 v1 | 2022-10-05 23:20 | Any | Com | Old | CZ10 | cDXHP | Cap-Tons | 335 | 130000 | None | 560 | 0.141 | 9e-05 | 42.5 | 0.0186 | 0 | [6 empty] | DEER:HVAC_Split-Package_HP | Annual | 20 | [13 empty] | CZ2022 | None
NE-HVAC-airHP-SpltPkg-65to134kBtuh-11p5eer-3p50cop-wPreEcono | DEER2023 | D23 v1 | 2022-10-05 23:20 | Any | Com | Old | CZ11 | cDXHP | Cap-Tons | 452 | 157000 | None | 609 | 0.155 | 5e-05 | 44.4 | 0.0243 | 0 | [6 empty] | DEER:HVAC_Split-Package_HP | Annual | 20 | [13 empty] | CZ2022 | None
NE-HVAC-airHP-SpltPkg-65to134kBtuh-11p5eer-3p50cop-wPreEcono | DEER2023 | D23 v1 | 2022-10-05 23:20 | Any | Com | Old | CZ12 | cDXHP | Cap-Tons | 346 | 132000 | None | 547 | 0.144 | -2e-05 | 37.9 | 0.0223 | 0 | [6 empty] | DEER:HVAC_Split-Package_HP | Annual | 20 | [13 empty] | CZ2022 | None
NE-HVAC-airHP-SpltPkg-65to134kBtuh-11p5eer-3p50cop-wPreEcono | DEER2023 | D23 v1 | 2022-10-05 23:20 | Any | Com | Old | CZ13 | cDXHP | Cap-Tons | 396 | 136000 | None | 595 | 0.15 | 1e-05 | 45.4 | 0.0233 | 0 | [6 empty] | DEER:HVAC_Split-Package_HP | Annual | 20 | [13 empty] | CZ2022 | None
NE-HVAC-airHP-SpltPkg-65to134kBtuh-11p5eer-3p50cop-wPreEcono | DEER2023 | D23 v1 | 2022-10-05 23:20 | Any | Com | Old | CZ14 | cDXHP | Cap-Tons | 391 | 126000 | None | 582 | 0.152 | 0.00025 | 43 | 0.0211 | 0 | [6 empty] | DEER:HVAC_Split-Package_HP | Annual | 20 | [13 empty] | CZ2022 | None
NE-HVAC-airHP-SpltPkg-65to134kBtuh-11p5eer-3p50cop-wPreEcono | DEER2023 | D23 v1 | 2022-10-05 23:20 | Any | Com | Old | CZ15 | cDXHP | Cap-Tons | 449 | 123000 | None | 696 | 0.188 | -2e-05 | 58.6 | 0.0269 | 0 | [6 empty] | DEER:HVAC_Split-Package_HP | Annual | 20 | [13 empty] | CZ2022 | None
NE-HVAC-airHP-SpltPkg-65to134kBtuh-11p5eer-3p50cop-wPreEcono | DEER2023 | D23 v1 | 2022-10-05 23:20 | Any | Com | Old | CZ16 | cDXHP | Cap-Tons | 572 | 191000 | None | 672 | 0.0922 | 0.00024 | 36.4 | 0.00989 | 0 | [6 empty] | DEER:HVAC_Split-Package_HP | Annual | 20 | [13 empty] | CZ2022 | None
NE-HVAC-airHP-SpltPkg-65to134kBtuh-11p5eer-3p50cop-wPreEcono | DEER2023 | D23 v1 | 2022-10-05 23:20 | Any | Com | Rec | CZ01 | cDXHP | Cap-Tons | 292 | 154000 | None | 58.3 | 0.00969 | 0 | 24 | 0.00585 | 0 | [6 empty] | DEER:HVAC_Split-Package_HP | Annual | 20 | [13 empty] | CZ2022 | None
NE-HVAC-airHP-SpltPkg-65to134kBtuh-11p5eer-3p50cop-wPreEcono | DEER2023 | D23 v1 | 2022-10-05 23:20 | Any | Com | Rec | CZ02 | cDXHP | Cap-Tons | 300 | 152000 | None | 62.6 | 0.0271 | 0 | 32.2 | 0.0172 | 0 | [6 empty] | DEER:HVAC_Split-Package_HP | Annual | 20 | [13 empty] | CZ2022 | None
NE-HVAC-airHP-SpltPkg-65to134kBtuh-11p5eer-3p50cop-wPreEcono | DEER2023 | D23 v1 | 2022-10-05 23:20 | Any | Com | Rec | CZ03 | cDXHP | Cap-Tons | 343 | 156000 | None | 40.4 | 0.0164 | 0 | 20 | 0.0104 | 0 | [6 empty] | DEER:HVAC_Split-Package_HP | Annual | 20 | [13 empty] | CZ2022 | None
NE-HVAC-airHP-SpltPkg-65to134kBtuh-11p5eer-3p50cop-wPreEcono | DEER2023 | D23 v1 | 2022-10-05 23:20 | Any | Com | Rec | CZ04 | cDXHP | Cap-Tons | 288 | 141000 | None | 57.6 | 0.027 | 0 | 32.9 | 0.0178 | 0 | [6 empty] | DEER:HVAC_Split-Package_HP | Annual | 20 | [13 empty] | CZ2022 | None
NE-HVAC-airHP-SpltPkg-65to134kBtuh-11p5eer-3p50cop-wPreEcono | DEER2023 | D23 v1 | 2022-10-05 23:20 | Any | Com | Rec | CZ05 | cDXHP | Cap-Tons | 394 | 191000 | None | 45.8 | 0.0138 | 0 | 24.8 | 0.00887 | 0 | [6 empty] | DEER:HVAC_Split-Package_HP | Annual | 20 | [13 empty] | CZ2022 | None
NE-HVAC-airHP-SpltPkg-65to134kBtuh-11p5eer-3p50cop-wPreEcono | DEER2023 | D23 v1 | 2022-10-05 23:20 | Any | Com | Rec | CZ06 | cDXHP | Cap-Tons | 284 | 133000 | None | 60.6 | 0.0232 | 0 | 35.5 | 0.0149 | 0 | [6 empty] | DEER:HVAC_Split-Package_HP | Annual | 20 | [13 empty] | CZ2022 | None
NE-HVAC-airHP-SpltPkg-65to134kBtuh-11p5eer-3p50cop-wPreEcono | DEER2023 | D23 v1 | 2022-10-05 23:20 | Any | Com | Rec | CZ07 | cDXHP | Cap-Tons | 283 | 137000 | None | 51 | 0.0184 | 0 | 30 | 0.0121 | 0 | [6 empty] | DEER:HVAC_Split-Package_HP | Annual | 20 | [13 empty] | CZ2022 | None
NE-HVAC-airHP-SpltPkg-65to134kBtuh-11p5eer-3p50cop-wPreEcono | DEER2023 | D23 v1 | 2022-10-05 23:20 | Any | Com | Rec | CZ08 | cDXHP | Cap-Tons | 293 | 149000 | None | 72.9 | 0.0265 | 0 | 41.1 | 0.0166 | 0 | [6 empty] | DEER:HVAC_Split-Package_HP | Annual | 20 | [13 empty] | CZ2022 | None
NE-HVAC-airHP-SpltPkg-65to134kBtuh-11p5eer-3p50cop-wPreEcono | DEER2023 | D23 v1 | 2022-10-05 23:20 | Any | Com | Rec | CZ09 | cDXHP | Cap-Tons | 320 | 131000 | None | 61.3 | 0.0262 | 0 | 34 | 0.0159 | 0 | [6 empty] | DEER:HVAC_Split-Package_HP | Annual | 20 | [13 empty] | CZ2022 | None
NE-HVAC-airHP-SpltPkg-65to134kBtuh-11p5eer-3p50cop-wPreEcono | DEER2023 | D23 v1 | 2022-10-05 23:20 | Any | Com | Rec | CZ10 | cDXHP | Cap-Tons | 281 | 152000 | None | 82.4 | 0.0306 | 0 | 39.2 | 0.0185 | 0 | [6 empty] | DEER:HVAC_Split-Package_HP | Annual | 20 | [13 empty] | CZ2022 | None
NE-HVAC-airHP-SpltPkg-65to134kBtuh-11p5eer-3p50cop-wPreEcono | DEER2023 | D23 v1 | 2022-10-05 23:20 | Any | Com | Rec | CZ11 | cDXHP | Cap-Tons | 363 | 162000 | None | 79.8 | 0.0345 | 0 | 41.2 | 0.0225 | 0 | [6 empty] | DEER:HVAC_Split-Package_HP | Annual | 20 | [13 empty] | CZ2022 | None
NE-HVAC-airHP-SpltPkg-65to134kBtuh-11p5eer-3p50cop-wPreEcono | DEER2023 | D23 v1 | 2022-10-05 23:20 | Any | Com | Rec | CZ12 | cDXHP | Cap-Tons | 297 | 142000 | None | 69.7 | 0.0316 | 0 | 35.2 | 0.0207 | 0 | [6 empty] | DEER:HVAC_Split-Package_HP | Annual | 20 | [13 empty] | CZ2022 | None
NE-HVAC-airHP-SpltPkg-65to134kBtuh-11p5eer-3p50cop-wPreEcono | DEER2023 | D23 v1 | 2022-10-05 23:20 | Any | Com | Rec | CZ13 | cDXHP | Cap-Tons | 331 | 144000 | None | 78.6 | 0.0329 | 0 | 42.7 | 0.0219 | 0 | [6 empty] | DEER:HVAC_Split-Package_HP | Annual | 20 | [13 empty] | CZ2022 | None
NE-HVAC-airHP-SpltPkg-65to134kBtuh-11p5eer-3p50cop-wPreEcono | DEER2023 | D23 v1 | 2022-10-05 23:20 | Any | Com | Rec | CZ14 | cDXHP | Cap-Tons | 322 | 131000 | None | 75.1 | 0.0333 | 0 | 41.2 | 0.0211 | 0 | [6 empty] | DEER:HVAC_Split-Package_HP | Annual | 20 | [13 empty] | CZ2022 | None
NE-HVAC-airHP-SpltPkg-65to134kBtuh-11p5eer-3p50cop-wPreEcono | DEER2023 | D23 v1 | 2022-10-05 23:20 | Any | Com | Rec | CZ15 | cDXHP | Cap-Tons | 385 | 126000 | None | 87.4 | 0.0382 | 0 | 54.5 | 0.0257 | 0 | [6 empty] | DEER:HVAC_Split-Package_HP | Annual | 20 | [13 empty] | CZ2022 | None
NE-HVAC-airHP-SpltPkg-65to134kBtuh-11p5eer-3p50cop-wPreEcono | DEER2023 | D23 v1 | 2022-10-05 23:20 | Any | Com | Rec | CZ16 | cDXHP | Cap-Tons | 447 | 206000 | None | 73.8 | 0.015 | 0 | 35.5 | 0.0094 | 0 | [6 empty] | DEER:HVAC_Split-Package_HP | Annual | 20 | [13 empty] | CZ2022 | None
NE-HVAC-airHP-SpltPkg-65to134kBtuh-11p5eer-3p50cop-wPreEcono | DEER2023 | D23 v1 | 2022-10-05 23:19 | Any | ECC | Ex | CZ01 | cDXHP | Cap-Tons | 778 | 300000 | None | 371 | 0.0603 | 0 | 15.1 | 0.00863 | 0 | [6 empty] | DEER:HVAC_Split-Package_HP | Annual | 20 | [13 empty] | CZ2022 | None
NE-HVAC-airHP-SpltPkg-65to134kBtuh-11p5eer-3p50cop-wPreEcono | DEER2023 | D23 v1 | 2022-10-05 23:19 | Any | ECC | Ex | CZ02 | cDXHP | Cap-Tons | 773 | 300000 | None | 349 | 0.141 | 0 | 27 | 0.0236 | 0 | [6 empty] | DEER:HVAC_Split-Package_HP | Annual | 20 | [13 empty] | CZ2022 | None
NE-HVAC-airHP-SpltPkg-65to134kBtuh-11p5eer-3p50cop-wPreEcono | DEER2023 | D23 v1 | 2022-10-05 23:19 | Any | ECC | Ex | CZ03 | cDXHP | Cap-Tons | 882 | 300000 | None | 286 | 0.118 | 0 | 15.3 | 0.0153 | 0 | [6 empty] | DEER:HVAC_Split-Package_HP | Annual | 20 | [13 empty] | CZ2022 | None
NE-HVAC-airHP-SpltPkg-65to134kBtuh-11p5eer-3p50cop-wPreEcono | DEER2023 | D23 v1 | 2022-10-05 23:19 | Any | ECC | Ex | CZ04 | cDXHP | Cap-Tons | 812 | 300000 | None | 324 | 0.146 | 0 | 29.1 | 0.0263 | 0 | [6 empty] | DEER:HVAC_Split-Package_HP | Annual | 20 | [13 empty] | CZ2022 | None
NE-HVAC-airHP-SpltPkg-65to134kBtuh-11p5eer-3p50cop-wPreEcono | DEER2023 | D23 v1 | 2022-10-05 23:19 | Any | ECC | Ex | CZ05 | cDXHP | Cap-Tons | 863 | 300000 | None | 284 | 0.0867 | 0 | 17.7 | 0.0108 | 0 | [6 empty] | DEER:HVAC_Split-Package_HP | Annual | 20 | [13 empty] | CZ2022 | None
NE-HVAC-airHP-SpltPkg-65to134kBtuh-11p5eer-3p50cop-wPreEcono | DEER2023 | D23 v1 | 2022-10-05 23:19 | Any | ECC | Ex | CZ06 | cDXHP | Cap-Tons | 924 | 300000 | None | 304 | 0.134 | 0 | 28.2 | 0.0179 | 0 | [6 empty] | DEER:HVAC_Split-Package_HP | Annual | 20 | [13 empty] | CZ2022 | None
NE-HVAC-airHP-SpltPkg-65to134kBtuh-11p5eer-3p50cop-wPreEcono | DEER2023 | D23 v1 | 2022-10-05 23:19 | Any | ECC | Ex | CZ07 | cDXHP | Cap-Tons | 918 | 300000 | None | 279 | 0.122 | 0 | 23.9 | 0.0156 | 0 | [6 empty] | DEER:HVAC_Split-Package_HP | Annual | 20 | [13 empty] | CZ2022 | None
NE-HVAC-airHP-SpltPkg-65to134kBtuh-11p5eer-3p50cop-wPreEcono | DEER2023 | D23 v1 | 2022-10-05 23:19 | Any | ECC | Ex | CZ08 | cDXHP | Cap-Tons | 864 | 300000 | None | 331 | 0.136 | 0 | 38 | 0.0218 | 0 | [6 empty] | DEER:HVAC_Split-Package_HP | Annual | 20 | [13 empty] | CZ2022 | None
NE-HVAC-airHP-SpltPkg-65to134kBtuh-11p5eer-3p50cop-wPreEcono | DEER2023 | D23 v1 | 2022-10-05 23:19 | Any | ECC | Ex | CZ09 | cDXHP | Cap-Tons | 1050 | 300000 | None | 335 | 0.158 | 0 | 29.7 | 0.0208 | 0 | [6 empty] | DEER:HVAC_Split-Package_HP | Annual | 20 | [13 empty] | CZ2022 | None
NE-HVAC-airHP-SpltPkg-65to134kBtuh-11p5eer-3p50cop-wPreEcono | DEER2023 | D23 v1 | 2022-10-05 23:19 | Any | ECC | Ex | CZ10 | cDXHP | Cap-Tons | 939 | 300000 | None | 365 | 0.14 | 0 | 37 | 0.0179 | 0 | [6 empty] | DEER:HVAC_Split-Package_HP | Annual | 20 | [13 empty] | CZ2022 | None
NE-HVAC-airHP-SpltPkg-65to134kBtuh-11p5eer-3p50cop-wPreEcono | DEER2023 | D23 v1 | 2022-10-05 23:19 | Any | ECC | Ex | CZ11 | cDXHP | Cap-Tons | 918 | 300000 | None | 398 | 0.142 | 0 | 38.6 | 0.0244 | 0 | [6 empty] | DEER:HVAC_Split-Package_HP | Annual | 20 | [13 empty] | CZ2022 | None
NE-HVAC-airHP-SpltPkg-65to134kBtuh-11p5eer-3p50cop-wPreEcono | DEER2023 | D23 v1 | 2022-10-05 23:19 | Any | ECC | Ex | CZ12 | cDXHP | Cap-Tons | 837 | 300000 | None | 360 | 0.143 | 0 | 34.1 | 0.0234 | 0 | [6 empty] | DEER:HVAC_Split-Package_HP | Annual | 20 | [13 empty] | CZ2022 | None
NE-HVAC-airHP-SpltPkg-65to134kBtuh-11p5eer-3p50cop-wPreEcono | DEER2023 | D23 v1 | 2022-10-05 23:19 | Any | ECC | Ex | CZ13 | cDXHP | Cap-Tons | 939 | 300000 | None | 394 | 0.147 | 0 | 41.3 | 0.0242 | 0 | [6 empty] | DEER:HVAC_Split-Package_HP | Annual | 20 | [13 empty] | CZ2022 | None
NE-HVAC-airHP-SpltPkg-65to134kBtuh-11p5eer-3p50cop-wPreEcono | DEER2023 | D23 v1 | 2022-10-05 23:19 | Any | ECC | Ex | CZ14 | cDXHP | Cap-Tons | 986 | 300000 | None | 388 | 0.145 | 0 | 35.5 | 0.0201 | 0 | [6 empty] | DEER:HVAC_Split-Package_HP | Annual | 20 | [13 empty] | CZ2022 | None
NE-HVAC-airHP-SpltPkg-65to134kBtuh-11p5eer-3p50cop-wPreEcono | DEER2023 | D23 v1 | 2022-10-05 23:19 | Any | ECC | Ex | CZ15 | cDXHP | Cap-Tons | 1310 | 300000 | None | 444 | 0.17 | 0 | 48.7 | 0.0235 | 0 | [6 empty] | DEER:HVAC_Split-Package_HP | Annual | 20 | [13 empty] | CZ2022 | None
NE-HVAC-airHP-SpltPkg-65to134kBtuh-11p5eer-3p50cop-wPreEcono | DEER2023 | D23 v1 | 2022-10-05 23:19 | Any | ECC | Ex | CZ16 | cDXHP | Cap-Tons | 887 | 300000 | None | 434 | 0.00578 | 0 | 27 | 0.00317 | 0 | [6 empty] | DEER:HVAC_Split-Package_HP | Annual | 20 | [13 empty] | CZ2022 | None
NE-HVAC-airHP-SpltPkg-65to134kBtuh-11p5eer-3p50cop-wPreEcono | DEER2023 | D23 v1 | 2022-10-05 23:19 | Any | ECC | Old | CZ01 | cDXHP | Cap-Tons | 976 | 300000 | None | 412 | 0.0764 | 0 | 14 | 0.00821 | 0 | [6 empty] | DEER:HVAC_Split-Package_HP | Annual | 20 | [13 empty] | CZ2022 | None
NE-HVAC-airHP-SpltPkg-65to134kBtuh-11p5eer-3p50cop-wPreEcono | DEER2023 | D23 v1 | 2022-10-05 23:19 | Any | ECC | Old | CZ02 | cDXHP | Cap-Tons | 904 | 300000 | None | 399 | 0.164 | 0 | 28.8 | 0.024 | 0 | [6 empty] | DEER:HVAC_Split-Package_HP | Annual | 20 | [13 empty] | CZ2022 | None
NE-HVAC-airHP-SpltPkg-65to134kBtuh-11p5eer-3p50cop-wPreEcono | DEER2023 | D23 v1 | 2022-10-05 23:19 | Any | ECC | Old | CZ03 | cDXHP | Cap-Tons | 1040 | 300000 | None | 320 | 0.138 | 0 | 15.5 | 0.0152 | 0 | [6 empty] | DEER:HVAC_Split-Package_HP | Annual | 20 | [13 empty] | CZ2022 | None
NE-HVAC-airHP-SpltPkg-65to134kBtuh-11p5eer-3p50cop-wPreEcono | DEER2023 | D23 v1 | 2022-10-05 23:19 | Any | ECC | Old | CZ04 | cDXHP | Cap-Tons | 917 | 300000 | None | 376 | 0.168 | 0 | 31.2 | 0.027 | 0 | [6 empty] | DEER:HVAC_Split-Package_HP | Annual | 20 | [13 empty] | CZ2022 | None
NE-HVAC-airHP-SpltPkg-65to134kBtuh-11p5eer-3p50cop-wPreEcono | DEER2023 | D23 v1 | 2022-10-05 23:19 | Any | ECC | Old | CZ05 | cDXHP | Cap-Tons | 1030 | 300000 | None | 324 | 0.104 | 0 | 18 | 0.0106 | 0 | [6 empty] | DEER:HVAC_Split-Package_HP | Annual | 20 | [13 empty] | CZ2022 | None
NE-HVAC-airHP-SpltPkg-65to134kBtuh-11p5eer-3p50cop-wPreEcono | DEER2023 | D23 v1 | 2022-10-05 23:19 | Any | ECC | Old | CZ06 | cDXHP | Cap-Tons | 1090 | 300000 | None | 364 | 0.157 | 0 | 28.6 | 0.0174 | 0 | [6 empty] | DEER:HVAC_Split-Package_HP | Annual | 20 | [13 empty] | CZ2022 | None
NE-HVAC-airHP-SpltPkg-65to134kBtuh-11p5eer-3p50cop-wPreEcono | DEER2023 | D23 v1 | 2022-10-05 23:19 | Any | ECC | Old | CZ07 | cDXHP | Cap-Tons | 1070 | 300000 | None | 324 | 0.141 | 0 | 24.1 | 0.0151 | 0 | [6 empty] | DEER:HVAC_Split-Package_HP | Annual | 20 | [13 empty] | CZ2022 | None
NE-HVAC-airHP-SpltPkg-65to134kBtuh-11p5eer-3p50cop-wPreEcono | DEER2023 | D23 v1 | 2022-10-05 23:19 | Any | ECC | Old | CZ08 | cDXHP | Cap-Tons | 966 | 300000 | None | 398 | 0.162 | 0 | 40 | 0.022 | 0 | [6 empty] | DEER:HVAC_Split-Package_HP | Annual | 20 | [13 empty] | CZ2022 | None
NE-HVAC-airHP-SpltPkg-65to134kBtuh-11p5eer-3p50cop-wPreEcono | DEER2023 | D23 v1 | 2022-10-05 23:19 | Any | ECC | Old | CZ09 | cDXHP | Cap-Tons | 1160 | 300000 | None | 399 | 0.185 | 0 | 32.1 | 0.0215 | 0 | [6 empty] | DEER:HVAC_Split-Package_HP | Annual | 20 | [13 empty] | CZ2022 | None
NE-HVAC-airHP-SpltPkg-65to134kBtuh-11p5eer-3p50cop-wPreEcono | DEER2023 | D23 v1 | 2022-10-05 23:19 | Any | ECC | Old | CZ10 | cDXHP | Cap-Tons | 1080 | 300000 | None | 432 | 0.16 | 0 | 39.3 | 0.0188 | 0 | [6 empty] | DEER:HVAC_Split-Package_HP | Annual | 20 | [13 empty] | CZ2022 | None
NE-HVAC-airHP-SpltPkg-65to134kBtuh-11p5eer-3p50cop-wPreEcono | DEER2023 | D23 v1 | 2022-10-05 23:19 | Any | ECC | Old | CZ11 | cDXHP | Cap-Tons | 1040 | 300000 | None | 467 | 0.165 | 0 | 41.2 | 0.0257 | 0 | [6 empty] | DEER:HVAC_Split-Package_HP | Annual | 20 | [13 empty] | CZ2022 | None
NE-HVAC-airHP-SpltPkg-65to134kBtuh-11p5eer-3p50cop-wPreEcono | DEER2023 | D23 v1 | 2022-10-05 23:19 | Any | ECC | Old | CZ12 | cDXHP | Cap-Tons | 953 | 300000 | None | 418 | 0.164 | 0 | 36.1 | 0.0246 | 0 | [6 empty] | DEER:HVAC_Split-Package_HP | Annual | 20 | [13 empty] | CZ2022 | None
NE-HVAC-airHP-SpltPkg-65to134kBtuh-11p5eer-3p50cop-wPreEcono | DEER2023 | D23 v1 | 2022-10-05 23:19 | Any | ECC | Old | CZ13 | cDXHP | Cap-Tons | 1060 | 300000 | None | 463 | 0.168 | 0 | 43.8 | 0.0255 | 0 | [6 empty] | DEER:HVAC_Split-Package_HP | Annual | 20 | [13 empty] | CZ2022 | None
NE-HVAC-airHP-SpltPkg-65to134kBtuh-11p5eer-3p50cop-wPreEcono | DEER2023 | D23 v1 | 2022-10-05 23:19 | Any | ECC | Old | CZ14 | cDXHP | Cap-Tons | 1110 | 300000 | None | 455 | 0.167 | 0 | 38.3 | 0.0214 | 0 | [6 empty] | DEER:HVAC_Split-Package_HP | Annual | 20 | [13 empty] | CZ2022 | None
NE-HVAC-airHP-SpltPkg-65to134kBtuh-11p5eer-3p50cop-wPreEcono | DEER2023 | D23 v1 | 2022-10-05 23:19 | Any | ECC | Old | CZ15 | cDXHP | Cap-Tons | 1460 | 300000 | None | 530 | 0.196 | 0 | 52.2 | 0.025 | 0 | [6 empty] | DEER:HVAC_Split-Package_HP | Annual | 20 | [13 empty] | CZ2022 | None
NE-HVAC-airHP-SpltPkg-65to134kBtuh-11p5eer-3p50cop-wPreEcono | DEER2023 | D23 v1 | 2022-10-05 23:19 | Any | ECC | Old | CZ16 | cDXHP | Cap-Tons | 1090 | 300000 | None | 474 | 0.0108 | 0 | 27.1 | 0.00455 | 0 | [6 empty] | DEER:HVAC_Split-Package_HP | Annual | 20 | [13 empty] | CZ2022 | None
NE-HVAC-airHP-SpltPkg-65to134kBtuh-11p5eer-3p50cop-wPreEcono | DEER2023 | D23 v1 | 2022-10-05 23:19 | Any | ECC | Rec | CZ01 | cDXHP | Cap-Tons | 721 | 300000 | None | 28.4 | 0.0122 | 0 | 15.3 | 0.00858 | 0 | [6 empty] | DEER:HVAC_Split-Package_HP | Annual | 20 | [13 empty] | CZ2022 | None
NE-HVAC-airHP-SpltPkg-65to134kBtuh-11p5eer-3p50cop-wPreEcono | DEER2023 | D23 v1 | 2022-10-05 23:19 | Any | ECC | Rec | CZ02 | cDXHP | Cap-Tons | 736 | 300000 | None | 40.3 | 0.0329 | 0 | 26.1 | 0.0232 | 0 | [6 empty] | DEER:HVAC_Split-Package_HP | Annual | 20 | [13 empty] | CZ2022 | None
NE-HVAC-airHP-SpltPkg-65to134kBtuh-11p5eer-3p50cop-wPreEcono | DEER2023 | D23 v1 | 2022-10-05 23:19 | Any | ECC | Rec | CZ03 | cDXHP | Cap-Tons | 776 | 300000 | None | 24.8 | 0.0226 | 0 | 15.7 | 0.0159 | 0 | [6 empty] | DEER:HVAC_Split-Package_HP | Annual | 20 | [13 empty] | CZ2022 | None
NE-HVAC-airHP-SpltPkg-65to134kBtuh-11p5eer-3p50cop-wPreEcono | DEER2023 | D23 v1 | 2022-10-05 23:19 | Any | ECC | Rec | CZ04 | cDXHP | Cap-Tons | 746 | 300000 | None | 42.3 | 0.0374 | 0 | 28.5 | 0.0263 | 0 | [6 empty] | DEER:HVAC_Split-Package_HP | Annual | 20 | [13 empty] | CZ2022 | None
NE-HVAC-airHP-SpltPkg-65to134kBtuh-11p5eer-3p50cop-wPreEcono | DEER2023 | D23 v1 | 2022-10-05 23:19 | Any | ECC | Rec | CZ05 | cDXHP | Cap-Tons | 759 | 300000 | None | 27.7 | 0.016 | 0 | 18.2 | 0.0113 | 0 | [6 empty] | DEER:HVAC_Split-Package_HP | Annual | 20 | [13 empty] | CZ2022 | None
NE-HVAC-airHP-SpltPkg-65to134kBtuh-11p5eer-3p50cop-wPreEcono | DEER2023 | D23 v1 | 2022-10-05 23:19 | Any | ECC | Rec | CZ06 | cDXHP | Cap-Tons | 817 | 300000 | None | 41.9 | 0.0266 | 0 | 29.1 | 0.0187 | 0 | [6 empty] | DEER:HVAC_Split-Package_HP | Annual | 20 | [13 empty] | CZ2022 | None
NE-HVAC-airHP-SpltPkg-65to134kBtuh-11p5eer-3p50cop-wPreEcono | DEER2023 | D23 v1 | 2022-10-05 23:19 | Any | ECC | Rec | CZ07 | cDXHP | Cap-Tons | 808 | 300000 | None | 35.9 | 0.0235 | 0 | 24.9 | 0.0165 | 0 | [6 empty] | DEER:HVAC_Split-Package_HP | Annual | 20 | [13 empty] | CZ2022 | None
NE-HVAC-airHP-SpltPkg-65to134kBtuh-11p5eer-3p50cop-wPreEcono | DEER2023 | D23 v1 | 2022-10-05 23:19 | Any | ECC | Rec | CZ08 | cDXHP | Cap-Tons | 798 | 300000 | None | 53.5 | 0.031 | 0 | 37.3 | 0.0218 | 0 | [6 empty] | DEER:HVAC_Split-Package_HP | Annual | 20 | [13 empty] | CZ2022 | None
NE-HVAC-airHP-SpltPkg-65to134kBtuh-11p5eer-3p50cop-wPreEcono | DEER2023 | D23 v1 | 2022-10-05 23:19 | Any | ECC | Rec | CZ09 | cDXHP | Cap-Tons | 977 | 300000 | None | 41.3 | 0.0291 | 0 | 28.7 | 0.0204 | 0 | [6 empty] | DEER:HVAC_Split-Package_HP | Annual | 20 | [13 empty] | CZ2022 | None
NE-HVAC-airHP-SpltPkg-65to134kBtuh-11p5eer-3p50cop-wPreEcono | DEER2023 | D23 v1 | 2022-10-05 23:19 | Any | ECC | Rec | CZ10 | cDXHP | Cap-Tons | 896 | 300000 | None | 51.8 | 0.0246 | 0 | 35.8 | 0.0173 | 0 | [6 empty] | DEER:HVAC_Split-Package_HP | Annual | 20 | [13 empty] | CZ2022 | None
NE-HVAC-airHP-SpltPkg-65to134kBtuh-11p5eer-3p50cop-wPreEcono | DEER2023 | D23 v1 | 2022-10-05 23:19 | Any | ECC | Rec | CZ11 | cDXHP | Cap-Tons | 855 | 300000 | None | 53.9 | 0.0325 | 0 | 36.4 | 0.0228 | 0 | [6 empty] | DEER:HVAC_Split-Package_HP | Annual | 20 | [13 empty] | CZ2022 | None
NE-HVAC-airHP-SpltPkg-65to134kBtuh-11p5eer-3p50cop-wPreEcono | DEER2023 | D23 v1 | 2022-10-05 23:19 | Any | ECC | Rec | CZ12 | cDXHP | Cap-Tons | 790 | 300000 | None | 49.1 | 0.0318 | 0 | 32.8 | 0.0223 | 0 | [6 empty] | DEER:HVAC_Split-Package_HP | Annual | 20 | [13 empty] | CZ2022 | None
NE-HVAC-airHP-SpltPkg-65to134kBtuh-11p5eer-3p50cop-wPreEcono | DEER2023 | D23 v1 | 2022-10-05 23:19 | Any | ECC | Rec | CZ13 | cDXHP | Cap-Tons | 882 | 300000 | None | 57.6 | 0.0324 | 0 | 39.3 | 0.0228 | 0 | [6 empty] | DEER:HVAC_Split-Package_HP | Annual | 20 | [13 empty] | CZ2022 | None
NE-HVAC-airHP-SpltPkg-65to134kBtuh-11p5eer-3p50cop-wPreEcono | DEER2023 | D23 v1 | 2022-10-05 23:19 | Any | ECC | Rec | CZ14 | cDXHP | Cap-Tons | 926 | 300000 | None | 49.2 | 0.0265 | 0 | 33.4 | 0.0187 | 0 | [6 empty] | DEER:HVAC_Split-Package_HP | Annual | 20 | [13 empty] | CZ2022 | None
NE-HVAC-airHP-SpltPkg-65to134kBtuh-11p5eer-3p50cop-wPreEcono | DEER2023 | D23 v1 | 2022-10-05 23:19 | Any | ECC | Rec | CZ15 | cDXHP | Cap-Tons | 1240 | 300000 | None | 65.3 | 0.0313 | 0 | 45.9 | 0.022 | 0 | [6 empty] | DEER:HVAC_Split-Package_HP | Annual | 20 | [13 empty] | CZ2022 | None
NE-HVAC-airHP-SpltPkg-65to134kBtuh-11p5eer-3p50cop-wPreEcono | DEER2023 | D23 v1 | 2022-10-05 23:19 | Any | ECC | Rec | CZ16 | cDXHP | Cap-Tons | 809 | 300000 | None | 42.5 | 0.003 | 0 | 24.9 | 0.00211 | 0 | [6 empty] | DEER:HVAC_Split-Package_HP | Annual | 20 | [13 empty] | CZ2022 | None
NE-HVAC-airHP-SpltPkg-65to134kBtuh-11p5eer-3p50cop-wPreEcono | DEER2023 | D23 v1 | 2022-10-05 23:19 | Any | EPr | Ex | CZ01 | cDXHP | Cap-Tons | 118 | 50000 | None | 301 | 0.0503 | 0 | 18.3 | 0.0045 | 0 | [6 empty] | DEER:HVAC_Split-Package_HP | Annual | 20 | [13 empty] | CZ2022 | None
NE-HVAC-airHP-SpltPkg-65to134kBtuh-11p5eer-3p50cop-wPreEcono | DEER2023 | D23 v1 | 2022-10-05 23:19 | Any | EPr | Ex | CZ02 | cDXHP | Cap-Tons | 124 | 50000 | None | 259 | 0.0992 | 0 | 21 | 0.0139 | 0 | [6 empty] | DEER:HVAC_Split-Package_HP | Annual | 20 | [13 empty] | CZ2022 | None
NE-HVAC-airHP-SpltPkg-65to134kBtuh-11p5eer-3p50cop-wPreEcono | DEER2023 | D23 v1 | 2022-10-05 23:19 | Any | EPr | Ex | CZ03 | cDXHP | Cap-Tons | 137 | 50000 | None | 218 | 0.0755 | 0 | 13.7 | 0.00808 | 0 | [6 empty] | DEER:HVAC_Split-Package_HP | Annual | 20 | [13 empty] | CZ2022 | None
NE-HVAC-airHP-SpltPkg-65to134kBtuh-11p5eer-3p50cop-wPreEcono | DEER2023 | D23 v1 | 2022-10-05 23:19 | Any | EPr | Ex | CZ04 | cDXHP | Cap-Tons | 131 | 50000 | None | 234 | 0.104 | 0 | 21 | 0.0151 | 0 | [6 empty] | DEER:HVAC_Split-Package_HP | Annual | 20 | [13 empty] | CZ2022 | None
NE-HVAC-airHP-SpltPkg-65to134kBtuh-11p5eer-3p50cop-wPreEcono | DEER2023 | D23 v1 | 2022-10-05 23:19 | Any | EPr | Ex | CZ05 | cDXHP | Cap-Tons | 133 | 50000 | None | 211 | 0.0617 | 0 | 15.5 | 0.0062 | 0 | [6 empty] | DEER:HVAC_Split-Package_HP | Annual | 20 | [13 empty] | CZ2022 | None
NE-HVAC-airHP-SpltPkg-65to134kBtuh-11p5eer-3p50cop-wPreEcono | DEER2023 | D23 v1 | 2022-10-05 23:19 | Any | EPr | Ex | CZ06 | cDXHP | Cap-Tons | 147 | 50000 | None | 204 | 0.0811 | 0 | 19.4 | 0.00973 | 0 | [6 empty] | DEER:HVAC_Split-Package_HP | Annual | 20 | [13 empty] | CZ2022 | None
NE-HVAC-airHP-SpltPkg-65to134kBtuh-11p5eer-3p50cop-wPreEcono | DEER2023 | D23 v1 | 2022-10-05 23:19 | Any | EPr | Ex | CZ07 | cDXHP | Cap-Tons | 145 | 50000 | None | 190 | 0.0727 | 0 | 15.9 | 0.00823 | 0 | [6 empty] | DEER:HVAC_Split-Package_HP | Annual | 20 | [13 empty] | CZ2022 | None
NE-HVAC-airHP-SpltPkg-65to134kBtuh-11p5eer-3p50cop-wPreEcono | DEER2023 | D23 v1 | 2022-10-05 23:19 | Any | EPr | Ex | CZ08 | cDXHP | Cap-Tons | 148 | 50000 | None | 229 | 0.0967 | 0 | 24.6 | 0.012 | 0 | [6 empty] | DEER:HVAC_Split-Package_HP | Annual | 20 | [13 empty] | CZ2022 | None
NE-HVAC-airHP-SpltPkg-65to134kBtuh-11p5eer-3p50cop-wPreEcono | DEER2023 | D23 v1 | 2022-10-05 23:19 | Any | EPr | Ex | CZ09 | cDXHP | Cap-Tons | 185 | 50000 | None | 238 | 0.106 | 0 | 19.2 | 0.0117 | 0 | [6 empty] | DEER:HVAC_Split-Package_HP | Annual | 20 | [13 empty] | CZ2022 | None
NE-HVAC-airHP-SpltPkg-65to134kBtuh-11p5eer-3p50cop-wPreEcono | DEER2023 | D23 v1 | 2022-10-05 23:19 | Any | EPr | Ex | CZ10 | cDXHP | Cap-Tons | 161 | 50000 | None | 258 | 0.00373 | 0 | 24.7 | 0.00293 | 0 | [6 empty] | DEER:HVAC_Split-Package_HP | Annual | 20 | [13 empty] | CZ2022 | None
NE-HVAC-airHP-SpltPkg-65to134kBtuh-11p5eer-3p50cop-wPreEcono | DEER2023 | D23 v1 | 2022-10-05 23:19 | Any | EPr | Ex | CZ11 | cDXHP | Cap-Tons | 157 | 50000 | None | 272 | 0.0009 | 0 | 27.2 | 0.0064 | 0 | [6 empty] | DEER:HVAC_Split-Package_HP | Annual | 20 | [13 empty] | CZ2022 | None
NE-HVAC-airHP-SpltPkg-65to134kBtuh-11p5eer-3p50cop-wPreEcono | DEER2023 | D23 v1 | 2022-10-05 23:19 | Any | EPr | Ex | CZ12 | cDXHP | Cap-Tons | 138 | 50000 | None | 255 | 0.00362 | 0 | 24.3 | 0.004 | 0 | [6 empty] | DEER:HVAC_Split-Package_HP | Annual | 20 | [13 empty] | CZ2022 | None
NE-HVAC-airHP-SpltPkg-65to134kBtuh-11p5eer-3p50cop-wPreEcono | DEER2023 | D23 v1 | 2022-10-05 23:19 | Any | EPr | Ex | CZ13 | cDXHP | Cap-Tons | 161 | 50000 | None | 264 | 0.00243 | 0 | 28.2 | 0.00678 | 0 | [6 empty] | DEER:HVAC_Split-Package_HP | Annual | 20 | [13 empty] | CZ2022 | None
NE-HVAC-airHP-SpltPkg-65to134kBtuh-11p5eer-3p50cop-wPreEcono | DEER2023 | D23 v1 | 2022-10-05 23:19 | Any | EPr | Ex | CZ14 | cDXHP | Cap-Tons | 172 | 50000 | None | 272 | 0.00293 | 0 | 24.6 | 0.00482 | 0 | [6 empty] | DEER:HVAC_Split-Package_HP | Annual | 20 | [13 empty] | CZ2022 | None
NE-HVAC-airHP-SpltPkg-65to134kBtuh-11p5eer-3p50cop-wPreEcono | DEER2023 | D23 v1 | 2022-10-05 23:19 | Any | EPr | Ex | CZ15 | cDXHP | Cap-Tons | 238 | 50000 | None | 299 | 0.00336 | 0 | 32.8 | 0.0079 | 0 | [6 empty] | DEER:HVAC_Split-Package_HP | Annual | 20 | [13 empty] | CZ2022 | None
NE-HVAC-airHP-SpltPkg-65to134kBtuh-11p5eer-3p50cop-wPreEcono | DEER2023 | D23 v1 | 2022-10-05 23:19 | Any | EPr | Ex | CZ16 | cDXHP | Cap-Tons | 138 | 50000 | None | 387 | 0.00203 | 0 | 25.6 | 0.00089 | 0 | [6 empty] | DEER:HVAC_Split-Package_HP | Annual | 20 | [13 empty] | CZ2022 | None
NE-HVAC-airHP-SpltPkg-65to134kBtuh-11p5eer-3p50cop-wPreEcono | DEER2023 | D23 v1 | 2022-10-05 23:19 | Any | EPr | Old | CZ01 | cDXHP | Cap-Tons | 151 | 50000 | None | 321 | 0.0577 | 0 | 16.2 | 0.00466 | 0 | [6 empty] | DEER:HVAC_Split-Package_HP | Annual | 20 | [13 empty] | CZ2022 | None
NE-HVAC-airHP-SpltPkg-65to134kBtuh-11p5eer-3p50cop-wPreEcono | DEER2023 | D23 v1 | 2022-10-05 23:19 | Any | EPr | Old | CZ02 | cDXHP | Cap-Tons | 149 | 50000 | None | 290 | 0.113 | 0 | 22.2 | 0.0145 | 0 | [6 empty] | DEER:HVAC_Split-Package_HP | Annual | 20 | [13 empty] | CZ2022 | None
NE-HVAC-airHP-SpltPkg-65to134kBtuh-11p5eer-3p50cop-wPreEcono | DEER2023 | D23 v1 | 2022-10-05 23:19 | Any | EPr | Old | CZ03 | cDXHP | Cap-Tons | 162 | 50000 | None | 237 | 0.0874 | 0 | 13.5 | 0.00857 | 0 | [6 empty] | DEER:HVAC_Split-Package_HP | Annual | 20 | [13 empty] | CZ2022 | None
NE-HVAC-airHP-SpltPkg-65to134kBtuh-11p5eer-3p50cop-wPreEcono | DEER2023 | D23 v1 | 2022-10-05 23:19 | Any | EPr | Old | CZ04 | cDXHP | Cap-Tons | 151 | 50000 | None | 264 | 0.117 | 0 | 22.7 | 0.0161 | 0 | [6 empty] | DEER:HVAC_Split-Package_HP | Annual | 20 | [13 empty] | CZ2022 | None
NE-HVAC-airHP-SpltPkg-65to134kBtuh-11p5eer-3p50cop-wPreEcono | DEER2023 | D23 v1 | 2022-10-05 23:19 | Any | EPr | Old | CZ05 | cDXHP | Cap-Tons | 158 | 50000 | None | 231 | 0.0726 | 0 | 15.4 | 0.00651 | 0 | [6 empty] | DEER:HVAC_Split-Package_HP | Annual | 20 | [13 empty] | CZ2022 | None
NE-HVAC-airHP-SpltPkg-65to134kBtuh-11p5eer-3p50cop-wPreEcono | DEER2023 | D23 v1 | 2022-10-05 23:19 | Any | EPr | Old | CZ06 | cDXHP | Cap-Tons | 174 | 50000 | None | 234 | 0.0929 | 0 | 20.2 | 0.00978 | 0 | [6 empty] | DEER:HVAC_Split-Package_HP | Annual | 20 | [13 empty] | CZ2022 | None
NE-HVAC-airHP-SpltPkg-65to134kBtuh-11p5eer-3p50cop-wPreEcono | DEER2023 | D23 v1 | 2022-10-05 23:19 | Any | EPr | Old | CZ07 | cDXHP | Cap-Tons | 171 | 50000 | None | 212 | 0.0823 | 0 | 16.4 | 0.00818 | 0 | [6 empty] | DEER:HVAC_Split-Package_HP | Annual | 20 | [13 empty] | CZ2022 | None
NE-HVAC-airHP-SpltPkg-65to134kBtuh-11p5eer-3p50cop-wPreEcono | DEER2023 | D23 v1 | 2022-10-05 23:19 | Any | EPr | Old | CZ08 | cDXHP | Cap-Tons | 166 | 50000 | None | 264 | 0.109 | 0 | 27 | 0.0124 | 0 | [6 empty] | DEER:HVAC_Split-Package_HP | Annual | 20 | [13 empty] | CZ2022 | None
NE-HVAC-airHP-SpltPkg-65to134kBtuh-11p5eer-3p50cop-wPreEcono | DEER2023 | D23 v1 | 2022-10-05 23:19 | Any | EPr | Old | CZ09 | cDXHP | Cap-Tons | 206 | 50000 | None | 272 | 0.119 | 0 | 21.5 | 0.0124 | 0 | [6 empty] | DEER:HVAC_Split-Package_HP | Annual | 20 | [13 empty] | CZ2022 | None
NE-HVAC-airHP-SpltPkg-65to134kBtuh-11p5eer-3p50cop-wPreEcono | DEER2023 | D23 v1 | 2022-10-05 23:19 | Any | EPr | Old | CZ10 | cDXHP | Cap-Tons | 190 | 50000 | None | 296 | 0.00913 | 0 | 27.3 | 0.00554 | 0 | [6 empty] | DEER:HVAC_Split-Package_HP | Annual | 20 | [13 empty] | CZ2022 | None
NE-HVAC-airHP-SpltPkg-65to134kBtuh-11p5eer-3p50cop-wPreEcono | DEER2023 | D23 v1 | 2022-10-05 23:19 | Any | EPr | Old | CZ11 | cDXHP | Cap-Tons | 180 | 50000 | None | 318 | 0.00759 | 0 | 29.9 | 0.0095 | 0 | [6 empty] | DEER:HVAC_Split-Package_HP | Annual | 20 | [13 empty] | CZ2022 | None
NE-HVAC-airHP-SpltPkg-65to134kBtuh-11p5eer-3p50cop-wPreEcono | DEER2023 | D23 v1 | 2022-10-05 23:19 | Any | EPr | Old | CZ12 | cDXHP | Cap-Tons | 159 | 50000 | None | 292 | 0.0104 | 0 | 26.3 | 0.00747 | 0 | [6 empty] | DEER:HVAC_Split-Package_HP | Annual | 20 | [13 empty] | CZ2022 | None
NE-HVAC-airHP-SpltPkg-65to134kBtuh-11p5eer-3p50cop-wPreEcono | DEER2023 | D23 v1 | 2022-10-05 23:19 | Any | EPr | Old | CZ13 | cDXHP | Cap-Tons | 183 | 50000 | None | 316 | 0.0108 | 0 | 30.9 | 0.00925 | 0 | [6 empty] | DEER:HVAC_Split-Package_HP | Annual | 20 | [13 empty] | CZ2022 | None
NE-HVAC-airHP-SpltPkg-65to134kBtuh-11p5eer-3p50cop-wPreEcono | DEER2023 | D23 v1 | 2022-10-05 23:19 | Any | EPr | Old | CZ14 | cDXHP | Cap-Tons | 195 | 50000 | None | 307 | 0.00787 | 0 | 26.9 | 0.00726 | 0 | [6 empty] | DEER:HVAC_Split-Package_HP | Annual | 20 | [13 empty] | CZ2022 | None
NE-HVAC-airHP-SpltPkg-65to134kBtuh-11p5eer-3p50cop-wPreEcono | DEER2023 | D23 v1 | 2022-10-05 23:19 | Any | EPr | Old | CZ15 | cDXHP | Cap-Tons | 263 | 50000 | None | 345 | 0.0101 | 0 | 36.2 | 0.00985 | 0 | [6 empty] | DEER:HVAC_Split-Package_HP | Annual | 20 | [13 empty] | CZ2022 | None
NE-HVAC-airHP-SpltPkg-65to134kBtuh-11p5eer-3p50cop-wPreEcono | DEER2023 | D23 v1 | 2022-10-05 23:19 | Any | EPr | Old | CZ16 | cDXHP | Cap-Tons | 169 | 50000 | None | 397 | 0.00586 | 0 | 24.9 | 0.00221 | 0 | [6 empty] | DEER:HVAC_Split-Package_HP | Annual | 20 | [13 empty] | CZ2022 | None
NE-HVAC-airHP-SpltPkg-65to134kBtuh-11p5eer-3p50cop-wPreEcono | DEER2023 | D23 v1 | 2022-10-05 23:19 | Any | EPr | Rec | CZ01 | cDXHP | Cap-Tons | 109 | 50000 | None | 35.7 | 0.00631 | 0 | 18.6 | 0.00433 | 0 | [6 empty] | DEER:HVAC_Split-Package_HP | Annual | 20 | [13 empty] | CZ2022 | None
NE-HVAC-airHP-SpltPkg-65to134kBtuh-11p5eer-3p50cop-wPreEcono | DEER2023 | D23 v1 | 2022-10-05 23:19 | Any | EPr | Rec | CZ02 | cDXHP | Cap-Tons | 114 | 50000 | None | 32.8 | 0.0193 | 0 | 20.3 | 0.0136 | 0 | [6 empty] | DEER:HVAC_Split-Package_HP | Annual | 20 | [13 empty] | CZ2022 | None
NE-HVAC-airHP-SpltPkg-65to134kBtuh-11p5eer-3p50cop-wPreEcono | DEER2023 | D23 v1 | 2022-10-05 23:19 | Any | EPr | Rec | CZ03 | cDXHP | Cap-Tons | 120 | 50000 | None | 23.8 | 0.0114 | 0 | 14 | 0.00801 | 0 | [6 empty] | DEER:HVAC_Split-Package_HP | Annual | 20 | [13 empty] | CZ2022 | None
NE-HVAC-airHP-SpltPkg-65to134kBtuh-11p5eer-3p50cop-wPreEcono | DEER2023 | D23 v1 | 2022-10-05 23:19 | Any | EPr | Rec | CZ04 | cDXHP | Cap-Tons | 116 | 50000 | None | 31.5 | 0.0211 | 0 | 20.5 | 0.0148 | 0 | [6 empty] | DEER:HVAC_Split-Package_HP | Annual | 20 | [13 empty] | CZ2022 | None
NE-HVAC-airHP-SpltPkg-65to134kBtuh-11p5eer-3p50cop-wPreEcono | DEER2023 | D23 v1 | 2022-10-05 23:19 | Any | EPr | Rec | CZ05 | cDXHP | Cap-Tons | 117 | 50000 | None | 25.9 | 0.00881 | 0 | 15.9 | 0.0062 | 0 | [6 empty] | DEER:HVAC_Split-Package_HP | Annual | 20 | [13 empty] | CZ2022 | None
NE-HVAC-airHP-SpltPkg-65to134kBtuh-11p5eer-3p50cop-wPreEcono | DEER2023 | D23 v1 | 2022-10-05 23:19 | Any | EPr | Rec | CZ06 | cDXHP | Cap-Tons | 129 | 50000 | None | 29.4 | 0.014 | 0 | 19.7 | 0.00985 | 0 | [6 empty] | DEER:HVAC_Split-Package_HP | Annual | 20 | [13 empty] | CZ2022 | None
NE-HVAC-airHP-SpltPkg-65to134kBtuh-11p5eer-3p50cop-wPreEcono | DEER2023 | D23 v1 | 2022-10-05 23:19 | Any | EPr | Rec | CZ07 | cDXHP | Cap-Tons | 127 | 50000 | None | 24.7 | 0.0119 | 0 | 16.4 | 0.00837 | 0 | [6 empty] | DEER:HVAC_Split-Package_HP | Annual | 20 | [13 empty] | CZ2022 | None
NE-HVAC-airHP-SpltPkg-65to134kBtuh-11p5eer-3p50cop-wPreEcono | DEER2023 | D23 v1 | 2022-10-05 23:19 | Any | EPr | Rec | CZ08 | cDXHP | Cap-Tons | 132 | 50000 | None | 35.3 | 0.0168 | 0 | 24.2 | 0.0118 | 0 | [6 empty] | DEER:HVAC_Split-Package_HP | Annual | 20 | [13 empty] | CZ2022 | None
NE-HVAC-airHP-SpltPkg-65to134kBtuh-11p5eer-3p50cop-wPreEcono | DEER2023 | D23 v1 | 2022-10-05 23:19 | Any | EPr | Rec | CZ09 | cDXHP | Cap-Tons | 162 | 50000 | None | 27.4 | 0.0163 | 0 | 18.6 | 0.0115 | 0 | [6 empty] | DEER:HVAC_Split-Package_HP | Annual | 20 | [13 empty] | CZ2022 | None
NE-HVAC-airHP-SpltPkg-65to134kBtuh-11p5eer-3p50cop-wPreEcono | DEER2023 | D23 v1 | 2022-10-05 23:19 | Any | EPr | Rec | CZ10 | cDXHP | Cap-Tons | 147 | 50000 | None | 35 | 0.002 | 0 | 23.9 | 0.00141 | 0 | [6 empty] | DEER:HVAC_Split-Package_HP | Annual | 20 | [13 empty] | CZ2022 | None
NE-HVAC-airHP-SpltPkg-65to134kBtuh-11p5eer-3p50cop-wPreEcono | DEER2023 | D23 v1 | 2022-10-05 23:19 | Any | EPr | Rec | CZ11 | cDXHP | Cap-Tons | 143 | 50000 | None | 39.2 | 0.005 | 0 | 25.6 | 0.00352 | 0 | [6 empty] | DEER:HVAC_Split-Package_HP | Annual | 20 | [13 empty] | CZ2022 | None
NE-HVAC-airHP-SpltPkg-65to134kBtuh-11p5eer-3p50cop-wPreEcono | DEER2023 | D23 v1 | 2022-10-05 23:19 | Any | EPr | Rec | CZ12 | cDXHP | Cap-Tons | 126 | 50000 | None | 35.7 | 0.00257 | 0 | 23 | 0.00181 | 0 | [6 empty] | DEER:HVAC_Split-Package_HP | Annual | 20 | [13 empty] | CZ2022 | None
NE-HVAC-airHP-SpltPkg-65to134kBtuh-11p5eer-3p50cop-wPreEcono | DEER2023 | D23 v1 | 2022-10-05 23:19 | Any | EPr | Rec | CZ13 | cDXHP | Cap-Tons | 148 | 50000 | None | 39.8 | 0.00635 | 0 | 26.5 | 0.00446 | 0 | [6 empty] | DEER:HVAC_Split-Package_HP | Annual | 20 | [13 empty] | CZ2022 | None
NE-HVAC-airHP-SpltPkg-65to134kBtuh-11p5eer-3p50cop-wPreEcono | DEER2023 | D23 v1 | 2022-10-05 23:19 | Any | EPr | Rec | CZ14 | cDXHP | Cap-Tons | 158 | 50000 | None | 34.9 | 0.0037 | 0 | 23.1 | 0.0026 | 0 | [6 empty] | DEER:HVAC_Split-Package_HP | Annual | 20 | [13 empty] | CZ2022 | None
NE-HVAC-airHP-SpltPkg-65to134kBtuh-11p5eer-3p50cop-wPreEcono | DEER2023 | D23 v1 | 2022-10-05 23:19 | Any | EPr | Rec | CZ15 | cDXHP | Cap-Tons | 221 | 50000 | None | 43.7 | 0.00852 | 0 | 30.6 | 0.00599 | 0 | [6 empty] | DEER:HVAC_Split-Package_HP | Annual | 20 | [13 empty] | CZ2022 | None
NE-HVAC-airHP-SpltPkg-65to134kBtuh-11p5eer-3p50cop-wPreEcono | DEER2023 | D23 v1 | 2022-10-05 23:19 | Any | EPr | Rec | CZ16 | cDXHP | Cap-Tons | 126 | 50000 | None | 45.2 | 0.00064 | 0 | 24.7 | 0.00045 | 0 | [6 empty] | DEER:HVAC_Split-Package_HP | Annual | 20 | [13 empty] | CZ2022 | None
NE-HVAC-airHP-SpltPkg-65to134kBtuh-11p5eer-3p50cop-wPreEcono | DEER2023 | D23 v1 | 2022-10-05 23:19 | Any | ERC | Ex | CZ01 | cDXHP | Cap-Tons | 4.89 | 1920 | None | 309 | 0.00357 | 0 | 26.2 | 0.00076 | 0 | [6 empty] | DEER:HVAC_Split-Package_HP | Annual | 20 | [13 empty] | CZ2022 | None
NE-HVAC-airHP-SpltPkg-65to134kBtuh-11p5eer-3p50cop-wPreEcono | DEER2023 | D23 v1 | 2022-10-05 23:19 | Any | ERC | Ex | CZ02 | cDXHP | Cap-Tons | 5.43 | 1920 | None | 241 | 0.0175 | 0 | 26.5 | 0.00637 | 0 | [6 empty] | DEER:HVAC_Split-Package_HP | Annual | 20 | [13 empty] | CZ2022 | None
NE-HVAC-airHP-SpltPkg-65to134kBtuh-11p5eer-3p50cop-wPreEcono | DEER2023 | D23 v1 | 2022-10-05 23:19 | Any | ERC | Ex | CZ03 | cDXHP | Cap-Tons | 5.83 | 1920 | None | 184 | 0.00987 | 0 | 18.2 | 0.00304 | 0 | [6 empty] | DEER:HVAC_Split-Package_HP | Annual | 20 | [13 empty] | CZ2022 | None
NE-HVAC-airHP-SpltPkg-65to134kBtuh-11p5eer-3p50cop-wPreEcono | DEER2023 | D23 v1 | 2022-10-05 23:19 | Any | ERC | Ex | CZ04 | cDXHP | Cap-Tons | 5.94 | 1920 | None | 198 | 0.0209 | 0 | 24.2 | 0.00767 | 0 | [6 empty] | DEER:HVAC_Split-Package_HP | Annual | 20 | [13 empty] | CZ2022 | None
NE-HVAC-airHP-SpltPkg-65to134kBtuh-11p5eer-3p50cop-wPreEcono | DEER2023 | D23 v1 | 2022-10-05 23:19 | Any | ERC | Ex | CZ05 | cDXHP | Cap-Tons | 5.55 | 1920 | None | 188 | 0.00701 | 0 | 22.4 | 0.00204 | 0 | [6 empty] | DEER:HVAC_Split-Package_HP | Annual | 20 | [13 empty] | CZ2022 | None
NE-HVAC-airHP-SpltPkg-65to134kBtuh-11p5eer-3p50cop-wPreEcono | DEER2023 | D23 v1 | 2022-10-05 23:19 | Any | ERC | Ex | CZ06 | cDXHP | Cap-Tons | 6.36 | 1920 | None | 166 | 0.0116 | 0 | 22 | 0.00355 | 0 | [6 empty] | DEER:HVAC_Split-Package_HP | Annual | 20 | [13 empty] | CZ2022 | None
NE-HVAC-airHP-SpltPkg-65to134kBtuh-11p5eer-3p50cop-wPreEcono | DEER2023 | D23 v1 | 2022-10-05 23:19 | Any | ERC | Ex | CZ07 | cDXHP | Cap-Tons | 6.15 | 1920 | None | 148 | 0.00747 | 0 | 18.3 | 0.00211 | 0 | [6 empty] | DEER:HVAC_Split-Package_HP | Annual | 20 | [13 empty] | CZ2022 | None
NE-HVAC-airHP-SpltPkg-65to134kBtuh-11p5eer-3p50cop-wPreEcono | DEER2023 | D23 v1 | 2022-10-05 23:19 | Any | ERC | Ex | CZ08 | cDXHP | Cap-Tons | 6.5 | 1920 | None | 188 | 0.0145 | 0 | 27.3 | 0.00597 | 0 | [6 empty] | DEER:HVAC_Split-Package_HP | Annual | 20 | [13 empty] | CZ2022 | None
NE-HVAC-airHP-SpltPkg-65to134kBtuh-11p5eer-3p50cop-wPreEcono | DEER2023 | D23 v1 | 2022-10-05 23:19 | Any | ERC | Ex | CZ09 | cDXHP | Cap-Tons | 8.44 | 1920 | None | 190 | 0.0125 | 0 | 20.5 | 0.00576 | 0 | [6 empty] | DEER:HVAC_Split-Package_HP | Annual | 20 | [13 empty] | CZ2022 | None
NE-HVAC-airHP-SpltPkg-65to134kBtuh-11p5eer-3p50cop-wPreEcono | DEER2023 | D23 v1 | 2022-10-05 23:19 | Any | ERC | Ex | CZ10 | cDXHP | Cap-Tons | 7.35 | 1920 | None | 211 | 0.00572 | 0 | 26.3 | 0.00525 | 0 | [6 empty] | DEER:HVAC_Split-Package_HP | Annual | 20 | [13 empty] | CZ2022 | None
NE-HVAC-airHP-SpltPkg-65to134kBtuh-11p5eer-3p50cop-wPreEcono | DEER2023 | D23 v1 | 2022-10-05 23:19 | Any | ERC | Ex | CZ11 | cDXHP | Cap-Tons | 7.31 | 1920 | None | 239 | 0.00713 | 0 | 30.1 | 0.0106 | 0 | [6 empty] | DEER:HVAC_Split-Package_HP | Annual | 20 | [13 empty] | CZ2022 | None
NE-HVAC-airHP-SpltPkg-65to134kBtuh-11p5eer-3p50cop-wPreEcono | DEER2023 | D23 v1 | 2022-10-05 23:19 | Any | ERC | Ex | CZ12 | cDXHP | Cap-Tons | 6.33 | 1920 | None | 225 | 0.0115 | 0 | 27.2 | 0.0086 | 0 | [6 empty] | DEER:HVAC_Split-Package_HP | Annual | 20 | [13 empty] | CZ2022 | None
NE-HVAC-airHP-SpltPkg-65to134kBtuh-11p5eer-3p50cop-wPreEcono | DEER2023 | D23 v1 | 2022-10-05 23:19 | Any | ERC | Ex | CZ13 | cDXHP | Cap-Tons | 7.49 | 1920 | None | 224 | 0.00738 | 0 | 30.6 | 0.0102 | 0 | [6 empty] | DEER:HVAC_Split-Package_HP | Annual | 20 | [13 empty] | CZ2022 | None
NE-HVAC-airHP-SpltPkg-65to134kBtuh-11p5eer-3p50cop-wPreEcono | DEER2023 | D23 v1 | 2022-10-05 23:19 | Any | ERC | Ex | CZ14 | cDXHP | Cap-Tons | 8 | 1920 | None | 235 | 0.00382 | 0 | 27.6 | 0.00774 | 0 | [6 empty] | DEER:HVAC_Split-Package_HP | Annual | 20 | [13 empty] | CZ2022 | None
NE-HVAC-airHP-SpltPkg-65to134kBtuh-11p5eer-3p50cop-wPreEcono | DEER2023 | D23 v1 | 2022-10-05 23:19 | Any | ERC | Ex | CZ15 | cDXHP | Cap-Tons | 10.9 | 1920 | None | 244 | 0.00621 | 0 | 34.7 | 0.0116 | 0 | [6 empty] | DEER:HVAC_Split-Package_HP | Annual | 20 | [13 empty] | CZ2022 | None
NE-HVAC-airHP-SpltPkg-65to134kBtuh-11p5eer-3p50cop-wPreEcono | DEER2023 | D23 v1 | 2022-10-05 23:19 | Any | ERC | Ex | CZ16 | cDXHP | Cap-Tons | 5.87 | 1920 | None | 370 | 0.00313 | 0 | 32.9 | 0.00161 | 0 | [6 empty] | DEER:HVAC_Split-Package_HP | Annual | 20 | [13 empty] | CZ2022 | None
NE-HVAC-airHP-SpltPkg-65to134kBtuh-11p5eer-3p50cop-wPreEcono | DEER2023 | D23 v1 | 2022-10-05 23:19 | Any | ERC | Old | CZ01 | cDXHP | Cap-Tons | 5.31 | 1920 | None | 344 | 0.00611 | 0 | 25.7 | 0.00119 | 0 | [6 empty] | DEER:HVAC_Split-Package_HP | Annual | 20 | [13 empty] | CZ2022 | None
NE-HVAC-airHP-SpltPkg-65to134kBtuh-11p5eer-3p50cop-wPreEcono | DEER2023 | D23 v1 | 2022-10-05 23:19 | Any | ERC | Old | CZ02 | cDXHP | Cap-Tons | 5.81 | 1920 | None | 276 | 0.0243 | 0 | 27.8 | 0.00745 | 0 | [6 empty] | DEER:HVAC_Split-Package_HP | Annual | 20 | [13 empty] | CZ2022 | None
NE-HVAC-airHP-SpltPkg-65to134kBtuh-11p5eer-3p50cop-wPreEcono | DEER2023 | D23 v1 | 2022-10-05 23:19 | Any | ERC | Old | CZ03 | cDXHP | Cap-Tons | 6.04 | 1920 | None | 211 | 0.0126 | 0 | 18.1 | 0.00335 | 0 | [6 empty] | DEER:HVAC_Split-Package_HP | Annual | 20 | [13 empty] | CZ2022 | None
NE-HVAC-airHP-SpltPkg-65to134kBtuh-11p5eer-3p50cop-wPreEcono | DEER2023 | D23 v1 | 2022-10-05 23:19 | Any | ERC | Old | CZ04 | cDXHP | Cap-Tons | 6.16 | 1920 | None | 228 | 0.0262 | 0 | 24.7 | 0.0082 | 0 | [6 empty] | DEER:HVAC_Split-Package_HP | Annual | 20 | [13 empty] | CZ2022 | None
NE-HVAC-airHP-SpltPkg-65to134kBtuh-11p5eer-3p50cop-wPreEcono | DEER2023 | D23 v1 | 2022-10-05 23:19 | Any | ERC | Old | CZ05 | cDXHP | Cap-Tons | 5.75 | 1920 | None | 213 | 0.00902 | 0 | 22.3 | 0.00233 | 0 | [6 empty] | DEER:HVAC_Split-Package_HP | Annual | 20 | [13 empty] | CZ2022 | None
NE-HVAC-airHP-SpltPkg-65to134kBtuh-11p5eer-3p50cop-wPreEcono | DEER2023 | D23 v1 | 2022-10-05 23:19 | Any | ERC | Old | CZ06 | cDXHP | Cap-Tons | 6.58 | 1920 | None | 191 | 0.0147 | 0 | 22.3 | 0.0038 | 0 | [6 empty] | DEER:HVAC_Split-Package_HP | Annual | 20 | [13 empty] | CZ2022 | None
NE-HVAC-airHP-SpltPkg-65to134kBtuh-11p5eer-3p50cop-wPreEcono | DEER2023 | D23 v1 | 2022-10-05 23:19 | Any | ERC | Old | CZ07 | cDXHP | Cap-Tons | 6.37 | 1920 | None | 167 | 0.0115 | 0 | 18.4 | 0.00251 | 0 | [6 empty] | DEER:HVAC_Split-Package_HP | Annual | 20 | [13 empty] | CZ2022 | None
NE-HVAC-airHP-SpltPkg-65to134kBtuh-11p5eer-3p50cop-wPreEcono | DEER2023 | D23 v1 | 2022-10-05 23:19 | Any | ERC | Old | CZ08 | cDXHP | Cap-Tons | 6.64 | 1920 | None | 219 | 0.0184 | 0 | 28 | 0.00611 | 0 | [6 empty] | DEER:HVAC_Split-Package_HP | Annual | 20 | [13 empty] | CZ2022 | None
NE-HVAC-airHP-SpltPkg-65to134kBtuh-11p5eer-3p50cop-wPreEcono | DEER2023 | D23 v1 | 2022-10-05 23:19 | Any | ERC | Old | CZ09 | cDXHP | Cap-Tons | 8.74 | 1920 | None | 220 | 0.0163 | 0 | 21.3 | 0.00624 | 0 | [6 empty] | DEER:HVAC_Split-Package_HP | Annual | 20 | [13 empty] | CZ2022 | None
NE-HVAC-airHP-SpltPkg-65to134kBtuh-11p5eer-3p50cop-wPreEcono | DEER2023 | D23 v1 | 2022-10-05 23:19 | Any | ERC | Old | CZ10 | cDXHP | Cap-Tons | 7.89 | 1920 | None | 244 | 0.00817 | 0 | 28.1 | 0.00652 | 0 | [6 empty] | DEER:HVAC_Split-Package_HP | Annual | 20 | [13 empty] | CZ2022 | None
NE-HVAC-airHP-SpltPkg-65to134kBtuh-11p5eer-3p50cop-wPreEcono | DEER2023 | D23 v1 | 2022-10-05 23:19 | Any | ERC | Old | CZ11 | cDXHP | Cap-Tons | 7.73 | 1920 | None | 283 | 0.0113 | 0 | 31.7 | 0.012 | 0 | [6 empty] | DEER:HVAC_Split-Package_HP | Annual | 20 | [13 empty] | CZ2022 | None
NE-HVAC-airHP-SpltPkg-65to134kBtuh-11p5eer-3p50cop-wPreEcono | DEER2023 | D23 v1 | 2022-10-05 23:19 | Any | ERC | Old | CZ12 | cDXHP | Cap-Tons | 6.68 | 1920 | None | 262 | 0.0158 | 0 | 28.6 | 0.00983 | 0 | [6 empty] | DEER:HVAC_Split-Package_HP | Annual | 20 | [13 empty] | CZ2022 | None
NE-HVAC-airHP-SpltPkg-65to134kBtuh-11p5eer-3p50cop-wPreEcono | DEER2023 | D23 v1 | 2022-10-05 23:19 | Any | ERC | Old | CZ13 | cDXHP | Cap-Tons | 7.88 | 1920 | None | 268 | 0.0119 | 0 | 32.2 | 0.0114 | 0 | [6 empty] | DEER:HVAC_Split-Package_HP | Annual | 20 | [13 empty] | CZ2022 | None
NE-HVAC-airHP-SpltPkg-65to134kBtuh-11p5eer-3p50cop-wPreEcono | DEER2023 | D23 v1 | 2022-10-05 23:19 | Any | ERC | Old | CZ14 | cDXHP | Cap-Tons | 8.4 | 1920 | None | 268 | 0.0064 | 0 | 29 | 0.00885 | 0 | [6 empty] | DEER:HVAC_Split-Package_HP | Annual | 20 | [13 empty] | CZ2022 | None
NE-HVAC-airHP-SpltPkg-65to134kBtuh-11p5eer-3p50cop-wPreEcono | DEER2023 | D23 v1 | 2022-10-05 23:19 | Any | ERC | Old | CZ15 | cDXHP | Cap-Tons | 11.4 | 1920 | None | 281 | 0.00973 | 0 | 36.5 | 0.0129 | 0 | [6 empty] | DEER:HVAC_Split-Package_HP | Annual | 20 | [13 empty] | CZ2022 | None
NE-HVAC-airHP-SpltPkg-65to134kBtuh-11p5eer-3p50cop-wPreEcono | DEER2023 | D23 v1 | 2022-10-05 23:19 | Any | ERC | Old | CZ16 | cDXHP | Cap-Tons | 6.28 | 1920 | None | 414 | 0.0052 | 0 | 33.5 | 0.00236 | 0 | [6 empty] | DEER:HVAC_Split-Package_HP | Annual | 20 | [13 empty] | CZ2022 | None
NE-HVAC-airHP-SpltPkg-65to134kBtuh-11p5eer-3p50cop-wPreEcono | DEER2023 | D23 v1 | 2022-10-05 23:19 | Any | ERC | Rec | CZ01 | cDXHP | Cap-Tons | 4.68 | 1920 | None | 88.8 | 0.00054 | 0 | 27.5 | 0.00038 | 0 | [6 empty] | DEER:HVAC_Split-Package_HP | Annual | 20 | [13 empty] | CZ2022 | None
NE-HVAC-airHP-SpltPkg-65to134kBtuh-11p5eer-3p50cop-wPreEcono | DEER2023 | D23 v1 | 2022-10-05 23:19 | Any | ERC | Rec | CZ02 | cDXHP | Cap-Tons | 5.13 | 1920 | None | 65.4 | 0.00701 | 0 | 25.8 | 0.00531 | 0 | [6 empty] | DEER:HVAC_Split-Package_HP | Annual | 20 | [13 empty] | CZ2022 | None
NE-HVAC-airHP-SpltPkg-65to134kBtuh-11p5eer-3p50cop-wPreEcono | DEER2023 | D23 v1 | 2022-10-05 23:19 | Any | ERC | Rec | CZ03 | cDXHP | Cap-Tons | 5.4 | 1920 | None | 46.8 | 0.00234 | 0 | 18.6 | 0.00199 | 0 | [6 empty] | DEER:HVAC_Split-Package_HP | Annual | 20 | [13 empty] | CZ2022 | None
NE-HVAC-airHP-SpltPkg-65to134kBtuh-11p5eer-3p50cop-wPreEcono | DEER2023 | D23 v1 | 2022-10-05 23:19 | Any | ERC | Rec | CZ04 | cDXHP | Cap-Tons | 5.45 | 1920 | None | 49.7 | 0.00774 | 0 | 22.7 | 0.00624 | 0 | [6 empty] | DEER:HVAC_Split-Package_HP | Annual | 20 | [13 empty] | CZ2022 | None
NE-HVAC-airHP-SpltPkg-65to134kBtuh-11p5eer-3p50cop-wPreEcono | DEER2023 | D23 v1 | 2022-10-05 23:19 | Any | ERC | Rec | CZ05 | cDXHP | Cap-Tons | 5.11 | 1920 | None | 49.8 | 0.00171 | 0 | 22.9 | 0.00142 | 0 | [6 empty] | DEER:HVAC_Split-Package_HP | Annual | 20 | [13 empty] | CZ2022 | None
NE-HVAC-airHP-SpltPkg-65to134kBtuh-11p5eer-3p50cop-wPreEcono | DEER2023 | D23 v1 | 2022-10-05 23:19 | Any | ERC | Rec | CZ06 | cDXHP | Cap-Tons | 5.94 | 1920 | None | 35.7 | 0.00283 | 0 | 21.3 | 0.00269 | 0 | [6 empty] | DEER:HVAC_Split-Package_HP | Annual | 20 | [13 empty] | CZ2022 | None
NE-HVAC-airHP-SpltPkg-65to134kBtuh-11p5eer-3p50cop-wPreEcono | DEER2023 | D23 v1 | 2022-10-05 23:19 | Any | ERC | Rec | CZ07 | cDXHP | Cap-Tons | 5.73 | 1920 | None | 29.4 | 0.0016 | 0 | 17.8 | 0.00149 | 0 | [6 empty] | DEER:HVAC_Split-Package_HP | Annual | 20 | [13 empty] | CZ2022 | None
NE-HVAC-airHP-SpltPkg-65to134kBtuh-11p5eer-3p50cop-wPreEcono | DEER2023 | D23 v1 | 2022-10-05 23:19 | Any | ERC | Rec | CZ08 | cDXHP | Cap-Tons | 6.15 | 1920 | None | 46.2 | 0.00566 | 0 | 25.7 | 0.00524 | 0 | [6 empty] | DEER:HVAC_Split-Package_HP | Annual | 20 | [13 empty] | CZ2022 | None
NE-HVAC-airHP-SpltPkg-65to134kBtuh-11p5eer-3p50cop-wPreEcono | DEER2023 | D23 v1 | 2022-10-05 23:19 | Any | ERC | Rec | CZ09 | cDXHP | Cap-Tons | 7.75 | 1920 | None | 42.9 | 0.00564 | 0 | 18.8 | 0.00468 | 0 | [6 empty] | DEER:HVAC_Split-Package_HP | Annual | 20 | [13 empty] | CZ2022 | None
NE-HVAC-airHP-SpltPkg-65to134kBtuh-11p5eer-3p50cop-wPreEcono | DEER2023 | D23 v1 | 2022-10-05 23:19 | Any | ERC | Rec | CZ10 | cDXHP | Cap-Tons | 6.97 | 1920 | None | 52.4 | 0.00325 | 0 | 25 | 0.00394 | 0 | [6 empty] | DEER:HVAC_Split-Package_HP | Annual | 20 | [13 empty] | CZ2022 | None
NE-HVAC-airHP-SpltPkg-65to134kBtuh-11p5eer-3p50cop-wPreEcono | DEER2023 | D23 v1 | 2022-10-05 23:19 | Any | ERC | Rec | CZ11 | cDXHP | Cap-Tons | 6.89 | 1920 | None | 67 | 0.00832 | 0 | 27.8 | 0.00849 | 0 | [6 empty] | DEER:HVAC_Split-Package_HP | Annual | 20 | [13 empty] | CZ2022 | None
NE-HVAC-airHP-SpltPkg-65to134kBtuh-11p5eer-3p50cop-wPreEcono | DEER2023 | D23 v1 | 2022-10-05 23:19 | Any | ERC | Rec | CZ12 | cDXHP | Cap-Tons | 6.03 | 1920 | None | 58.9 | 0.00685 | 0 | 25.7 | 0.00692 | 0 | [6 empty] | DEER:HVAC_Split-Package_HP | Annual | 20 | [13 empty] | CZ2022 | None
NE-HVAC-airHP-SpltPkg-65to134kBtuh-11p5eer-3p50cop-wPreEcono | DEER2023 | D23 v1 | 2022-10-05 23:19 | Any | ERC | Rec | CZ13 | cDXHP | Cap-Tons | 7.14 | 1920 | None | 61 | 0.00626 | 0 | 29 | 0.00875 | 0 | [6 empty] | DEER:HVAC_Split-Package_HP | Annual | 20 | [13 empty] | CZ2022 | None
NE-HVAC-airHP-SpltPkg-65to134kBtuh-11p5eer-3p50cop-wPreEcono | DEER2023 | D23 v1 | 2022-10-05 23:19 | Any | ERC | Rec | CZ14 | cDXHP | Cap-Tons | 7.6 | 1920 | None | 62.7 | 0.00613 | 0 | 26.2 | 0.00642 | 0 | [6 empty] | DEER:HVAC_Split-Package_HP | Annual | 20 | [13 empty] | CZ2022 | None
NE-HVAC-airHP-SpltPkg-65to134kBtuh-11p5eer-3p50cop-wPreEcono | DEER2023 | D23 v1 | 2022-10-05 23:19 | Any | ERC | Rec | CZ15 | cDXHP | Cap-Tons | 10.2 | 1920 | None | 68.9 | 0.0077 | 0 | 32.2 | 0.00958 | 0 | [6 empty] | DEER:HVAC_Split-Package_HP | Annual | 20 | [13 empty] | CZ2022 | None
NE-HVAC-airHP-SpltPkg-65to134kBtuh-11p5eer-3p50cop-wPreEcono | DEER2023 | D23 v1 | 2022-10-05 23:19 | Any | ERC | Rec | CZ16 | cDXHP | Cap-Tons | 5.53 | 1920 | None | 94.3 | 0.00075 | 0 | 32.4 | 0.00076 | 0 | [6 empty] | DEER:HVAC_Split-Package_HP | Annual | 20 | [13 empty] | CZ2022 | None
NE-HVAC-airHP-SpltPkg-65to134kBtuh-11p5eer-3p50cop-wPreEcono | DEER2023 | D23 v1 | 2022-10-05 23:19 | Any | ESe | Ex | CZ01 | cDXHP | Cap-Tons | 386 | 150000 | None | 328 | 0.048 | 0 | 16.5 | 0.00443 | 0 | [6 empty] | DEER:HVAC_Split-Package_HP | Annual | 20 | [13 empty] | CZ2022 | None
NE-HVAC-airHP-SpltPkg-65to134kBtuh-11p5eer-3p50cop-wPreEcono | DEER2023 | D23 v1 | 2022-10-05 23:19 | Any | ESe | Ex | CZ02 | cDXHP | Cap-Tons | 401 | 150000 | None | 289 | 0.101 | 0 | 21.2 | 0.0134 | 0 | [6 empty] | DEER:HVAC_Split-Package_HP | Annual | 20 | [13 empty] | CZ2022 | None
NE-HVAC-airHP-SpltPkg-65to134kBtuh-11p5eer-3p50cop-wPreEcono | DEER2023 | D23 v1 | 2022-10-05 23:19 | Any | ESe | Ex | CZ03 | cDXHP | Cap-Tons | 457 | 150000 | None | 227 | 0.0751 | 0 | 13.4 | 0.00856 | 0 | [6 empty] | DEER:HVAC_Split-Package_HP | Annual | 20 | [13 empty] | CZ2022 | None
NE-HVAC-airHP-SpltPkg-65to134kBtuh-11p5eer-3p50cop-wPreEcono | DEER2023 | D23 v1 | 2022-10-05 23:19 | Any | ESe | Ex | CZ04 | cDXHP | Cap-Tons | 431 | 150000 | None | 255 | 0.103 | 0 | 22.7 | 0.0151 | 0 | [6 empty] | DEER:HVAC_Split-Package_HP | Annual | 20 | [13 empty] | CZ2022 | None
NE-HVAC-airHP-SpltPkg-65to134kBtuh-11p5eer-3p50cop-wPreEcono | DEER2023 | D23 v1 | 2022-10-05 23:19 | Any | ESe | Ex | CZ05 | cDXHP | Cap-Tons | 446 | 150000 | None | 231 | 0.066 | 0 | 15.5 | 0.00696 | 0 | [6 empty] | DEER:HVAC_Split-Package_HP | Annual | 20 | [13 empty] | CZ2022 | None
NE-HVAC-airHP-SpltPkg-65to134kBtuh-11p5eer-3p50cop-wPreEcono | DEER2023 | D23 v1 | 2022-10-05 23:19 | Any | ESe | Ex | CZ06 | cDXHP | Cap-Tons | 481 | 150000 | None | 231 | 0.083 | 0 | 21.4 | 0.00986 | 0 | [6 empty] | DEER:HVAC_Split-Package_HP | Annual | 20 | [13 empty] | CZ2022 | None
NE-HVAC-airHP-SpltPkg-65to134kBtuh-11p5eer-3p50cop-wPreEcono | DEER2023 | D23 v1 | 2022-10-05 23:19 | Any | ESe | Ex | CZ07 | cDXHP | Cap-Tons | 475 | 150000 | None | 213 | 0.0766 | 0 | 18 | 0.00859 | 0 | [6 empty] | DEER:HVAC_Split-Package_HP | Annual | 20 | [13 empty] | CZ2022 | None
NE-HVAC-airHP-SpltPkg-65to134kBtuh-11p5eer-3p50cop-wPreEcono | DEER2023 | D23 v1 | 2022-10-05 23:19 | Any | ESe | Ex | CZ08 | cDXHP | Cap-Tons | 454 | 150000 | None | 255 | 0.0948 | 0 | 29.7 | 0.0127 | 0 | [6 empty] | DEER:HVAC_Split-Package_HP | Annual | 20 | [13 empty] | CZ2022 | None
NE-HVAC-airHP-SpltPkg-65to134kBtuh-11p5eer-3p50cop-wPreEcono | DEER2023 | D23 v1 | 2022-10-05 23:19 | Any | ESe | Ex | CZ09 | cDXHP | Cap-Tons | 557 | 150000 | None | 256 | 0.103 | 0 | 23.2 | 0.0124 | 0 | [6 empty] | DEER:HVAC_Split-Package_HP | Annual | 20 | [13 empty] | CZ2022 | None
NE-HVAC-airHP-SpltPkg-65to134kBtuh-11p5eer-3p50cop-wPreEcono | DEER2023 | D23 v1 | 2022-10-05 23:19 | Any | ESe | Ex | CZ10 | cDXHP | Cap-Tons | 479 | 150000 | None | 283 | 0.00933 | 0 | 27.7 | 0.00626 | 0 | [6 empty] | DEER:HVAC_Split-Package_HP | Annual | 20 | [13 empty] | CZ2022 | None
NE-HVAC-airHP-SpltPkg-65to134kBtuh-11p5eer-3p50cop-wPreEcono | DEER2023 | D23 v1 | 2022-10-05 23:19 | Any | ESe | Ex | CZ11 | cDXHP | Cap-Tons | 465 | 150000 | None | 307 | 0.0107 | 0 | 30.2 | 0.00915 | 0 | [6 empty] | DEER:HVAC_Split-Package_HP | Annual | 20 | [13 empty] | CZ2022 | None
NE-HVAC-airHP-SpltPkg-65to134kBtuh-11p5eer-3p50cop-wPreEcono | DEER2023 | D23 v1 | 2022-10-05 23:19 | Any | ESe | Ex | CZ12 | cDXHP | Cap-Tons | 429 | 150000 | None | 285 | 0.0119 | 0 | 25.8 | 0.00801 | 0 | [6 empty] | DEER:HVAC_Split-Package_HP | Annual | 20 | [13 empty] | CZ2022 | None
NE-HVAC-airHP-SpltPkg-65to134kBtuh-11p5eer-3p50cop-wPreEcono | DEER2023 | D23 v1 | 2022-10-05 23:19 | Any | ESe | Ex | CZ13 | cDXHP | Cap-Tons | 476 | 150000 | None | 292 | 0.0121 | 0 | 31.5 | 0.00889 | 0 | [6 empty] | DEER:HVAC_Split-Package_HP | Annual | 20 | [13 empty] | CZ2022 | None
NE-HVAC-airHP-SpltPkg-65to134kBtuh-11p5eer-3p50cop-wPreEcono | DEER2023 | D23 v1 | 2022-10-05 23:19 | Any | ESe | Ex | CZ14 | cDXHP | Cap-Tons | 508 | 150000 | None | 302 | 0.00782 | 0 | 27 | 0.00731 | 0 | [6 empty] | DEER:HVAC_Split-Package_HP | Annual | 20 | [13 empty] | CZ2022 | None
NE-HVAC-airHP-SpltPkg-65to134kBtuh-11p5eer-3p50cop-wPreEcono | DEER2023 | D23 v1 | 2022-10-05 23:19 | Any | ESe | Ex | CZ15 | cDXHP | Cap-Tons | 686 | 150000 | None | 328 | 0.00933 | 0 | 37.1 | 0.00971 | 0 | [6 empty] | DEER:HVAC_Split-Package_HP | Annual | 20 | [13 empty] | CZ2022 | None
NE-HVAC-airHP-SpltPkg-65to134kBtuh-11p5eer-3p50cop-wPreEcono | DEER2023 | D23 v1 | 2022-10-05 23:19 | Any | ESe | Ex | CZ16 | cDXHP | Cap-Tons | 452 | 150000 | None | 385 | 0.00525 | 0 | 24.9 | 0.00285 | 0 | [6 empty] | DEER:HVAC_Split-Package_HP | Annual | 20 | [13 empty] | CZ2022 | None
NE-HVAC-airHP-SpltPkg-65to134kBtuh-11p5eer-3p50cop-wPreEcono | DEER2023 | D23 v1 | 2022-10-05 23:19 | Any | ESe | Old | CZ01 | cDXHP | Cap-Tons | 458 | 150000 | None | 349 | 0.0554 | 0 | 15.5 | 0.00473 | 0 | [6 empty] | DEER:HVAC_Split-Package_HP | Annual | 20 | [13 empty] | CZ2022 | None
NE-HVAC-airHP-SpltPkg-65to134kBtuh-11p5eer-3p50cop-wPreEcono | DEER2023 | D23 v1 | 2022-10-05 23:19 | Any | ESe | Old | CZ02 | cDXHP | Cap-Tons | 444 | 150000 | None | 325 | 0.115 | 0 | 22.8 | 0.0144 | 0 | [6 empty] | DEER:HVAC_Split-Package_HP | Annual | 20 | [13 empty] | CZ2022 | None
NE-HVAC-airHP-SpltPkg-65to134kBtuh-11p5eer-3p50cop-wPreEcono | DEER2023 | D23 v1 | 2022-10-05 23:19 | Any | ESe | Old | CZ03 | cDXHP | Cap-Tons | 489 | 150000 | None | 262 | 0.088 | 0 | 13.6 | 0.00867 | 0 | [6 empty] | DEER:HVAC_Split-Package_HP | Annual | 20 | [13 empty] | CZ2022 | None
NE-HVAC-airHP-SpltPkg-65to134kBtuh-11p5eer-3p50cop-wPreEcono | DEER2023 | D23 v1 | 2022-10-05 23:19 | Any | ESe | Old | CZ04 | cDXHP | Cap-Tons | 454 | 150000 | None | 295 | 0.118 | 0 | 23.3 | 0.0156 | 0 | [6 empty] | DEER:HVAC_Split-Package_HP | Annual | 20 | [13 empty] | CZ2022 | None
NE-HVAC-airHP-SpltPkg-65to134kBtuh-11p5eer-3p50cop-wPreEcono | DEER2023 | D23 v1 | 2022-10-05 23:19 | Any | ESe | Old | CZ05 | cDXHP | Cap-Tons | 477 | 150000 | None | 265 | 0.0767 | 0 | 15.6 | 0.00702 | 0 | [6 empty] | DEER:HVAC_Split-Package_HP | Annual | 20 | [13 empty] | CZ2022 | None
NE-HVAC-airHP-SpltPkg-65to134kBtuh-11p5eer-3p50cop-wPreEcono | DEER2023 | D23 v1 | 2022-10-05 23:19 | Any | ESe | Old | CZ06 | cDXHP | Cap-Tons | 506 | 150000 | None | 268 | 0.0967 | 0 | 21.4 | 0.00989 | 0 | [6 empty] | DEER:HVAC_Split-Package_HP | Annual | 20 | [13 empty] | CZ2022 | None
NE-HVAC-airHP-SpltPkg-65to134kBtuh-11p5eer-3p50cop-wPreEcono | DEER2023 | D23 v1 | 2022-10-05 23:19 | Any | ESe | Old | CZ07 | cDXHP | Cap-Tons | 497 | 150000 | None | 242 | 0.0869 | 0 | 17.8 | 0.00858 | 0 | [6 empty] | DEER:HVAC_Split-Package_HP | Annual | 20 | [13 empty] | CZ2022 | None
NE-HVAC-airHP-SpltPkg-65to134kBtuh-11p5eer-3p50cop-wPreEcono | DEER2023 | D23 v1 | 2022-10-05 23:19 | Any | ESe | Old | CZ08 | cDXHP | Cap-Tons | 470 | 150000 | None | 296 | 0.11 | 0 | 30.2 | 0.013 | 0 | [6 empty] | DEER:HVAC_Split-Package_HP | Annual | 20 | [13 empty] | CZ2022 | None
NE-HVAC-airHP-SpltPkg-65to134kBtuh-11p5eer-3p50cop-wPreEcono | DEER2023 | D23 v1 | 2022-10-05 23:19 | Any | ESe | Old | CZ09 | cDXHP | Cap-Tons | 577 | 150000 | None | 295 | 0.119 | 0 | 23.7 | 0.0127 | 0 | [6 empty] | DEER:HVAC_Split-Package_HP | Annual | 20 | [13 empty] | CZ2022 | None
NE-HVAC-airHP-SpltPkg-65to134kBtuh-11p5eer-3p50cop-wPreEcono | DEER2023 | D23 v1 | 2022-10-05 23:19 | Any | ESe | Old | CZ10 | cDXHP | Cap-Tons | 530 | 150000 | None | 323 | 0.0152 | 0 | 30 | 0.00764 | 0 | [6 empty] | DEER:HVAC_Split-Package_HP | Annual | 20 | [13 empty] | CZ2022 | None
NE-HVAC-airHP-SpltPkg-65to134kBtuh-11p5eer-3p50cop-wPreEcono | DEER2023 | D23 v1 | 2022-10-05 23:19 | Any | ESe | Old | CZ11 | cDXHP | Cap-Tons | 509 | 150000 | None | 359 | 0.019 | 0 | 33 | 0.0114 | 0 | [6 empty] | DEER:HVAC_Split-Package_HP | Annual | 20 | [13 empty] | CZ2022 | None
NE-HVAC-airHP-SpltPkg-65to134kBtuh-11p5eer-3p50cop-wPreEcono | DEER2023 | D23 v1 | 2022-10-05 23:19 | Any | ESe | Old | CZ12 | cDXHP | Cap-Tons | 466 | 150000 | None | 328 | 0.0198 | 0 | 27.9 | 0.00994 | 0 | [6 empty] | DEER:HVAC_Split-Package_HP | Annual | 20 | [13 empty] | CZ2022 | None
NE-HVAC-airHP-SpltPkg-65to134kBtuh-11p5eer-3p50cop-wPreEcono | DEER2023 | D23 v1 | 2022-10-05 23:19 | Any | ESe | Old | CZ13 | cDXHP | Cap-Tons | 517 | 150000 | None | 346 | 0.02 | 0 | 34.1 | 0.0108 | 0 | [6 empty] | DEER:HVAC_Split-Package_HP | Annual | 20 | [13 empty] | CZ2022 | None
NE-HVAC-airHP-SpltPkg-65to134kBtuh-11p5eer-3p50cop-wPreEcono | DEER2023 | D23 v1 | 2022-10-05 23:19 | Any | ESe | Old | CZ14 | cDXHP | Cap-Tons | 550 | 150000 | None | 341 | 0.0143 | 0 | 29.3 | 0.00905 | 0 | [6 empty] | DEER:HVAC_Split-Package_HP | Annual | 20 | [13 empty] | CZ2022 | None
NE-HVAC-airHP-SpltPkg-65to134kBtuh-11p5eer-3p50cop-wPreEcono | DEER2023 | D23 v1 | 2022-10-05 23:19 | Any | ESe | Old | CZ15 | cDXHP | Cap-Tons | 734 | 150000 | None | 379 | 0.0159 | 0 | 40.2 | 0.0116 | 0 | [6 empty] | DEER:HVAC_Split-Package_HP | Annual | 20 | [13 empty] | CZ2022 | None
NE-HVAC-airHP-SpltPkg-65to134kBtuh-11p5eer-3p50cop-wPreEcono | DEER2023 | D23 v1 | 2022-10-05 23:19 | Any | ESe | Old | CZ16 | cDXHP | Cap-Tons | 519 | 150000 | None | 415 | 0.00916 | 0 | 25.1 | 0.00396 | 0 | [6 empty] | DEER:HVAC_Split-Package_HP | Annual | 20 | [13 empty] | CZ2022 | None
NE-HVAC-airHP-SpltPkg-65to134kBtuh-11p5eer-3p50cop-wPreEcono | DEER2023 | D23 v1 | 2022-10-05 23:19 | Any | ESe | Rec | CZ01 | cDXHP | Cap-Tons | 362 | 150000 | None | 30.8 | 0.00617 | 0 | 16.3 | 0.00429 | 0 | [6 empty] | DEER:HVAC_Split-Package_HP | Annual | 20 | [13 empty] | CZ2022 | None
NE-HVAC-airHP-SpltPkg-65to134kBtuh-11p5eer-3p50cop-wPreEcono | DEER2023 | D23 v1 | 2022-10-05 23:19 | Any | ESe | Rec | CZ02 | cDXHP | Cap-Tons | 388 | 150000 | None | 33.4 | 0.0183 | 0 | 20.5 | 0.0129 | 0 | [6 empty] | DEER:HVAC_Split-Package_HP | Annual | 20 | [13 empty] | CZ2022 | None
NE-HVAC-airHP-SpltPkg-65to134kBtuh-11p5eer-3p50cop-wPreEcono | DEER2023 | D23 v1 | 2022-10-05 23:19 | Any | ESe | Rec | CZ03 | cDXHP | Cap-Tons | 392 | 150000 | None | 22.8 | 0.0118 | 0 | 13.6 | 0.00825 | 0 | [6 empty] | DEER:HVAC_Split-Package_HP | Annual | 20 | [13 empty] | CZ2022 | None
NE-HVAC-airHP-SpltPkg-65to134kBtuh-11p5eer-3p50cop-wPreEcono | DEER2023 | D23 v1 | 2022-10-05 23:19 | Any | ESe | Rec | CZ04 | cDXHP | Cap-Tons | 395 | 150000 | None | 32.4 | 0.0201 | 0 | 20.9 | 0.0141 | 0 | [6 empty] | DEER:HVAC_Split-Package_HP | Annual | 20 | [13 empty] | CZ2022 | None
NE-HVAC-airHP-SpltPkg-65to134kBtuh-11p5eer-3p50cop-wPreEcono | DEER2023 | D23 v1 | 2022-10-05 23:19 | Any | ESe | Rec | CZ05 | cDXHP | Cap-Tons | 380 | 150000 | None | 25.1 | 0.00959 | 0 | 15.7 | 0.00675 | 0 | [6 empty] | DEER:HVAC_Split-Package_HP | Annual | 20 | [13 empty] | CZ2022 | None
NE-HVAC-airHP-SpltPkg-65to134kBtuh-11p5eer-3p50cop-wPreEcono | DEER2023 | D23 v1 | 2022-10-05 23:19 | Any | ESe | Rec | CZ06 | cDXHP | Cap-Tons | 410 | 150000 | None | 30.3 | 0.0138 | 0 | 20.4 | 0.00973 | 0 | [6 empty] | DEER:HVAC_Split-Package_HP | Annual | 20 | [13 empty] | CZ2022 | None
NE-HVAC-airHP-SpltPkg-65to134kBtuh-11p5eer-3p50cop-wPreEcono | DEER2023 | D23 v1 | 2022-10-05 23:19 | Any | ESe | Rec | CZ07 | cDXHP | Cap-Tons | 402 | 150000 | None | 26 | 0.0122 | 0 | 17.5 | 0.0086 | 0 | [6 empty] | DEER:HVAC_Split-Package_HP | Annual | 20 | [13 empty] | CZ2022 | None
NE-HVAC-airHP-SpltPkg-65to134kBtuh-11p5eer-3p50cop-wPreEcono | DEER2023 | D23 v1 | 2022-10-05 23:19 | Any | ESe | Rec | CZ08 | cDXHP | Cap-Tons | 409 | 150000 | None | 39.2 | 0.0172 | 0 | 27 | 0.0121 | 0 | [6 empty] | DEER:HVAC_Split-Package_HP | Annual | 20 | [13 empty] | CZ2022 | None
NE-HVAC-airHP-SpltPkg-65to134kBtuh-11p5eer-3p50cop-wPreEcono | DEER2023 | D23 v1 | 2022-10-05 23:19 | Any | ESe | Rec | CZ09 | cDXHP | Cap-Tons | 507 | 150000 | None | 30.3 | 0.0165 | 0 | 20.6 | 0.0116 | 0 | [6 empty] | DEER:HVAC_Split-Package_HP | Annual | 20 | [13 empty] | CZ2022 | None
NE-HVAC-airHP-SpltPkg-65to134kBtuh-11p5eer-3p50cop-wPreEcono | DEER2023 | D23 v1 | 2022-10-05 23:19 | Any | ESe | Rec | CZ10 | cDXHP | Cap-Tons | 460 | 150000 | None | 39.2 | 0.00784 | 0 | 26.6 | 0.00552 | 0 | [6 empty] | DEER:HVAC_Split-Package_HP | Annual | 20 | [13 empty] | CZ2022 | None
NE-HVAC-airHP-SpltPkg-65to134kBtuh-11p5eer-3p50cop-wPreEcono | DEER2023 | D23 v1 | 2022-10-05 23:19 | Any | ESe | Rec | CZ11 | cDXHP | Cap-Tons | 438 | 150000 | None | 42.6 | 0.0101 | 0 | 27.8 | 0.0071 | 0 | [6 empty] | DEER:HVAC_Split-Package_HP | Annual | 20 | [13 empty] | CZ2022 | None
NE-HVAC-airHP-SpltPkg-65to134kBtuh-11p5eer-3p50cop-wPreEcono | DEER2023 | D23 v1 | 2022-10-05 23:19 | Any | ESe | Rec | CZ12 | cDXHP | Cap-Tons | 410 | 150000 | None | 38.2 | 0.00915 | 0 | 24.6 | 0.00644 | 0 | [6 empty] | DEER:HVAC_Split-Package_HP | Annual | 20 | [13 empty] | CZ2022 | None
NE-HVAC-airHP-SpltPkg-65to134kBtuh-11p5eer-3p50cop-wPreEcono | DEER2023 | D23 v1 | 2022-10-05 23:19 | Any | ESe | Rec | CZ13 | cDXHP | Cap-Tons | 453 | 150000 | None | 44 | 0.0102 | 0 | 29.4 | 0.00719 | 0 | [6 empty] | DEER:HVAC_Split-Package_HP | Annual | 20 | [13 empty] | CZ2022 | None
NE-HVAC-airHP-SpltPkg-65to134kBtuh-11p5eer-3p50cop-wPreEcono | DEER2023 | D23 v1 | 2022-10-05 23:19 | Any | ESe | Rec | CZ14 | cDXHP | Cap-Tons | 481 | 150000 | None | 37.4 | 0.00766 | 0 | 24.8 | 0.00539 | 0 | [6 empty] | DEER:HVAC_Split-Package_HP | Annual | 20 | [13 empty] | CZ2022 | None
NE-HVAC-airHP-SpltPkg-65to134kBtuh-11p5eer-3p50cop-wPreEcono | DEER2023 | D23 v1 | 2022-10-05 23:19 | Any | ESe | Rec | CZ15 | cDXHP | Cap-Tons | 650 | 150000 | None | 48.5 | 0.0107 | 0 | 34 | 0.00746 | 0 | [6 empty] | DEER:HVAC_Split-Package_HP | Annual | 20 | [13 empty] | CZ2022 | None
NE-HVAC-airHP-SpltPkg-65to134kBtuh-11p5eer-3p50cop-wPreEcono | DEER2023 | D23 v1 | 2022-10-05 23:19 | Any | ESe | Rec | CZ16 | cDXHP | Cap-Tons | 412 | 150000 | None | 40.5 | 0.00261 | 0 | 22.7 | 0.00183 | 0 | [6 empty] | DEER:HVAC_Split-Package_HP | Annual | 20 | [13 empty] | CZ2022 | None
NE-HVAC-airHP-SpltPkg-65to134kBtuh-11p5eer-3p50cop-wPreEcono | DEER2023 | D23 v1 | 2022-10-05 23:19 | Any | EUn | Ex | CZ01 | cDXHP | Cap-Tons | 2100 | 930000 | None | 410 | 0.0639 | 0 | 19.4 | 0.00946 | 0 | [6 empty] | DEER:HVAC_Split-Package_HP | Annual | 20 | [13 empty] | CZ2022 | None
NE-HVAC-airHP-SpltPkg-65to134kBtuh-11p5eer-3p50cop-wPreEcono | DEER2023 | D23 v1 | 2022-10-05 23:19 | Any | EUn | Ex | CZ02 | cDXHP | Cap-Tons | 2040 | 930000 | None | 412 | 0.138 | 0 | 33.3 | 0.0253 | 0 | [6 empty] | DEER:HVAC_Split-Package_HP | Annual | 20 | [13 empty] | CZ2022 | None
NE-HVAC-airHP-SpltPkg-65to134kBtuh-11p5eer-3p50cop-wPreEcono | DEER2023 | D23 v1 | 2022-10-05 23:19 | Any | EUn | Ex | CZ03 | cDXHP | Cap-Tons | 2340 | 930000 | None | 340 | 0.119 | 0 | 19.5 | 0.0164 | 0 | [6 empty] | DEER:HVAC_Split-Package_HP | Annual | 20 | [13 empty] | CZ2022 | None
NE-HVAC-airHP-SpltPkg-65to134kBtuh-11p5eer-3p50cop-wPreEcono | DEER2023 | D23 v1 | 2022-10-05 23:19 | Any | EUn | Ex | CZ04 | cDXHP | Cap-Tons | 2170 | 930000 | None | 388 | 0.142 | 0 | 34.8 | 0.028 | 0 | [6 empty] | DEER:HVAC_Split-Package_HP | Annual | 20 | [13 empty] | CZ2022 | None
NE-HVAC-airHP-SpltPkg-65to134kBtuh-11p5eer-3p50cop-wPreEcono | DEER2023 | D23 v1 | 2022-10-05 23:19 | Any | EUn | Ex | CZ05 | cDXHP | Cap-Tons | 2290 | 930000 | None | 342 | 0.0908 | 0 | 22.2 | 0.0117 | 0 | [6 empty] | DEER:HVAC_Split-Package_HP | Annual | 20 | [13 empty] | CZ2022 | None
NE-HVAC-airHP-SpltPkg-65to134kBtuh-11p5eer-3p50cop-wPreEcono | DEER2023 | D23 v1 | 2022-10-05 23:19 | Any | EUn | Ex | CZ06 | cDXHP | Cap-Tons | 2440 | 930000 | None | 364 | 0.133 | 0 | 32.3 | 0.0188 | 0 | [6 empty] | DEER:HVAC_Split-Package_HP | Annual | 20 | [13 empty] | CZ2022 | None
NE-HVAC-airHP-SpltPkg-65to134kBtuh-11p5eer-3p50cop-wPreEcono | DEER2023 | D23 v1 | 2022-10-05 23:19 | Any | EUn | Ex | CZ07 | cDXHP | Cap-Tons | 2410 | 930000 | None | 340 | 0.123 | 0 | 27.4 | 0.0165 | 0 | [6 empty] | DEER:HVAC_Split-Package_HP | Annual | 20 | [13 empty] | CZ2022 | None
NE-HVAC-airHP-SpltPkg-65to134kBtuh-11p5eer-3p50cop-wPreEcono | DEER2023 | D23 v1 | 2022-10-05 23:19 | Any | EUn | Ex | CZ08 | cDXHP | Cap-Tons | 2250 | 930000 | None | 397 | 0.135 | 0 | 43.4 | 0.0232 | 0 | [6 empty] | DEER:HVAC_Split-Package_HP | Annual | 20 | [13 empty] | CZ2022 | None
NE-HVAC-airHP-SpltPkg-65to134kBtuh-11p5eer-3p50cop-wPreEcono | DEER2023 | D23 v1 | 2022-10-05 23:19 | Any | EUn | Ex | CZ09 | cDXHP | Cap-Tons | 2770 | 930000 | None | 402 | 0.157 | 0 | 34.5 | 0.022 | 0 | [6 empty] | DEER:HVAC_Split-Package_HP | Annual | 20 | [13 empty] | CZ2022 | None
NE-HVAC-airHP-SpltPkg-65to134kBtuh-11p5eer-3p50cop-wPreEcono | DEER2023 | D23 v1 | 2022-10-05 23:19 | Any | EUn | Ex | CZ10 | cDXHP | Cap-Tons | 2450 | 930000 | None | 436 | 0.168 | 0 | 42.4 | 0.0223 | 0 | [6 empty] | DEER:HVAC_Split-Package_HP | Annual | 20 | [13 empty] | CZ2022 | None
NE-HVAC-airHP-SpltPkg-65to134kBtuh-11p5eer-3p50cop-wPreEcono | DEER2023 | D23 v1 | 2022-10-05 23:19 | Any | EUn | Ex | CZ11 | cDXHP | Cap-Tons | 2430 | 930000 | None | 470 | 0.173 | 0 | 44.4 | 0.0305 | 0 | [6 empty] | DEER:HVAC_Split-Package_HP | Annual | 20 | [13 empty] | CZ2022 | None
NE-HVAC-airHP-SpltPkg-65to134kBtuh-11p5eer-3p50cop-wPreEcono | DEER2023 | D23 v1 | 2022-10-05 23:19 | Any | EUn | Ex | CZ12 | cDXHP | Cap-Tons | 2210 | 930000 | None | 428 | 0.168 | 0 | 40.3 | 0.0295 | 0 | [6 empty] | DEER:HVAC_Split-Package_HP | Annual | 20 | [13 empty] | CZ2022 | None
NE-HVAC-airHP-SpltPkg-65to134kBtuh-11p5eer-3p50cop-wPreEcono | DEER2023 | D23 v1 | 2022-10-05 23:19 | Any | EUn | Ex | CZ13 | cDXHP | Cap-Tons | 2480 | 930000 | None | 467 | 0.177 | 0 | 47 | 0.0301 | 0 | [6 empty] | DEER:HVAC_Split-Package_HP | Annual | 20 | [13 empty] | CZ2022 | None
NE-HVAC-airHP-SpltPkg-65to134kBtuh-11p5eer-3p50cop-wPreEcono | DEER2023 | D23 v1 | 2022-10-05 23:19 | Any | EUn | Ex | CZ14 | cDXHP | Cap-Tons | 2560 | 930000 | None | 459 | 0.179 | 0 | 41.1 | 0.0248 | 0 | [6 empty] | DEER:HVAC_Split-Package_HP | Annual | 20 | [13 empty] | CZ2022 | None
NE-HVAC-airHP-SpltPkg-65to134kBtuh-11p5eer-3p50cop-wPreEcono | DEER2023 | D23 v1 | 2022-10-05 23:19 | Any | EUn | Ex | CZ15 | cDXHP | Cap-Tons | 3420 | 930000 | None | 518 | 0.212 | 0 | 53.1 | 0.0286 | 0 | [6 empty] | DEER:HVAC_Split-Package_HP | Annual | 20 | [13 empty] | CZ2022 | None
NE-HVAC-airHP-SpltPkg-65to134kBtuh-11p5eer-3p50cop-wPreEcono | DEER2023 | D23 v1 | 2022-10-05 23:19 | Any | EUn | Ex | CZ16 | cDXHP | Cap-Tons | 2350 | 930000 | None | 494 | 0.00624 | 0 | 31.6 | 0.00289 | 0 | [6 empty] | DEER:HVAC_Split-Package_HP | Annual | 20 | [13 empty] | CZ2022 | None
NE-HVAC-airHP-SpltPkg-65to134kBtuh-11p5eer-3p50cop-wPreEcono | DEER2023 | D23 v1 | 2022-10-05 23:19 | Any | EUn | Old | CZ01 | cDXHP | Cap-Tons | 2700 | 930000 | None | 463 | 0.081 | 0 | 17.4 | 0.00887 | 0 | [6 empty] | DEER:HVAC_Split-Package_HP | Annual | 20 | [13 empty] | CZ2022 | None
NE-HVAC-airHP-SpltPkg-65to134kBtuh-11p5eer-3p50cop-wPreEcono | DEER2023 | D23 v1 | 2022-10-05 23:19 | Any | EUn | Old | CZ02 | cDXHP | Cap-Tons | 2460 | 930000 | None | 472 | 0.161 | 0 | 35.1 | 0.0256 | 0 | [6 empty] | DEER:HVAC_Split-Package_HP | Annual | 20 | [13 empty] | CZ2022 | None
NE-HVAC-airHP-SpltPkg-65to134kBtuh-11p5eer-3p50cop-wPreEcono | DEER2023 | D23 v1 | 2022-10-05 23:19 | Any | EUn | Old | CZ03 | cDXHP | Cap-Tons | 2860 | 930000 | None | 382 | 0.138 | 0 | 19.2 | 0.016 | 0 | [6 empty] | DEER:HVAC_Split-Package_HP | Annual | 20 | [13 empty] | CZ2022 | None
NE-HVAC-airHP-SpltPkg-65to134kBtuh-11p5eer-3p50cop-wPreEcono | DEER2023 | D23 v1 | 2022-10-05 23:19 | Any | EUn | Old | CZ04 | cDXHP | Cap-Tons | 2520 | 930000 | None | 448 | 0.165 | 0 | 36.6 | 0.0284 | 0 | [6 empty] | DEER:HVAC_Split-Package_HP | Annual | 20 | [13 empty] | CZ2022 | None
NE-HVAC-airHP-SpltPkg-65to134kBtuh-11p5eer-3p50cop-wPreEcono | DEER2023 | D23 v1 | 2022-10-05 23:19 | Any | EUn | Old | CZ05 | cDXHP | Cap-Tons | 2820 | 930000 | None | 389 | 0.107 | 0 | 21.9 | 0.0113 | 0 | [6 empty] | DEER:HVAC_Split-Package_HP | Annual | 20 | [13 empty] | CZ2022 | None
NE-HVAC-airHP-SpltPkg-65to134kBtuh-11p5eer-3p50cop-wPreEcono | DEER2023 | D23 v1 | 2022-10-05 23:19 | Any | EUn | Old | CZ06 | cDXHP | Cap-Tons | 2960 | 930000 | None | 434 | 0.156 | 0 | 32.3 | 0.018 | 0 | [6 empty] | DEER:HVAC_Split-Package_HP | Annual | 20 | [13 empty] | CZ2022 | None
NE-HVAC-airHP-SpltPkg-65to134kBtuh-11p5eer-3p50cop-wPreEcono | DEER2023 | D23 v1 | 2022-10-05 23:19 | Any | EUn | Old | CZ07 | cDXHP | Cap-Tons | 2910 | 930000 | None | 392 | 0.141 | 0 | 27.2 | 0.0157 | 0 | [6 empty] | DEER:HVAC_Split-Package_HP | Annual | 20 | [13 empty] | CZ2022 | None
NE-HVAC-airHP-SpltPkg-65to134kBtuh-11p5eer-3p50cop-wPreEcono | DEER2023 | D23 v1 | 2022-10-05 23:19 | Any | EUn | Old | CZ08 | cDXHP | Cap-Tons | 2590 | 930000 | None | 474 | 0.161 | 0 | 45.2 | 0.0232 | 0 | [6 empty] | DEER:HVAC_Split-Package_HP | Annual | 20 | [13 empty] | CZ2022 | None
NE-HVAC-airHP-SpltPkg-65to134kBtuh-11p5eer-3p50cop-wPreEcono | DEER2023 | D23 v1 | 2022-10-05 23:19 | Any | EUn | Old | CZ09 | cDXHP | Cap-Tons | 3140 | 930000 | None | 476 | 0.183 | 0 | 36.7 | 0.0225 | 0 | [6 empty] | DEER:HVAC_Split-Package_HP | Annual | 20 | [13 empty] | CZ2022 | None
NE-HVAC-airHP-SpltPkg-65to134kBtuh-11p5eer-3p50cop-wPreEcono | DEER2023 | D23 v1 | 2022-10-05 23:19 | Any | EUn | Old | CZ10 | cDXHP | Cap-Tons | 2930 | 930000 | None | 512 | 0.191 | 0 | 44.6 | 0.0229 | 0 | [6 empty] | DEER:HVAC_Split-Package_HP | Annual | 20 | [13 empty] | CZ2022 | None
NE-HVAC-airHP-SpltPkg-65to134kBtuh-11p5eer-3p50cop-wPreEcono | DEER2023 | D23 v1 | 2022-10-05 23:19 | Any | EUn | Old | CZ11 | cDXHP | Cap-Tons | 2850 | 930000 | None | 547 | 0.2 | 0 | 46.6 | 0.0313 | 0 | [6 empty] | DEER:HVAC_Split-Package_HP | Annual | 20 | [13 empty] | CZ2022 | None
NE-HVAC-airHP-SpltPkg-65to134kBtuh-11p5eer-3p50cop-wPreEcono | DEER2023 | D23 v1 | 2022-10-05 23:19 | Any | EUn | Old | CZ12 | cDXHP | Cap-Tons | 2620 | 930000 | None | 495 | 0.192 | 0 | 41.8 | 0.0302 | 0 | [6 empty] | DEER:HVAC_Split-Package_HP | Annual | 20 | [13 empty] | CZ2022 | None
NE-HVAC-airHP-SpltPkg-65to134kBtuh-11p5eer-3p50cop-wPreEcono | DEER2023 | D23 v1 | 2022-10-05 23:19 | Any | EUn | Old | CZ13 | cDXHP | Cap-Tons | 2920 | 930000 | None | 544 | 0.203 | 0 | 48.8 | 0.0308 | 0 | [6 empty] | DEER:HVAC_Split-Package_HP | Annual | 20 | [13 empty] | CZ2022 | None
NE-HVAC-airHP-SpltPkg-65to134kBtuh-11p5eer-3p50cop-wPreEcono | DEER2023 | D23 v1 | 2022-10-05 23:19 | Any | EUn | Old | CZ14 | cDXHP | Cap-Tons | 3000 | 930000 | None | 532 | 0.203 | 0 | 43.8 | 0.0261 | 0 | [6 empty] | DEER:HVAC_Split-Package_HP | Annual | 20 | [13 empty] | CZ2022 | None
NE-HVAC-airHP-SpltPkg-65to134kBtuh-11p5eer-3p50cop-wPreEcono | DEER2023 | D23 v1 | 2022-10-05 23:19 | Any | EUn | Old | CZ15 | cDXHP | Cap-Tons | 3910 | 930000 | None | 614 | 0.242 | 0 | 56.5 | 0.0298 | 0 | [6 empty] | DEER:HVAC_Split-Package_HP | Annual | 20 | [13 empty] | CZ2022 | None
NE-HVAC-airHP-SpltPkg-65to134kBtuh-11p5eer-3p50cop-wPreEcono | DEER2023 | D23 v1 | 2022-10-05 23:19 | Any | EUn | Old | CZ16 | cDXHP | Cap-Tons | 2990 | 930000 | None | 540 | 0.0121 | 0 | 30.7 | 0.00437 | 0 | [6 empty] | DEER:HVAC_Split-Package_HP | Annual | 20 | [13 empty] | CZ2022 | None
NE-HVAC-airHP-SpltPkg-65to134kBtuh-11p5eer-3p50cop-wPreEcono | DEER2023 | D23 v1 | 2022-10-05 23:19 | Any | EUn | Rec | CZ01 | cDXHP | Cap-Tons | 1910 | 930000 | None | 37.5 | 0.0136 | 0 | 19.8 | 0.00947 | 0 | [6 empty] | DEER:HVAC_Split-Package_HP | Annual | 20 | [13 empty] | CZ2022 | None
NE-HVAC-airHP-SpltPkg-65to134kBtuh-11p5eer-3p50cop-wPreEcono | DEER2023 | D23 v1 | 2022-10-05 23:19 | Any | EUn | Rec | CZ02 | cDXHP | Cap-Tons | 1920 | 930000 | None | 51.7 | 0.0358 | 0 | 32.6 | 0.0252 | 0 | [6 empty] | DEER:HVAC_Split-Package_HP | Annual | 20 | [13 empty] | CZ2022 | None
NE-HVAC-airHP-SpltPkg-65to134kBtuh-11p5eer-3p50cop-wPreEcono | DEER2023 | D23 v1 | 2022-10-05 23:19 | Any | EUn | Rec | CZ03 | cDXHP | Cap-Tons | 2030 | 930000 | None | 33 | 0.0244 | 0 | 20.2 | 0.0172 | 0 | [6 empty] | DEER:HVAC_Split-Package_HP | Annual | 20 | [13 empty] | CZ2022 | None
NE-HVAC-airHP-SpltPkg-65to134kBtuh-11p5eer-3p50cop-wPreEcono | DEER2023 | D23 v1 | 2022-10-05 23:19 | Any | EUn | Rec | CZ04 | cDXHP | Cap-Tons | 1960 | 930000 | None | 51.7 | 0.04 | 0 | 34.2 | 0.0281 | 0 | [6 empty] | DEER:HVAC_Split-Package_HP | Annual | 20 | [13 empty] | CZ2022 | None
NE-HVAC-airHP-SpltPkg-65to134kBtuh-11p5eer-3p50cop-wPreEcono | DEER2023 | D23 v1 | 2022-10-05 23:19 | Any | EUn | Rec | CZ05 | cDXHP | Cap-Tons | 1980 | 930000 | None | 36.3 | 0.0176 | 0 | 23 | 0.0124 | 0 | [6 empty] | DEER:HVAC_Split-Package_HP | Annual | 20 | [13 empty] | CZ2022 | None
NE-HVAC-airHP-SpltPkg-65to134kBtuh-11p5eer-3p50cop-wPreEcono | DEER2023 | D23 v1 | 2022-10-05 23:19 | Any | EUn | Rec | CZ06 | cDXHP | Cap-Tons | 2120 | 930000 | None | 49.2 | 0.0283 | 0 | 33.5 | 0.0199 | 0 | [6 empty] | DEER:HVAC_Split-Package_HP | Annual | 20 | [13 empty] | CZ2022 | None
NE-HVAC-airHP-SpltPkg-65to134kBtuh-11p5eer-3p50cop-wPreEcono | DEER2023 | D23 v1 | 2022-10-05 23:19 | Any | EUn | Rec | CZ07 | cDXHP | Cap-Tons | 2080 | 930000 | None | 42.3 | 0.025 | 0 | 28.7 | 0.0175 | 0 | [6 empty] | DEER:HVAC_Split-Package_HP | Annual | 20 | [13 empty] | CZ2022 | None
NE-HVAC-airHP-SpltPkg-65to134kBtuh-11p5eer-3p50cop-wPreEcono | DEER2023 | D23 v1 | 2022-10-05 23:19 | Any | EUn | Rec | CZ08 | cDXHP | Cap-Tons | 2020 | 930000 | None | 62.9 | 0.0336 | 0 | 43.4 | 0.0236 | 0 | [6 empty] | DEER:HVAC_Split-Package_HP | Annual | 20 | [13 empty] | CZ2022 | None
NE-HVAC-airHP-SpltPkg-65to134kBtuh-11p5eer-3p50cop-wPreEcono | DEER2023 | D23 v1 | 2022-10-05 23:19 | Any | EUn | Rec | CZ09 | cDXHP | Cap-Tons | 2500 | 930000 | None | 49.5 | 0.0314 | 0 | 33.8 | 0.022 | 0 | [6 empty] | DEER:HVAC_Split-Package_HP | Annual | 20 | [13 empty] | CZ2022 | None
NE-HVAC-airHP-SpltPkg-65to134kBtuh-11p5eer-3p50cop-wPreEcono | DEER2023 | D23 v1 | 2022-10-05 23:19 | Any | EUn | Rec | CZ10 | cDXHP | Cap-Tons | 2300 | 930000 | None | 61.1 | 0.0314 | 0 | 41.7 | 0.0221 | 0 | [6 empty] | DEER:HVAC_Split-Package_HP | Annual | 20 | [13 empty] | CZ2022 | None
NE-HVAC-airHP-SpltPkg-65to134kBtuh-11p5eer-3p50cop-wPreEcono | DEER2023 | D23 v1 | 2022-10-05 23:19 | Any | EUn | Rec | CZ11 | cDXHP | Cap-Tons | 2210 | 930000 | None | 65 | 0.0425 | 0 | 43.5 | 0.0299 | 0 | [6 empty] | DEER:HVAC_Split-Package_HP | Annual | 20 | [13 empty] | CZ2022 | None
NE-HVAC-airHP-SpltPkg-65to134kBtuh-11p5eer-3p50cop-wPreEcono | DEER2023 | D23 v1 | 2022-10-05 23:19 | Any | EUn | Rec | CZ12 | cDXHP | Cap-Tons | 2050 | 930000 | None | 60.1 | 0.0413 | 0 | 39.6 | 0.0291 | 0 | [6 empty] | DEER:HVAC_Split-Package_HP | Annual | 20 | [13 empty] | CZ2022 | None
NE-HVAC-airHP-SpltPkg-65to134kBtuh-11p5eer-3p50cop-wPreEcono | DEER2023 | D23 v1 | 2022-10-05 23:19 | Any | EUn | Rec | CZ13 | cDXHP | Cap-Tons | 2280 | 930000 | None | 68.1 | 0.042 | 0 | 46.1 | 0.0295 | 0 | [6 empty] | DEER:HVAC_Split-Package_HP | Annual | 20 | [13 empty] | CZ2022 | None
NE-HVAC-airHP-SpltPkg-65to134kBtuh-11p5eer-3p50cop-wPreEcono | DEER2023 | D23 v1 | 2022-10-05 23:19 | Any | EUn | Rec | CZ14 | cDXHP | Cap-Tons | 2360 | 930000 | None | 59.5 | 0.0343 | 0 | 40.1 | 0.0241 | 0 | [6 empty] | DEER:HVAC_Split-Package_HP | Annual | 20 | [13 empty] | CZ2022 | None
NE-HVAC-airHP-SpltPkg-65to134kBtuh-11p5eer-3p50cop-wPreEcono | DEER2023 | D23 v1 | 2022-10-05 23:19 | Any | EUn | Rec | CZ15 | cDXHP | Cap-Tons | 3170 | 930000 | None | 74 | 0.0395 | 0 | 51.9 | 0.0278 | 0 | [6 empty] | DEER:HVAC_Split-Package_HP | Annual | 20 | [13 empty] | CZ2022 | None
NE-HVAC-airHP-SpltPkg-65to134kBtuh-11p5eer-3p50cop-wPreEcono | DEER2023 | D23 v1 | 2022-10-05 23:19 | Any | EUn | Rec | CZ16 | cDXHP | Cap-Tons | 2080 | 930000 | None | 52 | 0.00277 | 0 | 30.2 | 0.00195 | 0 | [6 empty] | DEER:HVAC_Split-Package_HP | Annual | 20 | [13 empty] | CZ2022 | None
NE-HVAC-airHP-SpltPkg-65to134kBtuh-11p5eer-3p50cop-wPreEcono | DEER2023 | D23 v1 | 2022-10-05 23:19 | Any | Gro | Ex | CZ01 | cDXHP | Cap-Tons | 61.7 | 50000 | None | 1320 | 0.13 | -0.00802 | 85.9 | 0.00661 | 0 | [6 empty] | DEER:HVAC_Split-Package_HP | Annual | 20 | [13 empty] | CZ2022 | None
NE-HVAC-airHP-SpltPkg-65to134kBtuh-11p5eer-3p50cop-wPreEcono | DEER2023 | D23 v1 | 2022-10-05 23:19 | Any | Gro | Ex | CZ02 | cDXHP | Cap-Tons | 107 | 50000 | None | 790 | 0.148 | 0.00104 | 52.3 | 0.0134 | 0 | [6 empty] | DEER:HVAC_Split-Package_HP | Annual | 20 | [13 empty] | CZ2022 | None
NE-HVAC-airHP-SpltPkg-65to134kBtuh-11p5eer-3p50cop-wPreEcono | DEER2023 | D23 v1 | 2022-10-05 23:19 | Any | Gro | Ex | CZ03 | cDXHP | Cap-Tons | 73.9 | 50000 | None | 963 | 0.147 | -0.00252 | 56.3 | 0.0108 | 0 | [6 empty] | DEER:HVAC_Split-Package_HP | Annual | 20 | [13 empty] | CZ2022 | None
NE-HVAC-airHP-SpltPkg-65to134kBtuh-11p5eer-3p50cop-wPreEcono | DEER2023 | D23 v1 | 2022-10-05 23:19 | Any | Gro | Ex | CZ04 | cDXHP | Cap-Tons | 96.2 | 50000 | None | 775 | 0.166 | -0.00065 | 51.7 | 0.0174 | 0 | [6 empty] | DEER:HVAC_Split-Package_HP | Annual | 20 | [13 empty] | CZ2022 | None
NE-HVAC-airHP-SpltPkg-65to134kBtuh-11p5eer-3p50cop-wPreEcono | DEER2023 | D23 v1 | 2022-10-05 23:19 | Any | Gro | Ex | CZ05 | cDXHP | Cap-Tons | 77 | 50000 | None | 948 | 0.121 | 0.00018 | 55.8 | 0.00703 | 0 | [6 empty] | DEER:HVAC_Split-Package_HP | Annual | 20 | [13 empty] | CZ2022 | None
NE-HVAC-airHP-SpltPkg-65to134kBtuh-11p5eer-3p50cop-wPreEcono | DEER2023 | D23 v1 | 2022-10-05 23:19 | Any | Gro | Ex | CZ06 | cDXHP | Cap-Tons | 90.5 | 50000 | None | 818 | 0.178 | 0.00127 | 48.2 | 0.0126 | 0 | [6 empty] | DEER:HVAC_Split-Package_HP | Annual | 20 | [13 empty] | CZ2022 | None
NE-HVAC-airHP-SpltPkg-65to134kBtuh-11p5eer-3p50cop-wPreEcono | DEER2023 | D23 v1 | 2022-10-05 23:19 | Any | Gro | Ex | CZ07 | cDXHP | Cap-Tons | 84.7 | 50000 | None | 795 | 0.159 | -0.00154 | 46.2 | 0.0106 | 0 | [6 empty] | DEER:HVAC_Split-Package_HP | Annual | 20 | [13 empty] | CZ2022 | None
NE-HVAC-airHP-SpltPkg-65to134kBtuh-11p5eer-3p50cop-wPreEcono | DEER2023 | D23 v1 | 2022-10-05 23:19 | Any | Gro | Ex | CZ08 | cDXHP | Cap-Tons | 99.7 | 50000 | None | 745 | 0.147 | -0.00069 | 50.8 | 0.0146 | 0 | [6 empty] | DEER:HVAC_Split-Package_HP | Annual | 20 | [13 empty] | CZ2022 | None
NE-HVAC-airHP-SpltPkg-65to134kBtuh-11p5eer-3p50cop-wPreEcono | DEER2023 | D23 v1 | 2022-10-05 23:19 | Any | Gro | Ex | CZ09 | cDXHP | Cap-Tons | 89.2 | 50000 | None | 764 | 0.164 | -0.0005 | 55 | 0.02 | 0 | [6 empty] | DEER:HVAC_Split-Package_HP | Annual | 20 | [13 empty] | CZ2022 | None
NE-HVAC-airHP-SpltPkg-65to134kBtuh-11p5eer-3p50cop-wPreEcono | DEER2023 | D23 v1 | 2022-10-05 23:19 | Any | Gro | Ex | CZ10 | cDXHP | Cap-Tons | 99.1 | 50000 | None | 785 | 0.189 | -0.00013 | 55.3 | 0.0202 | 0 | [6 empty] | DEER:HVAC_Split-Package_HP | Annual | 20 | [13 empty] | CZ2022 | None
NE-HVAC-airHP-SpltPkg-65to134kBtuh-11p5eer-3p50cop-wPreEcono | DEER2023 | D23 v1 | 2022-10-05 23:19 | Any | Gro | Ex | CZ11 | cDXHP | Cap-Tons | 111 | 50000 | None | 826 | 0.202 | 0.00027 | 60.1 | 0.0254 | 0 | [6 empty] | DEER:HVAC_Split-Package_HP | Annual | 20 | [13 empty] | CZ2022 | None
NE-HVAC-airHP-SpltPkg-65to134kBtuh-11p5eer-3p50cop-wPreEcono | DEER2023 | D23 v1 | 2022-10-05 23:19 | Any | Gro | Ex | CZ12 | cDXHP | Cap-Tons | 116 | 50000 | None | 798 | 0.204 | 0.00142 | 52.4 | 0.0208 | 0 | [6 empty] | DEER:HVAC_Split-Package_HP | Annual | 20 | [13 empty] | CZ2022 | None
NE-HVAC-airHP-SpltPkg-65to134kBtuh-11p5eer-3p50cop-wPreEcono | DEER2023 | D23 v1 | 2022-10-05 23:19 | Any | Gro | Ex | CZ13 | cDXHP | Cap-Tons | 122 | 50000 | None | 791 | 0.21 | 0.00018 | 55.6 | 0.0238 | 0 | [6 empty] | DEER:HVAC_Split-Package_HP | Annual | 20 | [13 empty] | CZ2022 | None
NE-HVAC-airHP-SpltPkg-65to134kBtuh-11p5eer-3p50cop-wPreEcono | DEER2023 | D23 v1 | 2022-10-05 23:19 | Any | Gro | Ex | CZ14 | cDXHP | Cap-Tons | 103 | 50000 | None | 833 | 0.192 | 0.00024 | 62.4 | 0.0237 | 0 | [6 empty] | DEER:HVAC_Split-Package_HP | Annual | 20 | [13 empty] | CZ2022 | None
NE-HVAC-airHP-SpltPkg-65to134kBtuh-11p5eer-3p50cop-wPreEcono | DEER2023 | D23 v1 | 2022-10-05 23:19 | Any | Gro | Ex | CZ15 | cDXHP | Cap-Tons | 136 | 50000 | None | 827 | 0.235 | -0.00045 | 61.7 | 0.0292 | 0 | [6 empty] | DEER:HVAC_Split-Package_HP | Annual | 20 | [13 empty] | CZ2022 | None
NE-HVAC-airHP-SpltPkg-65to134kBtuh-11p5eer-3p50cop-wPreEcono | DEER2023 | D23 v1 | 2022-10-05 23:19 | Any | Gro | Ex | CZ16 | cDXHP | Cap-Tons | 68.9 | 50000 | None | 1490 | 0.166 | 0.00343 | 87.1 | 0.014 | 0 | [6 empty] | DEER:HVAC_Split-Package_HP | Annual | 20 | [13 empty] | CZ2022 | None
NE-HVAC-airHP-SpltPkg-65to134kBtuh-11p5eer-3p50cop-wPreEcono | DEER2023 | D23 v1 | 2022-10-05 23:19 | Any | Gro | Old | CZ01 | cDXHP | Cap-Tons | 65.7 | 50000 | None | 1700 | 0.167 | -0.00126 | 103 | 0.0068 | 0 | [6 empty] | DEER:HVAC_Split-Package_HP | Annual | 20 | [13 empty] | CZ2022 | None
NE-HVAC-airHP-SpltPkg-65to134kBtuh-11p5eer-3p50cop-wPreEcono | DEER2023 | D23 v1 | 2022-10-05 23:19 | Any | Gro | Old | CZ02 | cDXHP | Cap-Tons | 115 | 50000 | None | 984 | 0.18 | 0.00048 | 58.9 | 0.0109 | 0 | [6 empty] | DEER:HVAC_Split-Package_HP | Annual | 20 | [13 empty] | CZ2022 | None
NE-HVAC-airHP-SpltPkg-65to134kBtuh-11p5eer-3p50cop-wPreEcono | DEER2023 | D23 v1 | 2022-10-05 23:19 | Any | Gro | Old | CZ03 | cDXHP | Cap-Tons | 77.5 | 50000 | None | 1280 | 0.185 | -0.00308 | 70 | 0.00758 | 0 | [6 empty] | DEER:HVAC_Split-Package_HP | Annual | 20 | [13 empty] | CZ2022 | None
NE-HVAC-airHP-SpltPkg-65to134kBtuh-11p5eer-3p50cop-wPreEcono | DEER2023 | D23 v1 | 2022-10-05 23:19 | Any | Gro | Old | CZ04 | cDXHP | Cap-Tons | 101 | 50000 | None | 987 | 0.215 | -0.0002 | 57.6 | 0.014 | 0 | [6 empty] | DEER:HVAC_Split-Package_HP | Annual | 20 | [13 empty] | CZ2022 | None
NE-HVAC-airHP-SpltPkg-65to134kBtuh-11p5eer-3p50cop-wPreEcono | DEER2023 | D23 v1 | 2022-10-05 23:19 | Any | Gro | Old | CZ05 | cDXHP | Cap-Tons | 84.9 | 50000 | None | 1160 | 0.136 | 0.00274 | 65.5 | 0.0052 | 0 | [6 empty] | DEER:HVAC_Split-Package_HP | Annual | 20 | [13 empty] | CZ2022 | None
NE-HVAC-airHP-SpltPkg-65to134kBtuh-11p5eer-3p50cop-wPreEcono | DEER2023 | D23 v1 | 2022-10-05 23:19 | Any | Gro | Old | CZ06 | cDXHP | Cap-Tons | 91.2 | 50000 | None | 1050 | 0.21 | 0.00115 | 52.9 | 0.00857 | 0 | [6 empty] | DEER:HVAC_Split-Package_HP | Annual | 20 | [13 empty] | CZ2022 | None
NE-HVAC-airHP-SpltPkg-65to134kBtuh-11p5eer-3p50cop-wPreEcono | DEER2023 | D23 v1 | 2022-10-05 23:19 | Any | Gro | Old | CZ07 | cDXHP | Cap-Tons | 83.5 | 50000 | None | 1070 | 0.167 | -0.00126 | 53.6 | 0.00741 | 0 | [6 empty] | DEER:HVAC_Split-Package_HP | Annual | 20 | [13 empty] | CZ2022 | None
NE-HVAC-airHP-SpltPkg-65to134kBtuh-11p5eer-3p50cop-wPreEcono | DEER2023 | D23 v1 | 2022-10-05 23:19 | Any | Gro | Old | CZ08 | cDXHP | Cap-Tons | 97.7 | 50000 | None | 970 | 0.19 | -0.00149 | 53.2 | 0.0115 | 0 | [6 empty] | DEER:HVAC_Split-Package_HP | Annual | 20 | [13 empty] | CZ2022 | None
NE-HVAC-airHP-SpltPkg-65to134kBtuh-11p5eer-3p50cop-wPreEcono | DEER2023 | D23 v1 | 2022-10-05 23:19 | Any | Gro | Old | CZ09 | cDXHP | Cap-Tons | 92.5 | 50000 | None | 977 | 0.217 | -0.00029 | 57.1 | 0.0163 | 0 | [6 empty] | DEER:HVAC_Split-Package_HP | Annual | 20 | [13 empty] | CZ2022 | None
NE-HVAC-airHP-SpltPkg-65to134kBtuh-11p5eer-3p50cop-wPreEcono | DEER2023 | D23 v1 | 2022-10-05 23:19 | Any | Gro | Old | CZ10 | cDXHP | Cap-Tons | 107 | 50000 | None | 987 | 0.231 | 0.00139 | 57.2 | 0.0165 | 0 | [6 empty] | DEER:HVAC_Split-Package_HP | Annual | 20 | [13 empty] | CZ2022 | None
NE-HVAC-airHP-SpltPkg-65to134kBtuh-11p5eer-3p50cop-wPreEcono | DEER2023 | D23 v1 | 2022-10-05 23:19 | Any | Gro | Old | CZ11 | cDXHP | Cap-Tons | 120 | 50000 | None | 1030 | 0.257 | 0.00074 | 62.8 | 0.0226 | 0 | [6 empty] | DEER:HVAC_Split-Package_HP | Annual | 20 | [13 empty] | CZ2022 | None
NE-HVAC-airHP-SpltPkg-65to134kBtuh-11p5eer-3p50cop-wPreEcono | DEER2023 | D23 v1 | 2022-10-05 23:19 | Any | Gro | Old | CZ12 | cDXHP | Cap-Tons | 122 | 50000 | None | 981 | 0.246 | -0.00035 | 56.2 | 0.018 | 0 | [6 empty] | DEER:HVAC_Split-Package_HP | Annual | 20 | [13 empty] | CZ2022 | None
NE-HVAC-airHP-SpltPkg-65to134kBtuh-11p5eer-3p50cop-wPreEcono | DEER2023 | D23 v1 | 2022-10-05 23:19 | Any | Gro | Old | CZ13 | cDXHP | Cap-Tons | 131 | 50000 | None | 998 | 0.265 | 0.00021 | 57.1 | 0.0205 | 0 | [6 empty] | DEER:HVAC_Split-Package_HP | Annual | 20 | [13 empty] | CZ2022 | None
NE-HVAC-airHP-SpltPkg-65to134kBtuh-11p5eer-3p50cop-wPreEcono | DEER2023 | D23 v1 | 2022-10-05 23:19 | Any | Gro | Old | CZ14 | cDXHP | Cap-Tons | 112 | 50000 | None | 1030 | 0.243 | 0.00345 | 65 | 0.021 | 0 | [6 empty] | DEER:HVAC_Split-Package_HP | Annual | 20 | [13 empty] | CZ2022 | None
NE-HVAC-airHP-SpltPkg-65to134kBtuh-11p5eer-3p50cop-wPreEcono | DEER2023 | D23 v1 | 2022-10-05 23:19 | Any | Gro | Old | CZ15 | cDXHP | Cap-Tons | 148 | 50000 | None | 1010 | 0.295 | -0.00062 | 57.5 | 0.0264 | 0 | [6 empty] | DEER:HVAC_Split-Package_HP | Annual | 20 | [13 empty] | CZ2022 | None
NE-HVAC-airHP-SpltPkg-65to134kBtuh-11p5eer-3p50cop-wPreEcono | DEER2023 | D23 v1 | 2022-10-05 23:19 | Any | Gro | Old | CZ16 | cDXHP | Cap-Tons | 76.1 | 50000 | None | 1820 | 0.209 | 0.00463 | 96.5 | 0.0114 | 0 | [6 empty] | DEER:HVAC_Split-Package_HP | Annual | 20 | [13 empty] | CZ2022 | None
NE-HVAC-airHP-SpltPkg-65to134kBtuh-11p5eer-3p50cop-wPreEcono | DEER2023 | D23 v1 | 2022-10-05 23:19 | Any | Gro | Rec | CZ01 | cDXHP | Cap-Tons | 56.3 | 50000 | None | 167 | 0.0105 | 0 | 80.6 | 0.0063 | 0 | [6 empty] | DEER:HVAC_Split-Package_HP | Annual | 20 | [13 empty] | CZ2022 | None
NE-HVAC-airHP-SpltPkg-65to134kBtuh-11p5eer-3p50cop-wPreEcono | DEER2023 | D23 v1 | 2022-10-05 23:19 | Any | Gro | Rec | CZ02 | cDXHP | Cap-Tons | 98.3 | 50000 | None | 95.5 | 0.0201 | 0 | 49.4 | 0.0142 | 0 | [6 empty] | DEER:HVAC_Split-Package_HP | Annual | 20 | [13 empty] | CZ2022 | None
NE-HVAC-airHP-SpltPkg-65to134kBtuh-11p5eer-3p50cop-wPreEcono | DEER2023 | D23 v1 | 2022-10-05 23:19 | Any | Gro | Rec | CZ03 | cDXHP | Cap-Tons | 67.4 | 50000 | None | 107 | 0.0158 | 0 | 53.1 | 0.0111 | 0 | [6 empty] | DEER:HVAC_Split-Package_HP | Annual | 20 | [13 empty] | CZ2022 | None
NE-HVAC-airHP-SpltPkg-65to134kBtuh-11p5eer-3p50cop-wPreEcono | DEER2023 | D23 v1 | 2022-10-05 23:19 | Any | Gro | Rec | CZ04 | cDXHP | Cap-Tons | 88.3 | 50000 | None | 90.3 | 0.0259 | 0 | 48.5 | 0.0182 | 0 | [6 empty] | DEER:HVAC_Split-Package_HP | Annual | 20 | [13 empty] | CZ2022 | None
NE-HVAC-airHP-SpltPkg-65to134kBtuh-11p5eer-3p50cop-wPreEcono | DEER2023 | D23 v1 | 2022-10-05 23:19 | Any | Gro | Rec | CZ05 | cDXHP | Cap-Tons | 66.5 | 50000 | None | 107 | 0.0112 | 0 | 53.3 | 0.00748 | 0 | [6 empty] | DEER:HVAC_Split-Package_HP | Annual | 20 | [13 empty] | CZ2022 | None
NE-HVAC-airHP-SpltPkg-65to134kBtuh-11p5eer-3p50cop-wPreEcono | DEER2023 | D23 v1 | 2022-10-05 23:19 | Any | Gro | Rec | CZ06 | cDXHP | Cap-Tons | 82.6 | 50000 | None | 80.7 | 0.0196 | 0 | 44.6 | 0.0138 | 0 | [6 empty] | DEER:HVAC_Split-Package_HP | Annual | 20 | [13 empty] | CZ2022 | None
NE-HVAC-airHP-SpltPkg-65to134kBtuh-11p5eer-3p50cop-wPreEcono | DEER2023 | D23 v1 | 2022-10-05 23:19 | Any | Gro | Rec | CZ07 | cDXHP | Cap-Tons | 73.7 | 50000 | None | 79.5 | 0.0168 | 0 | 43.3 | 0.0118 | 0 | [6 empty] | DEER:HVAC_Split-Package_HP | Annual | 20 | [13 empty] | CZ2022 | None
NE-HVAC-airHP-SpltPkg-65to134kBtuh-11p5eer-3p50cop-wPreEcono | DEER2023 | D23 v1 | 2022-10-05 23:19 | Any | Gro | Rec | CZ08 | cDXHP | Cap-Tons | 86.4 | 50000 | None | 85.5 | 0.023 | 0 | 49.9 | 0.0162 | 0 | [6 empty] | DEER:HVAC_Split-Package_HP | Annual | 20 | [13 empty] | CZ2022 | None
NE-HVAC-airHP-SpltPkg-65to134kBtuh-11p5eer-3p50cop-wPreEcono | DEER2023 | D23 v1 | 2022-10-05 23:19 | Any | Gro | Rec | CZ09 | cDXHP | Cap-Tons | 79 | 50000 | None | 90.3 | 0.03 | 0 | 52.1 | 0.0211 | 0 | [6 empty] | DEER:HVAC_Split-Package_HP | Annual | 20 | [13 empty] | CZ2022 | None
NE-HVAC-airHP-SpltPkg-65to134kBtuh-11p5eer-3p50cop-wPreEcono | DEER2023 | D23 v1 | 2022-10-05 23:19 | Any | Gro | Rec | CZ10 | cDXHP | Cap-Tons | 91.9 | 50000 | None | 91.4 | 0.0308 | 0 | 53.2 | 0.0217 | 0 | [6 empty] | DEER:HVAC_Split-Package_HP | Annual | 20 | [13 empty] | CZ2022 | None
NE-HVAC-airHP-SpltPkg-65to134kBtuh-11p5eer-3p50cop-wPreEcono | DEER2023 | D23 v1 | 2022-10-05 23:19 | Any | Gro | Rec | CZ11 | cDXHP | Cap-Tons | 97.6 | 50000 | None | 101 | 0.0366 | 0 | 57.5 | 0.0258 | 0 | [6 empty] | DEER:HVAC_Split-Package_HP | Annual | 20 | [13 empty] | CZ2022 | None
NE-HVAC-airHP-SpltPkg-65to134kBtuh-11p5eer-3p50cop-wPreEcono | DEER2023 | D23 v1 | 2022-10-05 23:19 | Any | Gro | Rec | CZ12 | cDXHP | Cap-Tons | 106 | 50000 | None | 89.9 | 0.0312 | 0 | 49.2 | 0.0219 | 0 | [6 empty] | DEER:HVAC_Split-Package_HP | Annual | 20 | [13 empty] | CZ2022 | None
NE-HVAC-airHP-SpltPkg-65to134kBtuh-11p5eer-3p50cop-wPreEcono | DEER2023 | D23 v1 | 2022-10-05 23:19 | Any | Gro | Rec | CZ13 | cDXHP | Cap-Tons | 111 | 50000 | None | 92.1 | 0.0345 | 0 | 53.7 | 0.0243 | 0 | [6 empty] | DEER:HVAC_Split-Package_HP | Annual | 20 | [13 empty] | CZ2022 | None
NE-HVAC-airHP-SpltPkg-65to134kBtuh-11p5eer-3p50cop-wPreEcono | DEER2023 | D23 v1 | 2022-10-05 23:19 | Any | Gro | Rec | CZ14 | cDXHP | Cap-Tons | 90.5 | 50000 | None | 105 | 0.0341 | 0 | 60 | 0.024 | 0 | [6 empty] | DEER:HVAC_Split-Package_HP | Annual | 20 | [13 empty] | CZ2022 | None
NE-HVAC-airHP-SpltPkg-65to134kBtuh-11p5eer-3p50cop-wPreEcono | DEER2023 | D23 v1 | 2022-10-05 23:19 | Any | Gro | Rec | CZ15 | cDXHP | Cap-Tons | 121 | 50000 | None | 93.6 | 0.0422 | 0 | 61 | 0.0296 | 0 | [6 empty] | DEER:HVAC_Split-Package_HP | Annual | 20 | [13 empty] | CZ2022 | None
NE-HVAC-airHP-SpltPkg-65to134kBtuh-11p5eer-3p50cop-wPreEcono | DEER2023 | D23 v1 | 2022-10-05 23:19 | Any | Gro | Rec | CZ16 | cDXHP | Cap-Tons | 59 | 50000 | None | 166 | 0.0202 | 0 | 83.4 | 0.0142 | 0 | [6 empty] | DEER:HVAC_Split-Package_HP | Annual | 20 | [13 empty] | CZ2022 | None
NE-HVAC-airHP-SpltPkg-65to134kBtuh-11p5eer-3p50cop-wPreEcono | DEER2023 | D23 v1 | 2022-10-05 23:19 | Any | Hsp | Ex | CZ01 | cDXHP | Cap-Tons | 680 | 236000 | None | 875 | 0.0806 | 0 | 15.1 | 0.00451 | 0 | [6 empty] | DEER:HVAC_Split-Package_HP | Annual | 20 | [13 empty] | CZ2022 | None
NE-HVAC-airHP-SpltPkg-65to134kBtuh-11p5eer-3p50cop-wPreEcono | DEER2023 | D23 v1 | 2022-10-05 23:19 | Any | Hsp | Ex | CZ02 | cDXHP | Cap-Tons | 680 | 236000 | None | 800 | 0.14 | 0 | 25.1 | 0.015 | 0 | [6 empty] | DEER:HVAC_Split-Package_HP | Annual | 20 | [13 empty] | CZ2022 | None
NE-HVAC-airHP-SpltPkg-65to134kBtuh-11p5eer-3p50cop-wPreEcono | DEER2023 | D23 v1 | 2022-10-05 23:19 | Any | Hsp | Ex | CZ03 | cDXHP | Cap-Tons | 682 | 236000 | None | 677 | 0.113 | 0 | 15.2 | 0.0111 | 0 | [6 empty] | DEER:HVAC_Split-Package_HP | Annual | 20 | [13 empty] | CZ2022 | None
NE-HVAC-airHP-SpltPkg-65to134kBtuh-11p5eer-3p50cop-wPreEcono | DEER2023 | D23 v1 | 2022-10-05 23:19 | Any | Hsp | Ex | CZ04 | cDXHP | Cap-Tons | 684 | 236000 | None | 759 | 0.153 | 0 | 28.3 | 0.0173 | 0 | [6 empty] | DEER:HVAC_Split-Package_HP | Annual | 20 | [13 empty] | CZ2022 | None
NE-HVAC-airHP-SpltPkg-65to134kBtuh-11p5eer-3p50cop-wPreEcono | DEER2023 | D23 v1 | 2022-10-05 23:19 | Any | Hsp | Ex | CZ05 | cDXHP | Cap-Tons | 682 | 236000 | None | 722 | 0.0922 | 0 | 17 | 0.00752 | 0 | [6 empty] | DEER:HVAC_Split-Package_HP | Annual | 20 | [13 empty] | CZ2022 | None
NE-HVAC-airHP-SpltPkg-65to134kBtuh-11p5eer-3p50cop-wPreEcono | DEER2023 | D23 v1 | 2022-10-05 23:19 | Any | Hsp | Ex | CZ06 | cDXHP | Cap-Tons | 686 | 236000 | None | 768 | 0.144 | 0 | 32.2 | 0.0137 | 0 | [6 empty] | DEER:HVAC_Split-Package_HP | Annual | 20 | [13 empty] | CZ2022 | None
NE-HVAC-airHP-SpltPkg-65to134kBtuh-11p5eer-3p50cop-wPreEcono | DEER2023 | D23 v1 | 2022-10-05 23:19 | Any | Hsp | Ex | CZ07 | cDXHP | Cap-Tons | 684 | 236000 | None | 708 | 0.129 | 0 | 27.3 | 0.012 | 0 | [6 empty] | DEER:HVAC_Split-Package_HP | Annual | 20 | [13 empty] | CZ2022 | None
NE-HVAC-airHP-SpltPkg-65to134kBtuh-11p5eer-3p50cop-wPreEcono | DEER2023 | D23 v1 | 2022-10-05 23:19 | Any | Hsp | Ex | CZ08 | cDXHP | Cap-Tons | 687 | 236000 | None | 797 | 0.147 | 0 | 38.9 | 0.0153 | 0 | [6 empty] | DEER:HVAC_Split-Package_HP | Annual | 20 | [13 empty] | CZ2022 | None
NE-HVAC-airHP-SpltPkg-65to134kBtuh-11p5eer-3p50cop-wPreEcono | DEER2023 | D23 v1 | 2022-10-05 23:19 | Any | Hsp | Ex | CZ09 | cDXHP | Cap-Tons | 706 | 236000 | None | 774 | 0.157 | 0 | 36.5 | 0.0172 | 0 | [6 empty] | DEER:HVAC_Split-Package_HP | Annual | 20 | [13 empty] | CZ2022 | None
NE-HVAC-airHP-SpltPkg-65to134kBtuh-11p5eer-3p50cop-wPreEcono | DEER2023 | D23 v1 | 2022-10-05 23:19 | Any | Hsp | Ex | CZ10 | cDXHP | Cap-Tons | 682 | 236000 | None | 792 | 0.152 | 0 | 41.1 | 0.0191 | 0 | [6 empty] | DEER:HVAC_Split-Package_HP | Annual | 20 | [13 empty] | CZ2022 | None
NE-HVAC-airHP-SpltPkg-65to134kBtuh-11p5eer-3p50cop-wPreEcono | DEER2023 | D23 v1 | 2022-10-05 23:19 | Any | Hsp | Ex | CZ11 | cDXHP | Cap-Tons | 687 | 236000 | None | 887 | 0.171 | 0 | 45.1 | 0.0248 | 0 | [6 empty] | DEER:HVAC_Split-Package_HP | Annual | 20 | [13 empty] | CZ2022 | None
NE-HVAC-airHP-SpltPkg-65to134kBtuh-11p5eer-3p50cop-wPreEcono | DEER2023 | D23 v1 | 2022-10-05 23:19 | Any | Hsp | Ex | CZ12 | cDXHP | Cap-Tons | 681 | 236000 | None | 809 | 0.168 | 0 | 34.6 | 0.022 | 0 | [6 empty] | DEER:HVAC_Split-Package_HP | Annual | 20 | [13 empty] | CZ2022 | None
NE-HVAC-airHP-SpltPkg-65to134kBtuh-11p5eer-3p50cop-wPreEcono | DEER2023 | D23 v1 | 2022-10-05 23:19 | Any | Hsp | Ex | CZ13 | cDXHP | Cap-Tons | 688 | 236000 | None | 889 | 0.179 | 0 | 48.6 | 0.0246 | 0 | [6 empty] | DEER:HVAC_Split-Package_HP | Annual | 20 | [13 empty] | CZ2022 | None
NE-HVAC-airHP-SpltPkg-65to134kBtuh-11p5eer-3p50cop-wPreEcono | DEER2023 | D23 v1 | 2022-10-05 23:19 | Any | Hsp | Ex | CZ14 | cDXHP | Cap-Tons | 688 | 236000 | None | 857 | 0.16 | 0 | 44 | 0.022 | 0 | [6 empty] | DEER:HVAC_Split-Package_HP | Annual | 20 | [13 empty] | CZ2022 | None
NE-HVAC-airHP-SpltPkg-65to134kBtuh-11p5eer-3p50cop-wPreEcono | DEER2023 | D23 v1 | 2022-10-05 23:19 | Any | Hsp | Ex | CZ15 | cDXHP | Cap-Tons | 753 | 236000 | None | 871 | 0.18 | 0 | 69.6 | 0.03 | 0 | [6 empty] | DEER:HVAC_Split-Package_HP | Annual | 20 | [13 empty] | CZ2022 | None
NE-HVAC-airHP-SpltPkg-65to134kBtuh-11p5eer-3p50cop-wPreEcono | DEER2023 | D23 v1 | 2022-10-05 23:19 | Any | Hsp | Ex | CZ16 | cDXHP | Cap-Tons | 680 | 236000 | None | 896 | 0.117 | 0 | 31.8 | 0.0115 | 0 | [6 empty] | DEER:HVAC_Split-Package_HP | Annual | 20 | [13 empty] | CZ2022 | None
NE-HVAC-airHP-SpltPkg-65to134kBtuh-11p5eer-3p50cop-wPreEcono | DEER2023 | D23 v1 | 2022-10-05 23:19 | Any | Hsp | Old | CZ01 | cDXHP | Cap-Tons | 683 | 236000 | None | 987 | 0.0915 | 0 | 15.5 | 0.00502 | 0 | [6 empty] | DEER:HVAC_Split-Package_HP | Annual | 20 | [13 empty] | CZ2022 | None
NE-HVAC-airHP-SpltPkg-65to134kBtuh-11p5eer-3p50cop-wPreEcono | DEER2023 | D23 v1 | 2022-10-05 23:19 | Any | Hsp | Old | CZ02 | cDXHP | Cap-Tons | 690 | 236000 | None | 947 | 0.168 | 0 | 26.7 | 0.0159 | 0 | [6 empty] | DEER:HVAC_Split-Package_HP | Annual | 20 | [13 empty] | CZ2022 | None
NE-HVAC-airHP-SpltPkg-65to134kBtuh-11p5eer-3p50cop-wPreEcono | DEER2023 | D23 v1 | 2022-10-05 23:19 | Any | Hsp | Old | CZ03 | cDXHP | Cap-Tons | 686 | 236000 | None | 848 | 0.146 | 0 | 16.1 | 0.0115 | 0 | [6 empty] | DEER:HVAC_Split-Package_HP | Annual | 20 | [13 empty] | CZ2022 | None
NE-HVAC-airHP-SpltPkg-65to134kBtuh-11p5eer-3p50cop-wPreEcono | DEER2023 | D23 v1 | 2022-10-05 23:19 | Any | Hsp | Old | CZ04 | cDXHP | Cap-Tons | 690 | 236000 | None | 902 | 0.185 | 0 | 29.3 | 0.0179 | 0 | [6 empty] | DEER:HVAC_Split-Package_HP | Annual | 20 | [13 empty] | CZ2022 | None
NE-HVAC-airHP-SpltPkg-65to134kBtuh-11p5eer-3p50cop-wPreEcono | DEER2023 | D23 v1 | 2022-10-05 23:19 | Any | Hsp | Old | CZ05 | cDXHP | Cap-Tons | 686 | 236000 | None | 854 | 0.112 | 0 | 17.8 | 0.00781 | 0 | [6 empty] | DEER:HVAC_Split-Package_HP | Annual | 20 | [13 empty] | CZ2022 | None
NE-HVAC-airHP-SpltPkg-65to134kBtuh-11p5eer-3p50cop-wPreEcono | DEER2023 | D23 v1 | 2022-10-05 23:19 | Any | Hsp | Old | CZ06 | cDXHP | Cap-Tons | 691 | 236000 | None | 886 | 0.168 | 0 | 32.9 | 0.014 | 0 | [6 empty] | DEER:HVAC_Split-Package_HP | Annual | 20 | [13 empty] | CZ2022 | None
NE-HVAC-airHP-SpltPkg-65to134kBtuh-11p5eer-3p50cop-wPreEcono | DEER2023 | D23 v1 | 2022-10-05 23:19 | Any | Hsp | Old | CZ07 | cDXHP | Cap-Tons | 689 | 236000 | None | 824 | 0.152 | 0 | 28 | 0.0122 | 0 | [6 empty] | DEER:HVAC_Split-Package_HP | Annual | 20 | [13 empty] | CZ2022 | None
NE-HVAC-airHP-SpltPkg-65to134kBtuh-11p5eer-3p50cop-wPreEcono | DEER2023 | D23 v1 | 2022-10-05 23:19 | Any | Hsp | Old | CZ08 | cDXHP | Cap-Tons | 695 | 236000 | None | 921 | 0.171 | 0 | 39.5 | 0.0155 | 0 | [6 empty] | DEER:HVAC_Split-Package_HP | Annual | 20 | [13 empty] | CZ2022 | None
NE-HVAC-airHP-SpltPkg-65to134kBtuh-11p5eer-3p50cop-wPreEcono | DEER2023 | D23 v1 | 2022-10-05 23:19 | Any | Hsp | Old | CZ09 | cDXHP | Cap-Tons | 719 | 236000 | None | 909 | 0.187 | 0 | 37 | 0.0175 | 0 | [6 empty] | DEER:HVAC_Split-Package_HP | Annual | 20 | [13 empty] | CZ2022 | None
NE-HVAC-airHP-SpltPkg-65to134kBtuh-11p5eer-3p50cop-wPreEcono | DEER2023 | D23 v1 | 2022-10-05 23:19 | Any | Hsp | Old | CZ10 | cDXHP | Cap-Tons | 706 | 236000 | None | 975 | 0.192 | 0 | 42.8 | 0.0197 | 0 | [6 empty] | DEER:HVAC_Split-Package_HP | Annual | 20 | [13 empty] | CZ2022 | None
NE-HVAC-airHP-SpltPkg-65to134kBtuh-11p5eer-3p50cop-wPreEcono | DEER2023 | D23 v1 | 2022-10-05 23:19 | Any | Hsp | Old | CZ11 | cDXHP | Cap-Tons | 715 | 236000 | None | 1030 | 0.203 | 0 | 47.2 | 0.0258 | 0 | [6 empty] | DEER:HVAC_Split-Package_HP | Annual | 20 | [13 empty] | CZ2022 | None
NE-HVAC-airHP-SpltPkg-65to134kBtuh-11p5eer-3p50cop-wPreEcono | DEER2023 | D23 v1 | 2022-10-05 23:19 | Any | Hsp | Old | CZ12 | cDXHP | Cap-Tons | 699 | 236000 | None | 968 | 0.204 | 0 | 36.2 | 0.0229 | 0 | [6 empty] | DEER:HVAC_Split-Package_HP | Annual | 20 | [13 empty] | CZ2022 | None
NE-HVAC-airHP-SpltPkg-65to134kBtuh-11p5eer-3p50cop-wPreEcono | DEER2023 | D23 v1 | 2022-10-05 23:19 | Any | Hsp | Old | CZ13 | cDXHP | Cap-Tons | 718 | 236000 | None | 1030 | 0.212 | 0 | 50.4 | 0.0254 | 0 | [6 empty] | DEER:HVAC_Split-Package_HP | Annual | 20 | [13 empty] | CZ2022 | None
NE-HVAC-airHP-SpltPkg-65to134kBtuh-11p5eer-3p50cop-wPreEcono | DEER2023 | D23 v1 | 2022-10-05 23:19 | Any | Hsp | Old | CZ14 | cDXHP | Cap-Tons | 720 | 236000 | None | 1030 | 0.199 | 0 | 45.9 | 0.0228 | 0 | [6 empty] | DEER:HVAC_Split-Package_HP | Annual | 20 | [13 empty] | CZ2022 | None
NE-HVAC-airHP-SpltPkg-65to134kBtuh-11p5eer-3p50cop-wPreEcono | DEER2023 | D23 v1 | 2022-10-05 23:19 | Any | Hsp | Old | CZ15 | cDXHP | Cap-Tons | 794 | 236000 | None | 1090 | 0.227 | 0 | 71.4 | 0.0308 | 0 | [6 empty] | DEER:HVAC_Split-Package_HP | Annual | 20 | [13 empty] | CZ2022 | None
NE-HVAC-airHP-SpltPkg-65to134kBtuh-11p5eer-3p50cop-wPreEcono | DEER2023 | D23 v1 | 2022-10-05 23:19 | Any | Hsp | Old | CZ16 | cDXHP | Cap-Tons | 688 | 236000 | None | 1100 | 0.147 | 0 | 34.6 | 0.0125 | 0 | [6 empty] | DEER:HVAC_Split-Package_HP | Annual | 20 | [13 empty] | CZ2022 | None
NE-HVAC-airHP-SpltPkg-65to134kBtuh-11p5eer-3p50cop-wPreEcono | DEER2023 | D23 v1 | 2022-10-05 23:19 | Any | Hsp | Rec | CZ01 | cDXHP | Cap-Tons | 680 | 236000 | None | 29.8 | 0.00587 | 0 | 15.1 | 0.00412 | 0 | [6 empty] | DEER:HVAC_Split-Package_HP | Annual | 20 | [13 empty] | CZ2022 | None
NE-HVAC-airHP-SpltPkg-65to134kBtuh-11p5eer-3p50cop-wPreEcono | DEER2023 | D23 v1 | 2022-10-05 23:19 | Any | Hsp | Rec | CZ02 | cDXHP | Cap-Tons | 680 | 236000 | None | 40 | 0.0204 | 0 | 24.5 | 0.0143 | 0 | [6 empty] | DEER:HVAC_Split-Package_HP | Annual | 20 | [13 empty] | CZ2022 | None
NE-HVAC-airHP-SpltPkg-65to134kBtuh-11p5eer-3p50cop-wPreEcono | DEER2023 | D23 v1 | 2022-10-05 23:19 | Any | Hsp | Rec | CZ03 | cDXHP | Cap-Tons | 680 | 236000 | None | 24.3 | 0.0147 | 0 | 14.3 | 0.0103 | 0 | [6 empty] | DEER:HVAC_Split-Package_HP | Annual | 20 | [13 empty] | CZ2022 | None
NE-HVAC-airHP-SpltPkg-65to134kBtuh-11p5eer-3p50cop-wPreEcono | DEER2023 | D23 v1 | 2022-10-05 23:19 | Any | Hsp | Rec | CZ04 | cDXHP | Cap-Tons | 680 | 236000 | None | 40.8 | 0.023 | 0 | 26.4 | 0.0162 | 0 | [6 empty] | DEER:HVAC_Split-Package_HP | Annual | 20 | [13 empty] | CZ2022 | None
NE-HVAC-airHP-SpltPkg-65to134kBtuh-11p5eer-3p50cop-wPreEcono | DEER2023 | D23 v1 | 2022-10-05 23:19 | Any | Hsp | Rec | CZ05 | cDXHP | Cap-Tons | 680 | 236000 | None | 26 | 0.00979 | 0 | 15.8 | 0.00689 | 0 | [6 empty] | DEER:HVAC_Split-Package_HP | Annual | 20 | [13 empty] | CZ2022 | None
NE-HVAC-airHP-SpltPkg-65to134kBtuh-11p5eer-3p50cop-wPreEcono | DEER2023 | D23 v1 | 2022-10-05 23:19 | Any | Hsp | Rec | CZ06 | cDXHP | Cap-Tons | 680 | 236000 | None | 43.5 | 0.0182 | 0 | 29.5 | 0.0128 | 0 | [6 empty] | DEER:HVAC_Split-Package_HP | Annual | 20 | [13 empty] | CZ2022 | None
NE-HVAC-airHP-SpltPkg-65to134kBtuh-11p5eer-3p50cop-wPreEcono | DEER2023 | D23 v1 | 2022-10-05 23:19 | Any | Hsp | Rec | CZ07 | cDXHP | Cap-Tons | 680 | 236000 | None | 36.3 | 0.016 | 0 | 24.8 | 0.0112 | 0 | [6 empty] | DEER:HVAC_Split-Package_HP | Annual | 20 | [13 empty] | CZ2022 | None
NE-HVAC-airHP-SpltPkg-65to134kBtuh-11p5eer-3p50cop-wPreEcono | DEER2023 | D23 v1 | 2022-10-05 23:19 | Any | Hsp | Rec | CZ08 | cDXHP | Cap-Tons | 680 | 236000 | None | 52.4 | 0.0203 | 0 | 36 | 0.0143 | 0 | [6 empty] | DEER:HVAC_Split-Package_HP | Annual | 20 | [13 empty] | CZ2022 | None
NE-HVAC-airHP-SpltPkg-65to134kBtuh-11p5eer-3p50cop-wPreEcono | DEER2023 | D23 v1 | 2022-10-05 23:19 | Any | Hsp | Rec | CZ09 | cDXHP | Cap-Tons | 684 | 236000 | None | 50.3 | 0.0234 | 0 | 34.2 | 0.0164 | 0 | [6 empty] | DEER:HVAC_Split-Package_HP | Annual | 20 | [13 empty] | CZ2022 | None
NE-HVAC-airHP-SpltPkg-65to134kBtuh-11p5eer-3p50cop-wPreEcono | DEER2023 | D23 v1 | 2022-10-05 23:19 | Any | Hsp | Rec | CZ10 | cDXHP | Cap-Tons | 681 | 236000 | None | 58.6 | 0.026 | 0 | 39.6 | 0.0183 | 0 | [6 empty] | DEER:HVAC_Split-Package_HP | Annual | 20 | [13 empty] | CZ2022 | None
NE-HVAC-airHP-SpltPkg-65to134kBtuh-11p5eer-3p50cop-wPreEcono | DEER2023 | D23 v1 | 2022-10-05 23:19 | Any | Hsp | Rec | CZ11 | cDXHP | Cap-Tons | 680 | 236000 | None | 63.8 | 0.0327 | 0 | 42 | 0.023 | 0 | [6 empty] | DEER:HVAC_Split-Package_HP | Annual | 20 | [13 empty] | CZ2022 | None
NE-HVAC-airHP-SpltPkg-65to134kBtuh-11p5eer-3p50cop-wPreEcono | DEER2023 | D23 v1 | 2022-10-05 23:19 | Any | Hsp | Rec | CZ12 | cDXHP | Cap-Tons | 680 | 236000 | None | 51.3 | 0.0295 | 0 | 33 | 0.0208 | 0 | [6 empty] | DEER:HVAC_Split-Package_HP | Annual | 20 | [13 empty] | CZ2022 | None
NE-HVAC-airHP-SpltPkg-65to134kBtuh-11p5eer-3p50cop-wPreEcono | DEER2023 | D23 v1 | 2022-10-05 23:19 | Any | Hsp | Rec | CZ13 | cDXHP | Cap-Tons | 681 | 236000 | None | 68.6 | 0.0328 | 0 | 45.7 | 0.0231 | 0 | [6 empty] | DEER:HVAC_Split-Package_HP | Annual | 20 | [13 empty] | CZ2022 | None
NE-HVAC-airHP-SpltPkg-65to134kBtuh-11p5eer-3p50cop-wPreEcono | DEER2023 | D23 v1 | 2022-10-05 23:19 | Any | Hsp | Rec | CZ14 | cDXHP | Cap-Tons | 680 | 236000 | None | 63.1 | 0.0291 | 0 | 41.3 | 0.0205 | 0 | [6 empty] | DEER:HVAC_Split-Package_HP | Annual | 20 | [13 empty] | CZ2022 | None
NE-HVAC-airHP-SpltPkg-65to134kBtuh-11p5eer-3p50cop-wPreEcono | DEER2023 | D23 v1 | 2022-10-05 23:19 | Any | Hsp | Rec | CZ15 | cDXHP | Cap-Tons | 725 | 236000 | None | 95.5 | 0.0409 | 0 | 66.8 | 0.0287 | 0 | [6 empty] | DEER:HVAC_Split-Package_HP | Annual | 20 | [13 empty] | CZ2022 | None
NE-HVAC-airHP-SpltPkg-65to134kBtuh-11p5eer-3p50cop-wPreEcono | DEER2023 | D23 v1 | 2022-10-05 23:19 | Any | Hsp | Rec | CZ16 | cDXHP | Cap-Tons | 680 | 236000 | None | 51.9 | 0.015 | 0 | 29.1 | 0.0106 | 0 | [6 empty] | DEER:HVAC_Split-Package_HP | Annual | 20 | [13 empty] | CZ2022 | None
NE-HVAC-airHP-SpltPkg-65to134kBtuh-11p5eer-3p50cop-wPreEcono | DEER2023 | D23 v1 | 2022-10-05 23:19 | Any | Htl | Ex | CZ01 | cDXHP | Cap-Tons | 63.2 | 140000 | None | 780 | 0.0833 | 0 | 43.4 | 0.00655 | 0 | [6 empty] | DEER:HVAC_Split-Package_HP | Annual | 20 | [13 empty] | CZ2022 | None
NE-HVAC-airHP-SpltPkg-65to134kBtuh-11p5eer-3p50cop-wPreEcono | DEER2023 | D23 v1 | 2022-10-05 23:19 | Any | Htl | Ex | CZ02 | cDXHP | Cap-Tons | 60.1 | 140000 | None | 727 | 0.133 | 0 | 49.7 | 0.0235 | 0 | [6 empty] | DEER:HVAC_Split-Package_HP | Annual | 20 | [13 empty] | CZ2022 | None
NE-HVAC-airHP-SpltPkg-65to134kBtuh-11p5eer-3p50cop-wPreEcono | DEER2023 | D23 v1 | 2022-10-05 23:19 | Any | Htl | Ex | CZ03 | cDXHP | Cap-Tons | 68.3 | 140000 | None | 645 | 0.126 | 0 | 31.9 | 0.0137 | 0 | [6 empty] | DEER:HVAC_Split-Package_HP | Annual | 20 | [13 empty] | CZ2022 | None
NE-HVAC-airHP-SpltPkg-65to134kBtuh-11p5eer-3p50cop-wPreEcono | DEER2023 | D23 v1 | 2022-10-05 23:19 | Any | Htl | Ex | CZ04 | cDXHP | Cap-Tons | 62.8 | 140000 | None | 646 | 0.143 | 0 | 48 | 0.0258 | 0 | [6 empty] | DEER:HVAC_Split-Package_HP | Annual | 20 | [13 empty] | CZ2022 | None
NE-HVAC-airHP-SpltPkg-65to134kBtuh-11p5eer-3p50cop-wPreEcono | DEER2023 | D23 v1 | 2022-10-05 23:19 | Any | Htl | Ex | CZ05 | cDXHP | Cap-Tons | 67.2 | 140000 | None | 582 | 0.0859 | 0 | 33.9 | 0.00898 | 0 | [6 empty] | DEER:HVAC_Split-Package_HP | Annual | 20 | [13 empty] | CZ2022 | None
NE-HVAC-airHP-SpltPkg-65to134kBtuh-11p5eer-3p50cop-wPreEcono | DEER2023 | D23 v1 | 2022-10-05 23:19 | Any | Htl | Ex | CZ06 | cDXHP | Cap-Tons | 70.9 | 140000 | None | 592 | 0.13 | 0 | 41.5 | 0.0169 | 0 | [6 empty] | DEER:HVAC_Split-Package_HP | Annual | 20 | [13 empty] | CZ2022 | None
NE-HVAC-airHP-SpltPkg-65to134kBtuh-11p5eer-3p50cop-wPreEcono | DEER2023 | D23 v1 | 2022-10-05 23:19 | Any | Htl | Ex | CZ07 | cDXHP | Cap-Tons | 69.5 | 140000 | None | 540 | 0.109 | 0 | 34.5 | 0.014 | 0 | [6 empty] | DEER:HVAC_Split-Package_HP | Annual | 20 | [13 empty] | CZ2022 | None
NE-HVAC-airHP-SpltPkg-65to134kBtuh-11p5eer-3p50cop-wPreEcono | DEER2023 | D23 v1 | 2022-10-05 23:19 | Any | Htl | Ex | CZ08 | cDXHP | Cap-Tons | 61.7 | 140000 | None | 663 | 0.143 | 0 | 56.5 | 0.0214 | 0 | [6 empty] | DEER:HVAC_Split-Package_HP | Annual | 20 | [13 empty] | CZ2022 | None
NE-HVAC-airHP-SpltPkg-65to134kBtuh-11p5eer-3p50cop-wPreEcono | DEER2023 | D23 v1 | 2022-10-05 23:19 | Any | Htl | Ex | CZ09 | cDXHP | Cap-Tons | 79.5 | 140000 | None | 631 | 0.149 | 0 | 45.8 | 0.0215 | 0 | [6 empty] | DEER:HVAC_Split-Package_HP | Annual | 20 | [13 empty] | CZ2022 | None
NE-HVAC-airHP-SpltPkg-65to134kBtuh-11p5eer-3p50cop-wPreEcono | DEER2023 | D23 v1 | 2022-10-05 23:19 | Any | Htl | Ex | CZ10 | cDXHP | Cap-Tons | 70.2 | 140000 | None | 694 | 0.153 | 0 | 57.4 | 0.0255 | 0 | [6 empty] | DEER:HVAC_Split-Package_HP | Annual | 20 | [13 empty] | CZ2022 | None
NE-HVAC-airHP-SpltPkg-65to134kBtuh-11p5eer-3p50cop-wPreEcono | DEER2023 | D23 v1 | 2022-10-05 23:19 | Any | Htl | Ex | CZ11 | cDXHP | Cap-Tons | 76 | 140000 | None | 754 | 0.149 | 0 | 63.6 | 0.034 | 0 | [6 empty] | DEER:HVAC_Split-Package_HP | Annual | 20 | [13 empty] | CZ2022 | None
NE-HVAC-airHP-SpltPkg-65to134kBtuh-11p5eer-3p50cop-wPreEcono | DEER2023 | D23 v1 | 2022-10-05 23:19 | Any | Htl | Ex | CZ12 | cDXHP | Cap-Tons | 68.2 | 140000 | None | 704 | 0.147 | 0 | 54.4 | 0.0321 | 0 | [6 empty] | DEER:HVAC_Split-Package_HP | Annual | 20 | [13 empty] | CZ2022 | None
NE-HVAC-airHP-SpltPkg-65to134kBtuh-11p5eer-3p50cop-wPreEcono | DEER2023 | D23 v1 | 2022-10-05 23:19 | Any | Htl | Ex | CZ13 | cDXHP | Cap-Tons | 77.4 | 140000 | None | 743 | 0.157 | 0 | 64.9 | 0.0327 | 0 | [6 empty] | DEER:HVAC_Split-Package_HP | Annual | 20 | [13 empty] | CZ2022 | None
NE-HVAC-airHP-SpltPkg-65to134kBtuh-11p5eer-3p50cop-wPreEcono | DEER2023 | D23 v1 | 2022-10-05 23:19 | Any | Htl | Ex | CZ14 | cDXHP | Cap-Tons | 77.8 | 140000 | None | 737 | 0.149 | 0 | 60.6 | 0.029 | 0 | [6 empty] | DEER:HVAC_Split-Package_HP | Annual | 20 | [13 empty] | CZ2022 | None
NE-HVAC-airHP-SpltPkg-65to134kBtuh-11p5eer-3p50cop-wPreEcono | DEER2023 | D23 v1 | 2022-10-05 23:19 | Any | Htl | Ex | CZ15 | cDXHP | Cap-Tons | 105 | 140000 | None | 803 | 0.183 | 0 | 73.7 | 0.0342 | 0 | [6 empty] | DEER:HVAC_Split-Package_HP | Annual | 20 | [13 empty] | CZ2022 | None
NE-HVAC-airHP-SpltPkg-65to134kBtuh-11p5eer-3p50cop-wPreEcono | DEER2023 | D23 v1 | 2022-10-05 23:19 | Any | Htl | Ex | CZ16 | cDXHP | Cap-Tons | 68.5 | 140000 | None | 811 | 0.113 | 0 | 57.2 | 0.0151 | 0 | [6 empty] | DEER:HVAC_Split-Package_HP | Annual | 20 | [13 empty] | CZ2022 | None
NE-HVAC-airHP-SpltPkg-65to134kBtuh-11p5eer-3p50cop-wPreEcono | DEER2023 | D23 v1 | 2022-10-05 23:19 | Any | Htl | Old | CZ01 | cDXHP | Cap-Tons | 82.7 | 140000 | None | 821 | 0.0972 | 0 | 36.3 | 0.00658 | 0 | [6 empty] | DEER:HVAC_Split-Package_HP | Annual | 20 | [13 empty] | CZ2022 | None
NE-HVAC-airHP-SpltPkg-65to134kBtuh-11p5eer-3p50cop-wPreEcono | DEER2023 | D23 v1 | 2022-10-05 23:19 | Any | Htl | Old | CZ02 | cDXHP | Cap-Tons | 74.6 | 140000 | None | 821 | 0.158 | 0 | 50.4 | 0.0237 | 0 | [6 empty] | DEER:HVAC_Split-Package_HP | Annual | 20 | [13 empty] | CZ2022 | None
NE-HVAC-airHP-SpltPkg-65to134kBtuh-11p5eer-3p50cop-wPreEcono | DEER2023 | D23 v1 | 2022-10-05 23:19 | Any | Htl | Old | CZ03 | cDXHP | Cap-Tons | 88.1 | 140000 | None | 704 | 0.141 | 0 | 30.3 | 0.0136 | 0 | [6 empty] | DEER:HVAC_Split-Package_HP | Annual | 20 | [13 empty] | CZ2022 | None
NE-HVAC-airHP-SpltPkg-65to134kBtuh-11p5eer-3p50cop-wPreEcono | DEER2023 | D23 v1 | 2022-10-05 23:19 | Any | Htl | Old | CZ04 | cDXHP | Cap-Tons | 75.9 | 140000 | None | 759 | 0.171 | 0 | 49.3 | 0.0259 | 0 | [6 empty] | DEER:HVAC_Split-Package_HP | Annual | 20 | [13 empty] | CZ2022 | None
NE-HVAC-airHP-SpltPkg-65to134kBtuh-11p5eer-3p50cop-wPreEcono | DEER2023 | D23 v1 | 2022-10-05 23:19 | Any | Htl | Old | CZ05 | cDXHP | Cap-Tons | 87.5 | 140000 | None | 686 | 0.109 | 0 | 32.6 | 0.00889 | 0 | [6 empty] | DEER:HVAC_Split-Package_HP | Annual | 20 | [13 empty] | CZ2022 | None
NE-HVAC-airHP-SpltPkg-65to134kBtuh-11p5eer-3p50cop-wPreEcono | DEER2023 | D23 v1 | 2022-10-05 23:19 | Any | Htl | Old | CZ06 | cDXHP | Cap-Tons | 90.7 | 140000 | None | 705 | 0.153 | 0 | 40.4 | 0.0159 | 0 | [6 empty] | DEER:HVAC_Split-Package_HP | Annual | 20 | [13 empty] | CZ2022 | None
NE-HVAC-airHP-SpltPkg-65to134kBtuh-11p5eer-3p50cop-wPreEcono | DEER2023 | D23 v1 | 2022-10-05 23:19 | Any | Htl | Old | CZ07 | cDXHP | Cap-Tons | 88.7 | 140000 | None | 662 | 0.134 | 0 | 33.8 | 0.0131 | 0 | [6 empty] | DEER:HVAC_Split-Package_HP | Annual | 20 | [13 empty] | CZ2022 | None
NE-HVAC-airHP-SpltPkg-65to134kBtuh-11p5eer-3p50cop-wPreEcono | DEER2023 | D23 v1 | 2022-10-05 23:19 | Any | Htl | Old | CZ08 | cDXHP | Cap-Tons | 75 | 140000 | None | 781 | 0.166 | 0 | 56.8 | 0.021 | 0 | [6 empty] | DEER:HVAC_Split-Package_HP | Annual | 20 | [13 empty] | CZ2022 | None
NE-HVAC-airHP-SpltPkg-65to134kBtuh-11p5eer-3p50cop-wPreEcono | DEER2023 | D23 v1 | 2022-10-05 23:19 | Any | Htl | Old | CZ09 | cDXHP | Cap-Tons | 93.3 | 140000 | None | 768 | 0.181 | 0 | 47.7 | 0.0217 | 0 | [6 empty] | DEER:HVAC_Split-Package_HP | Annual | 20 | [13 empty] | CZ2022 | None
NE-HVAC-airHP-SpltPkg-65to134kBtuh-11p5eer-3p50cop-wPreEcono | DEER2023 | D23 v1 | 2022-10-05 23:19 | Any | Htl | Old | CZ10 | cDXHP | Cap-Tons | 86.4 | 140000 | None | 825 | 0.182 | 0 | 58.7 | 0.025 | 0 | [6 empty] | DEER:HVAC_Split-Package_HP | Annual | 20 | [13 empty] | CZ2022 | None
NE-HVAC-airHP-SpltPkg-65to134kBtuh-11p5eer-3p50cop-wPreEcono | DEER2023 | D23 v1 | 2022-10-05 23:19 | Any | Htl | Old | CZ11 | cDXHP | Cap-Tons | 92.2 | 140000 | None | 881 | 0.181 | 0 | 64.1 | 0.0337 | 0 | [6 empty] | DEER:HVAC_Split-Package_HP | Annual | 20 | [13 empty] | CZ2022 | None
NE-HVAC-airHP-SpltPkg-65to134kBtuh-11p5eer-3p50cop-wPreEcono | DEER2023 | D23 v1 | 2022-10-05 23:19 | Any | Htl | Old | CZ12 | cDXHP | Cap-Tons | 82.6 | 140000 | None | 824 | 0.18 | 0 | 54.9 | 0.0316 | 0 | [6 empty] | DEER:HVAC_Split-Package_HP | Annual | 20 | [13 empty] | CZ2022 | None
NE-HVAC-airHP-SpltPkg-65to134kBtuh-11p5eer-3p50cop-wPreEcono | DEER2023 | D23 v1 | 2022-10-05 23:19 | Any | Htl | Old | CZ13 | cDXHP | Cap-Tons | 93.6 | 140000 | None | 878 | 0.19 | 0 | 65.2 | 0.0324 | 0 | [6 empty] | DEER:HVAC_Split-Package_HP | Annual | 20 | [13 empty] | CZ2022 | None
NE-HVAC-airHP-SpltPkg-65to134kBtuh-11p5eer-3p50cop-wPreEcono | DEER2023 | D23 v1 | 2022-10-05 23:19 | Any | Htl | Old | CZ14 | cDXHP | Cap-Tons | 92.6 | 140000 | None | 872 | 0.185 | 0 | 61.2 | 0.0289 | 0 | [6 empty] | DEER:HVAC_Split-Package_HP | Annual | 20 | [13 empty] | CZ2022 | None
NE-HVAC-airHP-SpltPkg-65to134kBtuh-11p5eer-3p50cop-wPreEcono | DEER2023 | D23 v1 | 2022-10-05 23:19 | Any | Htl | Old | CZ15 | cDXHP | Cap-Tons | 121 | 140000 | None | 963 | 0.221 | 0 | 75.3 | 0.034 | 0 | [6 empty] | DEER:HVAC_Split-Package_HP | Annual | 20 | [13 empty] | CZ2022 | None
NE-HVAC-airHP-SpltPkg-65to134kBtuh-11p5eer-3p50cop-wPreEcono | DEER2023 | D23 v1 | 2022-10-05 23:19 | Any | Htl | Old | CZ16 | cDXHP | Cap-Tons | 90.7 | 140000 | None | 916 | 0.145 | 0 | 51.5 | 0.0145 | 0 | [6 empty] | DEER:HVAC_Split-Package_HP | Annual | 20 | [13 empty] | CZ2022 | None
NE-HVAC-airHP-SpltPkg-65to134kBtuh-11p5eer-3p50cop-wPreEcono | DEER2023 | D23 v1 | 2022-10-05 23:19 | Any | Htl | Rec | CZ01 | cDXHP | Cap-Tons | 57.4 | 140000 | None | 93 | 0.00924 | 0 | 45.6 | 0.00623 | 0 | [6 empty] | DEER:HVAC_Split-Package_HP | Annual | 20 | [13 empty] | CZ2022 | None
NE-HVAC-airHP-SpltPkg-65to134kBtuh-11p5eer-3p50cop-wPreEcono | DEER2023 | D23 v1 | 2022-10-05 23:19 | Any | Htl | Rec | CZ02 | cDXHP | Cap-Tons | 56.3 | 140000 | None | 87.2 | 0.0331 | 0 | 49.8 | 0.0233 | 0 | [6 empty] | DEER:HVAC_Split-Package_HP | Annual | 20 | [13 empty] | CZ2022 | None
NE-HVAC-airHP-SpltPkg-65to134kBtuh-11p5eer-3p50cop-wPreEcono | DEER2023 | D23 v1 | 2022-10-05 23:19 | Any | Htl | Rec | CZ03 | cDXHP | Cap-Tons | 60.1 | 140000 | None | 62.1 | 0.0196 | 0 | 33.2 | 0.0138 | 0 | [6 empty] | DEER:HVAC_Split-Package_HP | Annual | 20 | [13 empty] | CZ2022 | None
NE-HVAC-airHP-SpltPkg-65to134kBtuh-11p5eer-3p50cop-wPreEcono | DEER2023 | D23 v1 | 2022-10-05 23:19 | Any | Htl | Rec | CZ04 | cDXHP | Cap-Tons | 57.7 | 140000 | None | 78.2 | 0.0365 | 0 | 47.4 | 0.0256 | 0 | [6 empty] | DEER:HVAC_Split-Package_HP | Annual | 20 | [13 empty] | CZ2022 | None
NE-HVAC-airHP-SpltPkg-65to134kBtuh-11p5eer-3p50cop-wPreEcono | DEER2023 | D23 v1 | 2022-10-05 23:19 | Any | Htl | Rec | CZ05 | cDXHP | Cap-Tons | 59.6 | 140000 | None | 63.5 | 0.0129 | 0 | 34.9 | 0.00908 | 0 | [6 empty] | DEER:HVAC_Split-Package_HP | Annual | 20 | [13 empty] | CZ2022 | None
NE-HVAC-airHP-SpltPkg-65to134kBtuh-11p5eer-3p50cop-wPreEcono | DEER2023 | D23 v1 | 2022-10-05 23:19 | Any | Htl | Rec | CZ06 | cDXHP | Cap-Tons | 62.5 | 140000 | None | 65.2 | 0.0244 | 0 | 41.5 | 0.0172 | 0 | [6 empty] | DEER:HVAC_Split-Package_HP | Annual | 20 | [13 empty] | CZ2022 | None
NE-HVAC-airHP-SpltPkg-65to134kBtuh-11p5eer-3p50cop-wPreEcono | DEER2023 | D23 v1 | 2022-10-05 23:19 | Any | Htl | Rec | CZ07 | cDXHP | Cap-Tons | 61.7 | 140000 | None | 54.3 | 0.0201 | 0 | 34.5 | 0.0141 | 0 | [6 empty] | DEER:HVAC_Split-Package_HP | Annual | 20 | [13 empty] | CZ2022 | None
NE-HVAC-airHP-SpltPkg-65to134kBtuh-11p5eer-3p50cop-wPreEcono | DEER2023 | D23 v1 | 2022-10-05 23:19 | Any | Htl | Rec | CZ08 | cDXHP | Cap-Tons | 55.3 | 140000 | None | 84.1 | 0.0308 | 0 | 55.8 | 0.0217 | 0 | [6 empty] | DEER:HVAC_Split-Package_HP | Annual | 20 | [13 empty] | CZ2022 | None
NE-HVAC-airHP-SpltPkg-65to134kBtuh-11p5eer-3p50cop-wPreEcono | DEER2023 | D23 v1 | 2022-10-05 23:19 | Any | Htl | Rec | CZ09 | cDXHP | Cap-Tons | 72.9 | 140000 | None | 69.2 | 0.0303 | 0 | 44.8 | 0.0214 | 0 | [6 empty] | DEER:HVAC_Split-Package_HP | Annual | 20 | [13 empty] | CZ2022 | None
NE-HVAC-airHP-SpltPkg-65to134kBtuh-11p5eer-3p50cop-wPreEcono | DEER2023 | D23 v1 | 2022-10-05 23:19 | Any | Htl | Rec | CZ10 | cDXHP | Cap-Tons | 65.7 | 140000 | None | 87.4 | 0.0361 | 0 | 56.7 | 0.0254 | 0 | [6 empty] | DEER:HVAC_Split-Package_HP | Annual | 20 | [13 empty] | CZ2022 | None
NE-HVAC-airHP-SpltPkg-65to134kBtuh-11p5eer-3p50cop-wPreEcono | DEER2023 | D23 v1 | 2022-10-05 23:19 | Any | Htl | Rec | CZ11 | cDXHP | Cap-Tons | 69.4 | 140000 | None | 100 | 0.0479 | 0 | 62.9 | 0.0337 | 0 | [6 empty] | DEER:HVAC_Split-Package_HP | Annual | 20 | [13 empty] | CZ2022 | None
NE-HVAC-airHP-SpltPkg-65to134kBtuh-11p5eer-3p50cop-wPreEcono | DEER2023 | D23 v1 | 2022-10-05 23:19 | Any | Htl | Rec | CZ12 | cDXHP | Cap-Tons | 63.3 | 140000 | None | 89 | 0.0454 | 0 | 54.2 | 0.032 | 0 | [6 empty] | DEER:HVAC_Split-Package_HP | Annual | 20 | [13 empty] | CZ2022 | None
NE-HVAC-airHP-SpltPkg-65to134kBtuh-11p5eer-3p50cop-wPreEcono | DEER2023 | D23 v1 | 2022-10-05 23:19 | Any | Htl | Rec | CZ13 | cDXHP | Cap-Tons | 71.6 | 140000 | None | 100 | 0.046 | 0 | 64.2 | 0.0323 | 0 | [6 empty] | DEER:HVAC_Split-Package_HP | Annual | 20 | [13 empty] | CZ2022 | None
NE-HVAC-airHP-SpltPkg-65to134kBtuh-11p5eer-3p50cop-wPreEcono | DEER2023 | D23 v1 | 2022-10-05 23:19 | Any | Htl | Rec | CZ14 | cDXHP | Cap-Tons | 71.3 | 140000 | None | 95.1 | 0.0406 | 0 | 59.5 | 0.0286 | 0 | [6 empty] | DEER:HVAC_Split-Package_HP | Annual | 20 | [13 empty] | CZ2022 | None
NE-HVAC-airHP-SpltPkg-65to134kBtuh-11p5eer-3p50cop-wPreEcono | DEER2023 | D23 v1 | 2022-10-05 23:19 | Any | Htl | Rec | CZ15 | cDXHP | Cap-Tons | 97.1 | 140000 | None | 105 | 0.0475 | 0 | 72.3 | 0.0334 | 0 | [6 empty] | DEER:HVAC_Split-Package_HP | Annual | 20 | [13 empty] | CZ2022 | None
NE-HVAC-airHP-SpltPkg-65to134kBtuh-11p5eer-3p50cop-wPreEcono | DEER2023 | D23 v1 | 2022-10-05 23:19 | Any | Htl | Rec | CZ16 | cDXHP | Cap-Tons | 61.5 | 140000 | None | 109 | 0.0211 | 0 | 57.8 | 0.0149 | 0 | [6 empty] | DEER:HVAC_Split-Package_HP | Annual | 20 | [13 empty] | CZ2022 | None
NE-HVAC-airHP-SpltPkg-65to134kBtuh-11p5eer-3p50cop-wPreEcono | DEER2023 | D23 v1 | 2022-10-05 23:19 | Any | MBT | Ex | CZ01 | cDXHP | Cap-Tons | 322 | 200000 | None | 295 | 0.0682 | 0 | 16.3 | 0.00551 | 0 | [6 empty] | DEER:HVAC_Split-Package_HP | Annual | 20 | [13 empty] | CZ2022 | None
NE-HVAC-airHP-SpltPkg-65to134kBtuh-11p5eer-3p50cop-wPreEcono | DEER2023 | D23 v1 | 2022-10-05 23:19 | Any | MBT | Ex | CZ02 | cDXHP | Cap-Tons | 340 | 200000 | None | 325 | 0.128 | 0 | 26.8 | 0.0159 | 0 | [6 empty] | DEER:HVAC_Split-Package_HP | Annual | 20 | [13 empty] | CZ2022 | None
NE-HVAC-airHP-SpltPkg-65to134kBtuh-11p5eer-3p50cop-wPreEcono | DEER2023 | D23 v1 | 2022-10-05 23:19 | Any | MBT | Ex | CZ03 | cDXHP | Cap-Tons | 350 | 200000 | None | 266 | 0.106 | 0 | 18.7 | 0.0104 | 0 | [6 empty] | DEER:HVAC_Split-Package_HP | Annual | 20 | [13 empty] | CZ2022 | None
NE-HVAC-airHP-SpltPkg-65to134kBtuh-11p5eer-3p50cop-wPreEcono | DEER2023 | D23 v1 | 2022-10-05 23:19 | Any | MBT | Ex | CZ04 | cDXHP | Cap-Tons | 351 | 200000 | None | 304 | 0.134 | 0 | 29.5 | 0.0174 | 0 | [6 empty] | DEER:HVAC_Split-Package_HP | Annual | 20 | [13 empty] | CZ2022 | None
NE-HVAC-airHP-SpltPkg-65to134kBtuh-11p5eer-3p50cop-wPreEcono | DEER2023 | D23 v1 | 2022-10-05 23:19 | Any | MBT | Ex | CZ05 | cDXHP | Cap-Tons | 348 | 200000 | None | 258 | 0.0821 | 0 | 21.5 | 0.00739 | 0 | [6 empty] | DEER:HVAC_Split-Package_HP | Annual | 20 | [13 empty] | CZ2022 | None
NE-HVAC-airHP-SpltPkg-65to134kBtuh-11p5eer-3p50cop-wPreEcono | DEER2023 | D23 v1 | 2022-10-05 23:19 | Any | MBT | Ex | CZ06 | cDXHP | Cap-Tons | 379 | 200000 | None | 295 | 0.109 | 0 | 31.6 | 0.0121 | 0 | [6 empty] | DEER:HVAC_Split-Package_HP | Annual | 20 | [13 empty] | CZ2022 | None
NE-HVAC-airHP-SpltPkg-65to134kBtuh-11p5eer-3p50cop-wPreEcono | DEER2023 | D23 v1 | 2022-10-05 23:19 | Any | MBT | Ex | CZ07 | cDXHP | Cap-Tons | 371 | 200000 | None | 264 | 0.0962 | 0 | 27.1 | 0.0104 | 0 | [6 empty] | DEER:HVAC_Split-Package_HP | Annual | 20 | [13 empty] | CZ2022 | None
NE-HVAC-airHP-SpltPkg-65to134kBtuh-11p5eer-3p50cop-wPreEcono | DEER2023 | D23 v1 | 2022-10-05 23:19 | Any | MBT | Ex | CZ08 | cDXHP | Cap-Tons | 384 | 200000 | None | 328 | 0.12 | 0 | 37 | 0.0144 | 0 | [6 empty] | DEER:HVAC_Split-Package_HP | Annual | 20 | [13 empty] | CZ2022 | None
NE-HVAC-airHP-SpltPkg-65to134kBtuh-11p5eer-3p50cop-wPreEcono | DEER2023 | D23 v1 | 2022-10-05 23:19 | Any | MBT | Ex | CZ09 | cDXHP | Cap-Tons | 456 | 200000 | None | 336 | 0.133 | 0 | 29.3 | 0.0147 | 0 | [6 empty] | DEER:HVAC_Split-Package_HP | Annual | 20 | [13 empty] | CZ2022 | None
NE-HVAC-airHP-SpltPkg-65to134kBtuh-11p5eer-3p50cop-wPreEcono | DEER2023 | D23 v1 | 2022-10-05 23:19 | Any | MBT | Ex | CZ10 | cDXHP | Cap-Tons | 403 | 200000 | None | 353 | 0.141 | 0 | 35.6 | 0.0177 | 0 | [6 empty] | DEER:HVAC_Split-Package_HP | Annual | 20 | [13 empty] | CZ2022 | None
NE-HVAC-airHP-SpltPkg-65to134kBtuh-11p5eer-3p50cop-wPreEcono | DEER2023 | D23 v1 | 2022-10-05 23:19 | Any | MBT | Ex | CZ11 | cDXHP | Cap-Tons | 439 | 200000 | None | 377 | 0.151 | 0 | 33.2 | 0.0226 | 0 | [6 empty] | DEER:HVAC_Split-Package_HP | Annual | 20 | [13 empty] | CZ2022 | None
NE-HVAC-airHP-SpltPkg-65to134kBtuh-11p5eer-3p50cop-wPreEcono | DEER2023 | D23 v1 | 2022-10-05 23:19 | Any | MBT | Ex | CZ12 | cDXHP | Cap-Tons | 399 | 200000 | None | 345 | 0.149 | 0 | 29.7 | 0.0214 | 0 | [6 empty] | DEER:HVAC_Split-Package_HP | Annual | 20 | [13 empty] | CZ2022 | None
NE-HVAC-airHP-SpltPkg-65to134kBtuh-11p5eer-3p50cop-wPreEcono | DEER2023 | D23 v1 | 2022-10-05 23:19 | Any | MBT | Ex | CZ13 | cDXHP | Cap-Tons | 443 | 200000 | None | 376 | 0.154 | 0 | 35.4 | 0.0222 | 0 | [6 empty] | DEER:HVAC_Split-Package_HP | Annual | 20 | [13 empty] | CZ2022 | None
NE-HVAC-airHP-SpltPkg-65to134kBtuh-11p5eer-3p50cop-wPreEcono | DEER2023 | D23 v1 | 2022-10-05 23:19 | Any | MBT | Ex | CZ14 | cDXHP | Cap-Tons | 446 | 200000 | None | 380 | 0.15 | 0 | 33.3 | 0.0201 | 0 | [6 empty] | DEER:HVAC_Split-Package_HP | Annual | 20 | [13 empty] | CZ2022 | None
NE-HVAC-airHP-SpltPkg-65to134kBtuh-11p5eer-3p50cop-wPreEcono | DEER2023 | D23 v1 | 2022-10-05 23:19 | Any | MBT | Ex | CZ15 | cDXHP | Cap-Tons | 572 | 200000 | None | 429 | 0.172 | 0 | 44.6 | 0.0241 | 0 | [6 empty] | DEER:HVAC_Split-Package_HP | Annual | 20 | [13 empty] | CZ2022 | None
NE-HVAC-airHP-SpltPkg-65to134kBtuh-11p5eer-3p50cop-wPreEcono | DEER2023 | D23 v1 | 2022-10-05 23:19 | Any | MBT | Ex | CZ16 | cDXHP | Cap-Tons | 349 | 200000 | None | 402 | 0.102 | 0 | 26.8 | 0.011 | 0 | [6 empty] | DEER:HVAC_Split-Package_HP | Annual | 20 | [13 empty] | CZ2022 | None
NE-HVAC-airHP-SpltPkg-65to134kBtuh-11p5eer-3p50cop-wPreEcono | DEER2023 | D23 v1 | 2022-10-05 23:19 | Any | MBT | Old | CZ01 | cDXHP | Cap-Tons | 357 | 200000 | None | 341 | 0.0817 | 0 | 15.8 | 0.00556 | 0 | [6 empty] | DEER:HVAC_Split-Package_HP | Annual | 20 | [13 empty] | CZ2022 | None
NE-HVAC-airHP-SpltPkg-65to134kBtuh-11p5eer-3p50cop-wPreEcono | DEER2023 | D23 v1 | 2022-10-05 23:19 | Any | MBT | Old | CZ02 | cDXHP | Cap-Tons | 381 | 200000 | None | 384 | 0.152 | 0 | 26.9 | 0.0161 | 0 | [6 empty] | DEER:HVAC_Split-Package_HP | Annual | 20 | [13 empty] | CZ2022 | None
NE-HVAC-airHP-SpltPkg-65to134kBtuh-11p5eer-3p50cop-wPreEcono | DEER2023 | D23 v1 | 2022-10-05 23:19 | Any | MBT | Old | CZ03 | cDXHP | Cap-Tons | 375 | 200000 | None | 309 | 0.125 | 0 | 18.6 | 0.0104 | 0 | [6 empty] | DEER:HVAC_Split-Package_HP | Annual | 20 | [13 empty] | CZ2022 | None
NE-HVAC-airHP-SpltPkg-65to134kBtuh-11p5eer-3p50cop-wPreEcono | DEER2023 | D23 v1 | 2022-10-05 23:19 | Any | MBT | Old | CZ04 | cDXHP | Cap-Tons | 381 | 200000 | None | 370 | 0.164 | 0 | 29.4 | 0.0174 | 0 | [6 empty] | DEER:HVAC_Split-Package_HP | Annual | 20 | [13 empty] | CZ2022 | None
NE-HVAC-airHP-SpltPkg-65to134kBtuh-11p5eer-3p50cop-wPreEcono | DEER2023 | D23 v1 | 2022-10-05 23:19 | Any | MBT | Old | CZ05 | cDXHP | Cap-Tons | 375 | 200000 | None | 310 | 0.1 | 0 | 21.5 | 0.00743 | 0 | [6 empty] | DEER:HVAC_Split-Package_HP | Annual | 20 | [13 empty] | CZ2022 | None
NE-HVAC-airHP-SpltPkg-65to134kBtuh-11p5eer-3p50cop-wPreEcono | DEER2023 | D23 v1 | 2022-10-05 23:19 | Any | MBT | Old | CZ06 | cDXHP | Cap-Tons | 395 | 200000 | None | 362 | 0.135 | 0 | 32.2 | 0.0122 | 0 | [6 empty] | DEER:HVAC_Split-Package_HP | Annual | 20 | [13 empty] | CZ2022 | None
NE-HVAC-airHP-SpltPkg-65to134kBtuh-11p5eer-3p50cop-wPreEcono | DEER2023 | D23 v1 | 2022-10-05 23:19 | Any | MBT | Old | CZ07 | cDXHP | Cap-Tons | 388 | 200000 | None | 322 | 0.12 | 0 | 27.6 | 0.0104 | 0 | [6 empty] | DEER:HVAC_Split-Package_HP | Annual | 20 | [13 empty] | CZ2022 | None
NE-HVAC-airHP-SpltPkg-65to134kBtuh-11p5eer-3p50cop-wPreEcono | DEER2023 | D23 v1 | 2022-10-05 23:19 | Any | MBT | Old | CZ08 | cDXHP | Cap-Tons | 401 | 200000 | None | 404 | 0.149 | 0 | 37.7 | 0.0145 | 0 | [6 empty] | DEER:HVAC_Split-Package_HP | Annual | 20 | [13 empty] | CZ2022 | None
NE-HVAC-airHP-SpltPkg-65to134kBtuh-11p5eer-3p50cop-wPreEcono | DEER2023 | D23 v1 | 2022-10-05 23:19 | Any | MBT | Old | CZ09 | cDXHP | Cap-Tons | 483 | 200000 | None | 410 | 0.163 | 0 | 29.6 | 0.0149 | 0 | [6 empty] | DEER:HVAC_Split-Package_HP | Annual | 20 | [13 empty] | CZ2022 | None
NE-HVAC-airHP-SpltPkg-65to134kBtuh-11p5eer-3p50cop-wPreEcono | DEER2023 | D23 v1 | 2022-10-05 23:19 | Any | MBT | Old | CZ10 | cDXHP | Cap-Tons | 454 | 200000 | None | 432 | 0.172 | 0 | 35.8 | 0.0178 | 0 | [6 empty] | DEER:HVAC_Split-Package_HP | Annual | 20 | [13 empty] | CZ2022 | None
NE-HVAC-airHP-SpltPkg-65to134kBtuh-11p5eer-3p50cop-wPreEcono | DEER2023 | D23 v1 | 2022-10-05 23:19 | Any | MBT | Old | CZ11 | cDXHP | Cap-Tons | 484 | 200000 | None | 456 | 0.184 | 0 | 34.1 | 0.023 | 0 | [6 empty] | DEER:HVAC_Split-Package_HP | Annual | 20 | [13 empty] | CZ2022 | None
NE-HVAC-airHP-SpltPkg-65to134kBtuh-11p5eer-3p50cop-wPreEcono | DEER2023 | D23 v1 | 2022-10-05 23:19 | Any | MBT | Old | CZ12 | cDXHP | Cap-Tons | 442 | 200000 | None | 415 | 0.18 | 0 | 30.2 | 0.0217 | 0 | [6 empty] | DEER:HVAC_Split-Package_HP | Annual | 20 | [13 empty] | CZ2022 | None
NE-HVAC-airHP-SpltPkg-65to134kBtuh-11p5eer-3p50cop-wPreEcono | DEER2023 | D23 v1 | 2022-10-05 23:19 | Any | MBT | Old | CZ13 | cDXHP | Cap-Tons | 489 | 200000 | None | 460 | 0.19 | 0 | 36.2 | 0.0226 | 0 | [6 empty] | DEER:HVAC_Split-Package_HP | Annual | 20 | [13 empty] | CZ2022 | None
NE-HVAC-airHP-SpltPkg-65to134kBtuh-11p5eer-3p50cop-wPreEcono | DEER2023 | D23 v1 | 2022-10-05 23:19 | Any | MBT | Old | CZ14 | cDXHP | Cap-Tons | 490 | 200000 | None | 460 | 0.182 | 0 | 34 | 0.0204 | 0 | [6 empty] | DEER:HVAC_Split-Package_HP | Annual | 20 | [13 empty] | CZ2022 | None
NE-HVAC-airHP-SpltPkg-65to134kBtuh-11p5eer-3p50cop-wPreEcono | DEER2023 | D23 v1 | 2022-10-05 23:19 | Any | MBT | Old | CZ15 | cDXHP | Cap-Tons | 619 | 200000 | None | 525 | 0.208 | 0 | 46.2 | 0.0247 | 0 | [6 empty] | DEER:HVAC_Split-Package_HP | Annual | 20 | [13 empty] | CZ2022 | None
NE-HVAC-airHP-SpltPkg-65to134kBtuh-11p5eer-3p50cop-wPreEcono | DEER2023 | D23 v1 | 2022-10-05 23:19 | Any | MBT | Old | CZ16 | cDXHP | Cap-Tons | 392 | 200000 | None | 474 | 0.125 | 0 | 27.3 | 0.0112 | 0 | [6 empty] | DEER:HVAC_Split-Package_HP | Annual | 20 | [13 empty] | CZ2022 | None
NE-HVAC-airHP-SpltPkg-65to134kBtuh-11p5eer-3p50cop-wPreEcono | DEER2023 | D23 v1 | 2022-10-05 23:19 | Any | MBT | Rec | CZ01 | cDXHP | Cap-Tons | 294 | 200000 | None | 34.4 | 0.0106 | 0 | 16.5 | 0.00565 | 0 | [6 empty] | DEER:HVAC_Split-Package_HP | Annual | 20 | [13 empty] | CZ2022 | None
NE-HVAC-airHP-SpltPkg-65to134kBtuh-11p5eer-3p50cop-wPreEcono | DEER2023 | D23 v1 | 2022-10-05 23:19 | Any | MBT | Rec | CZ02 | cDXHP | Cap-Tons | 307 | 200000 | None | 51.3 | 0.0291 | 0 | 27.4 | 0.016 | 0 | [6 empty] | DEER:HVAC_Split-Package_HP | Annual | 20 | [13 empty] | CZ2022 | None
NE-HVAC-airHP-SpltPkg-65to134kBtuh-11p5eer-3p50cop-wPreEcono | DEER2023 | D23 v1 | 2022-10-05 23:19 | Any | MBT | Rec | CZ03 | cDXHP | Cap-Tons | 307 | 200000 | None | 38.3 | 0.019 | 0 | 19.8 | 0.0103 | 0 | [6 empty] | DEER:HVAC_Split-Package_HP | Annual | 20 | [13 empty] | CZ2022 | None
NE-HVAC-airHP-SpltPkg-65to134kBtuh-11p5eer-3p50cop-wPreEcono | DEER2023 | D23 v1 | 2022-10-05 23:19 | Any | MBT | Rec | CZ04 | cDXHP | Cap-Tons | 305 | 200000 | None | 56.1 | 0.0299 | 0 | 30.5 | 0.0174 | 0 | [6 empty] | DEER:HVAC_Split-Package_HP | Annual | 20 | [13 empty] | CZ2022 | None
NE-HVAC-airHP-SpltPkg-65to134kBtuh-11p5eer-3p50cop-wPreEcono | DEER2023 | D23 v1 | 2022-10-05 23:19 | Any | MBT | Rec | CZ05 | cDXHP | Cap-Tons | 304 | 200000 | None | 43.7 | 0.0144 | 0 | 22.9 | 0.00748 | 0 | [6 empty] | DEER:HVAC_Split-Package_HP | Annual | 20 | [13 empty] | CZ2022 | None
NE-HVAC-airHP-SpltPkg-65to134kBtuh-11p5eer-3p50cop-wPreEcono | DEER2023 | D23 v1 | 2022-10-05 23:19 | Any | MBT | Rec | CZ06 | cDXHP | Cap-Tons | 328 | 200000 | None | 59.4 | 0.0221 | 0 | 33 | 0.0123 | 0 | [6 empty] | DEER:HVAC_Split-Package_HP | Annual | 20 | [13 empty] | CZ2022 | None
NE-HVAC-airHP-SpltPkg-65to134kBtuh-11p5eer-3p50cop-wPreEcono | DEER2023 | D23 v1 | 2022-10-05 23:19 | Any | MBT | Rec | CZ07 | cDXHP | Cap-Tons | 324 | 200000 | None | 52.1 | 0.019 | 0 | 28.4 | 0.0106 | 0 | [6 empty] | DEER:HVAC_Split-Package_HP | Annual | 20 | [13 empty] | CZ2022 | None
NE-HVAC-airHP-SpltPkg-65to134kBtuh-11p5eer-3p50cop-wPreEcono | DEER2023 | D23 v1 | 2022-10-05 23:19 | Any | MBT | Rec | CZ08 | cDXHP | Cap-Tons | 334 | 200000 | None | 68 | 0.0254 | 0 | 37.9 | 0.0143 | 0 | [6 empty] | DEER:HVAC_Split-Package_HP | Annual | 20 | [13 empty] | CZ2022 | None
NE-HVAC-airHP-SpltPkg-65to134kBtuh-11p5eer-3p50cop-wPreEcono | DEER2023 | D23 v1 | 2022-10-05 23:19 | Any | MBT | Rec | CZ09 | cDXHP | Cap-Tons | 393 | 200000 | None | 54.7 | 0.026 | 0 | 29.5 | 0.0144 | 0 | [6 empty] | DEER:HVAC_Split-Package_HP | Annual | 20 | [13 empty] | CZ2022 | None
NE-HVAC-airHP-SpltPkg-65to134kBtuh-11p5eer-3p50cop-wPreEcono | DEER2023 | D23 v1 | 2022-10-05 23:19 | Any | MBT | Rec | CZ10 | cDXHP | Cap-Tons | 365 | 200000 | None | 65.2 | 0.0293 | 0 | 36 | 0.0174 | 0 | [6 empty] | DEER:HVAC_Split-Package_HP | Annual | 20 | [13 empty] | CZ2022 | None
NE-HVAC-airHP-SpltPkg-65to134kBtuh-11p5eer-3p50cop-wPreEcono | DEER2023 | D23 v1 | 2022-10-05 23:19 | Any | MBT | Rec | CZ11 | cDXHP | Cap-Tons | 398 | 200000 | None | 60.6 | 0.0368 | 0 | 32.8 | 0.0219 | 0 | [6 empty] | DEER:HVAC_Split-Package_HP | Annual | 20 | [13 empty] | CZ2022 | None
NE-HVAC-airHP-SpltPkg-65to134kBtuh-11p5eer-3p50cop-wPreEcono | DEER2023 | D23 v1 | 2022-10-05 23:19 | Any | MBT | Rec | CZ12 | cDXHP | Cap-Tons | 360 | 200000 | None | 55.4 | 0.0341 | 0 | 29.9 | 0.0209 | 0 | [6 empty] | DEER:HVAC_Split-Package_HP | Annual | 20 | [13 empty] | CZ2022 | None
NE-HVAC-airHP-SpltPkg-65to134kBtuh-11p5eer-3p50cop-wPreEcono | DEER2023 | D23 v1 | 2022-10-05 23:19 | Any | MBT | Rec | CZ13 | cDXHP | Cap-Tons | 402 | 200000 | None | 63.8 | 0.0342 | 0 | 34.9 | 0.0217 | 0 | [6 empty] | DEER:HVAC_Split-Package_HP | Annual | 20 | [13 empty] | CZ2022 | None
NE-HVAC-airHP-SpltPkg-65to134kBtuh-11p5eer-3p50cop-wPreEcono | DEER2023 | D23 v1 | 2022-10-05 23:19 | Any | MBT | Rec | CZ14 | cDXHP | Cap-Tons | 405 | 200000 | None | 61.8 | 0.0347 | 0 | 32.9 | 0.0196 | 0 | [6 empty] | DEER:HVAC_Split-Package_HP | Annual | 20 | [13 empty] | CZ2022 | None
NE-HVAC-airHP-SpltPkg-65to134kBtuh-11p5eer-3p50cop-wPreEcono | DEER2023 | D23 v1 | 2022-10-05 23:19 | Any | MBT | Rec | CZ15 | cDXHP | Cap-Tons | 524 | 200000 | None | 78.8 | 0.0359 | 0 | 43.5 | 0.0233 | 0 | [6 empty] | DEER:HVAC_Split-Package_HP | Annual | 20 | [13 empty] | CZ2022 | None
NE-HVAC-airHP-SpltPkg-65to134kBtuh-11p5eer-3p50cop-wPreEcono | DEER2023 | D23 v1 | 2022-10-05 23:19 | Any | MBT | Rec | CZ16 | cDXHP | Cap-Tons | 317 | 200000 | None | 52.5 | 0.0207 | 0 | 26.1 | 0.0109 | 0 | [6 empty] | DEER:HVAC_Split-Package_HP | Annual | 20 | [13 empty] | CZ2022 | None
NE-HVAC-airHP-SpltPkg-65to134kBtuh-11p5eer-3p50cop-wPreEcono | DEER2023 | D23 v1 | 2022-10-05 23:19 | Any | MLI | Ex | CZ01 | cDXHP | Cap-Tons | 218 | 100000 | None | 361 | 0.0542 | 0 | 20.4 | 0.00266 | 0 | [6 empty] | DEER:HVAC_Split-Package_HP | Annual | 20 | [13 empty] | CZ2022 | None
NE-HVAC-airHP-SpltPkg-65to134kBtuh-11p5eer-3p50cop-wPreEcono | DEER2023 | D23 v1 | 2022-10-05 23:19 | Any | MLI | Ex | CZ02 | cDXHP | Cap-Tons | 228 | 100000 | None | 353 | 0.0923 | 0 | 22.6 | 0.0117 | 0 | [6 empty] | DEER:HVAC_Split-Package_HP | Annual | 20 | [13 empty] | CZ2022 | None
NE-HVAC-airHP-SpltPkg-65to134kBtuh-11p5eer-3p50cop-wPreEcono | DEER2023 | D23 v1 | 2022-10-05 23:19 | Any | MLI | Ex | CZ03 | cDXHP | Cap-Tons | 227 | 100000 | None | 312 | 0.0745 | 0 | 13.7 | 0.00636 | 0 | [6 empty] | DEER:HVAC_Split-Package_HP | Annual | 20 | [13 empty] | CZ2022 | None
NE-HVAC-airHP-SpltPkg-65to134kBtuh-11p5eer-3p50cop-wPreEcono | DEER2023 | D23 v1 | 2022-10-05 23:19 | Any | MLI | Ex | CZ04 | cDXHP | Cap-Tons | 231 | 100000 | None | 327 | 0.0972 | 0 | 21.1 | 0.0125 | 0 | [6 empty] | DEER:HVAC_Split-Package_HP | Annual | 20 | [13 empty] | CZ2022 | None
NE-HVAC-airHP-SpltPkg-65to134kBtuh-11p5eer-3p50cop-wPreEcono | DEER2023 | D23 v1 | 2022-10-05 23:19 | Any | MLI | Ex | CZ05 | cDXHP | Cap-Tons | 227 | 100000 | None | 309 | 0.0641 | 0 | 15.4 | 0.00481 | 0 | [6 empty] | DEER:HVAC_Split-Package_HP | Annual | 20 | [13 empty] | CZ2022 | None
NE-HVAC-airHP-SpltPkg-65to134kBtuh-11p5eer-3p50cop-wPreEcono | DEER2023 | D23 v1 | 2022-10-05 23:19 | Any | MLI | Ex | CZ06 | cDXHP | Cap-Tons | 250 | 100000 | None | 311 | 0.0762 | 0 | 18.5 | 0.00765 | 0 | [6 empty] | DEER:HVAC_Split-Package_HP | Annual | 20 | [13 empty] | CZ2022 | None
NE-HVAC-airHP-SpltPkg-65to134kBtuh-11p5eer-3p50cop-wPreEcono | DEER2023 | D23 v1 | 2022-10-05 23:19 | Any | MLI | Ex | CZ07 | cDXHP | Cap-Tons | 235 | 100000 | None | 293 | 0.07 | 0 | 15.5 | 0.00652 | 0 | [6 empty] | DEER:HVAC_Split-Package_HP | Annual | 20 | [13 empty] | CZ2022 | None
NE-HVAC-airHP-SpltPkg-65to134kBtuh-11p5eer-3p50cop-wPreEcono | DEER2023 | D23 v1 | 2022-10-05 23:19 | Any | MLI | Ex | CZ08 | cDXHP | Cap-Tons | 236 | 100000 | None | 334 | 0.0871 | 0 | 27 | 0.0115 | 0 | [6 empty] | DEER:HVAC_Split-Package_HP | Annual | 20 | [13 empty] | CZ2022 | None
NE-HVAC-airHP-SpltPkg-65to134kBtuh-11p5eer-3p50cop-wPreEcono | DEER2023 | D23 v1 | 2022-10-05 23:19 | Any | MLI | Ex | CZ09 | cDXHP | Cap-Tons | 283 | 100000 | None | 334 | 0.0951 | 0 | 22.2 | 0.0115 | 0 | [6 empty] | DEER:HVAC_Split-Package_HP | Annual | 20 | [13 empty] | CZ2022 | None
NE-HVAC-airHP-SpltPkg-65to134kBtuh-11p5eer-3p50cop-wPreEcono | DEER2023 | D23 v1 | 2022-10-05 23:19 | Any | MLI | Ex | CZ10 | cDXHP | Cap-Tons | 259 | 100000 | None | 352 | 0.0976 | 0 | 27.8 | 0.0136 | 0 | [6 empty] | DEER:HVAC_Split-Package_HP | Annual | 20 | [13 empty] | CZ2022 | None
NE-HVAC-airHP-SpltPkg-65to134kBtuh-11p5eer-3p50cop-wPreEcono | DEER2023 | D23 v1 | 2022-10-05 23:19 | Any | MLI | Ex | CZ11 | cDXHP | Cap-Tons | 274 | 100000 | None | 369 | 0.102 | 0 | 29.9 | 0.0183 | 0 | [6 empty] | DEER:HVAC_Split-Package_HP | Annual | 20 | [13 empty] | CZ2022 | None
NE-HVAC-airHP-SpltPkg-65to134kBtuh-11p5eer-3p50cop-wPreEcono | DEER2023 | D23 v1 | 2022-10-05 23:19 | Any | MLI | Ex | CZ12 | cDXHP | Cap-Tons | 259 | 100000 | None | 350 | 0.103 | 0 | 25.1 | 0.0167 | 0 | [6 empty] | DEER:HVAC_Split-Package_HP | Annual | 20 | [13 empty] | CZ2022 | None
NE-HVAC-airHP-SpltPkg-65to134kBtuh-11p5eer-3p50cop-wPreEcono | DEER2023 | D23 v1 | 2022-10-05 23:19 | Any | MLI | Ex | CZ13 | cDXHP | Cap-Tons | 279 | 100000 | None | 365 | 0.104 | 0 | 31.2 | 0.0174 | 0 | [6 empty] | DEER:HVAC_Split-Package_HP | Annual | 20 | [13 empty] | CZ2022 | None
NE-HVAC-airHP-SpltPkg-65to134kBtuh-11p5eer-3p50cop-wPreEcono | DEER2023 | D23 v1 | 2022-10-05 23:19 | Any | MLI | Ex | CZ14 | cDXHP | Cap-Tons | 276 | 100000 | None | 376 | 0.102 | 0 | 30.1 | 0.0159 | 0 | [6 empty] | DEER:HVAC_Split-Package_HP | Annual | 20 | [13 empty] | CZ2022 | None
NE-HVAC-airHP-SpltPkg-65to134kBtuh-11p5eer-3p50cop-wPreEcono | DEER2023 | D23 v1 | 2022-10-05 23:19 | Any | MLI | Ex | CZ15 | cDXHP | Cap-Tons | 348 | 100000 | None | 404 | 0.113 | 0 | 40 | 0.0204 | 0 | [6 empty] | DEER:HVAC_Split-Package_HP | Annual | 20 | [13 empty] | CZ2022 | None
NE-HVAC-airHP-SpltPkg-65to134kBtuh-11p5eer-3p50cop-wPreEcono | DEER2023 | D23 v1 | 2022-10-05 23:19 | Any | MLI | Ex | CZ16 | cDXHP | Cap-Tons | 256 | 100000 | None | 394 | 0.0708 | 0 | 27.2 | 0.00695 | 0 | [6 empty] | DEER:HVAC_Split-Package_HP | Annual | 20 | [13 empty] | CZ2022 | None
NE-HVAC-airHP-SpltPkg-65to134kBtuh-11p5eer-3p50cop-wPreEcono | DEER2023 | D23 v1 | 2022-10-05 23:19 | Any | MLI | Old | CZ01 | cDXHP | Cap-Tons | 226 | 100000 | None | 423 | 0.065 | 0 | 20.5 | 0.00273 | 0 | [6 empty] | DEER:HVAC_Split-Package_HP | Annual | 20 | [13 empty] | CZ2022 | None
NE-HVAC-airHP-SpltPkg-65to134kBtuh-11p5eer-3p50cop-wPreEcono | DEER2023 | D23 v1 | 2022-10-05 23:19 | Any | MLI | Old | CZ02 | cDXHP | Cap-Tons | 235 | 100000 | None | 416 | 0.112 | 0 | 22.9 | 0.0119 | 0 | [6 empty] | DEER:HVAC_Split-Package_HP | Annual | 20 | [13 empty] | CZ2022 | None
NE-HVAC-airHP-SpltPkg-65to134kBtuh-11p5eer-3p50cop-wPreEcono | DEER2023 | D23 v1 | 2022-10-05 23:19 | Any | MLI | Old | CZ03 | cDXHP | Cap-Tons | 233 | 100000 | None | 359 | 0.0876 | 0 | 13.7 | 0.00644 | 0 | [6 empty] | DEER:HVAC_Split-Package_HP | Annual | 20 | [13 empty] | CZ2022 | None
NE-HVAC-airHP-SpltPkg-65to134kBtuh-11p5eer-3p50cop-wPreEcono | DEER2023 | D23 v1 | 2022-10-05 23:19 | Any | MLI | Old | CZ04 | cDXHP | Cap-Tons | 238 | 100000 | None | 392 | 0.119 | 0 | 21.4 | 0.0126 | 0 | [6 empty] | DEER:HVAC_Split-Package_HP | Annual | 20 | [13 empty] | CZ2022 | None
NE-HVAC-airHP-SpltPkg-65to134kBtuh-11p5eer-3p50cop-wPreEcono | DEER2023 | D23 v1 | 2022-10-05 23:19 | Any | MLI | Old | CZ05 | cDXHP | Cap-Tons | 233 | 100000 | None | 367 | 0.0778 | 0 | 15.5 | 0.00489 | 0 | [6 empty] | DEER:HVAC_Split-Package_HP | Annual | 20 | [13 empty] | CZ2022 | None
NE-HVAC-airHP-SpltPkg-65to134kBtuh-11p5eer-3p50cop-wPreEcono | DEER2023 | D23 v1 | 2022-10-05 23:19 | Any | MLI | Old | CZ06 | cDXHP | Cap-Tons | 248 | 100000 | None | 378 | 0.0952 | 0 | 18.9 | 0.0078 | 0 | [6 empty] | DEER:HVAC_Split-Package_HP | Annual | 20 | [13 empty] | CZ2022 | None
NE-HVAC-airHP-SpltPkg-65to134kBtuh-11p5eer-3p50cop-wPreEcono | DEER2023 | D23 v1 | 2022-10-05 23:19 | Any | MLI | Old | CZ07 | cDXHP | Cap-Tons | 234 | 100000 | None | 355 | 0.0868 | 0 | 15.8 | 0.00666 | 0 | [6 empty] | DEER:HVAC_Split-Package_HP | Annual | 20 | [13 empty] | CZ2022 | None
NE-HVAC-airHP-SpltPkg-65to134kBtuh-11p5eer-3p50cop-wPreEcono | DEER2023 | D23 v1 | 2022-10-05 23:19 | Any | MLI | Old | CZ08 | cDXHP | Cap-Tons | 235 | 100000 | None | 408 | 0.109 | 0 | 27.3 | 0.0116 | 0 | [6 empty] | DEER:HVAC_Split-Package_HP | Annual | 20 | [13 empty] | CZ2022 | None
NE-HVAC-airHP-SpltPkg-65to134kBtuh-11p5eer-3p50cop-wPreEcono | DEER2023 | D23 v1 | 2022-10-05 23:19 | Any | MLI | Old | CZ09 | cDXHP | Cap-Tons | 287 | 100000 | None | 405 | 0.118 | 0 | 22.4 | 0.0115 | 0 | [6 empty] | DEER:HVAC_Split-Package_HP | Annual | 20 | [13 empty] | CZ2022 | None
NE-HVAC-airHP-SpltPkg-65to134kBtuh-11p5eer-3p50cop-wPreEcono | DEER2023 | D23 v1 | 2022-10-05 23:19 | Any | MLI | Old | CZ10 | cDXHP | Cap-Tons | 272 | 100000 | None | 428 | 0.12 | 0 | 28.2 | 0.0136 | 0 | [6 empty] | DEER:HVAC_Split-Package_HP | Annual | 20 | [13 empty] | CZ2022 | None
NE-HVAC-airHP-SpltPkg-65to134kBtuh-11p5eer-3p50cop-wPreEcono | DEER2023 | D23 v1 | 2022-10-05 23:19 | Any | MLI | Old | CZ11 | cDXHP | Cap-Tons | 295 | 100000 | None | 446 | 0.126 | 0 | 30.9 | 0.0188 | 0 | [6 empty] | DEER:HVAC_Split-Package_HP | Annual | 20 | [13 empty] | CZ2022 | None
NE-HVAC-airHP-SpltPkg-65to134kBtuh-11p5eer-3p50cop-wPreEcono | DEER2023 | D23 v1 | 2022-10-05 23:19 | Any | MLI | Old | CZ12 | cDXHP | Cap-Tons | 270 | 100000 | None | 419 | 0.126 | 0 | 25.6 | 0.0169 | 0 | [6 empty] | DEER:HVAC_Split-Package_HP | Annual | 20 | [13 empty] | CZ2022 | None
NE-HVAC-airHP-SpltPkg-65to134kBtuh-11p5eer-3p50cop-wPreEcono | DEER2023 | D23 v1 | 2022-10-05 23:19 | Any | MLI | Old | CZ13 | cDXHP | Cap-Tons | 297 | 100000 | None | 446 | 0.13 | 0 | 32 | 0.0177 | 0 | [6 empty] | DEER:HVAC_Split-Package_HP | Annual | 20 | [13 empty] | CZ2022 | None
NE-HVAC-airHP-SpltPkg-65to134kBtuh-11p5eer-3p50cop-wPreEcono | DEER2023 | D23 v1 | 2022-10-05 23:19 | Any | MLI | Old | CZ14 | cDXHP | Cap-Tons | 296 | 100000 | None | 455 | 0.126 | 0 | 31.1 | 0.0161 | 0 | [6 empty] | DEER:HVAC_Split-Package_HP | Annual | 20 | [13 empty] | CZ2022 | None
NE-HVAC-airHP-SpltPkg-65to134kBtuh-11p5eer-3p50cop-wPreEcono | DEER2023 | D23 v1 | 2022-10-05 23:19 | Any | MLI | Old | CZ15 | cDXHP | Cap-Tons | 371 | 100000 | None | 494 | 0.139 | 0 | 40.9 | 0.0212 | 0 | [6 empty] | DEER:HVAC_Split-Package_HP | Annual | 20 | [13 empty] | CZ2022 | None
NE-HVAC-airHP-SpltPkg-65to134kBtuh-11p5eer-3p50cop-wPreEcono | DEER2023 | D23 v1 | 2022-10-05 23:19 | Any | MLI | Old | CZ16 | cDXHP | Cap-Tons | 280 | 100000 | None | 472 | 0.0871 | 0 | 28.7 | 0.00695 | 0 | [6 empty] | DEER:HVAC_Split-Package_HP | Annual | 20 | [13 empty] | CZ2022 | None
NE-HVAC-airHP-SpltPkg-65to134kBtuh-11p5eer-3p50cop-wPreEcono | DEER2023 | D23 v1 | 2022-10-05 23:19 | Any | MLI | Rec | CZ01 | cDXHP | Cap-Tons | 205 | 100000 | None | 37.1 | 0.00367 | 0 | 19 | 0.00257 | 0 | [6 empty] | DEER:HVAC_Split-Package_HP | Annual | 20 | [13 empty] | CZ2022 | None
NE-HVAC-airHP-SpltPkg-65to134kBtuh-11p5eer-3p50cop-wPreEcono | DEER2023 | D23 v1 | 2022-10-05 23:19 | Any | MLI | Rec | CZ02 | cDXHP | Cap-Tons | 215 | 100000 | None | 37.9 | 0.0166 | 0 | 22.1 | 0.0116 | 0 | [6 empty] | DEER:HVAC_Split-Package_HP | Annual | 20 | [13 empty] | CZ2022 | None
NE-HVAC-airHP-SpltPkg-65to134kBtuh-11p5eer-3p50cop-wPreEcono | DEER2023 | D23 v1 | 2022-10-05 23:19 | Any | MLI | Rec | CZ03 | cDXHP | Cap-Tons | 215 | 100000 | None | 24.3 | 0.00881 | 0 | 13.4 | 0.0062 | 0 | [6 empty] | DEER:HVAC_Split-Package_HP | Annual | 20 | [13 empty] | CZ2022 | None
NE-HVAC-airHP-SpltPkg-65to134kBtuh-11p5eer-3p50cop-wPreEcono | DEER2023 | D23 v1 | 2022-10-05 23:19 | Any | MLI | Rec | CZ04 | cDXHP | Cap-Tons | 219 | 100000 | None | 33.3 | 0.0177 | 0 | 20.7 | 0.0124 | 0 | [6 empty] | DEER:HVAC_Split-Package_HP | Annual | 20 | [13 empty] | CZ2022 | None
NE-HVAC-airHP-SpltPkg-65to134kBtuh-11p5eer-3p50cop-wPreEcono | DEER2023 | D23 v1 | 2022-10-05 23:19 | Any | MLI | Rec | CZ05 | cDXHP | Cap-Tons | 214 | 100000 | None | 26.3 | 0.00674 | 0 | 15 | 0.00474 | 0 | [6 empty] | DEER:HVAC_Split-Package_HP | Annual | 20 | [13 empty] | CZ2022 | None
NE-HVAC-airHP-SpltPkg-65to134kBtuh-11p5eer-3p50cop-wPreEcono | DEER2023 | D23 v1 | 2022-10-05 23:19 | Any | MLI | Rec | CZ06 | cDXHP | Cap-Tons | 231 | 100000 | None | 28.2 | 0.011 | 0 | 18.3 | 0.00771 | 0 | [6 empty] | DEER:HVAC_Split-Package_HP | Annual | 20 | [13 empty] | CZ2022 | None
NE-HVAC-airHP-SpltPkg-65to134kBtuh-11p5eer-3p50cop-wPreEcono | DEER2023 | D23 v1 | 2022-10-05 23:19 | Any | MLI | Rec | CZ07 | cDXHP | Cap-Tons | 218 | 100000 | None | 23.7 | 0.00938 | 0 | 15.4 | 0.0066 | 0 | [6 empty] | DEER:HVAC_Split-Package_HP | Annual | 20 | [13 empty] | CZ2022 | None
NE-HVAC-airHP-SpltPkg-65to134kBtuh-11p5eer-3p50cop-wPreEcono | DEER2023 | D23 v1 | 2022-10-05 23:19 | Any | MLI | Rec | CZ08 | cDXHP | Cap-Tons | 221 | 100000 | None | 39.5 | 0.0163 | 0 | 26.4 | 0.0114 | 0 | [6 empty] | DEER:HVAC_Split-Package_HP | Annual | 20 | [13 empty] | CZ2022 | None
NE-HVAC-airHP-SpltPkg-65to134kBtuh-11p5eer-3p50cop-wPreEcono | DEER2023 | D23 v1 | 2022-10-05 23:19 | Any | MLI | Rec | CZ09 | cDXHP | Cap-Tons | 262 | 100000 | None | 32.4 | 0.0162 | 0 | 21.5 | 0.0114 | 0 | [6 empty] | DEER:HVAC_Split-Package_HP | Annual | 20 | [13 empty] | CZ2022 | None
NE-HVAC-airHP-SpltPkg-65to134kBtuh-11p5eer-3p50cop-wPreEcono | DEER2023 | D23 v1 | 2022-10-05 23:19 | Any | MLI | Rec | CZ10 | cDXHP | Cap-Tons | 245 | 100000 | None | 41.3 | 0.0192 | 0 | 27.4 | 0.0135 | 0 | [6 empty] | DEER:HVAC_Split-Package_HP | Annual | 20 | [13 empty] | CZ2022 | None
NE-HVAC-airHP-SpltPkg-65to134kBtuh-11p5eer-3p50cop-wPreEcono | DEER2023 | D23 v1 | 2022-10-05 23:19 | Any | MLI | Rec | CZ11 | cDXHP | Cap-Tons | 241 | 100000 | None | 43.5 | 0.025 | 0 | 28.2 | 0.0176 | 0 | [6 empty] | DEER:HVAC_Split-Package_HP | Annual | 20 | [13 empty] | CZ2022 | None
NE-HVAC-airHP-SpltPkg-65to134kBtuh-11p5eer-3p50cop-wPreEcono | DEER2023 | D23 v1 | 2022-10-05 23:19 | Any | MLI | Rec | CZ12 | cDXHP | Cap-Tons | 238 | 100000 | None | 38.6 | 0.0232 | 0 | 24.2 | 0.0164 | 0 | [6 empty] | DEER:HVAC_Split-Package_HP | Annual | 20 | [13 empty] | CZ2022 | None
NE-HVAC-airHP-SpltPkg-65to134kBtuh-11p5eer-3p50cop-wPreEcono | DEER2023 | D23 v1 | 2022-10-05 23:19 | Any | MLI | Rec | CZ13 | cDXHP | Cap-Tons | 251 | 100000 | None | 45.7 | 0.0242 | 0 | 30 | 0.017 | 0 | [6 empty] | DEER:HVAC_Split-Package_HP | Annual | 20 | [13 empty] | CZ2022 | None
NE-HVAC-airHP-SpltPkg-65to134kBtuh-11p5eer-3p50cop-wPreEcono | DEER2023 | D23 v1 | 2022-10-05 23:19 | Any | MLI | Rec | CZ14 | cDXHP | Cap-Tons | 243 | 100000 | None | 43.9 | 0.0221 | 0 | 28.5 | 0.0156 | 0 | [6 empty] | DEER:HVAC_Split-Package_HP | Annual | 20 | [13 empty] | CZ2022 | None
NE-HVAC-airHP-SpltPkg-65to134kBtuh-11p5eer-3p50cop-wPreEcono | DEER2023 | D23 v1 | 2022-10-05 23:19 | Any | MLI | Rec | CZ15 | cDXHP | Cap-Tons | 311 | 100000 | None | 55.3 | 0.0274 | 0 | 38.7 | 0.0193 | 0 | [6 empty] | DEER:HVAC_Split-Package_HP | Annual | 20 | [13 empty] | CZ2022 | None
NE-HVAC-airHP-SpltPkg-65to134kBtuh-11p5eer-3p50cop-wPreEcono | DEER2023 | D23 v1 | 2022-10-05 23:19 | Any | MLI | Rec | CZ16 | cDXHP | Cap-Tons | 217 | 100000 | None | 44.5 | 0.00986 | 0 | 24.5 | 0.00695 | 0 | [6 empty] | DEER:HVAC_Split-Package_HP | Annual | 20 | [13 empty] | CZ2022 | None
NE-HVAC-airHP-SpltPkg-65to134kBtuh-11p5eer-3p50cop-wPreEcono | DEER2023 | D23 v1 | 2022-10-05 23:19 | Any | Mtl | Ex | CZ01 | cDXHP | Cap-Tons | 8.82 | 30000 | None | 948 | 0.0797 | 0 | 19.5 | 0.00585 | 0 | [6 empty] | DEER:HVAC_Split-Package_HP | Annual | 20 | [13 empty] | CZ2022 | None
NE-HVAC-airHP-SpltPkg-65to134kBtuh-11p5eer-3p50cop-wPreEcono | DEER2023 | D23 v1 | 2022-10-05 23:19 | Any | Mtl | Ex | CZ02 | cDXHP | Cap-Tons | 6.85 | 30000 | None | 949 | 0.144 | 0 | 42.6 | 0.0236 | 0 | [6 empty] | DEER:HVAC_Split-Package_HP | Annual | 20 | [13 empty] | CZ2022 | None
NE-HVAC-airHP-SpltPkg-65to134kBtuh-11p5eer-3p50cop-wPreEcono | DEER2023 | D23 v1 | 2022-10-05 23:19 | Any | Mtl | Ex | CZ03 | cDXHP | Cap-Tons | 9.34 | 30000 | None | 790 | 0.127 | 0 | 19.5 | 0.0131 | 0 | [6 empty] | DEER:HVAC_Split-Package_HP | Annual | 20 | [13 empty] | CZ2022 | None
NE-HVAC-airHP-SpltPkg-65to134kBtuh-11p5eer-3p50cop-wPreEcono | DEER2023 | D23 v1 | 2022-10-05 23:19 | Any | Mtl | Ex | CZ04 | cDXHP | Cap-Tons | 7.05 | 30000 | None | 819 | 0.151 | 0 | 45.9 | 0.0264 | 0 | [6 empty] | DEER:HVAC_Split-Package_HP | Annual | 20 | [13 empty] | CZ2022 | None
NE-HVAC-airHP-SpltPkg-65to134kBtuh-11p5eer-3p50cop-wPreEcono | DEER2023 | D23 v1 | 2022-10-05 23:19 | Any | Mtl | Ex | CZ05 | cDXHP | Cap-Tons | 9.22 | 30000 | None | 767 | 0.0946 | 0 | 22.8 | 0.00857 | 0 | [6 empty] | DEER:HVAC_Split-Package_HP | Annual | 20 | [13 empty] | CZ2022 | None
NE-HVAC-airHP-SpltPkg-65to134kBtuh-11p5eer-3p50cop-wPreEcono | DEER2023 | D23 v1 | 2022-10-05 23:19 | Any | Mtl | Ex | CZ06 | cDXHP | Cap-Tons | 9.54 | 30000 | None | 756 | 0.141 | 0 | 39.1 | 0.0156 | 0 | [6 empty] | DEER:HVAC_Split-Package_HP | Annual | 20 | [13 empty] | CZ2022 | None
NE-HVAC-airHP-SpltPkg-65to134kBtuh-11p5eer-3p50cop-wPreEcono | DEER2023 | D23 v1 | 2022-10-05 23:19 | Any | Mtl | Ex | CZ07 | cDXHP | Cap-Tons | 9.44 | 30000 | None | 694 | 0.123 | 0 | 32.8 | 0.0133 | 0 | [6 empty] | DEER:HVAC_Split-Package_HP | Annual | 20 | [13 empty] | CZ2022 | None
NE-HVAC-airHP-SpltPkg-65to134kBtuh-11p5eer-3p50cop-wPreEcono | DEER2023 | D23 v1 | 2022-10-05 23:19 | Any | Mtl | Ex | CZ08 | cDXHP | Cap-Tons | 7.26 | 30000 | None | 776 | 0.145 | 0 | 60.4 | 0.0218 | 0 | [6 empty] | DEER:HVAC_Split-Package_HP | Annual | 20 | [13 empty] | CZ2022 | None
NE-HVAC-airHP-SpltPkg-65to134kBtuh-11p5eer-3p50cop-wPreEcono | DEER2023 | D23 v1 | 2022-10-05 23:19 | Any | Mtl | Ex | CZ09 | cDXHP | Cap-Tons | 8.79 | 30000 | None | 781 | 0.162 | 0 | 47.8 | 0.0216 | 0 | [6 empty] | DEER:HVAC_Split-Package_HP | Annual | 20 | [13 empty] | CZ2022 | None
NE-HVAC-airHP-SpltPkg-65to134kBtuh-11p5eer-3p50cop-wPreEcono | DEER2023 | D23 v1 | 2022-10-05 23:19 | Any | Mtl | Ex | CZ10 | cDXHP | Cap-Tons | 8.24 | 30000 | None | 865 | 0.166 | 0 | 57.3 | 0.0244 | 0 | [6 empty] | DEER:HVAC_Split-Package_HP | Annual | 20 | [13 empty] | CZ2022 | None
NE-HVAC-airHP-SpltPkg-65to134kBtuh-11p5eer-3p50cop-wPreEcono | DEER2023 | D23 v1 | 2022-10-05 23:19 | Any | Mtl | Ex | CZ11 | cDXHP | Cap-Tons | 8.79 | 30000 | None | 948 | 0.172 | 0 | 59.1 | 0.0319 | 0 | [6 empty] | DEER:HVAC_Split-Package_HP | Annual | 20 | [13 empty] | CZ2022 | None
NE-HVAC-airHP-SpltPkg-65to134kBtuh-11p5eer-3p50cop-wPreEcono | DEER2023 | D23 v1 | 2022-10-05 23:19 | Any | Mtl | Ex | CZ12 | cDXHP | Cap-Tons | 7.97 | 30000 | None | 883 | 0.162 | 0 | 49.6 | 0.0307 | 0 | [6 empty] | DEER:HVAC_Split-Package_HP | Annual | 20 | [13 empty] | CZ2022 | None
NE-HVAC-airHP-SpltPkg-65to134kBtuh-11p5eer-3p50cop-wPreEcono | DEER2023 | D23 v1 | 2022-10-05 23:19 | Any | Mtl | Ex | CZ13 | cDXHP | Cap-Tons | 8.88 | 30000 | None | 930 | 0.171 | 0 | 63 | 0.0314 | 0 | [6 empty] | DEER:HVAC_Split-Package_HP | Annual | 20 | [13 empty] | CZ2022 | None
NE-HVAC-airHP-SpltPkg-65to134kBtuh-11p5eer-3p50cop-wPreEcono | DEER2023 | D23 v1 | 2022-10-05 23:19 | Any | Mtl | Ex | CZ14 | cDXHP | Cap-Tons | 8.76 | 30000 | None | 938 | 0.17 | 0 | 58.2 | 0.0275 | 0 | [6 empty] | DEER:HVAC_Split-Package_HP | Annual | 20 | [13 empty] | CZ2022 | None
NE-HVAC-airHP-SpltPkg-65to134kBtuh-11p5eer-3p50cop-wPreEcono | DEER2023 | D23 v1 | 2022-10-05 23:19 | Any | Mtl | Ex | CZ15 | cDXHP | Cap-Tons | 11.6 | 30000 | None | 983 | 0.206 | 0 | 77.9 | 0.032 | 0 | [6 empty] | DEER:HVAC_Split-Package_HP | Annual | 20 | [13 empty] | CZ2022 | None
NE-HVAC-airHP-SpltPkg-65to134kBtuh-11p5eer-3p50cop-wPreEcono | DEER2023 | D23 v1 | 2022-10-05 23:19 | Any | Mtl | Ex | CZ16 | cDXHP | Cap-Tons | 9.21 | 30000 | None | 960 | 0.116 | 0 | 38.5 | 0.0137 | 0 | [6 empty] | DEER:HVAC_Split-Package_HP | Annual | 20 | [13 empty] | CZ2022 | None
NE-HVAC-airHP-SpltPkg-65to134kBtuh-11p5eer-3p50cop-wPreEcono | DEER2023 | D23 v1 | 2022-10-05 23:19 | Any | Mtl | Old | CZ01 | cDXHP | Cap-Tons | 11 | 30000 | None | 961 | 0.0927 | 0 | 17.4 | 0.00681 | 0 | [6 empty] | DEER:HVAC_Split-Package_HP | Annual | 20 | [13 empty] | CZ2022 | None
NE-HVAC-airHP-SpltPkg-65to134kBtuh-11p5eer-3p50cop-wPreEcono | DEER2023 | D23 v1 | 2022-10-05 23:19 | Any | Mtl | Old | CZ02 | cDXHP | Cap-Tons | 9.29 | 30000 | None | 1000 | 0.166 | 0 | 44.7 | 0.024 | 0 | [6 empty] | DEER:HVAC_Split-Package_HP | Annual | 20 | [13 empty] | CZ2022 | None
NE-HVAC-airHP-SpltPkg-65to134kBtuh-11p5eer-3p50cop-wPreEcono | DEER2023 | D23 v1 | 2022-10-05 23:19 | Any | Mtl | Old | CZ03 | cDXHP | Cap-Tons | 11.6 | 30000 | None | 829 | 0.144 | 0 | 21.8 | 0.014 | 0 | [6 empty] | DEER:HVAC_Split-Package_HP | Annual | 20 | [13 empty] | CZ2022 | None
NE-HVAC-airHP-SpltPkg-65to134kBtuh-11p5eer-3p50cop-wPreEcono | DEER2023 | D23 v1 | 2022-10-05 23:19 | Any | Mtl | Old | CZ04 | cDXHP | Cap-Tons | 9.31 | 30000 | None | 924 | 0.174 | 0 | 47.8 | 0.0265 | 0 | [6 empty] | DEER:HVAC_Split-Package_HP | Annual | 20 | [13 empty] | CZ2022 | None
NE-HVAC-airHP-SpltPkg-65to134kBtuh-11p5eer-3p50cop-wPreEcono | DEER2023 | D23 v1 | 2022-10-05 23:19 | Any | Mtl | Old | CZ05 | cDXHP | Cap-Tons | 11.6 | 30000 | None | 853 | 0.117 | 0 | 25.4 | 0.0094 | 0 | [6 empty] | DEER:HVAC_Split-Package_HP | Annual | 20 | [13 empty] | CZ2022 | None
NE-HVAC-airHP-SpltPkg-65to134kBtuh-11p5eer-3p50cop-wPreEcono | DEER2023 | D23 v1 | 2022-10-05 23:19 | Any | Mtl | Old | CZ06 | cDXHP | Cap-Tons | 12 | 30000 | None | 890 | 0.165 | 0 | 40.3 | 0.0153 | 0 | [6 empty] | DEER:HVAC_Split-Package_HP | Annual | 20 | [13 empty] | CZ2022 | None
NE-HVAC-airHP-SpltPkg-65to134kBtuh-11p5eer-3p50cop-wPreEcono | DEER2023 | D23 v1 | 2022-10-05 23:19 | Any | Mtl | Old | CZ07 | cDXHP | Cap-Tons | 11.8 | 30000 | None | 840 | 0.15 | 0 | 33.8 | 0.0131 | 0 | [6 empty] | DEER:HVAC_Split-Package_HP | Annual | 20 | [13 empty] | CZ2022 | None
NE-HVAC-airHP-SpltPkg-65to134kBtuh-11p5eer-3p50cop-wPreEcono | DEER2023 | D23 v1 | 2022-10-05 23:19 | Any | Mtl | Old | CZ08 | cDXHP | Cap-Tons | 9.63 | 30000 | None | 922 | 0.166 | 0 | 59.5 | 0.0213 | 0 | [6 empty] | DEER:HVAC_Split-Package_HP | Annual | 20 | [13 empty] | CZ2022 | None
NE-HVAC-airHP-SpltPkg-65to134kBtuh-11p5eer-3p50cop-wPreEcono | DEER2023 | D23 v1 | 2022-10-05 23:19 | Any | Mtl | Old | CZ09 | cDXHP | Cap-Tons | 11.4 | 30000 | None | 947 | 0.191 | 0 | 49.3 | 0.0216 | 0 | [6 empty] | DEER:HVAC_Split-Package_HP | Annual | 20 | [13 empty] | CZ2022 | None
NE-HVAC-airHP-SpltPkg-65to134kBtuh-11p5eer-3p50cop-wPreEcono | DEER2023 | D23 v1 | 2022-10-05 23:19 | Any | Mtl | Old | CZ10 | cDXHP | Cap-Tons | 10.9 | 30000 | None | 996 | 0.19 | 0 | 58.9 | 0.0243 | 0 | [6 empty] | DEER:HVAC_Split-Package_HP | Annual | 20 | [13 empty] | CZ2022 | None
NE-HVAC-airHP-SpltPkg-65to134kBtuh-11p5eer-3p50cop-wPreEcono | DEER2023 | D23 v1 | 2022-10-05 23:19 | Any | Mtl | Old | CZ11 | cDXHP | Cap-Tons | 11.4 | 30000 | None | 1070 | 0.198 | 0 | 60.4 | 0.0319 | 0 | [6 empty] | DEER:HVAC_Split-Package_HP | Annual | 20 | [13 empty] | CZ2022 | None
NE-HVAC-airHP-SpltPkg-65to134kBtuh-11p5eer-3p50cop-wPreEcono | DEER2023 | D23 v1 | 2022-10-05 23:19 | Any | Mtl | Old | CZ12 | cDXHP | Cap-Tons | 10.2 | 30000 | None | 994 | 0.19 | 0 | 51.2 | 0.0308 | 0 | [6 empty] | DEER:HVAC_Split-Package_HP | Annual | 20 | [13 empty] | CZ2022 | None
NE-HVAC-airHP-SpltPkg-65to134kBtuh-11p5eer-3p50cop-wPreEcono | DEER2023 | D23 v1 | 2022-10-05 23:19 | Any | Mtl | Old | CZ13 | cDXHP | Cap-Tons | 11.5 | 30000 | None | 1060 | 0.2 | 0 | 63.6 | 0.0315 | 0 | [6 empty] | DEER:HVAC_Split-Package_HP | Annual | 20 | [13 empty] | CZ2022 | None
NE-HVAC-airHP-SpltPkg-65to134kBtuh-11p5eer-3p50cop-wPreEcono | DEER2023 | D23 v1 | 2022-10-05 23:19 | Any | Mtl | Old | CZ14 | cDXHP | Cap-Tons | 11.1 | 30000 | None | 1070 | 0.205 | 0 | 58.6 | 0.0274 | 0 | [6 empty] | DEER:HVAC_Split-Package_HP | Annual | 20 | [13 empty] | CZ2022 | None
NE-HVAC-airHP-SpltPkg-65to134kBtuh-11p5eer-3p50cop-wPreEcono | DEER2023 | D23 v1 | 2022-10-05 23:19 | Any | Mtl | Old | CZ15 | cDXHP | Cap-Tons | 14.1 | 30000 | None | 1160 | 0.242 | 0 | 78.6 | 0.0316 | 0 | [6 empty] | DEER:HVAC_Split-Package_HP | Annual | 20 | [13 empty] | CZ2022 | None
NE-HVAC-airHP-SpltPkg-65to134kBtuh-11p5eer-3p50cop-wPreEcono | DEER2023 | D23 v1 | 2022-10-05 23:19 | Any | Mtl | Old | CZ16 | cDXHP | Cap-Tons | 11.6 | 30000 | None | 1100 | 0.149 | 0 | 37.3 | 0.0144 | 0 | [6 empty] | DEER:HVAC_Split-Package_HP | Annual | 20 | [13 empty] | CZ2022 | None
NE-HVAC-airHP-SpltPkg-65to134kBtuh-11p5eer-3p50cop-wPreEcono | DEER2023 | D23 v1 | 2022-10-05 23:19 | Any | Mtl | Rec | CZ01 | cDXHP | Cap-Tons | 8.13 | 30000 | None | 32.7 | 0.00851 | 0 | 16.8 | 0.00596 | 0 | [6 empty] | DEER:HVAC_Split-Package_HP | Annual | 20 | [13 empty] | CZ2022 | None
NE-HVAC-airHP-SpltPkg-65to134kBtuh-11p5eer-3p50cop-wPreEcono | DEER2023 | D23 v1 | 2022-10-05 23:19 | Any | Mtl | Rec | CZ02 | cDXHP | Cap-Tons | 6.14 | 30000 | None | 65.9 | 0.0345 | 0 | 41.6 | 0.0243 | 0 | [6 empty] | DEER:HVAC_Split-Package_HP | Annual | 20 | [13 empty] | CZ2022 | None
NE-HVAC-airHP-SpltPkg-65to134kBtuh-11p5eer-3p50cop-wPreEcono | DEER2023 | D23 v1 | 2022-10-05 23:19 | Any | Mtl | Rec | CZ03 | cDXHP | Cap-Tons | 8.47 | 30000 | None | 27.9 | 0.0186 | 0 | 17.6 | 0.0132 | 0 | [6 empty] | DEER:HVAC_Split-Package_HP | Annual | 20 | [13 empty] | CZ2022 | None
NE-HVAC-airHP-SpltPkg-65to134kBtuh-11p5eer-3p50cop-wPreEcono | DEER2023 | D23 v1 | 2022-10-05 23:19 | Any | Mtl | Rec | CZ04 | cDXHP | Cap-Tons | 6.24 | 30000 | None | 68.3 | 0.0383 | 0 | 45.8 | 0.0269 | 0 | [6 empty] | DEER:HVAC_Split-Package_HP | Annual | 20 | [13 empty] | CZ2022 | None
NE-HVAC-airHP-SpltPkg-65to134kBtuh-11p5eer-3p50cop-wPreEcono | DEER2023 | D23 v1 | 2022-10-05 23:19 | Any | Mtl | Rec | CZ05 | cDXHP | Cap-Tons | 8.43 | 30000 | None | 32.6 | 0.0123 | 0 | 20.9 | 0.0087 | 0 | [6 empty] | DEER:HVAC_Split-Package_HP | Annual | 20 | [13 empty] | CZ2022 | None
NE-HVAC-airHP-SpltPkg-65to134kBtuh-11p5eer-3p50cop-wPreEcono | DEER2023 | D23 v1 | 2022-10-05 23:19 | Any | Mtl | Rec | CZ06 | cDXHP | Cap-Tons | 8.72 | 30000 | None | 55.6 | 0.0221 | 0 | 38.7 | 0.0156 | 0 | [6 empty] | DEER:HVAC_Split-Package_HP | Annual | 20 | [13 empty] | CZ2022 | None
NE-HVAC-airHP-SpltPkg-65to134kBtuh-11p5eer-3p50cop-wPreEcono | DEER2023 | D23 v1 | 2022-10-05 23:19 | Any | Mtl | Rec | CZ07 | cDXHP | Cap-Tons | 8.66 | 30000 | None | 46.7 | 0.0191 | 0 | 32.6 | 0.0135 | 0 | [6 empty] | DEER:HVAC_Split-Package_HP | Annual | 20 | [13 empty] | CZ2022 | None
NE-HVAC-airHP-SpltPkg-65to134kBtuh-11p5eer-3p50cop-wPreEcono | DEER2023 | D23 v1 | 2022-10-05 23:19 | Any | Mtl | Rec | CZ08 | cDXHP | Cap-Tons | 6.54 | 30000 | None | 86.5 | 0.0311 | 0 | 60.2 | 0.0219 | 0 | [6 empty] | DEER:HVAC_Split-Package_HP | Annual | 20 | [13 empty] | CZ2022 | None
NE-HVAC-airHP-SpltPkg-65to134kBtuh-11p5eer-3p50cop-wPreEcono | DEER2023 | D23 v1 | 2022-10-05 23:19 | Any | Mtl | Rec | CZ09 | cDXHP | Cap-Tons | 8.02 | 30000 | None | 67.8 | 0.0306 | 0 | 46.9 | 0.0215 | 0 | [6 empty] | DEER:HVAC_Split-Package_HP | Annual | 20 | [13 empty] | CZ2022 | None
NE-HVAC-airHP-SpltPkg-65to134kBtuh-11p5eer-3p50cop-wPreEcono | DEER2023 | D23 v1 | 2022-10-05 23:19 | Any | Mtl | Rec | CZ10 | cDXHP | Cap-Tons | 7.5 | 30000 | None | 84 | 0.035 | 0 | 57.7 | 0.0246 | 0 | [6 empty] | DEER:HVAC_Split-Package_HP | Annual | 20 | [13 empty] | CZ2022 | None
NE-HVAC-airHP-SpltPkg-65to134kBtuh-11p5eer-3p50cop-wPreEcono | DEER2023 | D23 v1 | 2022-10-05 23:19 | Any | Mtl | Rec | CZ11 | cDXHP | Cap-Tons | 7.89 | 30000 | None | 87.7 | 0.0454 | 0 | 58.6 | 0.0319 | 0 | [6 empty] | DEER:HVAC_Split-Package_HP | Annual | 20 | [13 empty] | CZ2022 | None
NE-HVAC-airHP-SpltPkg-65to134kBtuh-11p5eer-3p50cop-wPreEcono | DEER2023 | D23 v1 | 2022-10-05 23:19 | Any | Mtl | Rec | CZ12 | cDXHP | Cap-Tons | 7.22 | 30000 | None | 74.5 | 0.0441 | 0 | 49.2 | 0.0309 | 0 | [6 empty] | DEER:HVAC_Split-Package_HP | Annual | 20 | [13 empty] | CZ2022 | None
NE-HVAC-airHP-SpltPkg-65to134kBtuh-11p5eer-3p50cop-wPreEcono | DEER2023 | D23 v1 | 2022-10-05 23:19 | Any | Mtl | Rec | CZ13 | cDXHP | Cap-Tons | 8.08 | 30000 | None | 93.2 | 0.0449 | 0 | 63 | 0.0317 | 0 | [6 empty] | DEER:HVAC_Split-Package_HP | Annual | 20 | [13 empty] | CZ2022 | None
NE-HVAC-airHP-SpltPkg-65to134kBtuh-11p5eer-3p50cop-wPreEcono | DEER2023 | D23 v1 | 2022-10-05 23:19 | Any | Mtl | Rec | CZ14 | cDXHP | Cap-Tons | 7.96 | 30000 | None | 86.2 | 0.039 | 0 | 57.4 | 0.0275 | 0 | [6 empty] | DEER:HVAC_Split-Package_HP | Annual | 20 | [13 empty] | CZ2022 | None
NE-HVAC-airHP-SpltPkg-65to134kBtuh-11p5eer-3p50cop-wPreEcono | DEER2023 | D23 v1 | 2022-10-05 23:19 | Any | Mtl | Rec | CZ15 | cDXHP | Cap-Tons | 10.6 | 30000 | None | 112 | 0.0448 | 0 | 78.2 | 0.0315 | 0 | [6 empty] | DEER:HVAC_Split-Package_HP | Annual | 20 | [13 empty] | CZ2022 | None
NE-HVAC-airHP-SpltPkg-65to134kBtuh-11p5eer-3p50cop-wPreEcono | DEER2023 | D23 v1 | 2022-10-05 23:19 | Any | Mtl | Rec | CZ16 | cDXHP | Cap-Tons | 8.46 | 30000 | None | 64.7 | 0.0195 | 0 | 36.7 | 0.0138 | 0 | [6 empty] | DEER:HVAC_Split-Package_HP | Annual | 20 | [13 empty] | CZ2022 | None
NE-HVAC-airHP-SpltPkg-65to134kBtuh-11p5eer-3p50cop-wPreEcono | DEER2023 | D23 v1 | 2022-10-05 23:19 | Any | Nrs | Ex | CZ01 | cDXHP | Cap-Tons | 96.3 | 60700 | None | 802 | 0.0789 | 0 | 26.5 | 0.00462 | 0 | [6 empty] | DEER:HVAC_Split-Package_HP | Annual | 20 | [13 empty] | CZ2022 | None
NE-HVAC-airHP-SpltPkg-65to134kBtuh-11p5eer-3p50cop-wPreEcono | DEER2023 | D23 v1 | 2022-10-05 23:19 | Any | Nrs | Ex | CZ02 | cDXHP | Cap-Tons | 96.9 | 60700 | None | 753 | 0.128 | 0 | 33.6 | 0.015 | 0 | [6 empty] | DEER:HVAC_Split-Package_HP | Annual | 20 | [13 empty] | CZ2022 | None
NE-HVAC-airHP-SpltPkg-65to134kBtuh-11p5eer-3p50cop-wPreEcono | DEER2023 | D23 v1 | 2022-10-05 23:19 | Any | Nrs | Ex | CZ03 | cDXHP | Cap-Tons | 100 | 60700 | None | 632 | 0.102 | 0 | 22.3 | 0.0107 | 0 | [6 empty] | DEER:HVAC_Split-Package_HP | Annual | 20 | [13 empty] | CZ2022 | None
NE-HVAC-airHP-SpltPkg-65to134kBtuh-11p5eer-3p50cop-wPreEcono | DEER2023 | D23 v1 | 2022-10-05 23:19 | Any | Nrs | Ex | CZ04 | cDXHP | Cap-Tons | 102 | 60700 | None | 712 | 0.14 | 0 | 33 | 0.0175 | 0 | [6 empty] | DEER:HVAC_Split-Package_HP | Annual | 20 | [13 empty] | CZ2022 | None
NE-HVAC-airHP-SpltPkg-65to134kBtuh-11p5eer-3p50cop-wPreEcono | DEER2023 | D23 v1 | 2022-10-05 23:19 | Any | Nrs | Ex | CZ05 | cDXHP | Cap-Tons | 100 | 60700 | None | 640 | 0.0842 | 0 | 25.2 | 0.00706 | 0 | [6 empty] | DEER:HVAC_Split-Package_HP | Annual | 20 | [13 empty] | CZ2022 | None
NE-HVAC-airHP-SpltPkg-65to134kBtuh-11p5eer-3p50cop-wPreEcono | DEER2023 | D23 v1 | 2022-10-05 23:19 | Any | Nrs | Ex | CZ06 | cDXHP | Cap-Tons | 103 | 60700 | None | 714 | 0.132 | 0 | 33.5 | 0.0133 | 0 | [6 empty] | DEER:HVAC_Split-Package_HP | Annual | 20 | [13 empty] | CZ2022 | None
NE-HVAC-airHP-SpltPkg-65to134kBtuh-11p5eer-3p50cop-wPreEcono | DEER2023 | D23 v1 | 2022-10-05 23:19 | Any | Nrs | Ex | CZ07 | cDXHP | Cap-Tons | 102 | 60700 | None | 626 | 0.108 | 0 | 27.4 | 0.0112 | 0 | [6 empty] | DEER:HVAC_Split-Package_HP | Annual | 20 | [13 empty] | CZ2022 | None
NE-HVAC-airHP-SpltPkg-65to134kBtuh-11p5eer-3p50cop-wPreEcono | DEER2023 | D23 v1 | 2022-10-05 23:19 | Any | Nrs | Ex | CZ08 | cDXHP | Cap-Tons | 104 | 60700 | None | 748 | 0.135 | 0 | 39.6 | 0.0147 | 0 | [6 empty] | DEER:HVAC_Split-Package_HP | Annual | 20 | [13 empty] | CZ2022 | None
NE-HVAC-airHP-SpltPkg-65to134kBtuh-11p5eer-3p50cop-wPreEcono | DEER2023 | D23 v1 | 2022-10-05 23:19 | Any | Nrs | Ex | CZ09 | cDXHP | Cap-Tons | 106 | 60700 | None | 730 | 0.141 | 0 | 38.6 | 0.0173 | 0 | [6 empty] | DEER:HVAC_Split-Package_HP | Annual | 20 | [13 empty] | CZ2022 | None
NE-HVAC-airHP-SpltPkg-65to134kBtuh-11p5eer-3p50cop-wPreEcono | DEER2023 | D23 v1 | 2022-10-05 23:19 | Any | Nrs | Ex | CZ10 | cDXHP | Cap-Tons | 98.5 | 60700 | None | 735 | 0.144 | 0 | 43.6 | 0.0184 | 0 | [6 empty] | DEER:HVAC_Split-Package_HP | Annual | 20 | [13 empty] | CZ2022 | None
NE-HVAC-airHP-SpltPkg-65to134kBtuh-11p5eer-3p50cop-wPreEcono | DEER2023 | D23 v1 | 2022-10-05 23:19 | Any | Nrs | Ex | CZ11 | cDXHP | Cap-Tons | 99.7 | 60700 | None | 770 | 0.152 | 0 | 48.9 | 0.0252 | 0 | [6 empty] | DEER:HVAC_Split-Package_HP | Annual | 20 | [13 empty] | CZ2022 | None
NE-HVAC-airHP-SpltPkg-65to134kBtuh-11p5eer-3p50cop-wPreEcono | DEER2023 | D23 v1 | 2022-10-05 23:19 | Any | Nrs | Ex | CZ12 | cDXHP | Cap-Tons | 98.1 | 60700 | None | 753 | 0.154 | 0 | 39.6 | 0.0223 | 0 | [6 empty] | DEER:HVAC_Split-Package_HP | Annual | 20 | [13 empty] | CZ2022 | None
NE-HVAC-airHP-SpltPkg-65to134kBtuh-11p5eer-3p50cop-wPreEcono | DEER2023 | D23 v1 | 2022-10-05 23:19 | Any | Nrs | Ex | CZ13 | cDXHP | Cap-Tons | 100 | 60700 | None | 815 | 0.166 | 0 | 50.8 | 0.0248 | 0 | [6 empty] | DEER:HVAC_Split-Package_HP | Annual | 20 | [13 empty] | CZ2022 | None
NE-HVAC-airHP-SpltPkg-65to134kBtuh-11p5eer-3p50cop-wPreEcono | DEER2023 | D23 v1 | 2022-10-05 23:19 | Any | Nrs | Ex | CZ14 | cDXHP | Cap-Tons | 100 | 60700 | None | 738 | 0.139 | 0 | 48.7 | 0.0222 | 0 | [6 empty] | DEER:HVAC_Split-Package_HP | Annual | 20 | [13 empty] | CZ2022 | None
NE-HVAC-airHP-SpltPkg-65to134kBtuh-11p5eer-3p50cop-wPreEcono | DEER2023 | D23 v1 | 2022-10-05 23:19 | Any | Nrs | Ex | CZ15 | cDXHP | Cap-Tons | 113 | 60700 | None | 732 | 0.162 | 0 | 67.6 | 0.0293 | 0 | [6 empty] | DEER:HVAC_Split-Package_HP | Annual | 20 | [13 empty] | CZ2022 | None
NE-HVAC-airHP-SpltPkg-65to134kBtuh-11p5eer-3p50cop-wPreEcono | DEER2023 | D23 v1 | 2022-10-05 23:19 | Any | Nrs | Ex | CZ16 | cDXHP | Cap-Tons | 96.7 | 60700 | None | 819 | 0.108 | 0 | 39 | 0.0112 | 0 | [6 empty] | DEER:HVAC_Split-Package_HP | Annual | 20 | [13 empty] | CZ2022 | None
NE-HVAC-airHP-SpltPkg-65to134kBtuh-11p5eer-3p50cop-wPreEcono | DEER2023 | D23 v1 | 2022-10-05 23:19 | Any | Nrs | Old | CZ01 | cDXHP | Cap-Tons | 101 | 60700 | None | 893 | 0.0901 | 0 | 26.7 | 0.00523 | 0 | [6 empty] | DEER:HVAC_Split-Package_HP | Annual | 20 | [13 empty] | CZ2022 | None
NE-HVAC-airHP-SpltPkg-65to134kBtuh-11p5eer-3p50cop-wPreEcono | DEER2023 | D23 v1 | 2022-10-05 23:19 | Any | Nrs | Old | CZ02 | cDXHP | Cap-Tons | 106 | 60700 | None | 882 | 0.155 | 0 | 35.7 | 0.0162 | 0 | [6 empty] | DEER:HVAC_Split-Package_HP | Annual | 20 | [13 empty] | CZ2022 | None
NE-HVAC-airHP-SpltPkg-65to134kBtuh-11p5eer-3p50cop-wPreEcono | DEER2023 | D23 v1 | 2022-10-05 23:19 | Any | Nrs | Old | CZ03 | cDXHP | Cap-Tons | 104 | 60700 | None | 790 | 0.133 | 0 | 23.6 | 0.0113 | 0 | [6 empty] | DEER:HVAC_Split-Package_HP | Annual | 20 | [13 empty] | CZ2022 | None
NE-HVAC-airHP-SpltPkg-65to134kBtuh-11p5eer-3p50cop-wPreEcono | DEER2023 | D23 v1 | 2022-10-05 23:19 | Any | Nrs | Old | CZ04 | cDXHP | Cap-Tons | 106 | 60700 | None | 848 | 0.17 | 0 | 34.6 | 0.0183 | 0 | [6 empty] | DEER:HVAC_Split-Package_HP | Annual | 20 | [13 empty] | CZ2022 | None
NE-HVAC-airHP-SpltPkg-65to134kBtuh-11p5eer-3p50cop-wPreEcono | DEER2023 | D23 v1 | 2022-10-05 23:19 | Any | Nrs | Old | CZ05 | cDXHP | Cap-Tons | 104 | 60700 | None | 757 | 0.102 | 0 | 26.3 | 0.00745 | 0 | [6 empty] | DEER:HVAC_Split-Package_HP | Annual | 20 | [13 empty] | CZ2022 | None
NE-HVAC-airHP-SpltPkg-65to134kBtuh-11p5eer-3p50cop-wPreEcono | DEER2023 | D23 v1 | 2022-10-05 23:19 | Any | Nrs | Old | CZ06 | cDXHP | Cap-Tons | 106 | 60700 | None | 822 | 0.154 | 0 | 34.5 | 0.0136 | 0 | [6 empty] | DEER:HVAC_Split-Package_HP | Annual | 20 | [13 empty] | CZ2022 | None
NE-HVAC-airHP-SpltPkg-65to134kBtuh-11p5eer-3p50cop-wPreEcono | DEER2023 | D23 v1 | 2022-10-05 23:19 | Any | Nrs | Old | CZ07 | cDXHP | Cap-Tons | 105 | 60700 | None | 730 | 0.128 | 0 | 28.3 | 0.0115 | 0 | [6 empty] | DEER:HVAC_Split-Package_HP | Annual | 20 | [13 empty] | CZ2022 | None
NE-HVAC-airHP-SpltPkg-65to134kBtuh-11p5eer-3p50cop-wPreEcono | DEER2023 | D23 v1 | 2022-10-05 23:19 | Any | Nrs | Old | CZ08 | cDXHP | Cap-Tons | 107 | 60700 | None | 864 | 0.159 | 0 | 40.6 | 0.0151 | 0 | [6 empty] | DEER:HVAC_Split-Package_HP | Annual | 20 | [13 empty] | CZ2022 | None
NE-HVAC-airHP-SpltPkg-65to134kBtuh-11p5eer-3p50cop-wPreEcono | DEER2023 | D23 v1 | 2022-10-05 23:19 | Any | Nrs | Old | CZ09 | cDXHP | Cap-Tons | 110 | 60700 | None | 859 | 0.169 | 0 | 39.8 | 0.0178 | 0 | [6 empty] | DEER:HVAC_Split-Package_HP | Annual | 20 | [13 empty] | CZ2022 | None
NE-HVAC-airHP-SpltPkg-65to134kBtuh-11p5eer-3p50cop-wPreEcono | DEER2023 | D23 v1 | 2022-10-05 23:19 | Any | Nrs | Old | CZ10 | cDXHP | Cap-Tons | 109 | 60700 | None | 909 | 0.181 | 0 | 46 | 0.0193 | 0 | [6 empty] | DEER:HVAC_Split-Package_HP | Annual | 20 | [13 empty] | CZ2022 | None
NE-HVAC-airHP-SpltPkg-65to134kBtuh-11p5eer-3p50cop-wPreEcono | DEER2023 | D23 v1 | 2022-10-05 23:19 | Any | Nrs | Old | CZ11 | cDXHP | Cap-Tons | 109 | 60700 | None | 903 | 0.181 | 0 | 50.8 | 0.0261 | 0 | [6 empty] | DEER:HVAC_Split-Package_HP | Annual | 20 | [13 empty] | CZ2022 | None
NE-HVAC-airHP-SpltPkg-65to134kBtuh-11p5eer-3p50cop-wPreEcono | DEER2023 | D23 v1 | 2022-10-05 23:19 | Any | Nrs | Old | CZ12 | cDXHP | Cap-Tons | 107 | 60700 | None | 897 | 0.188 | 0 | 41.5 | 0.0233 | 0 | [6 empty] | DEER:HVAC_Split-Package_HP | Annual | 20 | [13 empty] | CZ2022 | None
NE-HVAC-airHP-SpltPkg-65to134kBtuh-11p5eer-3p50cop-wPreEcono | DEER2023 | D23 v1 | 2022-10-05 23:19 | Any | Nrs | Old | CZ13 | cDXHP | Cap-Tons | 110 | 60700 | None | 954 | 0.196 | 0 | 52.8 | 0.0257 | 0 | [6 empty] | DEER:HVAC_Split-Package_HP | Annual | 20 | [13 empty] | CZ2022 | None
NE-HVAC-airHP-SpltPkg-65to134kBtuh-11p5eer-3p50cop-wPreEcono | DEER2023 | D23 v1 | 2022-10-05 23:19 | Any | Nrs | Old | CZ14 | cDXHP | Cap-Tons | 110 | 60700 | None | 895 | 0.174 | 0 | 50.7 | 0.0231 | 0 | [6 empty] | DEER:HVAC_Split-Package_HP | Annual | 20 | [13 empty] | CZ2022 | None
NE-HVAC-airHP-SpltPkg-65to134kBtuh-11p5eer-3p50cop-wPreEcono | DEER2023 | D23 v1 | 2022-10-05 23:19 | Any | Nrs | Old | CZ15 | cDXHP | Cap-Tons | 124 | 60700 | None | 926 | 0.204 | 0 | 69.8 | 0.0301 | 0 | [6 empty] | DEER:HVAC_Split-Package_HP | Annual | 20 | [13 empty] | CZ2022 | None
NE-HVAC-airHP-SpltPkg-65to134kBtuh-11p5eer-3p50cop-wPreEcono | DEER2023 | D23 v1 | 2022-10-05 23:19 | Any | Nrs | Old | CZ16 | cDXHP | Cap-Tons | 104 | 60700 | None | 976 | 0.137 | 0 | 40.8 | 0.0121 | 0 | [6 empty] | DEER:HVAC_Split-Package_HP | Annual | 20 | [13 empty] | CZ2022 | None
NE-HVAC-airHP-SpltPkg-65to134kBtuh-11p5eer-3p50cop-wPreEcono | DEER2023 | D23 v1 | 2022-10-05 23:19 | Any | Nrs | Rec | CZ01 | cDXHP | Cap-Tons | 95.9 | 60700 | None | 53.8 | 0.00612 | 0 | 26.8 | 0.00419 | 0 | [6 empty] | DEER:HVAC_Split-Package_HP | Annual | 20 | [13 empty] | CZ2022 | None
NE-HVAC-airHP-SpltPkg-65to134kBtuh-11p5eer-3p50cop-wPreEcono | DEER2023 | D23 v1 | 2022-10-05 23:19 | Any | Nrs | Rec | CZ02 | cDXHP | Cap-Tons | 96 | 60700 | None | 56.2 | 0.0198 | 0 | 32.2 | 0.0139 | 0 | [6 empty] | DEER:HVAC_Split-Package_HP | Annual | 20 | [13 empty] | CZ2022 | None
NE-HVAC-airHP-SpltPkg-65to134kBtuh-11p5eer-3p50cop-wPreEcono | DEER2023 | D23 v1 | 2022-10-05 23:19 | Any | Nrs | Rec | CZ03 | cDXHP | Cap-Tons | 95.9 | 60700 | None | 40.4 | 0.0135 | 0 | 21.9 | 0.00947 | 0 | [6 empty] | DEER:HVAC_Split-Package_HP | Annual | 20 | [13 empty] | CZ2022 | None
NE-HVAC-airHP-SpltPkg-65to134kBtuh-11p5eer-3p50cop-wPreEcono | DEER2023 | D23 v1 | 2022-10-05 23:19 | Any | Nrs | Rec | CZ04 | cDXHP | Cap-Tons | 96 | 60700 | None | 50.8 | 0.0227 | 0 | 30.8 | 0.0159 | 0 | [6 empty] | DEER:HVAC_Split-Package_HP | Annual | 20 | [13 empty] | CZ2022 | None
NE-HVAC-airHP-SpltPkg-65to134kBtuh-11p5eer-3p50cop-wPreEcono | DEER2023 | D23 v1 | 2022-10-05 23:19 | Any | Nrs | Rec | CZ05 | cDXHP | Cap-Tons | 95.9 | 60700 | None | 43.5 | 0.00887 | 0 | 24.2 | 0.00621 | 0 | [6 empty] | DEER:HVAC_Split-Package_HP | Annual | 20 | [13 empty] | CZ2022 | None
NE-HVAC-airHP-SpltPkg-65to134kBtuh-11p5eer-3p50cop-wPreEcono | DEER2023 | D23 v1 | 2022-10-05 23:19 | Any | Nrs | Rec | CZ06 | cDXHP | Cap-Tons | 96 | 60700 | None | 48.7 | 0.0175 | 0 | 30.9 | 0.0123 | 0 | [6 empty] | DEER:HVAC_Split-Package_HP | Annual | 20 | [13 empty] | CZ2022 | None
NE-HVAC-airHP-SpltPkg-65to134kBtuh-11p5eer-3p50cop-wPreEcono | DEER2023 | D23 v1 | 2022-10-05 23:19 | Any | Nrs | Rec | CZ07 | cDXHP | Cap-Tons | 96 | 60700 | None | 39.6 | 0.0147 | 0 | 25.2 | 0.0103 | 0 | [6 empty] | DEER:HVAC_Split-Package_HP | Annual | 20 | [13 empty] | CZ2022 | None
NE-HVAC-airHP-SpltPkg-65to134kBtuh-11p5eer-3p50cop-wPreEcono | DEER2023 | D23 v1 | 2022-10-05 23:19 | Any | Nrs | Rec | CZ08 | cDXHP | Cap-Tons | 96.3 | 60700 | None | 56.8 | 0.0195 | 0 | 36.9 | 0.0137 | 0 | [6 empty] | DEER:HVAC_Split-Package_HP | Annual | 20 | [13 empty] | CZ2022 | None
NE-HVAC-airHP-SpltPkg-65to134kBtuh-11p5eer-3p50cop-wPreEcono | DEER2023 | D23 v1 | 2022-10-05 23:19 | Any | Nrs | Rec | CZ09 | cDXHP | Cap-Tons | 97.7 | 60700 | None | 55.5 | 0.0227 | 0 | 35.7 | 0.016 | 0 | [6 empty] | DEER:HVAC_Split-Package_HP | Annual | 20 | [13 empty] | CZ2022 | None
NE-HVAC-airHP-SpltPkg-65to134kBtuh-11p5eer-3p50cop-wPreEcono | DEER2023 | D23 v1 | 2022-10-05 23:19 | Any | Nrs | Rec | CZ10 | cDXHP | Cap-Tons | 96.7 | 60700 | None | 64.5 | 0.0246 | 0 | 41.5 | 0.0173 | 0 | [6 empty] | DEER:HVAC_Split-Package_HP | Annual | 20 | [13 empty] | CZ2022 | None
NE-HVAC-airHP-SpltPkg-65to134kBtuh-11p5eer-3p50cop-wPreEcono | DEER2023 | D23 v1 | 2022-10-05 23:19 | Any | Nrs | Rec | CZ11 | cDXHP | Cap-Tons | 97.1 | 60700 | None | 73.5 | 0.0335 | 0 | 46.2 | 0.0235 | 0 | [6 empty] | DEER:HVAC_Split-Package_HP | Annual | 20 | [13 empty] | CZ2022 | None
NE-HVAC-airHP-SpltPkg-65to134kBtuh-11p5eer-3p50cop-wPreEcono | DEER2023 | D23 v1 | 2022-10-05 23:19 | Any | Nrs | Rec | CZ12 | cDXHP | Cap-Tons | 96.4 | 60700 | None | 61.9 | 0.0297 | 0 | 37.7 | 0.0209 | 0 | [6 empty] | DEER:HVAC_Split-Package_HP | Annual | 20 | [13 empty] | CZ2022 | None
NE-HVAC-airHP-SpltPkg-65to134kBtuh-11p5eer-3p50cop-wPreEcono | DEER2023 | D23 v1 | 2022-10-05 23:19 | Any | Nrs | Rec | CZ13 | cDXHP | Cap-Tons | 97.6 | 60700 | None | 75.5 | 0.0333 | 0 | 48.3 | 0.0234 | 0 | [6 empty] | DEER:HVAC_Split-Package_HP | Annual | 20 | [13 empty] | CZ2022 | None
NE-HVAC-airHP-SpltPkg-65to134kBtuh-11p5eer-3p50cop-wPreEcono | DEER2023 | D23 v1 | 2022-10-05 23:19 | Any | Nrs | Rec | CZ14 | cDXHP | Cap-Tons | 97.8 | 60700 | None | 74.6 | 0.0299 | 0 | 46.5 | 0.021 | 0 | [6 empty] | DEER:HVAC_Split-Package_HP | Annual | 20 | [13 empty] | CZ2022 | None
NE-HVAC-airHP-SpltPkg-65to134kBtuh-11p5eer-3p50cop-wPreEcono | DEER2023 | D23 v1 | 2022-10-05 23:19 | Any | Nrs | Rec | CZ15 | cDXHP | Cap-Tons | 108 | 60700 | None | 94.8 | 0.04 | 0 | 65.1 | 0.0282 | 0 | [6 empty] | DEER:HVAC_Split-Package_HP | Annual | 20 | [13 empty] | CZ2022 | None
NE-HVAC-airHP-SpltPkg-65to134kBtuh-11p5eer-3p50cop-wPreEcono | DEER2023 | D23 v1 | 2022-10-05 23:19 | Any | Nrs | Rec | CZ16 | cDXHP | Cap-Tons | 96 | 60700 | None | 69.8 | 0.0147 | 0 | 37.2 | 0.0104 | 0 | [6 empty] | DEER:HVAC_Split-Package_HP | Annual | 20 | [13 empty] | CZ2022 | None
NE-HVAC-airHP-SpltPkg-65to134kBtuh-11p5eer-3p50cop-wPreEcono | DEER2023 | D23 v1 | 2022-10-05 23:19 | Any | OfL | Ex | CZ01 | cDXHP | Cap-Tons | 480 | 175000 | None | 264 | 0.0368 | 0 | 6.96 | 0.00497 | 0 | [6 empty] | DEER:HVAC_Split-Package_HP | Annual | 20 | [13 empty] | CZ2022 | None
NE-HVAC-airHP-SpltPkg-65to134kBtuh-11p5eer-3p50cop-wPreEcono | DEER2023 | D23 v1 | 2022-10-05 23:19 | Any | OfL | Ex | CZ02 | cDXHP | Cap-Tons | 429 | 175000 | None | 274 | 0.0618 | 0 | 26.6 | 0.0116 | 0 | [6 empty] | DEER:HVAC_Split-Package_HP | Annual | 20 | [13 empty] | CZ2022 | None
NE-HVAC-airHP-SpltPkg-65to134kBtuh-11p5eer-3p50cop-wPreEcono | DEER2023 | D23 v1 | 2022-10-05 23:19 | Any | OfL | Ex | CZ03 | cDXHP | Cap-Tons | 529 | 175000 | None | 231 | 0.0536 | 0 | 13.7 | 0.00704 | 0 | [6 empty] | DEER:HVAC_Split-Package_HP | Annual | 20 | [13 empty] | CZ2022 | None
NE-HVAC-airHP-SpltPkg-65to134kBtuh-11p5eer-3p50cop-wPreEcono | DEER2023 | D23 v1 | 2022-10-05 23:19 | Any | OfL | Ex | CZ04 | cDXHP | Cap-Tons | 455 | 175000 | None | 274 | 0.0613 | 0 | 29.5 | 0.0121 | 0 | [6 empty] | DEER:HVAC_Split-Package_HP | Annual | 20 | [13 empty] | CZ2022 | None
NE-HVAC-airHP-SpltPkg-65to134kBtuh-11p5eer-3p50cop-wPreEcono | DEER2023 | D23 v1 | 2022-10-05 23:19 | Any | OfL | Ex | CZ05 | cDXHP | Cap-Tons | 524 | 175000 | None | 243 | 0.0504 | 0 | 17.6 | 0.00589 | 0 | [6 empty] | DEER:HVAC_Split-Package_HP | Annual | 20 | [13 empty] | CZ2022 | None
NE-HVAC-airHP-SpltPkg-65to134kBtuh-11p5eer-3p50cop-wPreEcono | DEER2023 | D23 v1 | 2022-10-05 23:19 | Any | OfL | Ex | CZ06 | cDXHP | Cap-Tons | 560 | 175000 | None | 297 | 0.0556 | 0 | 28.2 | 0.00721 | 0 | [6 empty] | DEER:HVAC_Split-Package_HP | Annual | 20 | [13 empty] | CZ2022 | None
NE-HVAC-airHP-SpltPkg-65to134kBtuh-11p5eer-3p50cop-wPreEcono | DEER2023 | D23 v1 | 2022-10-05 23:19 | Any | OfL | Ex | CZ07 | cDXHP | Cap-Tons | 549 | 175000 | None | 264 | 0.0532 | 0 | 23.9 | 0.00639 | 0 | [6 empty] | DEER:HVAC_Split-Package_HP | Annual | 20 | [13 empty] | CZ2022 | None
NE-HVAC-airHP-SpltPkg-65to134kBtuh-11p5eer-3p50cop-wPreEcono | DEER2023 | D23 v1 | 2022-10-05 23:19 | Any | OfL | Ex | CZ08 | cDXHP | Cap-Tons | 490 | 175000 | None | 313 | 0.0583 | 0 | 38.5 | 0.00975 | 0 | [6 empty] | DEER:HVAC_Split-Package_HP | Annual | 20 | [13 empty] | CZ2022 | None
NE-HVAC-airHP-SpltPkg-65to134kBtuh-11p5eer-3p50cop-wPreEcono | DEER2023 | D23 v1 | 2022-10-05 23:19 | Any | OfL | Ex | CZ09 | cDXHP | Cap-Tons | 559 | 175000 | None | 303 | 0.0616 | 0 | 31.6 | 0.00985 | 0 | [6 empty] | DEER:HVAC_Split-Package_HP | Annual | 20 | [13 empty] | CZ2022 | None
NE-HVAC-airHP-SpltPkg-65to134kBtuh-11p5eer-3p50cop-wPreEcono | DEER2023 | D23 v1 | 2022-10-05 23:19 | Any | OfL | Ex | CZ10 | cDXHP | Cap-Tons | 499 | 175000 | None | 323 | 0.0631 | 0 | 38.4 | 0.0114 | 0 | [6 empty] | DEER:HVAC_Split-Package_HP | Annual | 20 | [13 empty] | CZ2022 | None
NE-HVAC-airHP-SpltPkg-65to134kBtuh-11p5eer-3p50cop-wPreEcono | DEER2023 | D23 v1 | 2022-10-05 23:19 | Any | OfL | Ex | CZ11 | cDXHP | Cap-Tons | 524 | 175000 | None | 327 | 0.0679 | 0 | 34.6 | 0.015 | 0 | [6 empty] | DEER:HVAC_Split-Package_HP | Annual | 20 | [13 empty] | CZ2022 | None
NE-HVAC-airHP-SpltPkg-65to134kBtuh-11p5eer-3p50cop-wPreEcono | DEER2023 | D23 v1 | 2022-10-05 23:19 | Any | OfL | Ex | CZ12 | cDXHP | Cap-Tons | 491 | 175000 | None | 301 | 0.0671 | 0 | 30.7 | 0.0143 | 0 | [6 empty] | DEER:HVAC_Split-Package_HP | Annual | 20 | [13 empty] | CZ2022 | None
NE-HVAC-airHP-SpltPkg-65to134kBtuh-11p5eer-3p50cop-wPreEcono | DEER2023 | D23 v1 | 2022-10-05 23:19 | Any | OfL | Ex | CZ13 | cDXHP | Cap-Tons | 533 | 175000 | None | 324 | 0.0662 | 0 | 36.6 | 0.0143 | 0 | [6 empty] | DEER:HVAC_Split-Package_HP | Annual | 20 | [13 empty] | CZ2022 | None
NE-HVAC-airHP-SpltPkg-65to134kBtuh-11p5eer-3p50cop-wPreEcono | DEER2023 | D23 v1 | 2022-10-05 23:19 | Any | OfL | Ex | CZ14 | cDXHP | Cap-Tons | 536 | 175000 | None | 324 | 0.0665 | 0 | 34.6 | 0.0127 | 0 | [6 empty] | DEER:HVAC_Split-Package_HP | Annual | 20 | [13 empty] | CZ2022 | None
NE-HVAC-airHP-SpltPkg-65to134kBtuh-11p5eer-3p50cop-wPreEcono | DEER2023 | D23 v1 | 2022-10-05 23:19 | Any | OfL | Ex | CZ15 | cDXHP | Cap-Tons | 646 | 175000 | None | 403 | 0.0765 | 0 | 49 | 0.0151 | 0 | [6 empty] | DEER:HVAC_Split-Package_HP | Annual | 20 | [13 empty] | CZ2022 | None
NE-HVAC-airHP-SpltPkg-65to134kBtuh-11p5eer-3p50cop-wPreEcono | DEER2023 | D23 v1 | 2022-10-05 23:19 | Any | OfL | Ex | CZ16 | cDXHP | Cap-Tons | 532 | 175000 | None | 297 | 0.0507 | 0 | 19.4 | 0.00716 | 0 | [6 empty] | DEER:HVAC_Split-Package_HP | Annual | 20 | [13 empty] | CZ2022 | None
NE-HVAC-airHP-SpltPkg-65to134kBtuh-11p5eer-3p50cop-wPreEcono | DEER2023 | D23 v1 | 2022-10-05 23:19 | Any | OfL | Old | CZ01 | cDXHP | Cap-Tons | 615 | 175000 | None | 289 | 0.0427 | 0 | 7.3 | 0.00512 | 0 | [6 empty] | DEER:HVAC_Split-Package_HP | Annual | 20 | [13 empty] | CZ2022 | None
NE-HVAC-airHP-SpltPkg-65to134kBtuh-11p5eer-3p50cop-wPreEcono | DEER2023 | D23 v1 | 2022-10-05 23:19 | Any | OfL | Old | CZ02 | cDXHP | Cap-Tons | 542 | 175000 | None | 329 | 0.0739 | 0 | 28.2 | 0.0131 | 0 | [6 empty] | DEER:HVAC_Split-Package_HP | Annual | 20 | [13 empty] | CZ2022 | None
NE-HVAC-airHP-SpltPkg-65to134kBtuh-11p5eer-3p50cop-wPreEcono | DEER2023 | D23 v1 | 2022-10-05 23:19 | Any | OfL | Old | CZ03 | cDXHP | Cap-Tons | 651 | 175000 | None | 272 | 0.0641 | 0 | 14.6 | 0.0078 | 0 | [6 empty] | DEER:HVAC_Split-Package_HP | Annual | 20 | [13 empty] | CZ2022 | None
NE-HVAC-airHP-SpltPkg-65to134kBtuh-11p5eer-3p50cop-wPreEcono | DEER2023 | D23 v1 | 2022-10-05 23:19 | Any | OfL | Old | CZ04 | cDXHP | Cap-Tons | 544 | 175000 | None | 327 | 0.0741 | 0 | 31.5 | 0.014 | 0 | [6 empty] | DEER:HVAC_Split-Package_HP | Annual | 20 | [13 empty] | CZ2022 | None
NE-HVAC-airHP-SpltPkg-65to134kBtuh-11p5eer-3p50cop-wPreEcono | DEER2023 | D23 v1 | 2022-10-05 23:19 | Any | OfL | Old | CZ05 | cDXHP | Cap-Tons | 644 | 175000 | None | 287 | 0.0594 | 0 | 18.3 | 0.00638 | 0 | [6 empty] | DEER:HVAC_Split-Package_HP | Annual | 20 | [13 empty] | CZ2022 | None
NE-HVAC-airHP-SpltPkg-65to134kBtuh-11p5eer-3p50cop-wPreEcono | DEER2023 | D23 v1 | 2022-10-05 23:19 | Any | OfL | Old | CZ06 | cDXHP | Cap-Tons | 684 | 175000 | None | 351 | 0.0661 | 0 | 29.3 | 0.00782 | 0 | [6 empty] | DEER:HVAC_Split-Package_HP | Annual | 20 | [13 empty] | CZ2022 | None
NE-HVAC-airHP-SpltPkg-65to134kBtuh-11p5eer-3p50cop-wPreEcono | DEER2023 | D23 v1 | 2022-10-05 23:19 | Any | OfL | Old | CZ07 | cDXHP | Cap-Tons | 669 | 175000 | None | 316 | 0.0628 | 0 | 24.7 | 0.00666 | 0 | [6 empty] | DEER:HVAC_Split-Package_HP | Annual | 20 | [13 empty] | CZ2022 | None
NE-HVAC-airHP-SpltPkg-65to134kBtuh-11p5eer-3p50cop-wPreEcono | DEER2023 | D23 v1 | 2022-10-05 23:19 | Any | OfL | Old | CZ08 | cDXHP | Cap-Tons | 583 | 175000 | None | 373 | 0.0699 | 0 | 40.6 | 0.0108 | 0 | [6 empty] | DEER:HVAC_Split-Package_HP | Annual | 20 | [13 empty] | CZ2022 | None
NE-HVAC-airHP-SpltPkg-65to134kBtuh-11p5eer-3p50cop-wPreEcono | DEER2023 | D23 v1 | 2022-10-05 23:19 | Any | OfL | Old | CZ09 | cDXHP | Cap-Tons | 660 | 175000 | None | 374 | 0.0765 | 0 | 34.6 | 0.0114 | 0 | [6 empty] | DEER:HVAC_Split-Package_HP | Annual | 20 | [13 empty] | CZ2022 | None
NE-HVAC-airHP-SpltPkg-65to134kBtuh-11p5eer-3p50cop-wPreEcono | DEER2023 | D23 v1 | 2022-10-05 23:19 | Any | OfL | Old | CZ10 | cDXHP | Cap-Tons | 623 | 175000 | None | 390 | 0.0774 | 0 | 40.6 | 0.013 | 0 | [6 empty] | DEER:HVAC_Split-Package_HP | Annual | 20 | [13 empty] | CZ2022 | None
NE-HVAC-airHP-SpltPkg-65to134kBtuh-11p5eer-3p50cop-wPreEcono | DEER2023 | D23 v1 | 2022-10-05 23:19 | Any | OfL | Old | CZ11 | cDXHP | Cap-Tons | 643 | 175000 | None | 395 | 0.0864 | 0 | 37.6 | 0.0178 | 0 | [6 empty] | DEER:HVAC_Split-Package_HP | Annual | 20 | [13 empty] | CZ2022 | None
NE-HVAC-airHP-SpltPkg-65to134kBtuh-11p5eer-3p50cop-wPreEcono | DEER2023 | D23 v1 | 2022-10-05 23:19 | Any | OfL | Old | CZ12 | cDXHP | Cap-Tons | 597 | 175000 | None | 359 | 0.0831 | 0 | 32.8 | 0.0166 | 0 | [6 empty] | DEER:HVAC_Split-Package_HP | Annual | 20 | [13 empty] | CZ2022 | None
NE-HVAC-airHP-SpltPkg-65to134kBtuh-11p5eer-3p50cop-wPreEcono | DEER2023 | D23 v1 | 2022-10-05 23:19 | Any | OfL | Old | CZ13 | cDXHP | Cap-Tons | 655 | 175000 | None | 401 | 0.0863 | 0 | 39.6 | 0.0171 | 0 | [6 empty] | DEER:HVAC_Split-Package_HP | Annual | 20 | [13 empty] | CZ2022 | None
NE-HVAC-airHP-SpltPkg-65to134kBtuh-11p5eer-3p50cop-wPreEcono | DEER2023 | D23 v1 | 2022-10-05 23:19 | Any | OfL | Old | CZ14 | cDXHP | Cap-Tons | 659 | 175000 | None | 394 | 0.0838 | 0 | 38.3 | 0.0154 | 0 | [6 empty] | DEER:HVAC_Split-Package_HP | Annual | 20 | [13 empty] | CZ2022 | None
NE-HVAC-airHP-SpltPkg-65to134kBtuh-11p5eer-3p50cop-wPreEcono | DEER2023 | D23 v1 | 2022-10-05 23:19 | Any | OfL | Old | CZ15 | cDXHP | Cap-Tons | 783 | 175000 | None | 483 | 0.0943 | 0 | 52.9 | 0.0183 | 0 | [6 empty] | DEER:HVAC_Split-Package_HP | Annual | 20 | [13 empty] | CZ2022 | None
NE-HVAC-airHP-SpltPkg-65to134kBtuh-11p5eer-3p50cop-wPreEcono | DEER2023 | D23 v1 | 2022-10-05 23:19 | Any | OfL | Old | CZ16 | cDXHP | Cap-Tons | 688 | 175000 | None | 352 | 0.064 | 0 | 20.6 | 0.00781 | 0 | [6 empty] | DEER:HVAC_Split-Package_HP | Annual | 20 | [13 empty] | CZ2022 | None
NE-HVAC-airHP-SpltPkg-65to134kBtuh-11p5eer-3p50cop-wPreEcono | DEER2023 | D23 v1 | 2022-10-05 23:19 | Any | OfL | Rec | CZ01 | cDXHP | Cap-Tons | 461 | 175000 | None | 9.54 | 0.0065 | 0 | 6.49 | 0.00457 | 0 | [6 empty] | DEER:HVAC_Split-Package_HP | Annual | 20 | [13 empty] | CZ2022 | None
NE-HVAC-airHP-SpltPkg-65to134kBtuh-11p5eer-3p50cop-wPreEcono | DEER2023 | D23 v1 | 2022-10-05 23:19 | Any | OfL | Rec | CZ02 | cDXHP | Cap-Tons | 409 | 175000 | None | 36.6 | 0.0161 | 0 | 25.8 | 0.0114 | 0 | [6 empty] | DEER:HVAC_Split-Package_HP | Annual | 20 | [13 empty] | CZ2022 | None
NE-HVAC-airHP-SpltPkg-65to134kBtuh-11p5eer-3p50cop-wPreEcono | DEER2023 | D23 v1 | 2022-10-05 23:19 | Any | OfL | Rec | CZ03 | cDXHP | Cap-Tons | 484 | 175000 | None | 18.9 | 0.00969 | 0 | 13.3 | 0.00681 | 0 | [6 empty] | DEER:HVAC_Split-Package_HP | Annual | 20 | [13 empty] | CZ2022 | None
NE-HVAC-airHP-SpltPkg-65to134kBtuh-11p5eer-3p50cop-wPreEcono | DEER2023 | D23 v1 | 2022-10-05 23:19 | Any | OfL | Rec | CZ04 | cDXHP | Cap-Tons | 414 | 175000 | None | 41.1 | 0.0167 | 0 | 29 | 0.0118 | 0 | [6 empty] | DEER:HVAC_Split-Package_HP | Annual | 20 | [13 empty] | CZ2022 | None
NE-HVAC-airHP-SpltPkg-65to134kBtuh-11p5eer-3p50cop-wPreEcono | DEER2023 | D23 v1 | 2022-10-05 23:19 | Any | OfL | Rec | CZ05 | cDXHP | Cap-Tons | 477 | 175000 | None | 24.3 | 0.00822 | 0 | 17.3 | 0.00578 | 0 | [6 empty] | DEER:HVAC_Split-Package_HP | Annual | 20 | [13 empty] | CZ2022 | None
NE-HVAC-airHP-SpltPkg-65to134kBtuh-11p5eer-3p50cop-wPreEcono | DEER2023 | D23 v1 | 2022-10-05 23:19 | Any | OfL | Rec | CZ06 | cDXHP | Cap-Tons | 513 | 175000 | None | 39.7 | 0.00997 | 0 | 27.9 | 0.00701 | 0 | [6 empty] | DEER:HVAC_Split-Package_HP | Annual | 20 | [13 empty] | CZ2022 | None
NE-HVAC-airHP-SpltPkg-65to134kBtuh-11p5eer-3p50cop-wPreEcono | DEER2023 | D23 v1 | 2022-10-05 23:19 | Any | OfL | Rec | CZ07 | cDXHP | Cap-Tons | 504 | 175000 | None | 33.6 | 0.00897 | 0 | 23.6 | 0.00631 | 0 | [6 empty] | DEER:HVAC_Split-Package_HP | Annual | 20 | [13 empty] | CZ2022 | None
NE-HVAC-airHP-SpltPkg-65to134kBtuh-11p5eer-3p50cop-wPreEcono | DEER2023 | D23 v1 | 2022-10-05 23:19 | Any | OfL | Rec | CZ08 | cDXHP | Cap-Tons | 449 | 175000 | None | 53.9 | 0.0136 | 0 | 38 | 0.00952 | 0 | [6 empty] | DEER:HVAC_Split-Package_HP | Annual | 20 | [13 empty] | CZ2022 | None
NE-HVAC-airHP-SpltPkg-65to134kBtuh-11p5eer-3p50cop-wPreEcono | DEER2023 | D23 v1 | 2022-10-05 23:19 | Any | OfL | Rec | CZ09 | cDXHP | Cap-Tons | 518 | 175000 | None | 43.6 | 0.0135 | 0 | 30.7 | 0.00944 | 0 | [6 empty] | DEER:HVAC_Split-Package_HP | Annual | 20 | [13 empty] | CZ2022 | None
NE-HVAC-airHP-SpltPkg-65to134kBtuh-11p5eer-3p50cop-wPreEcono | DEER2023 | D23 v1 | 2022-10-05 23:19 | Any | OfL | Rec | CZ10 | cDXHP | Cap-Tons | 481 | 175000 | None | 52.5 | 0.0158 | 0 | 37 | 0.0111 | 0 | [6 empty] | DEER:HVAC_Split-Package_HP | Annual | 20 | [13 empty] | CZ2022 | None
NE-HVAC-airHP-SpltPkg-65to134kBtuh-11p5eer-3p50cop-wPreEcono | DEER2023 | D23 v1 | 2022-10-05 23:19 | Any | OfL | Rec | CZ11 | cDXHP | Cap-Tons | 505 | 175000 | None | 47.8 | 0.0205 | 0 | 33.5 | 0.0144 | 0 | [6 empty] | DEER:HVAC_Split-Package_HP | Annual | 20 | [13 empty] | CZ2022 | None
NE-HVAC-airHP-SpltPkg-65to134kBtuh-11p5eer-3p50cop-wPreEcono | DEER2023 | D23 v1 | 2022-10-05 23:19 | Any | OfL | Rec | CZ12 | cDXHP | Cap-Tons | 471 | 175000 | None | 42.4 | 0.0197 | 0 | 29.7 | 0.0139 | 0 | [6 empty] | DEER:HVAC_Split-Package_HP | Annual | 20 | [13 empty] | CZ2022 | None
NE-HVAC-airHP-SpltPkg-65to134kBtuh-11p5eer-3p50cop-wPreEcono | DEER2023 | D23 v1 | 2022-10-05 23:19 | Any | OfL | Rec | CZ13 | cDXHP | Cap-Tons | 514 | 175000 | None | 50.6 | 0.0197 | 0 | 35.5 | 0.0138 | 0 | [6 empty] | DEER:HVAC_Split-Package_HP | Annual | 20 | [13 empty] | CZ2022 | None
NE-HVAC-airHP-SpltPkg-65to134kBtuh-11p5eer-3p50cop-wPreEcono | DEER2023 | D23 v1 | 2022-10-05 23:19 | Any | OfL | Rec | CZ14 | cDXHP | Cap-Tons | 520 | 175000 | None | 47.6 | 0.0177 | 0 | 33.5 | 0.0124 | 0 | [6 empty] | DEER:HVAC_Split-Package_HP | Annual | 20 | [13 empty] | CZ2022 | None
NE-HVAC-airHP-SpltPkg-65to134kBtuh-11p5eer-3p50cop-wPreEcono | DEER2023 | D23 v1 | 2022-10-05 23:19 | Any | OfL | Rec | CZ15 | cDXHP | Cap-Tons | 629 | 175000 | None | 67.5 | 0.0209 | 0 | 47.5 | 0.0147 | 0 | [6 empty] | DEER:HVAC_Split-Package_HP | Annual | 20 | [13 empty] | CZ2022 | None
NE-HVAC-airHP-SpltPkg-65to134kBtuh-11p5eer-3p50cop-wPreEcono | DEER2023 | D23 v1 | 2022-10-05 23:19 | Any | OfL | Rec | CZ16 | cDXHP | Cap-Tons | 516 | 175000 | None | 28.1 | 0.00951 | 0 | 18.5 | 0.00669 | 0 | [6 empty] | DEER:HVAC_Split-Package_HP | Annual | 20 | [13 empty] | CZ2022 | None
NE-HVAC-airHP-SpltPkg-65to134kBtuh-11p5eer-3p50cop-wPreEcono | DEER2023 | D23 v1 | 2022-10-05 23:19 | Any | OfS | Ex | CZ01 | cDXHP | Cap-Tons | 30.7 | 10000 | None | 276 | 0.0346 | 0 | 12.2 | 0.00452 | 0 | [6 empty] | DEER:HVAC_Split-Package_HP | Annual | 20 | [13 empty] | CZ2022 | None
NE-HVAC-airHP-SpltPkg-65to134kBtuh-11p5eer-3p50cop-wPreEcono | DEER2023 | D23 v1 | 2022-10-05 23:19 | Any | OfS | Ex | CZ02 | cDXHP | Cap-Tons | 29.3 | 10000 | None | 286 | 0.0593 | 0 | 25.9 | 0.0111 | 0 | [6 empty] | DEER:HVAC_Split-Package_HP | Annual | 20 | [13 empty] | CZ2022 | None
NE-HVAC-airHP-SpltPkg-65to134kBtuh-11p5eer-3p50cop-wPreEcono | DEER2023 | D23 v1 | 2022-10-05 23:19 | Any | OfS | Ex | CZ03 | cDXHP | Cap-Tons | 35.2 | 10000 | None | 236 | 0.0494 | 0 | 14.5 | 0.00671 | 0 | [6 empty] | DEER:HVAC_Split-Package_HP | Annual | 20 | [13 empty] | CZ2022 | None
NE-HVAC-airHP-SpltPkg-65to134kBtuh-11p5eer-3p50cop-wPreEcono | DEER2023 | D23 v1 | 2022-10-05 23:19 | Any | OfS | Ex | CZ04 | cDXHP | Cap-Tons | 31.8 | 10000 | None | 279 | 0.0596 | 0 | 27.7 | 0.0117 | 0 | [6 empty] | DEER:HVAC_Split-Package_HP | Annual | 20 | [13 empty] | CZ2022 | None
NE-HVAC-airHP-SpltPkg-65to134kBtuh-11p5eer-3p50cop-wPreEcono | DEER2023 | D23 v1 | 2022-10-05 23:19 | Any | OfS | Ex | CZ05 | cDXHP | Cap-Tons | 34.8 | 10000 | None | 248 | 0.047 | 0 | 17.4 | 0.00547 | 0 | [6 empty] | DEER:HVAC_Split-Package_HP | Annual | 20 | [13 empty] | CZ2022 | None
NE-HVAC-airHP-SpltPkg-65to134kBtuh-11p5eer-3p50cop-wPreEcono | DEER2023 | D23 v1 | 2022-10-05 23:19 | Any | OfS | Ex | CZ06 | cDXHP | Cap-Tons | 37 | 10000 | None | 281 | 0.0511 | 0 | 25.9 | 0.00704 | 0 | [6 empty] | DEER:HVAC_Split-Package_HP | Annual | 20 | [13 empty] | CZ2022 | None
NE-HVAC-airHP-SpltPkg-65to134kBtuh-11p5eer-3p50cop-wPreEcono | DEER2023 | D23 v1 | 2022-10-05 23:19 | Any | OfS | Ex | CZ07 | cDXHP | Cap-Tons | 36.2 | 10000 | None | 264 | 0.0502 | 0 | 21.7 | 0.00613 | 0 | [6 empty] | DEER:HVAC_Split-Package_HP | Annual | 20 | [13 empty] | CZ2022 | None
NE-HVAC-airHP-SpltPkg-65to134kBtuh-11p5eer-3p50cop-wPreEcono | DEER2023 | D23 v1 | 2022-10-05 23:19 | Any | OfS | Ex | CZ08 | cDXHP | Cap-Tons | 33.5 | 10000 | None | 300 | 0.0542 | 0 | 35.1 | 0.00971 | 0 | [6 empty] | DEER:HVAC_Split-Package_HP | Annual | 20 | [13 empty] | CZ2022 | None
NE-HVAC-airHP-SpltPkg-65to134kBtuh-11p5eer-3p50cop-wPreEcono | DEER2023 | D23 v1 | 2022-10-05 23:19 | Any | OfS | Ex | CZ09 | cDXHP | Cap-Tons | 38.7 | 10000 | None | 305 | 0.0604 | 0 | 29.5 | 0.00978 | 0 | [6 empty] | DEER:HVAC_Split-Package_HP | Annual | 20 | [13 empty] | CZ2022 | None
NE-HVAC-airHP-SpltPkg-65to134kBtuh-11p5eer-3p50cop-wPreEcono | DEER2023 | D23 v1 | 2022-10-05 23:19 | Any | OfS | Ex | CZ10 | cDXHP | Cap-Tons | 34.2 | 10000 | None | 328 | 0.063 | 0 | 35.5 | 0.0112 | 0 | [6 empty] | DEER:HVAC_Split-Package_HP | Annual | 20 | [13 empty] | CZ2022 | None
NE-HVAC-airHP-SpltPkg-65to134kBtuh-11p5eer-3p50cop-wPreEcono | DEER2023 | D23 v1 | 2022-10-05 23:19 | Any | OfS | Ex | CZ11 | cDXHP | Cap-Tons | 36.2 | 10000 | None | 338 | 0.069 | 0 | 34.4 | 0.0151 | 0 | [6 empty] | DEER:HVAC_Split-Package_HP | Annual | 20 | [13 empty] | CZ2022 | None
NE-HVAC-airHP-SpltPkg-65to134kBtuh-11p5eer-3p50cop-wPreEcono | DEER2023 | D23 v1 | 2022-10-05 23:19 | Any | OfS | Ex | CZ12 | cDXHP | Cap-Tons | 33.6 | 10000 | None | 308 | 0.0671 | 0 | 29.9 | 0.0141 | 0 | [6 empty] | DEER:HVAC_Split-Package_HP | Annual | 20 | [13 empty] | CZ2022 | None
NE-HVAC-airHP-SpltPkg-65to134kBtuh-11p5eer-3p50cop-wPreEcono | DEER2023 | D23 v1 | 2022-10-05 23:19 | Any | OfS | Ex | CZ13 | cDXHP | Cap-Tons | 36.9 | 10000 | None | 342 | 0.0696 | 0 | 35.9 | 0.0143 | 0 | [6 empty] | DEER:HVAC_Split-Package_HP | Annual | 20 | [13 empty] | CZ2022 | None
NE-HVAC-airHP-SpltPkg-65to134kBtuh-11p5eer-3p50cop-wPreEcono | DEER2023 | D23 v1 | 2022-10-05 23:19 | Any | OfS | Ex | CZ14 | cDXHP | Cap-Tons | 36.7 | 10000 | None | 336 | 0.0669 | 0 | 33.8 | 0.0127 | 0 | [6 empty] | DEER:HVAC_Split-Package_HP | Annual | 20 | [13 empty] | CZ2022 | None
NE-HVAC-airHP-SpltPkg-65to134kBtuh-11p5eer-3p50cop-wPreEcono | DEER2023 | D23 v1 | 2022-10-05 23:19 | Any | OfS | Ex | CZ15 | cDXHP | Cap-Tons | 44.2 | 10000 | None | 396 | 0.075 | 0 | 47.3 | 0.0157 | 0 | [6 empty] | DEER:HVAC_Split-Package_HP | Annual | 20 | [13 empty] | CZ2022 | None
NE-HVAC-airHP-SpltPkg-65to134kBtuh-11p5eer-3p50cop-wPreEcono | DEER2023 | D23 v1 | 2022-10-05 23:19 | Any | OfS | Ex | CZ16 | cDXHP | Cap-Tons | 34.6 | 10000 | None | 329 | 0.0512 | 0 | 23.9 | 0.00725 | 0 | [6 empty] | DEER:HVAC_Split-Package_HP | Annual | 20 | [13 empty] | CZ2022 | None
NE-HVAC-airHP-SpltPkg-65to134kBtuh-11p5eer-3p50cop-wPreEcono | DEER2023 | D23 v1 | 2022-10-05 23:19 | Any | OfS | Old | CZ01 | cDXHP | Cap-Tons | 42.8 | 10000 | None | 310 | 0.0438 | 0 | 11.3 | 0.0047 | 0 | [6 empty] | DEER:HVAC_Split-Package_HP | Annual | 20 | [13 empty] | CZ2022 | None
NE-HVAC-airHP-SpltPkg-65to134kBtuh-11p5eer-3p50cop-wPreEcono | DEER2023 | D23 v1 | 2022-10-05 23:19 | Any | OfS | Old | CZ02 | cDXHP | Cap-Tons | 40 | 10000 | None | 348 | 0.0747 | 0 | 28.7 | 0.0129 | 0 | [6 empty] | DEER:HVAC_Split-Package_HP | Annual | 20 | [13 empty] | CZ2022 | None
NE-HVAC-airHP-SpltPkg-65to134kBtuh-11p5eer-3p50cop-wPreEcono | DEER2023 | D23 v1 | 2022-10-05 23:19 | Any | OfS | Old | CZ03 | cDXHP | Cap-Tons | 46.7 | 10000 | None | 286 | 0.0635 | 0 | 15.2 | 0.00764 | 0 | [6 empty] | DEER:HVAC_Split-Package_HP | Annual | 20 | [13 empty] | CZ2022 | None
NE-HVAC-airHP-SpltPkg-65to134kBtuh-11p5eer-3p50cop-wPreEcono | DEER2023 | D23 v1 | 2022-10-05 23:19 | Any | OfS | Old | CZ04 | cDXHP | Cap-Tons | 40.3 | 10000 | None | 342 | 0.0762 | 0 | 30.5 | 0.0138 | 0 | [6 empty] | DEER:HVAC_Split-Package_HP | Annual | 20 | [13 empty] | CZ2022 | None
NE-HVAC-airHP-SpltPkg-65to134kBtuh-11p5eer-3p50cop-wPreEcono | DEER2023 | D23 v1 | 2022-10-05 23:19 | Any | OfS | Old | CZ05 | cDXHP | Cap-Tons | 46.3 | 10000 | None | 299 | 0.0592 | 0 | 18.2 | 0.00602 | 0 | [6 empty] | DEER:HVAC_Split-Package_HP | Annual | 20 | [13 empty] | CZ2022 | None
NE-HVAC-airHP-SpltPkg-65to134kBtuh-11p5eer-3p50cop-wPreEcono | DEER2023 | D23 v1 | 2022-10-05 23:19 | Any | OfS | Old | CZ06 | cDXHP | Cap-Tons | 48.7 | 10000 | None | 354 | 0.0649 | 0 | 27.1 | 0.00759 | 0 | [6 empty] | DEER:HVAC_Split-Package_HP | Annual | 20 | [13 empty] | CZ2022 | None
NE-HVAC-airHP-SpltPkg-65to134kBtuh-11p5eer-3p50cop-wPreEcono | DEER2023 | D23 v1 | 2022-10-05 23:19 | Any | OfS | Old | CZ07 | cDXHP | Cap-Tons | 47.3 | 10000 | None | 322 | 0.0622 | 0 | 22.5 | 0.00632 | 0 | [6 empty] | DEER:HVAC_Split-Package_HP | Annual | 20 | [13 empty] | CZ2022 | None
NE-HVAC-airHP-SpltPkg-65to134kBtuh-11p5eer-3p50cop-wPreEcono | DEER2023 | D23 v1 | 2022-10-05 23:19 | Any | OfS | Old | CZ08 | cDXHP | Cap-Tons | 42 | 10000 | None | 379 | 0.0695 | 0 | 38 | 0.0108 | 0 | [6 empty] | DEER:HVAC_Split-Package_HP | Annual | 20 | [13 empty] | CZ2022 | None
NE-HVAC-airHP-SpltPkg-65to134kBtuh-11p5eer-3p50cop-wPreEcono | DEER2023 | D23 v1 | 2022-10-05 23:19 | Any | OfS | Old | CZ09 | cDXHP | Cap-Tons | 47.7 | 10000 | None | 379 | 0.0766 | 0 | 33 | 0.0115 | 0 | [6 empty] | DEER:HVAC_Split-Package_HP | Annual | 20 | [13 empty] | CZ2022 | None
NE-HVAC-airHP-SpltPkg-65to134kBtuh-11p5eer-3p50cop-wPreEcono | DEER2023 | D23 v1 | 2022-10-05 23:19 | Any | OfS | Old | CZ10 | cDXHP | Cap-Tons | 45.6 | 10000 | None | 396 | 0.0779 | 0 | 38.9 | 0.013 | 0 | [6 empty] | DEER:HVAC_Split-Package_HP | Annual | 20 | [13 empty] | CZ2022 | None
NE-HVAC-airHP-SpltPkg-65to134kBtuh-11p5eer-3p50cop-wPreEcono | DEER2023 | D23 v1 | 2022-10-05 23:19 | Any | OfS | Old | CZ11 | cDXHP | Cap-Tons | 46.9 | 10000 | None | 404 | 0.0879 | 0 | 38.2 | 0.0184 | 0 | [6 empty] | DEER:HVAC_Split-Package_HP | Annual | 20 | [13 empty] | CZ2022 | None
NE-HVAC-airHP-SpltPkg-65to134kBtuh-11p5eer-3p50cop-wPreEcono | DEER2023 | D23 v1 | 2022-10-05 23:19 | Any | OfS | Old | CZ12 | cDXHP | Cap-Tons | 43.9 | 10000 | None | 371 | 0.0854 | 0 | 33 | 0.0168 | 0 | [6 empty] | DEER:HVAC_Split-Package_HP | Annual | 20 | [13 empty] | CZ2022 | None
NE-HVAC-airHP-SpltPkg-65to134kBtuh-11p5eer-3p50cop-wPreEcono | DEER2023 | D23 v1 | 2022-10-05 23:19 | Any | OfS | Old | CZ13 | cDXHP | Cap-Tons | 47.7 | 10000 | None | 409 | 0.0878 | 0 | 39.5 | 0.0174 | 0 | [6 empty] | DEER:HVAC_Split-Package_HP | Annual | 20 | [13 empty] | CZ2022 | None
NE-HVAC-airHP-SpltPkg-65to134kBtuh-11p5eer-3p50cop-wPreEcono | DEER2023 | D23 v1 | 2022-10-05 23:19 | Any | OfS | Old | CZ14 | cDXHP | Cap-Tons | 47.2 | 10000 | None | 401 | 0.0837 | 0 | 38.1 | 0.0155 | 0 | [6 empty] | DEER:HVAC_Split-Package_HP | Annual | 20 | [13 empty] | CZ2022 | None
NE-HVAC-airHP-SpltPkg-65to134kBtuh-11p5eer-3p50cop-wPreEcono | DEER2023 | D23 v1 | 2022-10-05 23:19 | Any | OfS | Old | CZ15 | cDXHP | Cap-Tons | 56.2 | 10000 | None | 479 | 0.0934 | 0 | 52.3 | 0.0191 | 0 | [6 empty] | DEER:HVAC_Split-Package_HP | Annual | 20 | [13 empty] | CZ2022 | None
NE-HVAC-airHP-SpltPkg-65to134kBtuh-11p5eer-3p50cop-wPreEcono | DEER2023 | D23 v1 | 2022-10-05 23:19 | Any | OfS | Old | CZ16 | cDXHP | Cap-Tons | 47.9 | 10000 | None | 372 | 0.0635 | 0 | 24.1 | 0.00783 | 0 | [6 empty] | DEER:HVAC_Split-Package_HP | Annual | 20 | [13 empty] | CZ2022 | None
NE-HVAC-airHP-SpltPkg-65to134kBtuh-11p5eer-3p50cop-wPreEcono | DEER2023 | D23 v1 | 2022-10-05 23:19 | Any | OfS | Rec | CZ01 | cDXHP | Cap-Tons | 27.3 | 10000 | None | 21.7 | 0.00608 | 0 | 12.2 | 0.00427 | 0 | [6 empty] | DEER:HVAC_Split-Package_HP | Annual | 20 | [13 empty] | CZ2022 | None
NE-HVAC-airHP-SpltPkg-65to134kBtuh-11p5eer-3p50cop-wPreEcono | DEER2023 | D23 v1 | 2022-10-05 23:19 | Any | OfS | Rec | CZ02 | cDXHP | Cap-Tons | 26.1 | 10000 | None | 38.2 | 0.0153 | 0 | 25.4 | 0.0108 | 0 | [6 empty] | DEER:HVAC_Split-Package_HP | Annual | 20 | [13 empty] | CZ2022 | None
NE-HVAC-airHP-SpltPkg-65to134kBtuh-11p5eer-3p50cop-wPreEcono | DEER2023 | D23 v1 | 2022-10-05 23:19 | Any | OfS | Rec | CZ03 | cDXHP | Cap-Tons | 29.1 | 10000 | None | 22.5 | 0.00947 | 0 | 14.6 | 0.00664 | 0 | [6 empty] | DEER:HVAC_Split-Package_HP | Annual | 20 | [13 empty] | CZ2022 | None
NE-HVAC-airHP-SpltPkg-65to134kBtuh-11p5eer-3p50cop-wPreEcono | DEER2023 | D23 v1 | 2022-10-05 23:19 | Any | OfS | Rec | CZ04 | cDXHP | Cap-Tons | 26.5 | 10000 | None | 39.9 | 0.016 | 0 | 27.3 | 0.0113 | 0 | [6 empty] | DEER:HVAC_Split-Package_HP | Annual | 20 | [13 empty] | CZ2022 | None
NE-HVAC-airHP-SpltPkg-65to134kBtuh-11p5eer-3p50cop-wPreEcono | DEER2023 | D23 v1 | 2022-10-05 23:19 | Any | OfS | Rec | CZ05 | cDXHP | Cap-Tons | 28.8 | 10000 | None | 26.4 | 0.00785 | 0 | 17.6 | 0.00553 | 0 | [6 empty] | DEER:HVAC_Split-Package_HP | Annual | 20 | [13 empty] | CZ2022 | None
NE-HVAC-airHP-SpltPkg-65to134kBtuh-11p5eer-3p50cop-wPreEcono | DEER2023 | D23 v1 | 2022-10-05 23:19 | Any | OfS | Rec | CZ06 | cDXHP | Cap-Tons | 30.7 | 10000 | None | 38.3 | 0.0102 | 0 | 26.6 | 0.00711 | 0 | [6 empty] | DEER:HVAC_Split-Package_HP | Annual | 20 | [13 empty] | CZ2022 | None
NE-HVAC-airHP-SpltPkg-65to134kBtuh-11p5eer-3p50cop-wPreEcono | DEER2023 | D23 v1 | 2022-10-05 23:19 | Any | OfS | Rec | CZ07 | cDXHP | Cap-Tons | 30 | 10000 | None | 32.3 | 0.00895 | 0 | 22.4 | 0.00631 | 0 | [6 empty] | DEER:HVAC_Split-Package_HP | Annual | 20 | [13 empty] | CZ2022 | None
NE-HVAC-airHP-SpltPkg-65to134kBtuh-11p5eer-3p50cop-wPreEcono | DEER2023 | D23 v1 | 2022-10-05 23:19 | Any | OfS | Rec | CZ08 | cDXHP | Cap-Tons | 28.7 | 10000 | None | 49.9 | 0.0135 | 0 | 34.7 | 0.00949 | 0 | [6 empty] | DEER:HVAC_Split-Package_HP | Annual | 20 | [13 empty] | CZ2022 | None
NE-HVAC-airHP-SpltPkg-65to134kBtuh-11p5eer-3p50cop-wPreEcono | DEER2023 | D23 v1 | 2022-10-05 23:19 | Any | OfS | Rec | CZ09 | cDXHP | Cap-Tons | 32.9 | 10000 | None | 41.1 | 0.0132 | 0 | 28.7 | 0.00927 | 0 | [6 empty] | DEER:HVAC_Split-Package_HP | Annual | 20 | [13 empty] | CZ2022 | None
NE-HVAC-airHP-SpltPkg-65to134kBtuh-11p5eer-3p50cop-wPreEcono | DEER2023 | D23 v1 | 2022-10-05 23:19 | Any | OfS | Rec | CZ10 | cDXHP | Cap-Tons | 30.8 | 10000 | None | 49.7 | 0.0153 | 0 | 34.7 | 0.0108 | 0 | [6 empty] | DEER:HVAC_Split-Package_HP | Annual | 20 | [13 empty] | CZ2022 | None
NE-HVAC-airHP-SpltPkg-65to134kBtuh-11p5eer-3p50cop-wPreEcono | DEER2023 | D23 v1 | 2022-10-05 23:19 | Any | OfS | Rec | CZ11 | cDXHP | Cap-Tons | 32.3 | 10000 | None | 48.7 | 0.0199 | 0 | 33.2 | 0.014 | 0 | [6 empty] | DEER:HVAC_Split-Package_HP | Annual | 20 | [13 empty] | CZ2022 | None
NE-HVAC-airHP-SpltPkg-65to134kBtuh-11p5eer-3p50cop-wPreEcono | DEER2023 | D23 v1 | 2022-10-05 23:19 | Any | OfS | Rec | CZ12 | cDXHP | Cap-Tons | 30.2 | 10000 | None | 43 | 0.019 | 0 | 29.1 | 0.0134 | 0 | [6 empty] | DEER:HVAC_Split-Package_HP | Annual | 20 | [13 empty] | CZ2022 | None
NE-HVAC-airHP-SpltPkg-65to134kBtuh-11p5eer-3p50cop-wPreEcono | DEER2023 | D23 v1 | 2022-10-05 23:19 | Any | OfS | Rec | CZ13 | cDXHP | Cap-Tons | 33.3 | 10000 | None | 50.5 | 0.0191 | 0 | 34.7 | 0.0135 | 0 | [6 empty] | DEER:HVAC_Split-Package_HP | Annual | 20 | [13 empty] | CZ2022 | None
NE-HVAC-airHP-SpltPkg-65to134kBtuh-11p5eer-3p50cop-wPreEcono | DEER2023 | D23 v1 | 2022-10-05 23:19 | Any | OfS | Rec | CZ14 | cDXHP | Cap-Tons | 33.4 | 10000 | None | 47.5 | 0.0172 | 0 | 32.7 | 0.0121 | 0 | [6 empty] | DEER:HVAC_Split-Package_HP | Annual | 20 | [13 empty] | CZ2022 | None
NE-HVAC-airHP-SpltPkg-65to134kBtuh-11p5eer-3p50cop-wPreEcono | DEER2023 | D23 v1 | 2022-10-05 23:19 | Any | OfS | Rec | CZ15 | cDXHP | Cap-Tons | 40.1 | 10000 | None | 65.1 | 0.0204 | 0 | 45.8 | 0.0144 | 0 | [6 empty] | DEER:HVAC_Split-Package_HP | Annual | 20 | [13 empty] | CZ2022 | None
NE-HVAC-airHP-SpltPkg-65to134kBtuh-11p5eer-3p50cop-wPreEcono | DEER2023 | D23 v1 | 2022-10-05 23:19 | Any | OfS | Rec | CZ16 | cDXHP | Cap-Tons | 30.6 | 10000 | None | 37.4 | 0.00958 | 0 | 22.7 | 0.00673 | 0 | [6 empty] | DEER:HVAC_Split-Package_HP | Annual | 20 | [13 empty] | CZ2022 | None
NE-HVAC-airHP-SpltPkg-65to134kBtuh-11p5eer-3p50cop-wPreEcono | DEER2023 | D23 v1 | 2022-10-05 23:19 | Any | RFF | Ex | CZ01 | cDXHP | Cap-Tons | 6.84 | 2500 | None | 778 | 0.0433 | 0 | 31.4 | 0.00902 | 0 | [6 empty] | DEER:HVAC_Split-Package_HP | Annual | 20 | [13 empty] | CZ2022 | None
NE-HVAC-airHP-SpltPkg-65to134kBtuh-11p5eer-3p50cop-wPreEcono | DEER2023 | D23 v1 | 2022-10-05 23:19 | Any | RFF | Ex | CZ02 | cDXHP | Cap-Tons | 6.71 | 2500 | None | 646 | 0.116 | 0 | 51.4 | 0.0285 | 0 | [6 empty] | DEER:HVAC_Split-Package_HP | Annual | 20 | [13 empty] | CZ2022 | None
NE-HVAC-airHP-SpltPkg-65to134kBtuh-11p5eer-3p50cop-wPreEcono | DEER2023 | D23 v1 | 2022-10-05 23:19 | Any | RFF | Ex | CZ03 | cDXHP | Cap-Tons | 7.88 | 2500 | None | 507 | 0.0994 | 0 | 27.7 | 0.0173 | 0 | [6 empty] | DEER:HVAC_Split-Package_HP | Annual | 20 | [13 empty] | CZ2022 | None
NE-HVAC-airHP-SpltPkg-65to134kBtuh-11p5eer-3p50cop-wPreEcono | DEER2023 | D23 v1 | 2022-10-05 23:19 | Any | RFF | Ex | CZ04 | cDXHP | Cap-Tons | 7.12 | 2500 | None | 561 | 0.115 | 0 | 54.7 | 0.0323 | 0 | [6 empty] | DEER:HVAC_Split-Package_HP | Annual | 20 | [13 empty] | CZ2022 | None
NE-HVAC-airHP-SpltPkg-65to134kBtuh-11p5eer-3p50cop-wPreEcono | DEER2023 | D23 v1 | 2022-10-05 23:19 | Any | RFF | Ex | CZ05 | cDXHP | Cap-Tons | 7.56 | 2500 | None | 525 | 0.0734 | 0 | 30.7 | 0.0121 | 0 | [6 empty] | DEER:HVAC_Split-Package_HP | Annual | 20 | [13 empty] | CZ2022 | None
NE-HVAC-airHP-SpltPkg-65to134kBtuh-11p5eer-3p50cop-wPreEcono | DEER2023 | D23 v1 | 2022-10-05 23:19 | Any | RFF | Ex | CZ06 | cDXHP | Cap-Tons | 8.78 | 2500 | None | 452 | 0.118 | 0 | 43.8 | 0.0195 | 0 | [6 empty] | DEER:HVAC_Split-Package_HP | Annual | 20 | [13 empty] | CZ2022 | None
NE-HVAC-airHP-SpltPkg-65to134kBtuh-11p5eer-3p50cop-wPreEcono | DEER2023 | D23 v1 | 2022-10-05 23:19 | Any | RFF | Ex | CZ07 | cDXHP | Cap-Tons | 8.49 | 2500 | None | 413 | 0.103 | 0 | 39 | 0.0172 | 0 | [6 empty] | DEER:HVAC_Split-Package_HP | Annual | 20 | [13 empty] | CZ2022 | None
NE-HVAC-airHP-SpltPkg-65to134kBtuh-11p5eer-3p50cop-wPreEcono | DEER2023 | D23 v1 | 2022-10-05 23:19 | Any | RFF | Ex | CZ08 | cDXHP | Cap-Tons | 7.86 | 2500 | None | 499 | 0.114 | 0 | 64.9 | 0.026 | 0 | [6 empty] | DEER:HVAC_Split-Package_HP | Annual | 20 | [13 empty] | CZ2022 | None
NE-HVAC-airHP-SpltPkg-65to134kBtuh-11p5eer-3p50cop-wPreEcono | DEER2023 | D23 v1 | 2022-10-05 23:19 | Any | RFF | Ex | CZ09 | cDXHP | Cap-Tons | 10.1 | 2500 | None | 535 | 0.146 | 0 | 48.2 | 0.0233 | 0 | [6 empty] | DEER:HVAC_Split-Package_HP | Annual | 20 | [13 empty] | CZ2022 | None
NE-HVAC-airHP-SpltPkg-65to134kBtuh-11p5eer-3p50cop-wPreEcono | DEER2023 | D23 v1 | 2022-10-05 23:19 | Any | RFF | Ex | CZ10 | cDXHP | Cap-Tons | 8.8 | 2500 | None | 614 | 0.135 | 0 | 62.2 | 0.0304 | 0 | [6 empty] | DEER:HVAC_Split-Package_HP | Annual | 20 | [13 empty] | CZ2022 | None
NE-HVAC-airHP-SpltPkg-65to134kBtuh-11p5eer-3p50cop-wPreEcono | DEER2023 | D23 v1 | 2022-10-05 23:19 | Any | RFF | Ex | CZ11 | cDXHP | Cap-Tons | 9.69 | 2500 | None | 675 | 0.144 | 0 | 63.1 | 0.035 | 0 | [6 empty] | DEER:HVAC_Split-Package_HP | Annual | 20 | [13 empty] | CZ2022 | None
NE-HVAC-airHP-SpltPkg-65to134kBtuh-11p5eer-3p50cop-wPreEcono | DEER2023 | D23 v1 | 2022-10-05 23:19 | Any | RFF | Ex | CZ12 | cDXHP | Cap-Tons | 8.65 | 2500 | None | 621 | 0.132 | 0 | 55.2 | 0.0357 | 0 | [6 empty] | DEER:HVAC_Split-Package_HP | Annual | 20 | [13 empty] | CZ2022 | None
NE-HVAC-airHP-SpltPkg-65to134kBtuh-11p5eer-3p50cop-wPreEcono | DEER2023 | D23 v1 | 2022-10-05 23:19 | Any | RFF | Ex | CZ13 | cDXHP | Cap-Tons | 9.79 | 2500 | None | 663 | 0.136 | 0 | 67.7 | 0.0367 | 0 | [6 empty] | DEER:HVAC_Split-Package_HP | Annual | 20 | [13 empty] | CZ2022 | None
NE-HVAC-airHP-SpltPkg-65to134kBtuh-11p5eer-3p50cop-wPreEcono | DEER2023 | D23 v1 | 2022-10-05 23:19 | Any | RFF | Ex | CZ14 | cDXHP | Cap-Tons | 9.78 | 2500 | None | 703 | 0.159 | 0 | 58.8 | 0.0305 | 0 | [6 empty] | DEER:HVAC_Split-Package_HP | Annual | 20 | [13 empty] | CZ2022 | None
NE-HVAC-airHP-SpltPkg-65to134kBtuh-11p5eer-3p50cop-wPreEcono | DEER2023 | D23 v1 | 2022-10-05 23:19 | Any | RFF | Ex | CZ15 | cDXHP | Cap-Tons | 13.2 | 2500 | None | 725 | 0.18 | 0 | 77 | 0.0358 | 0 | [6 empty] | DEER:HVAC_Split-Package_HP | Annual | 20 | [13 empty] | CZ2022 | None
NE-HVAC-airHP-SpltPkg-65to134kBtuh-11p5eer-3p50cop-wPreEcono | DEER2023 | D23 v1 | 2022-10-05 23:19 | Any | RFF | Ex | CZ16 | cDXHP | Cap-Tons | 8.36 | 2500 | None | 888 | 0.117 | 0 | 52.1 | 0.0179 | 0 | [6 empty] | DEER:HVAC_Split-Package_HP | Annual | 20 | [13 empty] | CZ2022 | None
NE-HVAC-airHP-SpltPkg-65to134kBtuh-11p5eer-3p50cop-wPreEcono | DEER2023 | D23 v1 | 2022-10-05 23:19 | Any | RFF | Old | CZ01 | cDXHP | Cap-Tons | 7.85 | 2500 | None | 883 | 0.0573 | 0 | 30.4 | 0.00969 | 0 | [6 empty] | DEER:HVAC_Split-Package_HP | Annual | 20 | [13 empty] | CZ2022 | None
NE-HVAC-airHP-SpltPkg-65to134kBtuh-11p5eer-3p50cop-wPreEcono | DEER2023 | D23 v1 | 2022-10-05 23:19 | Any | RFF | Old | CZ02 | cDXHP | Cap-Tons | 7.77 | 2500 | None | 755 | 0.144 | 0 | 52.6 | 0.0292 | 0 | [6 empty] | DEER:HVAC_Split-Package_HP | Annual | 20 | [13 empty] | CZ2022 | None
NE-HVAC-airHP-SpltPkg-65to134kBtuh-11p5eer-3p50cop-wPreEcono | DEER2023 | D23 v1 | 2022-10-05 23:19 | Any | RFF | Old | CZ03 | cDXHP | Cap-Tons | 8.85 | 2500 | None | 600 | 0.127 | 0 | 28.6 | 0.0181 | 0 | [6 empty] | DEER:HVAC_Split-Package_HP | Annual | 20 | [13 empty] | CZ2022 | None
NE-HVAC-airHP-SpltPkg-65to134kBtuh-11p5eer-3p50cop-wPreEcono | DEER2023 | D23 v1 | 2022-10-05 23:19 | Any | RFF | Old | CZ04 | cDXHP | Cap-Tons | 7.98 | 2500 | None | 663 | 0.141 | 0 | 56 | 0.0331 | 0 | [6 empty] | DEER:HVAC_Split-Package_HP | Annual | 20 | [13 empty] | CZ2022 | None
NE-HVAC-airHP-SpltPkg-65to134kBtuh-11p5eer-3p50cop-wPreEcono | DEER2023 | D23 v1 | 2022-10-05 23:19 | Any | RFF | Old | CZ05 | cDXHP | Cap-Tons | 8.5 | 2500 | None | 602 | 0.0915 | 0 | 31.6 | 0.0128 | 0 | [6 empty] | DEER:HVAC_Split-Package_HP | Annual | 20 | [13 empty] | CZ2022 | None
NE-HVAC-airHP-SpltPkg-65to134kBtuh-11p5eer-3p50cop-wPreEcono | DEER2023 | D23 v1 | 2022-10-05 23:19 | Any | RFF | Old | CZ06 | cDXHP | Cap-Tons | 9.63 | 2500 | None | 567 | 0.151 | 0 | 46.3 | 0.0202 | 0 | [6 empty] | DEER:HVAC_Split-Package_HP | Annual | 20 | [13 empty] | CZ2022 | None
NE-HVAC-airHP-SpltPkg-65to134kBtuh-11p5eer-3p50cop-wPreEcono | DEER2023 | D23 v1 | 2022-10-05 23:19 | Any | RFF | Old | CZ07 | cDXHP | Cap-Tons | 9.31 | 2500 | None | 506 | 0.133 | 0 | 40.7 | 0.0175 | 0 | [6 empty] | DEER:HVAC_Split-Package_HP | Annual | 20 | [13 empty] | CZ2022 | None
NE-HVAC-airHP-SpltPkg-65to134kBtuh-11p5eer-3p50cop-wPreEcono | DEER2023 | D23 v1 | 2022-10-05 23:19 | Any | RFF | Old | CZ08 | cDXHP | Cap-Tons | 8.53 | 2500 | None | 622 | 0.145 | 0 | 67.7 | 0.0269 | 0 | [6 empty] | DEER:HVAC_Split-Package_HP | Annual | 20 | [13 empty] | CZ2022 | None
NE-HVAC-airHP-SpltPkg-65to134kBtuh-11p5eer-3p50cop-wPreEcono | DEER2023 | D23 v1 | 2022-10-05 23:19 | Any | RFF | Old | CZ09 | cDXHP | Cap-Tons | 11 | 2500 | None | 651 | 0.175 | 0 | 50.3 | 0.0244 | 0 | [6 empty] | DEER:HVAC_Split-Package_HP | Annual | 20 | [13 empty] | CZ2022 | None
NE-HVAC-airHP-SpltPkg-65to134kBtuh-11p5eer-3p50cop-wPreEcono | DEER2023 | D23 v1 | 2022-10-05 23:19 | Any | RFF | Old | CZ10 | cDXHP | Cap-Tons | 10.1 | 2500 | None | 706 | 0.16 | 0 | 63.3 | 0.0304 | 0 | [6 empty] | DEER:HVAC_Split-Package_HP | Annual | 20 | [13 empty] | CZ2022 | None
NE-HVAC-airHP-SpltPkg-65to134kBtuh-11p5eer-3p50cop-wPreEcono | DEER2023 | D23 v1 | 2022-10-05 23:19 | Any | RFF | Old | CZ11 | cDXHP | Cap-Tons | 11 | 2500 | None | 801 | 0.174 | 0 | 64.8 | 0.0359 | 0 | [6 empty] | DEER:HVAC_Split-Package_HP | Annual | 20 | [13 empty] | CZ2022 | None
NE-HVAC-airHP-SpltPkg-65to134kBtuh-11p5eer-3p50cop-wPreEcono | DEER2023 | D23 v1 | 2022-10-05 23:19 | Any | RFF | Old | CZ12 | cDXHP | Cap-Tons | 9.74 | 2500 | None | 725 | 0.158 | 0 | 56.6 | 0.0365 | 0 | [6 empty] | DEER:HVAC_Split-Package_HP | Annual | 20 | [13 empty] | CZ2022 | None
NE-HVAC-airHP-SpltPkg-65to134kBtuh-11p5eer-3p50cop-wPreEcono | DEER2023 | D23 v1 | 2022-10-05 23:19 | Any | RFF | Old | CZ13 | cDXHP | Cap-Tons | 11 | 2500 | None | 790 | 0.166 | 0 | 69.5 | 0.0374 | 0 | [6 empty] | DEER:HVAC_Split-Package_HP | Annual | 20 | [13 empty] | CZ2022 | None
NE-HVAC-airHP-SpltPkg-65to134kBtuh-11p5eer-3p50cop-wPreEcono | DEER2023 | D23 v1 | 2022-10-05 23:19 | Any | RFF | Old | CZ14 | cDXHP | Cap-Tons | 11 | 2500 | None | 796 | 0.182 | 0 | 60.7 | 0.0316 | 0 | [6 empty] | DEER:HVAC_Split-Package_HP | Annual | 20 | [13 empty] | CZ2022 | None
NE-HVAC-airHP-SpltPkg-65to134kBtuh-11p5eer-3p50cop-wPreEcono | DEER2023 | D23 v1 | 2022-10-05 23:19 | Any | RFF | Old | CZ15 | cDXHP | Cap-Tons | 14.5 | 2500 | None | 842 | 0.205 | 0 | 79.9 | 0.037 | 0 | [6 empty] | DEER:HVAC_Split-Package_HP | Annual | 20 | [13 empty] | CZ2022 | None
NE-HVAC-airHP-SpltPkg-65to134kBtuh-11p5eer-3p50cop-wPreEcono | DEER2023 | D23 v1 | 2022-10-05 23:19 | Any | RFF | Old | CZ16 | cDXHP | Cap-Tons | 9.66 | 2500 | None | 948 | 0.137 | 0 | 52.6 | 0.0186 | 0 | [6 empty] | DEER:HVAC_Split-Package_HP | Annual | 20 | [13 empty] | CZ2022 | None
NE-HVAC-airHP-SpltPkg-65to134kBtuh-11p5eer-3p50cop-wPreEcono | DEER2023 | D23 v1 | 2022-10-05 23:19 | Any | RFF | Rec | CZ01 | cDXHP | Cap-Tons | 6.46 | 2500 | None | 71.2 | 0.0117 | 0 | 35.3 | 0.00831 | 0 | [6 empty] | DEER:HVAC_Split-Package_HP | Annual | 20 | [13 empty] | CZ2022 | None
NE-HVAC-airHP-SpltPkg-65to134kBtuh-11p5eer-3p50cop-wPreEcono | DEER2023 | D23 v1 | 2022-10-05 23:19 | Any | RFF | Rec | CZ02 | cDXHP | Cap-Tons | 6.52 | 2500 | None | 86 | 0.0391 | 0 | 51.5 | 0.0274 | 0 | [6 empty] | DEER:HVAC_Split-Package_HP | Annual | 20 | [13 empty] | CZ2022 | None
NE-HVAC-airHP-SpltPkg-65to134kBtuh-11p5eer-3p50cop-wPreEcono | DEER2023 | D23 v1 | 2022-10-05 23:19 | Any | RFF | Rec | CZ03 | cDXHP | Cap-Tons | 7.34 | 2500 | None | 48.8 | 0.024 | 0 | 28.2 | 0.0169 | 0 | [6 empty] | DEER:HVAC_Split-Package_HP | Annual | 20 | [13 empty] | CZ2022 | None
NE-HVAC-airHP-SpltPkg-65to134kBtuh-11p5eer-3p50cop-wPreEcono | DEER2023 | D23 v1 | 2022-10-05 23:19 | Any | RFF | Rec | CZ04 | cDXHP | Cap-Tons | 6.68 | 2500 | None | 84.6 | 0.0453 | 0 | 54 | 0.0319 | 0 | [6 empty] | DEER:HVAC_Split-Package_HP | Annual | 20 | [13 empty] | CZ2022 | None
NE-HVAC-airHP-SpltPkg-65to134kBtuh-11p5eer-3p50cop-wPreEcono | DEER2023 | D23 v1 | 2022-10-05 23:19 | Any | RFF | Rec | CZ05 | cDXHP | Cap-Tons | 6.95 | 2500 | None | 52.1 | 0.017 | 0 | 31.1 | 0.012 | 0 | [6 empty] | DEER:HVAC_Split-Package_HP | Annual | 20 | [13 empty] | CZ2022 | None
NE-HVAC-airHP-SpltPkg-65to134kBtuh-11p5eer-3p50cop-wPreEcono | DEER2023 | D23 v1 | 2022-10-05 23:19 | Any | RFF | Rec | CZ06 | cDXHP | Cap-Tons | 8.05 | 2500 | None | 64.7 | 0.0279 | 0 | 43.5 | 0.0196 | 0 | [6 empty] | DEER:HVAC_Split-Package_HP | Annual | 20 | [13 empty] | CZ2022 | None
NE-HVAC-airHP-SpltPkg-65to134kBtuh-11p5eer-3p50cop-wPreEcono | DEER2023 | D23 v1 | 2022-10-05 23:19 | Any | RFF | Rec | CZ07 | cDXHP | Cap-Tons | 7.83 | 2500 | None | 56.9 | 0.0243 | 0 | 38.5 | 0.0171 | 0 | [6 empty] | DEER:HVAC_Split-Package_HP | Annual | 20 | [13 empty] | CZ2022 | None
NE-HVAC-airHP-SpltPkg-65to134kBtuh-11p5eer-3p50cop-wPreEcono | DEER2023 | D23 v1 | 2022-10-05 23:19 | Any | RFF | Rec | CZ08 | cDXHP | Cap-Tons | 7.35 | 2500 | None | 93.2 | 0.0367 | 0 | 63.8 | 0.0259 | 0 | [6 empty] | DEER:HVAC_Split-Package_HP | Annual | 20 | [13 empty] | CZ2022 | None
NE-HVAC-airHP-SpltPkg-65to134kBtuh-11p5eer-3p50cop-wPreEcono | DEER2023 | D23 v1 | 2022-10-05 23:19 | Any | RFF | Rec | CZ09 | cDXHP | Cap-Tons | 9.49 | 2500 | None | 69.8 | 0.0324 | 0 | 47.1 | 0.0227 | 0 | [6 empty] | DEER:HVAC_Split-Package_HP | Annual | 20 | [13 empty] | CZ2022 | None
NE-HVAC-airHP-SpltPkg-65to134kBtuh-11p5eer-3p50cop-wPreEcono | DEER2023 | D23 v1 | 2022-10-05 23:19 | Any | RFF | Rec | CZ10 | cDXHP | Cap-Tons | 8.53 | 2500 | None | 90.4 | 0.0422 | 0 | 60.8 | 0.0297 | 0 | [6 empty] | DEER:HVAC_Split-Package_HP | Annual | 20 | [13 empty] | CZ2022 | None
NE-HVAC-airHP-SpltPkg-65to134kBtuh-11p5eer-3p50cop-wPreEcono | DEER2023 | D23 v1 | 2022-10-05 23:19 | Any | RFF | Rec | CZ11 | cDXHP | Cap-Tons | 9.05 | 2500 | None | 96.4 | 0.0486 | 0 | 62.3 | 0.0342 | 0 | [6 empty] | DEER:HVAC_Split-Package_HP | Annual | 20 | [13 empty] | CZ2022 | None
NE-HVAC-airHP-SpltPkg-65to134kBtuh-11p5eer-3p50cop-wPreEcono | DEER2023 | D23 v1 | 2022-10-05 23:19 | Any | RFF | Rec | CZ12 | cDXHP | Cap-Tons | 8.23 | 2500 | None | 86.4 | 0.05 | 0 | 54.9 | 0.0352 | 0 | [6 empty] | DEER:HVAC_Split-Package_HP | Annual | 20 | [13 empty] | CZ2022 | None
NE-HVAC-airHP-SpltPkg-65to134kBtuh-11p5eer-3p50cop-wPreEcono | DEER2023 | D23 v1 | 2022-10-05 23:19 | Any | RFF | Rec | CZ13 | cDXHP | Cap-Tons | 9.24 | 2500 | None | 101 | 0.0511 | 0 | 66.8 | 0.0359 | 0 | [6 empty] | DEER:HVAC_Split-Package_HP | Annual | 20 | [13 empty] | CZ2022 | None
NE-HVAC-airHP-SpltPkg-65to134kBtuh-11p5eer-3p50cop-wPreEcono | DEER2023 | D23 v1 | 2022-10-05 23:19 | Any | RFF | Rec | CZ14 | cDXHP | Cap-Tons | 9.11 | 2500 | None | 89.3 | 0.0419 | 0 | 57.9 | 0.0294 | 0 | [6 empty] | DEER:HVAC_Split-Package_HP | Annual | 20 | [13 empty] | CZ2022 | None
NE-HVAC-airHP-SpltPkg-65to134kBtuh-11p5eer-3p50cop-wPreEcono | DEER2023 | D23 v1 | 2022-10-05 23:19 | Any | RFF | Rec | CZ15 | cDXHP | Cap-Tons | 12.4 | 2500 | None | 107 | 0.049 | 0 | 74.5 | 0.0345 | 0 | [6 empty] | DEER:HVAC_Split-Package_HP | Annual | 20 | [13 empty] | CZ2022 | None
NE-HVAC-airHP-SpltPkg-65to134kBtuh-11p5eer-3p50cop-wPreEcono | DEER2023 | D23 v1 | 2022-10-05 23:19 | Any | RFF | Rec | CZ16 | cDXHP | Cap-Tons | 7.61 | 2500 | None | 95.8 | 0.0244 | 0 | 52.6 | 0.0172 | 0 | [6 empty] | DEER:HVAC_Split-Package_HP | Annual | 20 | [13 empty] | CZ2022 | None
NE-HVAC-airHP-SpltPkg-65to134kBtuh-11p5eer-3p50cop-wPreEcono | DEER2023 | D23 v1 | 2022-10-05 23:19 | Any | RSD | Ex | CZ01 | cDXHP | Cap-Tons | 11.9 | 5600 | None | 499 | 0.0527 | 0 | 19.4 | 0.00915 | 0 | [6 empty] | DEER:HVAC_Split-Package_HP | Annual | 20 | [13 empty] | CZ2022 | None
NE-HVAC-airHP-SpltPkg-65to134kBtuh-11p5eer-3p50cop-wPreEcono | DEER2023 | D23 v1 | 2022-10-05 23:19 | Any | RSD | Ex | CZ02 | cDXHP | Cap-Tons | 12.3 | 5600 | None | 428 | 0.132 | 0 | 40.7 | 0.0258 | 0 | [6 empty] | DEER:HVAC_Split-Package_HP | Annual | 20 | [13 empty] | CZ2022 | None
NE-HVAC-airHP-SpltPkg-65to134kBtuh-11p5eer-3p50cop-wPreEcono | DEER2023 | D23 v1 | 2022-10-05 23:19 | Any | RSD | Ex | CZ03 | cDXHP | Cap-Tons | 13.4 | 5600 | None | 315 | 0.0998 | 0 | 24.8 | 0.018 | 0 | [6 empty] | DEER:HVAC_Split-Package_HP | Annual | 20 | [13 empty] | CZ2022 | None
NE-HVAC-airHP-SpltPkg-65to134kBtuh-11p5eer-3p50cop-wPreEcono | DEER2023 | D23 v1 | 2022-10-05 23:19 | Any | RSD | Ex | CZ04 | cDXHP | Cap-Tons | 13 | 5600 | None | 389 | 0.128 | 0 | 47.7 | 0.0305 | 0 | [6 empty] | DEER:HVAC_Split-Package_HP | Annual | 20 | [13 empty] | CZ2022 | None
NE-HVAC-airHP-SpltPkg-65to134kBtuh-11p5eer-3p50cop-wPreEcono | DEER2023 | D23 v1 | 2022-10-05 23:19 | Any | RSD | Ex | CZ05 | cDXHP | Cap-Tons | 13.4 | 5600 | None | 325 | 0.0721 | 0 | 27.3 | 0.0123 | 0 | [6 empty] | DEER:HVAC_Split-Package_HP | Annual | 20 | [13 empty] | CZ2022 | None
NE-HVAC-airHP-SpltPkg-65to134kBtuh-11p5eer-3p50cop-wPreEcono | DEER2023 | D23 v1 | 2022-10-05 23:19 | Any | RSD | Ex | CZ06 | cDXHP | Cap-Tons | 15 | 5600 | None | 312 | 0.116 | 0 | 45.4 | 0.0209 | 0 | [6 empty] | DEER:HVAC_Split-Package_HP | Annual | 20 | [13 empty] | CZ2022 | None
NE-HVAC-airHP-SpltPkg-65to134kBtuh-11p5eer-3p50cop-wPreEcono | DEER2023 | D23 v1 | 2022-10-05 23:19 | Any | RSD | Ex | CZ07 | cDXHP | Cap-Tons | 14.5 | 5600 | None | 267 | 0.0959 | 0 | 40.5 | 0.0186 | 0 | [6 empty] | DEER:HVAC_Split-Package_HP | Annual | 20 | [13 empty] | CZ2022 | None
NE-HVAC-airHP-SpltPkg-65to134kBtuh-11p5eer-3p50cop-wPreEcono | DEER2023 | D23 v1 | 2022-10-05 23:19 | Any | RSD | Ex | CZ08 | cDXHP | Cap-Tons | 15 | 5600 | None | 370 | 0.123 | 0 | 55.9 | 0.0235 | 0 | [6 empty] | DEER:HVAC_Split-Package_HP | Annual | 20 | [13 empty] | CZ2022 | None
NE-HVAC-airHP-SpltPkg-65to134kBtuh-11p5eer-3p50cop-wPreEcono | DEER2023 | D23 v1 | 2022-10-05 23:19 | Any | RSD | Ex | CZ09 | cDXHP | Cap-Tons | 18.8 | 5600 | None | 403 | 0.158 | 0 | 42.5 | 0.0215 | 0 | [6 empty] | DEER:HVAC_Split-Package_HP | Annual | 20 | [13 empty] | CZ2022 | None
NE-HVAC-airHP-SpltPkg-65to134kBtuh-11p5eer-3p50cop-wPreEcono | DEER2023 | D23 v1 | 2022-10-05 23:19 | Any | RSD | Ex | CZ10 | cDXHP | Cap-Tons | 16.3 | 5600 | None | 474 | 0.154 | 0 | 53 | 0.0273 | 0 | [6 empty] | DEER:HVAC_Split-Package_HP | Annual | 20 | [13 empty] | CZ2022 | None
NE-HVAC-airHP-SpltPkg-65to134kBtuh-11p5eer-3p50cop-wPreEcono | DEER2023 | D23 v1 | 2022-10-05 23:19 | Any | RSD | Ex | CZ11 | cDXHP | Cap-Tons | 18 | 5600 | None | 529 | 0.17 | 0 | 50.3 | 0.0318 | 0 | [6 empty] | DEER:HVAC_Split-Package_HP | Annual | 20 | [13 empty] | CZ2022 | None
NE-HVAC-airHP-SpltPkg-65to134kBtuh-11p5eer-3p50cop-wPreEcono | DEER2023 | D23 v1 | 2022-10-05 23:19 | Any | RSD | Ex | CZ12 | cDXHP | Cap-Tons | 15.9 | 5600 | None | 471 | 0.155 | 0 | 45.7 | 0.0326 | 0 | [6 empty] | DEER:HVAC_Split-Package_HP | Annual | 20 | [13 empty] | CZ2022 | None
NE-HVAC-airHP-SpltPkg-65to134kBtuh-11p5eer-3p50cop-wPreEcono | DEER2023 | D23 v1 | 2022-10-05 23:19 | Any | RSD | Ex | CZ13 | cDXHP | Cap-Tons | 18.2 | 5600 | None | 526 | 0.157 | 0 | 55.1 | 0.0339 | 0 | [6 empty] | DEER:HVAC_Split-Package_HP | Annual | 20 | [13 empty] | CZ2022 | None
NE-HVAC-airHP-SpltPkg-65to134kBtuh-11p5eer-3p50cop-wPreEcono | DEER2023 | D23 v1 | 2022-10-05 23:19 | Any | RSD | Ex | CZ14 | cDXHP | Cap-Tons | 18.4 | 5600 | None | 532 | 0.184 | 0 | 46.7 | 0.0274 | 0 | [6 empty] | DEER:HVAC_Split-Package_HP | Annual | 20 | [13 empty] | CZ2022 | None
NE-HVAC-airHP-SpltPkg-65to134kBtuh-11p5eer-3p50cop-wPreEcono | DEER2023 | D23 v1 | 2022-10-05 23:19 | Any | RSD | Ex | CZ15 | cDXHP | Cap-Tons | 24.7 | 5600 | None | 590 | 0.212 | 0 | 62.8 | 0.0321 | 0 | [6 empty] | DEER:HVAC_Split-Package_HP | Annual | 20 | [13 empty] | CZ2022 | None
NE-HVAC-airHP-SpltPkg-65to134kBtuh-11p5eer-3p50cop-wPreEcono | DEER2023 | D23 v1 | 2022-10-05 23:19 | Any | RSD | Ex | CZ16 | cDXHP | Cap-Tons | 13.6 | 5600 | None | 723 | 0.122 | 0 | 40 | 0.0176 | 0 | [6 empty] | DEER:HVAC_Split-Package_HP | Annual | 20 | [13 empty] | CZ2022 | None
NE-HVAC-airHP-SpltPkg-65to134kBtuh-11p5eer-3p50cop-wPreEcono | DEER2023 | D23 v1 | 2022-10-05 23:19 | Any | RSD | Old | CZ01 | cDXHP | Cap-Tons | 13.1 | 5600 | None | 627 | 0.0602 | 0 | 17.6 | 0.00977 | 0 | [6 empty] | DEER:HVAC_Split-Package_HP | Annual | 20 | [13 empty] | CZ2022 | None
NE-HVAC-airHP-SpltPkg-65to134kBtuh-11p5eer-3p50cop-wPreEcono | DEER2023 | D23 v1 | 2022-10-05 23:19 | Any | RSD | Old | CZ02 | cDXHP | Cap-Tons | 13.7 | 5600 | None | 524 | 0.164 | 0 | 41.2 | 0.0262 | 0 | [6 empty] | DEER:HVAC_Split-Package_HP | Annual | 20 | [13 empty] | CZ2022 | None
NE-HVAC-airHP-SpltPkg-65to134kBtuh-11p5eer-3p50cop-wPreEcono | DEER2023 | D23 v1 | 2022-10-05 23:19 | Any | RSD | Old | CZ03 | cDXHP | Cap-Tons | 14.2 | 5600 | None | 399 | 0.127 | 0 | 24.9 | 0.0181 | 0 | [6 empty] | DEER:HVAC_Split-Package_HP | Annual | 20 | [13 empty] | CZ2022 | None
NE-HVAC-airHP-SpltPkg-65to134kBtuh-11p5eer-3p50cop-wPreEcono | DEER2023 | D23 v1 | 2022-10-05 23:19 | Any | RSD | Old | CZ04 | cDXHP | Cap-Tons | 13.8 | 5600 | None | 484 | 0.161 | 0 | 47.6 | 0.0307 | 0 | [6 empty] | DEER:HVAC_Split-Package_HP | Annual | 20 | [13 empty] | CZ2022 | None
NE-HVAC-airHP-SpltPkg-65to134kBtuh-11p5eer-3p50cop-wPreEcono | DEER2023 | D23 v1 | 2022-10-05 23:19 | Any | RSD | Old | CZ05 | cDXHP | Cap-Tons | 14 | 5600 | None | 397 | 0.0887 | 0 | 27.6 | 0.0123 | 0 | [6 empty] | DEER:HVAC_Split-Package_HP | Annual | 20 | [13 empty] | CZ2022 | None
NE-HVAC-airHP-SpltPkg-65to134kBtuh-11p5eer-3p50cop-wPreEcono | DEER2023 | D23 v1 | 2022-10-05 23:19 | Any | RSD | Old | CZ06 | cDXHP | Cap-Tons | 15.4 | 5600 | None | 402 | 0.151 | 0 | 46.4 | 0.0212 | 0 | [6 empty] | DEER:HVAC_Split-Package_HP | Annual | 20 | [13 empty] | CZ2022 | None
NE-HVAC-airHP-SpltPkg-65to134kBtuh-11p5eer-3p50cop-wPreEcono | DEER2023 | D23 v1 | 2022-10-05 23:19 | Any | RSD | Old | CZ07 | cDXHP | Cap-Tons | 14.9 | 5600 | None | 337 | 0.123 | 0 | 41.1 | 0.0187 | 0 | [6 empty] | DEER:HVAC_Split-Package_HP | Annual | 20 | [13 empty] | CZ2022 | None
NE-HVAC-airHP-SpltPkg-65to134kBtuh-11p5eer-3p50cop-wPreEcono | DEER2023 | D23 v1 | 2022-10-05 23:19 | Any | RSD | Old | CZ08 | cDXHP | Cap-Tons | 15.3 | 5600 | None | 476 | 0.16 | 0 | 57 | 0.0238 | 0 | [6 empty] | DEER:HVAC_Split-Package_HP | Annual | 20 | [13 empty] | CZ2022 | None
NE-HVAC-airHP-SpltPkg-65to134kBtuh-11p5eer-3p50cop-wPreEcono | DEER2023 | D23 v1 | 2022-10-05 23:19 | Any | RSD | Old | CZ09 | cDXHP | Cap-Tons | 19.6 | 5600 | None | 505 | 0.197 | 0 | 42.6 | 0.0217 | 0 | [6 empty] | DEER:HVAC_Split-Package_HP | Annual | 20 | [13 empty] | CZ2022 | None
NE-HVAC-airHP-SpltPkg-65to134kBtuh-11p5eer-3p50cop-wPreEcono | DEER2023 | D23 v1 | 2022-10-05 23:19 | Any | RSD | Old | CZ10 | cDXHP | Cap-Tons | 18 | 5600 | None | 555 | 0.18 | 0 | 53.5 | 0.0276 | 0 | [6 empty] | DEER:HVAC_Split-Package_HP | Annual | 20 | [13 empty] | CZ2022 | None
NE-HVAC-airHP-SpltPkg-65to134kBtuh-11p5eer-3p50cop-wPreEcono | DEER2023 | D23 v1 | 2022-10-05 23:19 | Any | RSD | Old | CZ11 | cDXHP | Cap-Tons | 19.6 | 5600 | None | 638 | 0.206 | 0 | 51.4 | 0.0325 | 0 | [6 empty] | DEER:HVAC_Split-Package_HP | Annual | 20 | [13 empty] | CZ2022 | None
NE-HVAC-airHP-SpltPkg-65to134kBtuh-11p5eer-3p50cop-wPreEcono | DEER2023 | D23 v1 | 2022-10-05 23:19 | Any | RSD | Old | CZ12 | cDXHP | Cap-Tons | 17.3 | 5600 | None | 560 | 0.187 | 0 | 46.5 | 0.0331 | 0 | [6 empty] | DEER:HVAC_Split-Package_HP | Annual | 20 | [13 empty] | CZ2022 | None
NE-HVAC-airHP-SpltPkg-65to134kBtuh-11p5eer-3p50cop-wPreEcono | DEER2023 | D23 v1 | 2022-10-05 23:19 | Any | RSD | Old | CZ13 | cDXHP | Cap-Tons | 19.7 | 5600 | None | 634 | 0.192 | 0 | 56.4 | 0.0344 | 0 | [6 empty] | DEER:HVAC_Split-Package_HP | Annual | 20 | [13 empty] | CZ2022 | None
NE-HVAC-airHP-SpltPkg-65to134kBtuh-11p5eer-3p50cop-wPreEcono | DEER2023 | D23 v1 | 2022-10-05 23:19 | Any | RSD | Old | CZ14 | cDXHP | Cap-Tons | 19.9 | 5600 | None | 613 | 0.211 | 0 | 47.8 | 0.0281 | 0 | [6 empty] | DEER:HVAC_Split-Package_HP | Annual | 20 | [13 empty] | CZ2022 | None
NE-HVAC-airHP-SpltPkg-65to134kBtuh-11p5eer-3p50cop-wPreEcono | DEER2023 | D23 v1 | 2022-10-05 23:19 | Any | RSD | Old | CZ15 | cDXHP | Cap-Tons | 26.6 | 5600 | None | 690 | 0.243 | 0 | 64.3 | 0.0328 | 0 | [6 empty] | DEER:HVAC_Split-Package_HP | Annual | 20 | [13 empty] | CZ2022 | None
NE-HVAC-airHP-SpltPkg-65to134kBtuh-11p5eer-3p50cop-wPreEcono | DEER2023 | D23 v1 | 2022-10-05 23:19 | Any | RSD | Old | CZ16 | cDXHP | Cap-Tons | 15.1 | 5600 | None | 797 | 0.143 | 0 | 40.1 | 0.0179 | 0 | [6 empty] | DEER:HVAC_Split-Package_HP | Annual | 20 | [13 empty] | CZ2022 | None
NE-HVAC-airHP-SpltPkg-65to134kBtuh-11p5eer-3p50cop-wPreEcono | DEER2023 | D23 v1 | 2022-10-05 23:19 | Any | RSD | Rec | CZ01 | cDXHP | Cap-Tons | 10.9 | 5600 | None | 48.7 | 0.0116 | 0 | 25 | 0.00816 | 0 | [6 empty] | DEER:HVAC_Split-Package_HP | Annual | 20 | [13 empty] | CZ2022 | None
NE-HVAC-airHP-SpltPkg-65to134kBtuh-11p5eer-3p50cop-wPreEcono | DEER2023 | D23 v1 | 2022-10-05 23:19 | Any | RSD | Rec | CZ02 | cDXHP | Cap-Tons | 11.6 | 5600 | None | 61.6 | 0.0366 | 0 | 40.3 | 0.0258 | 0 | [6 empty] | DEER:HVAC_Split-Package_HP | Annual | 20 | [13 empty] | CZ2022 | None
NE-HVAC-airHP-SpltPkg-65to134kBtuh-11p5eer-3p50cop-wPreEcono | DEER2023 | D23 v1 | 2022-10-05 23:19 | Any | RSD | Rec | CZ03 | cDXHP | Cap-Tons | 11.9 | 5600 | None | 38.1 | 0.0247 | 0 | 24.3 | 0.0174 | 0 | [6 empty] | DEER:HVAC_Split-Package_HP | Annual | 20 | [13 empty] | CZ2022 | None
NE-HVAC-airHP-SpltPkg-65to134kBtuh-11p5eer-3p50cop-wPreEcono | DEER2023 | D23 v1 | 2022-10-05 23:19 | Any | RSD | Rec | CZ04 | cDXHP | Cap-Tons | 11.6 | 5600 | None | 68.2 | 0.0428 | 0 | 46.5 | 0.0302 | 0 | [6 empty] | DEER:HVAC_Split-Package_HP | Annual | 20 | [13 empty] | CZ2022 | None
NE-HVAC-airHP-SpltPkg-65to134kBtuh-11p5eer-3p50cop-wPreEcono | DEER2023 | D23 v1 | 2022-10-05 23:19 | Any | RSD | Rec | CZ05 | cDXHP | Cap-Tons | 11.7 | 5600 | None | 40.5 | 0.0166 | 0 | 26.6 | 0.0116 | 0 | [6 empty] | DEER:HVAC_Split-Package_HP | Annual | 20 | [13 empty] | CZ2022 | None
NE-HVAC-airHP-SpltPkg-65to134kBtuh-11p5eer-3p50cop-wPreEcono | DEER2023 | D23 v1 | 2022-10-05 23:19 | Any | RSD | Rec | CZ06 | cDXHP | Cap-Tons | 13.1 | 5600 | None | 63.5 | 0.0299 | 0 | 44.3 | 0.0211 | 0 | [6 empty] | DEER:HVAC_Split-Package_HP | Annual | 20 | [13 empty] | CZ2022 | None
NE-HVAC-airHP-SpltPkg-65to134kBtuh-11p5eer-3p50cop-wPreEcono | DEER2023 | D23 v1 | 2022-10-05 23:19 | Any | RSD | Rec | CZ07 | cDXHP | Cap-Tons | 12.8 | 5600 | None | 55.6 | 0.0264 | 0 | 38.9 | 0.0186 | 0 | [6 empty] | DEER:HVAC_Split-Package_HP | Annual | 20 | [13 empty] | CZ2022 | None
NE-HVAC-airHP-SpltPkg-65to134kBtuh-11p5eer-3p50cop-wPreEcono | DEER2023 | D23 v1 | 2022-10-05 23:19 | Any | RSD | Rec | CZ08 | cDXHP | Cap-Tons | 13.7 | 5600 | None | 76 | 0.0325 | 0 | 53.2 | 0.0228 | 0 | [6 empty] | DEER:HVAC_Split-Package_HP | Annual | 20 | [13 empty] | CZ2022 | None
NE-HVAC-airHP-SpltPkg-65to134kBtuh-11p5eer-3p50cop-wPreEcono | DEER2023 | D23 v1 | 2022-10-05 23:19 | Any | RSD | Rec | CZ09 | cDXHP | Cap-Tons | 16.9 | 5600 | None | 58.2 | 0.0297 | 0 | 40.8 | 0.0209 | 0 | [6 empty] | DEER:HVAC_Split-Package_HP | Annual | 20 | [13 empty] | CZ2022 | None
NE-HVAC-airHP-SpltPkg-65to134kBtuh-11p5eer-3p50cop-wPreEcono | DEER2023 | D23 v1 | 2022-10-05 23:19 | Any | RSD | Rec | CZ10 | cDXHP | Cap-Tons | 15.4 | 5600 | None | 74.3 | 0.0381 | 0 | 51.8 | 0.0268 | 0 | [6 empty] | DEER:HVAC_Split-Package_HP | Annual | 20 | [13 empty] | CZ2022 | None
NE-HVAC-airHP-SpltPkg-65to134kBtuh-11p5eer-3p50cop-wPreEcono | DEER2023 | D23 v1 | 2022-10-05 23:19 | Any | RSD | Rec | CZ11 | cDXHP | Cap-Tons | 16.9 | 5600 | None | 72.9 | 0.0444 | 0 | 49.6 | 0.0312 | 0 | [6 empty] | DEER:HVAC_Split-Package_HP | Annual | 20 | [13 empty] | CZ2022 | None
NE-HVAC-airHP-SpltPkg-65to134kBtuh-11p5eer-3p50cop-wPreEcono | DEER2023 | D23 v1 | 2022-10-05 23:19 | Any | RSD | Rec | CZ12 | cDXHP | Cap-Tons | 15 | 5600 | None | 66.7 | 0.0458 | 0 | 45 | 0.0322 | 0 | [6 empty] | DEER:HVAC_Split-Package_HP | Annual | 20 | [13 empty] | CZ2022 | None
NE-HVAC-airHP-SpltPkg-65to134kBtuh-11p5eer-3p50cop-wPreEcono | DEER2023 | D23 v1 | 2022-10-05 23:19 | Any | RSD | Rec | CZ13 | cDXHP | Cap-Tons | 17.2 | 5600 | None | 79 | 0.0473 | 0 | 54.1 | 0.0333 | 0 | [6 empty] | DEER:HVAC_Split-Package_HP | Annual | 20 | [13 empty] | CZ2022 | None
NE-HVAC-airHP-SpltPkg-65to134kBtuh-11p5eer-3p50cop-wPreEcono | DEER2023 | D23 v1 | 2022-10-05 23:19 | Any | RSD | Rec | CZ14 | cDXHP | Cap-Tons | 17.4 | 5600 | None | 67.1 | 0.038 | 0 | 45.6 | 0.0267 | 0 | [6 empty] | DEER:HVAC_Split-Package_HP | Annual | 20 | [13 empty] | CZ2022 | None
NE-HVAC-airHP-SpltPkg-65to134kBtuh-11p5eer-3p50cop-wPreEcono | DEER2023 | D23 v1 | 2022-10-05 23:19 | Any | RSD | Rec | CZ15 | cDXHP | Cap-Tons | 23.4 | 5600 | None | 87.2 | 0.0444 | 0 | 61.4 | 0.0312 | 0 | [6 empty] | DEER:HVAC_Split-Package_HP | Annual | 20 | [13 empty] | CZ2022 | None
NE-HVAC-airHP-SpltPkg-65to134kBtuh-11p5eer-3p50cop-wPreEcono | DEER2023 | D23 v1 | 2022-10-05 23:19 | Any | RSD | Rec | CZ16 | cDXHP | Cap-Tons | 12.5 | 5600 | None | 75.5 | 0.0246 | 0 | 42.9 | 0.0173 | 0 | [6 empty] | DEER:HVAC_Split-Package_HP | Annual | 20 | [13 empty] | CZ2022 | None
NE-HVAC-airHP-SpltPkg-65to134kBtuh-11p5eer-3p50cop-wPreEcono | DEER2023 | D23 v1 | 2022-10-05 23:19 | Any | Rt3 | Ex | CZ01 | cDXHP | Cap-Tons | 205 | 120000 | None | 413 | 0.0621 | 0 | 11.7 | 0.0116 | 0 | [6 empty] | DEER:HVAC_Split-Package_HP | Annual | 20 | [13 empty] | CZ2022 | None
NE-HVAC-airHP-SpltPkg-65to134kBtuh-11p5eer-3p50cop-wPreEcono | DEER2023 | D23 v1 | 2022-10-05 23:19 | Any | Rt3 | Ex | CZ02 | cDXHP | Cap-Tons | 240 | 120000 | None | 428 | 0.14 | 0 | 36.4 | 0.0262 | 0 | [6 empty] | DEER:HVAC_Split-Package_HP | Annual | 20 | [13 empty] | CZ2022 | None
NE-HVAC-airHP-SpltPkg-65to134kBtuh-11p5eer-3p50cop-wPreEcono | DEER2023 | D23 v1 | 2022-10-05 23:19 | Any | Rt3 | Ex | CZ03 | cDXHP | Cap-Tons | 217 | 120000 | None | 323 | 0.115 | 0 | 26 | 0.0213 | 0 | [6 empty] | DEER:HVAC_Split-Package_HP | Annual | 20 | [13 empty] | CZ2022 | None
NE-HVAC-airHP-SpltPkg-65to134kBtuh-11p5eer-3p50cop-wPreEcono | DEER2023 | D23 v1 | 2022-10-05 23:19 | Any | Rt3 | Ex | CZ04 | cDXHP | Cap-Tons | 243 | 120000 | None | 410 | 0.138 | 0 | 43.1 | 0.0296 | 0 | [6 empty] | DEER:HVAC_Split-Package_HP | Annual | 20 | [13 empty] | CZ2022 | None
NE-HVAC-airHP-SpltPkg-65to134kBtuh-11p5eer-3p50cop-wPreEcono | DEER2023 | D23 v1 | 2022-10-05 23:19 | Any | Rt3 | Ex | CZ05 | cDXHP | Cap-Tons | 217 | 120000 | None | 329 | 0.0894 | 0 | 30.1 | 0.0155 | 0 | [6 empty] | DEER:HVAC_Split-Package_HP | Annual | 20 | [13 empty] | CZ2022 | None
NE-HVAC-airHP-SpltPkg-65to134kBtuh-11p5eer-3p50cop-wPreEcono | DEER2023 | D23 v1 | 2022-10-05 23:19 | Any | Rt3 | Ex | CZ06 | cDXHP | Cap-Tons | 234 | 120000 | None | 393 | 0.13 | 0 | 51.7 | 0.0245 | 0 | [6 empty] | DEER:HVAC_Split-Package_HP | Annual | 20 | [13 empty] | CZ2022 | None
NE-HVAC-airHP-SpltPkg-65to134kBtuh-11p5eer-3p50cop-wPreEcono | DEER2023 | D23 v1 | 2022-10-05 23:19 | Any | Rt3 | Ex | CZ07 | cDXHP | Cap-Tons | 228 | 120000 | None | 342 | 0.118 | 0 | 47.4 | 0.0227 | 0 | [6 empty] | DEER:HVAC_Split-Package_HP | Annual | 20 | [13 empty] | CZ2022 | None
NE-HVAC-airHP-SpltPkg-65to134kBtuh-11p5eer-3p50cop-wPreEcono | DEER2023 | D23 v1 | 2022-10-05 23:19 | Any | Rt3 | Ex | CZ08 | cDXHP | Cap-Tons | 263 | 120000 | None | 441 | 0.134 | 0 | 56.8 | 0.0251 | 0 | [6 empty] | DEER:HVAC_Split-Package_HP | Annual | 20 | [13 empty] | CZ2022 | None
NE-HVAC-airHP-SpltPkg-65to134kBtuh-11p5eer-3p50cop-wPreEcono | DEER2023 | D23 v1 | 2022-10-05 23:19 | Any | Rt3 | Ex | CZ09 | cDXHP | Cap-Tons | 328 | 120000 | None | 466 | 0.164 | 0 | 42.6 | 0.0226 | 0 | [6 empty] | DEER:HVAC_Split-Package_HP | Annual | 20 | [13 empty] | CZ2022 | None
NE-HVAC-airHP-SpltPkg-65to134kBtuh-11p5eer-3p50cop-wPreEcono | DEER2023 | D23 v1 | 2022-10-05 23:19 | Any | Rt3 | Ex | CZ10 | cDXHP | Cap-Tons | 299 | 120000 | None | 494 | 0.145 | 0 | 52.5 | 0.0288 | 0 | [6 empty] | DEER:HVAC_Split-Package_HP | Annual | 20 | [13 empty] | CZ2022 | None
NE-HVAC-airHP-SpltPkg-65to134kBtuh-11p5eer-3p50cop-wPreEcono | DEER2023 | D23 v1 | 2022-10-05 23:19 | Any | Rt3 | Ex | CZ11 | cDXHP | Cap-Tons | 323 | 120000 | None | 530 | 0.163 | 0 | 47.7 | 0.0327 | 0 | [6 empty] | DEER:HVAC_Split-Package_HP | Annual | 20 | [13 empty] | CZ2022 | None
NE-HVAC-airHP-SpltPkg-65to134kBtuh-11p5eer-3p50cop-wPreEcono | DEER2023 | D23 v1 | 2022-10-05 23:19 | Any | Rt3 | Ex | CZ12 | cDXHP | Cap-Tons | 295 | 120000 | None | 482 | 0.154 | 0 | 42.7 | 0.0327 | 0 | [6 empty] | DEER:HVAC_Split-Package_HP | Annual | 20 | [13 empty] | CZ2022 | None
NE-HVAC-airHP-SpltPkg-65to134kBtuh-11p5eer-3p50cop-wPreEcono | DEER2023 | D23 v1 | 2022-10-05 23:19 | Any | Rt3 | Ex | CZ13 | cDXHP | Cap-Tons | 326 | 120000 | None | 529 | 0.155 | 0 | 52.2 | 0.0337 | 0 | [6 empty] | DEER:HVAC_Split-Package_HP | Annual | 20 | [13 empty] | CZ2022 | None
NE-HVAC-airHP-SpltPkg-65to134kBtuh-11p5eer-3p50cop-wPreEcono | DEER2023 | D23 v1 | 2022-10-05 23:19 | Any | Rt3 | Ex | CZ14 | cDXHP | Cap-Tons | 327 | 120000 | None | 518 | 0.167 | 0 | 45.6 | 0.029 | 0 | [6 empty] | DEER:HVAC_Split-Package_HP | Annual | 20 | [13 empty] | CZ2022 | None
NE-HVAC-airHP-SpltPkg-65to134kBtuh-11p5eer-3p50cop-wPreEcono | DEER2023 | D23 v1 | 2022-10-05 23:19 | Any | Rt3 | Ex | CZ15 | cDXHP | Cap-Tons | 419 | 120000 | None | 610 | 0.188 | 0 | 65.2 | 0.0343 | 0 | [6 empty] | DEER:HVAC_Split-Package_HP | Annual | 20 | [13 empty] | CZ2022 | None
NE-HVAC-airHP-SpltPkg-65to134kBtuh-11p5eer-3p50cop-wPreEcono | DEER2023 | D23 v1 | 2022-10-05 23:19 | Any | Rt3 | Ex | CZ16 | cDXHP | Cap-Tons | 231 | 120000 | None | 572 | 0.124 | 0 | 35.9 | 0.0211 | 0 | [6 empty] | DEER:HVAC_Split-Package_HP | Annual | 20 | [13 empty] | CZ2022 | None
NE-HVAC-airHP-SpltPkg-65to134kBtuh-11p5eer-3p50cop-wPreEcono | DEER2023 | D23 v1 | 2022-10-05 23:19 | Any | Rt3 | Old | CZ01 | cDXHP | Cap-Tons | 213 | 120000 | None | 493 | 0.0777 | 0 | 11.7 | 0.0117 | 0 | [6 empty] | DEER:HVAC_Split-Package_HP | Annual | 20 | [13 empty] | CZ2022 | None
NE-HVAC-airHP-SpltPkg-65to134kBtuh-11p5eer-3p50cop-wPreEcono | DEER2023 | D23 v1 | 2022-10-05 23:19 | Any | Rt3 | Old | CZ02 | cDXHP | Cap-Tons | 247 | 120000 | None | 518 | 0.174 | 0 | 36.8 | 0.0264 | 0 | [6 empty] | DEER:HVAC_Split-Package_HP | Annual | 20 | [13 empty] | CZ2022 | None
NE-HVAC-airHP-SpltPkg-65to134kBtuh-11p5eer-3p50cop-wPreEcono | DEER2023 | D23 v1 | 2022-10-05 23:19 | Any | Rt3 | Old | CZ03 | cDXHP | Cap-Tons | 224 | 120000 | None | 392 | 0.146 | 0 | 26.4 | 0.0215 | 0 | [6 empty] | DEER:HVAC_Split-Package_HP | Annual | 20 | [13 empty] | CZ2022 | None
NE-HVAC-airHP-SpltPkg-65to134kBtuh-11p5eer-3p50cop-wPreEcono | DEER2023 | D23 v1 | 2022-10-05 23:19 | Any | Rt3 | Old | CZ04 | cDXHP | Cap-Tons | 250 | 120000 | None | 499 | 0.173 | 0 | 43.6 | 0.0298 | 0 | [6 empty] | DEER:HVAC_Split-Package_HP | Annual | 20 | [13 empty] | CZ2022 | None
NE-HVAC-airHP-SpltPkg-65to134kBtuh-11p5eer-3p50cop-wPreEcono | DEER2023 | D23 v1 | 2022-10-05 23:19 | Any | Rt3 | Old | CZ05 | cDXHP | Cap-Tons | 224 | 120000 | None | 397 | 0.11 | 0 | 30.6 | 0.0156 | 0 | [6 empty] | DEER:HVAC_Split-Package_HP | Annual | 20 | [13 empty] | CZ2022 | None
NE-HVAC-airHP-SpltPkg-65to134kBtuh-11p5eer-3p50cop-wPreEcono | DEER2023 | D23 v1 | 2022-10-05 23:19 | Any | Rt3 | Old | CZ06 | cDXHP | Cap-Tons | 241 | 120000 | None | 487 | 0.164 | 0 | 52.4 | 0.0244 | 0 | [6 empty] | DEER:HVAC_Split-Package_HP | Annual | 20 | [13 empty] | CZ2022 | None
NE-HVAC-airHP-SpltPkg-65to134kBtuh-11p5eer-3p50cop-wPreEcono | DEER2023 | D23 v1 | 2022-10-05 23:19 | Any | Rt3 | Old | CZ07 | cDXHP | Cap-Tons | 235 | 120000 | None | 420 | 0.148 | 0 | 48 | 0.0227 | 0 | [6 empty] | DEER:HVAC_Split-Package_HP | Annual | 20 | [13 empty] | CZ2022 | None
NE-HVAC-airHP-SpltPkg-65to134kBtuh-11p5eer-3p50cop-wPreEcono | DEER2023 | D23 v1 | 2022-10-05 23:19 | Any | Rt3 | Old | CZ08 | cDXHP | Cap-Tons | 268 | 120000 | None | 547 | 0.169 | 0 | 57.7 | 0.0253 | 0 | [6 empty] | DEER:HVAC_Split-Package_HP | Annual | 20 | [13 empty] | CZ2022 | None
NE-HVAC-airHP-SpltPkg-65to134kBtuh-11p5eer-3p50cop-wPreEcono | DEER2023 | D23 v1 | 2022-10-05 23:19 | Any | Rt3 | Old | CZ09 | cDXHP | Cap-Tons | 334 | 120000 | None | 572 | 0.204 | 0 | 43.3 | 0.0228 | 0 | [6 empty] | DEER:HVAC_Split-Package_HP | Annual | 20 | [13 empty] | CZ2022 | None
NE-HVAC-airHP-SpltPkg-65to134kBtuh-11p5eer-3p50cop-wPreEcono | DEER2023 | D23 v1 | 2022-10-05 23:19 | Any | Rt3 | Old | CZ10 | cDXHP | Cap-Tons | 308 | 120000 | None | 603 | 0.18 | 0 | 53.1 | 0.029 | 0 | [6 empty] | DEER:HVAC_Split-Package_HP | Annual | 20 | [13 empty] | CZ2022 | None
NE-HVAC-airHP-SpltPkg-65to134kBtuh-11p5eer-3p50cop-wPreEcono | DEER2023 | D23 v1 | 2022-10-05 23:19 | Any | Rt3 | Old | CZ11 | cDXHP | Cap-Tons | 339 | 120000 | None | 648 | 0.201 | 0 | 48.3 | 0.0332 | 0 | [6 empty] | DEER:HVAC_Split-Package_HP | Annual | 20 | [13 empty] | CZ2022 | None
NE-HVAC-airHP-SpltPkg-65to134kBtuh-11p5eer-3p50cop-wPreEcono | DEER2023 | D23 v1 | 2022-10-05 23:19 | Any | Rt3 | Old | CZ12 | cDXHP | Cap-Tons | 304 | 120000 | None | 577 | 0.188 | 0 | 43.2 | 0.0331 | 0 | [6 empty] | DEER:HVAC_Split-Package_HP | Annual | 20 | [13 empty] | CZ2022 | None
NE-HVAC-airHP-SpltPkg-65to134kBtuh-11p5eer-3p50cop-wPreEcono | DEER2023 | D23 v1 | 2022-10-05 23:19 | Any | Rt3 | Old | CZ13 | cDXHP | Cap-Tons | 340 | 120000 | None | 654 | 0.195 | 0 | 52.8 | 0.0341 | 0 | [6 empty] | DEER:HVAC_Split-Package_HP | Annual | 20 | [13 empty] | CZ2022 | None
NE-HVAC-airHP-SpltPkg-65to134kBtuh-11p5eer-3p50cop-wPreEcono | DEER2023 | D23 v1 | 2022-10-05 23:19 | Any | Rt3 | Old | CZ14 | cDXHP | Cap-Tons | 343 | 120000 | None | 633 | 0.205 | 0 | 46 | 0.0294 | 0 | [6 empty] | DEER:HVAC_Split-Package_HP | Annual | 20 | [13 empty] | CZ2022 | None
NE-HVAC-airHP-SpltPkg-65to134kBtuh-11p5eer-3p50cop-wPreEcono | DEER2023 | D23 v1 | 2022-10-05 23:19 | Any | Rt3 | Old | CZ15 | cDXHP | Cap-Tons | 437 | 120000 | None | 746 | 0.23 | 0 | 66.1 | 0.0349 | 0 | [6 empty] | DEER:HVAC_Split-Package_HP | Annual | 20 | [13 empty] | CZ2022 | None
NE-HVAC-airHP-SpltPkg-65to134kBtuh-11p5eer-3p50cop-wPreEcono | DEER2023 | D23 v1 | 2022-10-05 23:19 | Any | Rt3 | Old | CZ16 | cDXHP | Cap-Tons | 246 | 120000 | None | 693 | 0.155 | 0 | 36.9 | 0.0213 | 0 | [6 empty] | DEER:HVAC_Split-Package_HP | Annual | 20 | [13 empty] | CZ2022 | None
NE-HVAC-airHP-SpltPkg-65to134kBtuh-11p5eer-3p50cop-wPreEcono | DEER2023 | D23 v1 | 2022-10-05 23:19 | Any | Rt3 | Rec | CZ01 | cDXHP | Cap-Tons | 190 | 120000 | None | 19.4 | 0.0158 | 0 | 12 | 0.0112 | 0 | [6 empty] | DEER:HVAC_Split-Package_HP | Annual | 20 | [13 empty] | CZ2022 | None
NE-HVAC-airHP-SpltPkg-65to134kBtuh-11p5eer-3p50cop-wPreEcono | DEER2023 | D23 v1 | 2022-10-05 23:19 | Any | Rt3 | Rec | CZ02 | cDXHP | Cap-Tons | 228 | 120000 | None | 51.7 | 0.0368 | 0 | 35.5 | 0.0259 | 0 | [6 empty] | DEER:HVAC_Split-Package_HP | Annual | 20 | [13 empty] | CZ2022 | None
NE-HVAC-airHP-SpltPkg-65to134kBtuh-11p5eer-3p50cop-wPreEcono | DEER2023 | D23 v1 | 2022-10-05 23:19 | Any | Rt3 | Rec | CZ03 | cDXHP | Cap-Tons | 204 | 120000 | None | 36.2 | 0.0298 | 0 | 24.8 | 0.0209 | 0 | [6 empty] | DEER:HVAC_Split-Package_HP | Annual | 20 | [13 empty] | CZ2022 | None
NE-HVAC-airHP-SpltPkg-65to134kBtuh-11p5eer-3p50cop-wPreEcono | DEER2023 | D23 v1 | 2022-10-05 23:19 | Any | Rt3 | Rec | CZ04 | cDXHP | Cap-Tons | 230 | 120000 | None | 59.8 | 0.0415 | 0 | 41.7 | 0.0293 | 0 | [6 empty] | DEER:HVAC_Split-Package_HP | Annual | 20 | [13 empty] | CZ2022 | None
NE-HVAC-airHP-SpltPkg-65to134kBtuh-11p5eer-3p50cop-wPreEcono | DEER2023 | D23 v1 | 2022-10-05 23:19 | Any | Rt3 | Rec | CZ05 | cDXHP | Cap-Tons | 204 | 120000 | None | 40.9 | 0.0215 | 0 | 28.6 | 0.0151 | 0 | [6 empty] | DEER:HVAC_Split-Package_HP | Annual | 20 | [13 empty] | CZ2022 | None
NE-HVAC-airHP-SpltPkg-65to134kBtuh-11p5eer-3p50cop-wPreEcono | DEER2023 | D23 v1 | 2022-10-05 23:19 | Any | Rt3 | Rec | CZ06 | cDXHP | Cap-Tons | 221 | 120000 | None | 70.7 | 0.0344 | 0 | 49.7 | 0.0242 | 0 | [6 empty] | DEER:HVAC_Split-Package_HP | Annual | 20 | [13 empty] | CZ2022 | None
NE-HVAC-airHP-SpltPkg-65to134kBtuh-11p5eer-3p50cop-wPreEcono | DEER2023 | D23 v1 | 2022-10-05 23:19 | Any | Rt3 | Rec | CZ07 | cDXHP | Cap-Tons | 215 | 120000 | None | 64.6 | 0.0319 | 0 | 45.4 | 0.0224 | 0 | [6 empty] | DEER:HVAC_Split-Package_HP | Annual | 20 | [13 empty] | CZ2022 | None
NE-HVAC-airHP-SpltPkg-65to134kBtuh-11p5eer-3p50cop-wPreEcono | DEER2023 | D23 v1 | 2022-10-05 23:19 | Any | Rt3 | Rec | CZ08 | cDXHP | Cap-Tons | 250 | 120000 | None | 77.8 | 0.0352 | 0 | 54.8 | 0.0248 | 0 | [6 empty] | DEER:HVAC_Split-Package_HP | Annual | 20 | [13 empty] | CZ2022 | None
NE-HVAC-airHP-SpltPkg-65to134kBtuh-11p5eer-3p50cop-wPreEcono | DEER2023 | D23 v1 | 2022-10-05 23:19 | Any | Rt3 | Rec | CZ09 | cDXHP | Cap-Tons | 313 | 120000 | None | 58.3 | 0.0313 | 0 | 41.1 | 0.022 | 0 | [6 empty] | DEER:HVAC_Split-Package_HP | Annual | 20 | [13 empty] | CZ2022 | None
NE-HVAC-airHP-SpltPkg-65to134kBtuh-11p5eer-3p50cop-wPreEcono | DEER2023 | D23 v1 | 2022-10-05 23:19 | Any | Rt3 | Rec | CZ10 | cDXHP | Cap-Tons | 286 | 120000 | None | 72.4 | 0.0404 | 0 | 50.9 | 0.0285 | 0 | [6 empty] | DEER:HVAC_Split-Package_HP | Annual | 20 | [13 empty] | CZ2022 | None
NE-HVAC-airHP-SpltPkg-65to134kBtuh-11p5eer-3p50cop-wPreEcono | DEER2023 | D23 v1 | 2022-10-05 23:19 | Any | Rt3 | Rec | CZ11 | cDXHP | Cap-Tons | 297 | 120000 | None | 66.7 | 0.0452 | 0 | 46.5 | 0.0318 | 0 | [6 empty] | DEER:HVAC_Split-Package_HP | Annual | 20 | [13 empty] | CZ2022 | None
NE-HVAC-airHP-SpltPkg-65to134kBtuh-11p5eer-3p50cop-wPreEcono | DEER2023 | D23 v1 | 2022-10-05 23:19 | Any | Rt3 | Rec | CZ12 | cDXHP | Cap-Tons | 278 | 120000 | None | 60.3 | 0.0457 | 0 | 41.8 | 0.0322 | 0 | [6 empty] | DEER:HVAC_Split-Package_HP | Annual | 20 | [13 empty] | CZ2022 | None
NE-HVAC-airHP-SpltPkg-65to134kBtuh-11p5eer-3p50cop-wPreEcono | DEER2023 | D23 v1 | 2022-10-05 23:19 | Any | Rt3 | Rec | CZ13 | cDXHP | Cap-Tons | 304 | 120000 | None | 73 | 0.0468 | 0 | 51 | 0.033 | 0 | [6 empty] | DEER:HVAC_Split-Package_HP | Annual | 20 | [13 empty] | CZ2022 | None
NE-HVAC-airHP-SpltPkg-65to134kBtuh-11p5eer-3p50cop-wPreEcono | DEER2023 | D23 v1 | 2022-10-05 23:19 | Any | Rt3 | Rec | CZ14 | cDXHP | Cap-Tons | 301 | 120000 | None | 63.4 | 0.0398 | 0 | 44.5 | 0.028 | 0 | [6 empty] | DEER:HVAC_Split-Package_HP | Annual | 20 | [13 empty] | CZ2022 | None
NE-HVAC-airHP-SpltPkg-65to134kBtuh-11p5eer-3p50cop-wPreEcono | DEER2023 | D23 v1 | 2022-10-05 23:19 | Any | Rt3 | Rec | CZ15 | cDXHP | Cap-Tons | 389 | 120000 | None | 89.5 | 0.047 | 0 | 63 | 0.033 | 0 | [6 empty] | DEER:HVAC_Split-Package_HP | Annual | 20 | [13 empty] | CZ2022 | None
NE-HVAC-airHP-SpltPkg-65to134kBtuh-11p5eer-3p50cop-wPreEcono | DEER2023 | D23 v1 | 2022-10-05 23:19 | Any | Rt3 | Rec | CZ16 | cDXHP | Cap-Tons | 207 | 120000 | None | 54.4 | 0.0293 | 0 | 34.7 | 0.0206 | 0 | [6 empty] | DEER:HVAC_Split-Package_HP | Annual | 20 | [13 empty] | CZ2022 | None
NE-HVAC-airHP-SpltPkg-65to134kBtuh-11p5eer-3p50cop-wPreEcono | DEER2023 | D23 v1 | 2022-10-05 23:19 | Any | RtL | Ex | CZ01 | cDXHP | Cap-Tons | 177 | 130000 | None | 472 | 0.0635 | 0 | 21.7 | 0.012 | 0 | [6 empty] | DEER:HVAC_Split-Package_HP | Annual | 20 | [13 empty] | CZ2022 | None
NE-HVAC-airHP-SpltPkg-65to134kBtuh-11p5eer-3p50cop-wPreEcono | DEER2023 | D23 v1 | 2022-10-05 23:19 | Any | RtL | Ex | CZ02 | cDXHP | Cap-Tons | 209 | 130000 | None | 497 | 0.144 | 0 | 41 | 0.0256 | 0 | [6 empty] | DEER:HVAC_Split-Package_HP | Annual | 20 | [13 empty] | CZ2022 | None
NE-HVAC-airHP-SpltPkg-65to134kBtuh-11p5eer-3p50cop-wPreEcono | DEER2023 | D23 v1 | 2022-10-05 23:19 | Any | RtL | Ex | CZ03 | cDXHP | Cap-Tons | 184 | 130000 | None | 364 | 0.112 | 0 | 34.9 | 0.0209 | 0 | [6 empty] | DEER:HVAC_Split-Package_HP | Annual | 20 | [13 empty] | CZ2022 | None
NE-HVAC-airHP-SpltPkg-65to134kBtuh-11p5eer-3p50cop-wPreEcono | DEER2023 | D23 v1 | 2022-10-05 23:19 | Any | RtL | Ex | CZ04 | cDXHP | Cap-Tons | 207 | 130000 | None | 463 | 0.143 | 0 | 49.1 | 0.0294 | 0 | [6 empty] | DEER:HVAC_Split-Package_HP | Annual | 20 | [13 empty] | CZ2022 | None
NE-HVAC-airHP-SpltPkg-65to134kBtuh-11p5eer-3p50cop-wPreEcono | DEER2023 | D23 v1 | 2022-10-05 23:19 | Any | RtL | Ex | CZ05 | cDXHP | Cap-Tons | 184 | 130000 | None | 385 | 0.0913 | 0 | 38.5 | 0.0148 | 0 | [6 empty] | DEER:HVAC_Split-Package_HP | Annual | 20 | [13 empty] | CZ2022 | None
NE-HVAC-airHP-SpltPkg-65to134kBtuh-11p5eer-3p50cop-wPreEcono | DEER2023 | D23 v1 | 2022-10-05 23:19 | Any | RtL | Ex | CZ06 | cDXHP | Cap-Tons | 197 | 130000 | None | 426 | 0.123 | 0 | 60.6 | 0.0248 | 0 | [6 empty] | DEER:HVAC_Split-Package_HP | Annual | 20 | [13 empty] | CZ2022 | None
NE-HVAC-airHP-SpltPkg-65to134kBtuh-11p5eer-3p50cop-wPreEcono | DEER2023 | D23 v1 | 2022-10-05 23:19 | Any | RtL | Ex | CZ07 | cDXHP | Cap-Tons | 192 | 130000 | None | 386 | 0.11 | 0 | 54.8 | 0.0225 | 0 | [6 empty] | DEER:HVAC_Split-Package_HP | Annual | 20 | [13 empty] | CZ2022 | None
NE-HVAC-airHP-SpltPkg-65to134kBtuh-11p5eer-3p50cop-wPreEcono | DEER2023 | D23 v1 | 2022-10-05 23:19 | Any | RtL | Ex | CZ08 | cDXHP | Cap-Tons | 238 | 130000 | None | 497 | 0.142 | 0 | 58.3 | 0.0235 | 0 | [6 empty] | DEER:HVAC_Split-Package_HP | Annual | 20 | [13 empty] | CZ2022 | None
NE-HVAC-airHP-SpltPkg-65to134kBtuh-11p5eer-3p50cop-wPreEcono | DEER2023 | D23 v1 | 2022-10-05 23:19 | Any | RtL | Ex | CZ09 | cDXHP | Cap-Tons | 289 | 130000 | None | 521 | 0.17 | 0 | 44.9 | 0.022 | 0 | [6 empty] | DEER:HVAC_Split-Package_HP | Annual | 20 | [13 empty] | CZ2022 | None
NE-HVAC-airHP-SpltPkg-65to134kBtuh-11p5eer-3p50cop-wPreEcono | DEER2023 | D23 v1 | 2022-10-05 23:19 | Any | RtL | Ex | CZ10 | cDXHP | Cap-Tons | 261 | 130000 | None | 557 | 0.157 | 0 | 55.4 | 0.0272 | 0 | [6 empty] | DEER:HVAC_Split-Package_HP | Annual | 20 | [13 empty] | CZ2022 | None
NE-HVAC-airHP-SpltPkg-65to134kBtuh-11p5eer-3p50cop-wPreEcono | DEER2023 | D23 v1 | 2022-10-05 23:19 | Any | RtL | Ex | CZ11 | cDXHP | Cap-Tons | 283 | 130000 | None | 610 | 0.169 | 0 | 52.2 | 0.0329 | 0 | [6 empty] | DEER:HVAC_Split-Package_HP | Annual | 20 | [13 empty] | CZ2022 | None
NE-HVAC-airHP-SpltPkg-65to134kBtuh-11p5eer-3p50cop-wPreEcono | DEER2023 | D23 v1 | 2022-10-05 23:19 | Any | RtL | Ex | CZ12 | cDXHP | Cap-Tons | 256 | 130000 | None | 554 | 0.164 | 0 | 46.5 | 0.0319 | 0 | [6 empty] | DEER:HVAC_Split-Package_HP | Annual | 20 | [13 empty] | CZ2022 | None
NE-HVAC-airHP-SpltPkg-65to134kBtuh-11p5eer-3p50cop-wPreEcono | DEER2023 | D23 v1 | 2022-10-05 23:19 | Any | RtL | Ex | CZ13 | cDXHP | Cap-Tons | 286 | 130000 | None | 608 | 0.164 | 0 | 56.6 | 0.0332 | 0 | [6 empty] | DEER:HVAC_Split-Package_HP | Annual | 20 | [13 empty] | CZ2022 | None
NE-HVAC-airHP-SpltPkg-65to134kBtuh-11p5eer-3p50cop-wPreEcono | DEER2023 | D23 v1 | 2022-10-05 23:19 | Any | RtL | Ex | CZ14 | cDXHP | Cap-Tons | 288 | 130000 | None | 598 | 0.173 | 0 | 50 | 0.029 | 0 | [6 empty] | DEER:HVAC_Split-Package_HP | Annual | 20 | [13 empty] | CZ2022 | None
NE-HVAC-airHP-SpltPkg-65to134kBtuh-11p5eer-3p50cop-wPreEcono | DEER2023 | D23 v1 | 2022-10-05 23:19 | Any | RtL | Ex | CZ15 | cDXHP | Cap-Tons | 376 | 130000 | None | 685 | 0.197 | 0 | 67.9 | 0.034 | 0 | [6 empty] | DEER:HVAC_Split-Package_HP | Annual | 20 | [13 empty] | CZ2022 | None
NE-HVAC-airHP-SpltPkg-65to134kBtuh-11p5eer-3p50cop-wPreEcono | DEER2023 | D23 v1 | 2022-10-05 23:19 | Any | RtL | Ex | CZ16 | cDXHP | Cap-Tons | 191 | 130000 | None | 734 | 0.121 | 0 | 42.9 | 0.0209 | 0 | [6 empty] | DEER:HVAC_Split-Package_HP | Annual | 20 | [13 empty] | CZ2022 | None
NE-HVAC-airHP-SpltPkg-65to134kBtuh-11p5eer-3p50cop-wPreEcono | DEER2023 | D23 v1 | 2022-10-05 23:19 | Any | RtL | Old | CZ01 | cDXHP | Cap-Tons | 185 | 130000 | None | 555 | 0.0799 | 0 | 21.6 | 0.012 | 0 | [6 empty] | DEER:HVAC_Split-Package_HP | Annual | 20 | [13 empty] | CZ2022 | None
NE-HVAC-airHP-SpltPkg-65to134kBtuh-11p5eer-3p50cop-wPreEcono | DEER2023 | D23 v1 | 2022-10-05 23:19 | Any | RtL | Old | CZ02 | cDXHP | Cap-Tons | 219 | 130000 | None | 599 | 0.179 | 0 | 41.3 | 0.0257 | 0 | [6 empty] | DEER:HVAC_Split-Package_HP | Annual | 20 | [13 empty] | CZ2022 | None
NE-HVAC-airHP-SpltPkg-65to134kBtuh-11p5eer-3p50cop-wPreEcono | DEER2023 | D23 v1 | 2022-10-05 23:19 | Any | RtL | Old | CZ03 | cDXHP | Cap-Tons | 191 | 130000 | None | 443 | 0.141 | 0 | 35 | 0.021 | 0 | [6 empty] | DEER:HVAC_Split-Package_HP | Annual | 20 | [13 empty] | CZ2022 | None
NE-HVAC-airHP-SpltPkg-65to134kBtuh-11p5eer-3p50cop-wPreEcono | DEER2023 | D23 v1 | 2022-10-05 23:19 | Any | RtL | Old | CZ04 | cDXHP | Cap-Tons | 215 | 130000 | None | 561 | 0.178 | 0 | 49.3 | 0.0294 | 0 | [6 empty] | DEER:HVAC_Split-Package_HP | Annual | 20 | [13 empty] | CZ2022 | None
NE-HVAC-airHP-SpltPkg-65to134kBtuh-11p5eer-3p50cop-wPreEcono | DEER2023 | D23 v1 | 2022-10-05 23:19 | Any | RtL | Old | CZ05 | cDXHP | Cap-Tons | 191 | 130000 | None | 461 | 0.113 | 0 | 38.8 | 0.0149 | 0 | [6 empty] | DEER:HVAC_Split-Package_HP | Annual | 20 | [13 empty] | CZ2022 | None
NE-HVAC-airHP-SpltPkg-65to134kBtuh-11p5eer-3p50cop-wPreEcono | DEER2023 | D23 v1 | 2022-10-05 23:19 | Any | RtL | Old | CZ06 | cDXHP | Cap-Tons | 201 | 130000 | None | 525 | 0.156 | 0 | 61.7 | 0.0249 | 0 | [6 empty] | DEER:HVAC_Split-Package_HP | Annual | 20 | [13 empty] | CZ2022 | None
NE-HVAC-airHP-SpltPkg-65to134kBtuh-11p5eer-3p50cop-wPreEcono | DEER2023 | D23 v1 | 2022-10-05 23:19 | Any | RtL | Old | CZ07 | cDXHP | Cap-Tons | 197 | 130000 | None | 470 | 0.138 | 0 | 55.8 | 0.0227 | 0 | [6 empty] | DEER:HVAC_Split-Package_HP | Annual | 20 | [13 empty] | CZ2022 | None
NE-HVAC-airHP-SpltPkg-65to134kBtuh-11p5eer-3p50cop-wPreEcono | DEER2023 | D23 v1 | 2022-10-05 23:19 | Any | RtL | Old | CZ08 | cDXHP | Cap-Tons | 240 | 130000 | None | 610 | 0.176 | 0 | 59.8 | 0.0239 | 0 | [6 empty] | DEER:HVAC_Split-Package_HP | Annual | 20 | [13 empty] | CZ2022 | None
NE-HVAC-airHP-SpltPkg-65to134kBtuh-11p5eer-3p50cop-wPreEcono | DEER2023 | D23 v1 | 2022-10-05 23:19 | Any | RtL | Old | CZ09 | cDXHP | Cap-Tons | 296 | 130000 | None | 636 | 0.21 | 0 | 45.5 | 0.0222 | 0 | [6 empty] | DEER:HVAC_Split-Package_HP | Annual | 20 | [13 empty] | CZ2022 | None
NE-HVAC-airHP-SpltPkg-65to134kBtuh-11p5eer-3p50cop-wPreEcono | DEER2023 | D23 v1 | 2022-10-05 23:19 | Any | RtL | Old | CZ10 | cDXHP | Cap-Tons | 274 | 130000 | None | 677 | 0.193 | 0 | 55.8 | 0.0273 | 0 | [6 empty] | DEER:HVAC_Split-Package_HP | Annual | 20 | [13 empty] | CZ2022 | None
NE-HVAC-airHP-SpltPkg-65to134kBtuh-11p5eer-3p50cop-wPreEcono | DEER2023 | D23 v1 | 2022-10-05 23:19 | Any | RtL | Old | CZ11 | cDXHP | Cap-Tons | 299 | 130000 | None | 742 | 0.209 | 0 | 52.5 | 0.0332 | 0 | [6 empty] | DEER:HVAC_Split-Package_HP | Annual | 20 | [13 empty] | CZ2022 | None
NE-HVAC-airHP-SpltPkg-65to134kBtuh-11p5eer-3p50cop-wPreEcono | DEER2023 | D23 v1 | 2022-10-05 23:19 | Any | RtL | Old | CZ12 | cDXHP | Cap-Tons | 268 | 130000 | None | 659 | 0.2 | 0 | 46.7 | 0.0321 | 0 | [6 empty] | DEER:HVAC_Split-Package_HP | Annual | 20 | [13 empty] | CZ2022 | None
NE-HVAC-airHP-SpltPkg-65to134kBtuh-11p5eer-3p50cop-wPreEcono | DEER2023 | D23 v1 | 2022-10-05 23:19 | Any | RtL | Old | CZ13 | cDXHP | Cap-Tons | 300 | 130000 | None | 748 | 0.205 | 0 | 57 | 0.0335 | 0 | [6 empty] | DEER:HVAC_Split-Package_HP | Annual | 20 | [13 empty] | CZ2022 | None
NE-HVAC-airHP-SpltPkg-65to134kBtuh-11p5eer-3p50cop-wPreEcono | DEER2023 | D23 v1 | 2022-10-05 23:19 | Any | RtL | Old | CZ14 | cDXHP | Cap-Tons | 303 | 130000 | None | 725 | 0.212 | 0 | 50.4 | 0.0293 | 0 | [6 empty] | DEER:HVAC_Split-Package_HP | Annual | 20 | [13 empty] | CZ2022 | None
NE-HVAC-airHP-SpltPkg-65to134kBtuh-11p5eer-3p50cop-wPreEcono | DEER2023 | D23 v1 | 2022-10-05 23:19 | Any | RtL | Old | CZ15 | cDXHP | Cap-Tons | 392 | 130000 | None | 835 | 0.241 | 0 | 68.8 | 0.0346 | 0 | [6 empty] | DEER:HVAC_Split-Package_HP | Annual | 20 | [13 empty] | CZ2022 | None
NE-HVAC-airHP-SpltPkg-65to134kBtuh-11p5eer-3p50cop-wPreEcono | DEER2023 | D23 v1 | 2022-10-05 23:19 | Any | RtL | Old | CZ16 | cDXHP | Cap-Tons | 204 | 130000 | None | 876 | 0.151 | 0 | 43.4 | 0.0209 | 0 | [6 empty] | DEER:HVAC_Split-Package_HP | Annual | 20 | [13 empty] | CZ2022 | None
NE-HVAC-airHP-SpltPkg-65to134kBtuh-11p5eer-3p50cop-wPreEcono | DEER2023 | D23 v1 | 2022-10-05 23:19 | Any | RtL | Rec | CZ01 | cDXHP | Cap-Tons | 164 | 130000 | None | 44.9 | 0.0213 | 0 | 21.9 | 0.0122 | 0 | [6 empty] | DEER:HVAC_Split-Package_HP | Annual | 20 | [13 empty] | CZ2022 | None
NE-HVAC-airHP-SpltPkg-65to134kBtuh-11p5eer-3p50cop-wPreEcono | DEER2023 | D23 v1 | 2022-10-05 23:19 | Any | RtL | Rec | CZ02 | cDXHP | Cap-Tons | 195 | 130000 | None | 76.1 | 0.0453 | 0 | 40.9 | 0.0258 | 0 | [6 empty] | DEER:HVAC_Split-Package_HP | Annual | 20 | [13 empty] | CZ2022 | None
NE-HVAC-airHP-SpltPkg-65to134kBtuh-11p5eer-3p50cop-wPreEcono | DEER2023 | D23 v1 | 2022-10-05 23:19 | Any | RtL | Rec | CZ03 | cDXHP | Cap-Tons | 171 | 130000 | None | 66.2 | 0.0354 | 0 | 35.1 | 0.021 | 0 | [6 empty] | DEER:HVAC_Split-Package_HP | Annual | 20 | [13 empty] | CZ2022 | None
NE-HVAC-airHP-SpltPkg-65to134kBtuh-11p5eer-3p50cop-wPreEcono | DEER2023 | D23 v1 | 2022-10-05 23:19 | Any | RtL | Rec | CZ04 | cDXHP | Cap-Tons | 191 | 130000 | None | 89.2 | 0.0477 | 0 | 49.3 | 0.0299 | 0 | [6 empty] | DEER:HVAC_Split-Package_HP | Annual | 20 | [13 empty] | CZ2022 | None
NE-HVAC-airHP-SpltPkg-65to134kBtuh-11p5eer-3p50cop-wPreEcono | DEER2023 | D23 v1 | 2022-10-05 23:19 | Any | RtL | Rec | CZ05 | cDXHP | Cap-Tons | 170 | 130000 | None | 73.1 | 0.0275 | 0 | 38.9 | 0.015 | 0 | [6 empty] | DEER:HVAC_Split-Package_HP | Annual | 20 | [13 empty] | CZ2022 | None
NE-HVAC-airHP-SpltPkg-65to134kBtuh-11p5eer-3p50cop-wPreEcono | DEER2023 | D23 v1 | 2022-10-05 23:19 | Any | RtL | Rec | CZ06 | cDXHP | Cap-Tons | 182 | 130000 | None | 106 | 0.0412 | 0 | 60.9 | 0.0252 | 0 | [6 empty] | DEER:HVAC_Split-Package_HP | Annual | 20 | [13 empty] | CZ2022 | None
NE-HVAC-airHP-SpltPkg-65to134kBtuh-11p5eer-3p50cop-wPreEcono | DEER2023 | D23 v1 | 2022-10-05 23:19 | Any | RtL | Rec | CZ07 | cDXHP | Cap-Tons | 179 | 130000 | None | 97.3 | 0.0373 | 0 | 55 | 0.0228 | 0 | [6 empty] | DEER:HVAC_Split-Package_HP | Annual | 20 | [13 empty] | CZ2022 | None
NE-HVAC-airHP-SpltPkg-65to134kBtuh-11p5eer-3p50cop-wPreEcono | DEER2023 | D23 v1 | 2022-10-05 23:19 | Any | RtL | Rec | CZ08 | cDXHP | Cap-Tons | 219 | 130000 | None | 104 | 0.0389 | 0 | 58.5 | 0.0238 | 0 | [6 empty] | DEER:HVAC_Split-Package_HP | Annual | 20 | [13 empty] | CZ2022 | None
NE-HVAC-airHP-SpltPkg-65to134kBtuh-11p5eer-3p50cop-wPreEcono | DEER2023 | D23 v1 | 2022-10-05 23:19 | Any | RtL | Rec | CZ09 | cDXHP | Cap-Tons | 266 | 130000 | None | 82.4 | 0.0387 | 0 | 44.6 | 0.022 | 0 | [6 empty] | DEER:HVAC_Split-Package_HP | Annual | 20 | [13 empty] | CZ2022 | None
NE-HVAC-airHP-SpltPkg-65to134kBtuh-11p5eer-3p50cop-wPreEcono | DEER2023 | D23 v1 | 2022-10-05 23:19 | Any | RtL | Rec | CZ10 | cDXHP | Cap-Tons | 244 | 130000 | None | 99.4 | 0.0434 | 0 | 55.2 | 0.0273 | 0 | [6 empty] | DEER:HVAC_Split-Package_HP | Annual | 20 | [13 empty] | CZ2022 | None
NE-HVAC-airHP-SpltPkg-65to134kBtuh-11p5eer-3p50cop-wPreEcono | DEER2023 | D23 v1 | 2022-10-05 23:19 | Any | RtL | Rec | CZ11 | cDXHP | Cap-Tons | 258 | 130000 | None | 95 | 0.053 | 0 | 52 | 0.0328 | 0 | [6 empty] | DEER:HVAC_Split-Package_HP | Annual | 20 | [13 empty] | CZ2022 | None
NE-HVAC-airHP-SpltPkg-65to134kBtuh-11p5eer-3p50cop-wPreEcono | DEER2023 | D23 v1 | 2022-10-05 23:19 | Any | RtL | Rec | CZ12 | cDXHP | Cap-Tons | 236 | 130000 | None | 85.2 | 0.0494 | 0 | 46.5 | 0.0321 | 0 | [6 empty] | DEER:HVAC_Split-Package_HP | Annual | 20 | [13 empty] | CZ2022 | None
NE-HVAC-airHP-SpltPkg-65to134kBtuh-11p5eer-3p50cop-wPreEcono | DEER2023 | D23 v1 | 2022-10-05 23:19 | Any | RtL | Rec | CZ13 | cDXHP | Cap-Tons | 262 | 130000 | None | 102 | 0.0498 | 0 | 56.3 | 0.0332 | 0 | [6 empty] | DEER:HVAC_Split-Package_HP | Annual | 20 | [13 empty] | CZ2022 | None
NE-HVAC-airHP-SpltPkg-65to134kBtuh-11p5eer-3p50cop-wPreEcono | DEER2023 | D23 v1 | 2022-10-05 23:19 | Any | RtL | Rec | CZ14 | cDXHP | Cap-Tons | 263 | 130000 | None | 93.3 | 0.0497 | 0 | 49.6 | 0.0287 | 0 | [6 empty] | DEER:HVAC_Split-Package_HP | Annual | 20 | [13 empty] | CZ2022 | None
NE-HVAC-airHP-SpltPkg-65to134kBtuh-11p5eer-3p50cop-wPreEcono | DEER2023 | D23 v1 | 2022-10-05 23:19 | Any | RtL | Rec | CZ15 | cDXHP | Cap-Tons | 346 | 130000 | None | 121 | 0.0499 | 0 | 67.1 | 0.0333 | 0 | [6 empty] | DEER:HVAC_Split-Package_HP | Annual | 20 | [13 empty] | CZ2022 | None
NE-HVAC-airHP-SpltPkg-65to134kBtuh-11p5eer-3p50cop-wPreEcono | DEER2023 | D23 v1 | 2022-10-05 23:19 | Any | RtL | Rec | CZ16 | cDXHP | Cap-Tons | 173 | 130000 | None | 83.8 | 0.038 | 0 | 42.1 | 0.021 | 0 | [6 empty] | DEER:HVAC_Split-Package_HP | Annual | 20 | [13 empty] | CZ2022 | None
NE-HVAC-airHP-SpltPkg-65to134kBtuh-11p5eer-3p50cop-wPreEcono | DEER2023 | D23 v1 | 2022-10-05 23:19 | Any | RtS | Ex | CZ01 | cDXHP | Cap-Tons | 13.4 | 8000 | None | 542 | 0.0776 | 0 | 24.7 | 0.00769 | 0 | [6 empty] | DEER:HVAC_Split-Package_HP | Annual | 20 | [13 empty] | CZ2022 | None
NE-HVAC-airHP-SpltPkg-65to134kBtuh-11p5eer-3p50cop-wPreEcono | DEER2023 | D23 v1 | 2022-10-05 23:19 | Any | RtS | Ex | CZ02 | cDXHP | Cap-Tons | 15.5 | 8000 | None | 481 | 0.146 | 0 | 37.3 | 0.0238 | 0 | [6 empty] | DEER:HVAC_Split-Package_HP | Annual | 20 | [13 empty] | CZ2022 | None
NE-HVAC-airHP-SpltPkg-65to134kBtuh-11p5eer-3p50cop-wPreEcono | DEER2023 | D23 v1 | 2022-10-05 23:19 | Any | RtS | Ex | CZ03 | cDXHP | Cap-Tons | 14.8 | 8000 | None | 401 | 0.122 | 0 | 24.4 | 0.0164 | 0 | [6 empty] | DEER:HVAC_Split-Package_HP | Annual | 20 | [13 empty] | CZ2022 | None
NE-HVAC-airHP-SpltPkg-65to134kBtuh-11p5eer-3p50cop-wPreEcono | DEER2023 | D23 v1 | 2022-10-05 23:19 | Any | RtS | Ex | CZ04 | cDXHP | Cap-Tons | 16.3 | 8000 | None | 459 | 0.151 | 0 | 39.9 | 0.0265 | 0 | [6 empty] | DEER:HVAC_Split-Package_HP | Annual | 20 | [13 empty] | CZ2022 | None
NE-HVAC-airHP-SpltPkg-65to134kBtuh-11p5eer-3p50cop-wPreEcono | DEER2023 | D23 v1 | 2022-10-05 23:19 | Any | RtS | Ex | CZ05 | cDXHP | Cap-Tons | 14.5 | 8000 | None | 401 | 0.0994 | 0 | 26.5 | 0.0108 | 0 | [6 empty] | DEER:HVAC_Split-Package_HP | Annual | 20 | [13 empty] | CZ2022 | None
NE-HVAC-airHP-SpltPkg-65to134kBtuh-11p5eer-3p50cop-wPreEcono | DEER2023 | D23 v1 | 2022-10-05 23:19 | Any | RtS | Ex | CZ06 | cDXHP | Cap-Tons | 16.1 | 8000 | None | 431 | 0.142 | 0 | 41 | 0.0199 | 0 | [6 empty] | DEER:HVAC_Split-Package_HP | Annual | 20 | [13 empty] | CZ2022 | None
NE-HVAC-airHP-SpltPkg-65to134kBtuh-11p5eer-3p50cop-wPreEcono | DEER2023 | D23 v1 | 2022-10-05 23:19 | Any | RtS | Ex | CZ07 | cDXHP | Cap-Tons | 15.5 | 8000 | None | 391 | 0.128 | 0 | 35.7 | 0.0174 | 0 | [6 empty] | DEER:HVAC_Split-Package_HP | Annual | 20 | [13 empty] | CZ2022 | None
NE-HVAC-airHP-SpltPkg-65to134kBtuh-11p5eer-3p50cop-wPreEcono | DEER2023 | D23 v1 | 2022-10-05 23:19 | Any | RtS | Ex | CZ08 | cDXHP | Cap-Tons | 18.1 | 8000 | None | 467 | 0.145 | 0 | 48.2 | 0.0222 | 0 | [6 empty] | DEER:HVAC_Split-Package_HP | Annual | 20 | [13 empty] | CZ2022 | None
NE-HVAC-airHP-SpltPkg-65to134kBtuh-11p5eer-3p50cop-wPreEcono | DEER2023 | D23 v1 | 2022-10-05 23:19 | Any | RtS | Ex | CZ09 | cDXHP | Cap-Tons | 22.4 | 8000 | None | 476 | 0.163 | 0 | 38.1 | 0.0208 | 0 | [6 empty] | DEER:HVAC_Split-Package_HP | Annual | 20 | [13 empty] | CZ2022 | None
NE-HVAC-airHP-SpltPkg-65to134kBtuh-11p5eer-3p50cop-wPreEcono | DEER2023 | D23 v1 | 2022-10-05 23:19 | Any | RtS | Ex | CZ10 | cDXHP | Cap-Tons | 19.9 | 8000 | None | 508 | 0.158 | 0 | 47.7 | 0.0261 | 0 | [6 empty] | DEER:HVAC_Split-Package_HP | Annual | 20 | [13 empty] | CZ2022 | None
NE-HVAC-airHP-SpltPkg-65to134kBtuh-11p5eer-3p50cop-wPreEcono | DEER2023 | D23 v1 | 2022-10-05 23:19 | Any | RtS | Ex | CZ11 | cDXHP | Cap-Tons | 21.5 | 8000 | None | 542 | 0.164 | 0 | 49.1 | 0.0324 | 0 | [6 empty] | DEER:HVAC_Split-Package_HP | Annual | 20 | [13 empty] | CZ2022 | None
NE-HVAC-airHP-SpltPkg-65to134kBtuh-11p5eer-3p50cop-wPreEcono | DEER2023 | D23 v1 | 2022-10-05 23:19 | Any | RtS | Ex | CZ12 | cDXHP | Cap-Tons | 19.3 | 8000 | None | 509 | 0.165 | 0 | 43.1 | 0.031 | 0 | [6 empty] | DEER:HVAC_Split-Package_HP | Annual | 20 | [13 empty] | CZ2022 | None
NE-HVAC-airHP-SpltPkg-65to134kBtuh-11p5eer-3p50cop-wPreEcono | DEER2023 | D23 v1 | 2022-10-05 23:19 | Any | RtS | Ex | CZ13 | cDXHP | Cap-Tons | 21.9 | 8000 | None | 538 | 0.164 | 0 | 51.7 | 0.0321 | 0 | [6 empty] | DEER:HVAC_Split-Package_HP | Annual | 20 | [13 empty] | CZ2022 | None
NE-HVAC-airHP-SpltPkg-65to134kBtuh-11p5eer-3p50cop-wPreEcono | DEER2023 | D23 v1 | 2022-10-05 23:19 | Any | RtS | Ex | CZ14 | cDXHP | Cap-Tons | 21.8 | 8000 | None | 527 | 0.167 | 0 | 45.9 | 0.0282 | 0 | [6 empty] | DEER:HVAC_Split-Package_HP | Annual | 20 | [13 empty] | CZ2022 | None
NE-HVAC-airHP-SpltPkg-65to134kBtuh-11p5eer-3p50cop-wPreEcono | DEER2023 | D23 v1 | 2022-10-05 23:19 | Any | RtS | Ex | CZ15 | cDXHP | Cap-Tons | 28.4 | 8000 | None | 593 | 0.187 | 0 | 62.6 | 0.0341 | 0 | [6 empty] | DEER:HVAC_Split-Package_HP | Annual | 20 | [13 empty] | CZ2022 | None
NE-HVAC-airHP-SpltPkg-65to134kBtuh-11p5eer-3p50cop-wPreEcono | DEER2023 | D23 v1 | 2022-10-05 23:19 | Any | RtS | Ex | CZ16 | cDXHP | Cap-Tons | 15.9 | 8000 | None | 634 | 0.125 | 0 | 43.6 | 0.0177 | 0 | [6 empty] | DEER:HVAC_Split-Package_HP | Annual | 20 | [13 empty] | CZ2022 | None
NE-HVAC-airHP-SpltPkg-65to134kBtuh-11p5eer-3p50cop-wPreEcono | DEER2023 | D23 v1 | 2022-10-05 23:19 | Any | RtS | Old | CZ01 | cDXHP | Cap-Tons | 16.5 | 8000 | None | 594 | 0.0961 | 0 | 22.5 | 0.00803 | 0 | [6 empty] | DEER:HVAC_Split-Package_HP | Annual | 20 | [13 empty] | CZ2022 | None
NE-HVAC-airHP-SpltPkg-65to134kBtuh-11p5eer-3p50cop-wPreEcono | DEER2023 | D23 v1 | 2022-10-05 23:19 | Any | RtS | Old | CZ02 | cDXHP | Cap-Tons | 18.5 | 8000 | None | 560 | 0.176 | 0 | 38.9 | 0.0246 | 0 | [6 empty] | DEER:HVAC_Split-Package_HP | Annual | 20 | [13 empty] | CZ2022 | None
NE-HVAC-airHP-SpltPkg-65to134kBtuh-11p5eer-3p50cop-wPreEcono | DEER2023 | D23 v1 | 2022-10-05 23:19 | Any | RtS | Old | CZ03 | cDXHP | Cap-Tons | 17.5 | 8000 | None | 467 | 0.152 | 0 | 25 | 0.0172 | 0 | [6 empty] | DEER:HVAC_Split-Package_HP | Annual | 20 | [13 empty] | CZ2022 | None
NE-HVAC-airHP-SpltPkg-65to134kBtuh-11p5eer-3p50cop-wPreEcono | DEER2023 | D23 v1 | 2022-10-05 23:19 | Any | RtS | Old | CZ04 | cDXHP | Cap-Tons | 18.9 | 8000 | None | 539 | 0.18 | 0 | 41.8 | 0.0275 | 0 | [6 empty] | DEER:HVAC_Split-Package_HP | Annual | 20 | [13 empty] | CZ2022 | None
NE-HVAC-airHP-SpltPkg-65to134kBtuh-11p5eer-3p50cop-wPreEcono | DEER2023 | D23 v1 | 2022-10-05 23:19 | Any | RtS | Old | CZ05 | cDXHP | Cap-Tons | 17 | 8000 | None | 463 | 0.121 | 0 | 27.4 | 0.0114 | 0 | [6 empty] | DEER:HVAC_Split-Package_HP | Annual | 20 | [13 empty] | CZ2022 | None
NE-HVAC-airHP-SpltPkg-65to134kBtuh-11p5eer-3p50cop-wPreEcono | DEER2023 | D23 v1 | 2022-10-05 23:19 | Any | RtS | Old | CZ06 | cDXHP | Cap-Tons | 18.9 | 8000 | None | 524 | 0.175 | 0 | 42.1 | 0.0199 | 0 | [6 empty] | DEER:HVAC_Split-Package_HP | Annual | 20 | [13 empty] | CZ2022 | None
NE-HVAC-airHP-SpltPkg-65to134kBtuh-11p5eer-3p50cop-wPreEcono | DEER2023 | D23 v1 | 2022-10-05 23:19 | Any | RtS | Old | CZ07 | cDXHP | Cap-Tons | 18.3 | 8000 | None | 471 | 0.159 | 0 | 36.3 | 0.0173 | 0 | [6 empty] | DEER:HVAC_Split-Package_HP | Annual | 20 | [13 empty] | CZ2022 | None
NE-HVAC-airHP-SpltPkg-65to134kBtuh-11p5eer-3p50cop-wPreEcono | DEER2023 | D23 v1 | 2022-10-05 23:19 | Any | RtS | Old | CZ08 | cDXHP | Cap-Tons | 20 | 8000 | None | 566 | 0.176 | 0 | 51.2 | 0.023 | 0 | [6 empty] | DEER:HVAC_Split-Package_HP | Annual | 20 | [13 empty] | CZ2022 | None
NE-HVAC-airHP-SpltPkg-65to134kBtuh-11p5eer-3p50cop-wPreEcono | DEER2023 | D23 v1 | 2022-10-05 23:19 | Any | RtS | Old | CZ09 | cDXHP | Cap-Tons | 25.1 | 8000 | None | 575 | 0.198 | 0 | 40.6 | 0.0217 | 0 | [6 empty] | DEER:HVAC_Split-Package_HP | Annual | 20 | [13 empty] | CZ2022 | None
NE-HVAC-airHP-SpltPkg-65to134kBtuh-11p5eer-3p50cop-wPreEcono | DEER2023 | D23 v1 | 2022-10-05 23:19 | Any | RtS | Old | CZ10 | cDXHP | Cap-Tons | 23.5 | 8000 | None | 606 | 0.189 | 0 | 49.9 | 0.0265 | 0 | [6 empty] | DEER:HVAC_Split-Package_HP | Annual | 20 | [13 empty] | CZ2022 | None
NE-HVAC-airHP-SpltPkg-65to134kBtuh-11p5eer-3p50cop-wPreEcono | DEER2023 | D23 v1 | 2022-10-05 23:19 | Any | RtS | Old | CZ11 | cDXHP | Cap-Tons | 25.1 | 8000 | None | 643 | 0.194 | 0 | 51.6 | 0.0336 | 0 | [6 empty] | DEER:HVAC_Split-Package_HP | Annual | 20 | [13 empty] | CZ2022 | None
NE-HVAC-airHP-SpltPkg-65to134kBtuh-11p5eer-3p50cop-wPreEcono | DEER2023 | D23 v1 | 2022-10-05 23:19 | Any | RtS | Old | CZ12 | cDXHP | Cap-Tons | 22.3 | 8000 | None | 591 | 0.194 | 0 | 44.9 | 0.0319 | 0 | [6 empty] | DEER:HVAC_Split-Package_HP | Annual | 20 | [13 empty] | CZ2022 | None
NE-HVAC-airHP-SpltPkg-65to134kBtuh-11p5eer-3p50cop-wPreEcono | DEER2023 | D23 v1 | 2022-10-05 23:19 | Any | RtS | Old | CZ13 | cDXHP | Cap-Tons | 25.4 | 8000 | None | 646 | 0.198 | 0 | 54 | 0.0331 | 0 | [6 empty] | DEER:HVAC_Split-Package_HP | Annual | 20 | [13 empty] | CZ2022 | None
NE-HVAC-airHP-SpltPkg-65to134kBtuh-11p5eer-3p50cop-wPreEcono | DEER2023 | D23 v1 | 2022-10-05 23:19 | Any | RtS | Old | CZ14 | cDXHP | Cap-Tons | 25.3 | 8000 | None | 624 | 0.198 | 0 | 48.3 | 0.0293 | 0 | [6 empty] | DEER:HVAC_Split-Package_HP | Annual | 20 | [13 empty] | CZ2022 | None
NE-HVAC-airHP-SpltPkg-65to134kBtuh-11p5eer-3p50cop-wPreEcono | DEER2023 | D23 v1 | 2022-10-05 23:19 | Any | RtS | Old | CZ15 | cDXHP | Cap-Tons | 32.3 | 8000 | None | 716 | 0.222 | 0 | 66.3 | 0.0353 | 0 | [6 empty] | DEER:HVAC_Split-Package_HP | Annual | 20 | [13 empty] | CZ2022 | None
NE-HVAC-airHP-SpltPkg-65to134kBtuh-11p5eer-3p50cop-wPreEcono | DEER2023 | D23 v1 | 2022-10-05 23:19 | Any | RtS | Old | CZ16 | cDXHP | Cap-Tons | 19.7 | 8000 | None | 701 | 0.155 | 0 | 43.4 | 0.0181 | 0 | [6 empty] | DEER:HVAC_Split-Package_HP | Annual | 20 | [13 empty] | CZ2022 | None
NE-HVAC-airHP-SpltPkg-65to134kBtuh-11p5eer-3p50cop-wPreEcono | DEER2023 | D23 v1 | 2022-10-05 23:19 | Any | RtS | Rec | CZ01 | cDXHP | Cap-Tons | 12.5 | 8000 | None | 135 | 0.0155 | 0 | 26 | 0.0069 | 0 | [6 empty] | DEER:HVAC_Split-Package_HP | Annual | 20 | [13 empty] | CZ2022 | None
NE-HVAC-airHP-SpltPkg-65to134kBtuh-11p5eer-3p50cop-wPreEcono | DEER2023 | D23 v1 | 2022-10-05 23:19 | Any | RtS | Rec | CZ02 | cDXHP | Cap-Tons | 14.8 | 8000 | None | 114 | 0.0467 | 0 | 36.2 | 0.023 | 0 | [6 empty] | DEER:HVAC_Split-Package_HP | Annual | 20 | [13 empty] | CZ2022 | None
NE-HVAC-airHP-SpltPkg-65to134kBtuh-11p5eer-3p50cop-wPreEcono | DEER2023 | D23 v1 | 2022-10-05 23:19 | Any | RtS | Rec | CZ03 | cDXHP | Cap-Tons | 13.5 | 8000 | None | 82.8 | 0.0314 | 0 | 23.9 | 0.016 | 0 | [6 empty] | DEER:HVAC_Split-Package_HP | Annual | 20 | [13 empty] | CZ2022 | None
NE-HVAC-airHP-SpltPkg-65to134kBtuh-11p5eer-3p50cop-wPreEcono | DEER2023 | D23 v1 | 2022-10-05 23:19 | Any | RtS | Rec | CZ04 | cDXHP | Cap-Tons | 15 | 8000 | None | 104 | 0.0487 | 0 | 38.9 | 0.0263 | 0 | [6 empty] | DEER:HVAC_Split-Package_HP | Annual | 20 | [13 empty] | CZ2022 | None
NE-HVAC-airHP-SpltPkg-65to134kBtuh-11p5eer-3p50cop-wPreEcono | DEER2023 | D23 v1 | 2022-10-05 23:19 | Any | RtS | Rec | CZ05 | cDXHP | Cap-Tons | 13.3 | 8000 | None | 78.8 | 0.0222 | 0 | 25.3 | 0.0103 | 0 | [6 empty] | DEER:HVAC_Split-Package_HP | Annual | 20 | [13 empty] | CZ2022 | None
NE-HVAC-airHP-SpltPkg-65to134kBtuh-11p5eer-3p50cop-wPreEcono | DEER2023 | D23 v1 | 2022-10-05 23:19 | Any | RtS | Rec | CZ06 | cDXHP | Cap-Tons | 14.5 | 8000 | None | 87 | 0.0381 | 0 | 40 | 0.02 | 0 | [6 empty] | DEER:HVAC_Split-Package_HP | Annual | 20 | [13 empty] | CZ2022 | None
NE-HVAC-airHP-SpltPkg-65to134kBtuh-11p5eer-3p50cop-wPreEcono | DEER2023 | D23 v1 | 2022-10-05 23:19 | Any | RtS | Rec | CZ07 | cDXHP | Cap-Tons | 14.2 | 8000 | None | 73.8 | 0.0308 | 0 | 34.3 | 0.0174 | 0 | [6 empty] | DEER:HVAC_Split-Package_HP | Annual | 20 | [13 empty] | CZ2022 | None
NE-HVAC-airHP-SpltPkg-65to134kBtuh-11p5eer-3p50cop-wPreEcono | DEER2023 | D23 v1 | 2022-10-05 23:19 | Any | RtS | Rec | CZ08 | cDXHP | Cap-Tons | 16.5 | 8000 | None | 106 | 0.0436 | 0 | 46.9 | 0.022 | 0 | [6 empty] | DEER:HVAC_Split-Package_HP | Annual | 20 | [13 empty] | CZ2022 | None
NE-HVAC-airHP-SpltPkg-65to134kBtuh-11p5eer-3p50cop-wPreEcono | DEER2023 | D23 v1 | 2022-10-05 23:19 | Any | RtS | Rec | CZ09 | cDXHP | Cap-Tons | 20.5 | 8000 | None | 104 | 0.05 | 0 | 36.9 | 0.0205 | 0 | [6 empty] | DEER:HVAC_Split-Package_HP | Annual | 20 | [13 empty] | CZ2022 | None
NE-HVAC-airHP-SpltPkg-65to134kBtuh-11p5eer-3p50cop-wPreEcono | DEER2023 | D23 v1 | 2022-10-05 23:19 | Any | RtS | Rec | CZ10 | cDXHP | Cap-Tons | 18.9 | 8000 | None | 119 | 0.0484 | 0 | 46.3 | 0.0255 | 0 | [6 empty] | DEER:HVAC_Split-Package_HP | Annual | 20 | [13 empty] | CZ2022 | None
NE-HVAC-airHP-SpltPkg-65to134kBtuh-11p5eer-3p50cop-wPreEcono | DEER2023 | D23 v1 | 2022-10-05 23:19 | Any | RtS | Rec | CZ11 | cDXHP | Cap-Tons | 19.8 | 8000 | None | 139 | 0.0593 | 0 | 47.7 | 0.0314 | 0 | [6 empty] | DEER:HVAC_Split-Package_HP | Annual | 20 | [13 empty] | CZ2022 | None
NE-HVAC-airHP-SpltPkg-65to134kBtuh-11p5eer-3p50cop-wPreEcono | DEER2023 | D23 v1 | 2022-10-05 23:19 | Any | RtS | Rec | CZ12 | cDXHP | Cap-Tons | 18.1 | 8000 | None | 120 | 0.0545 | 0 | 42.1 | 0.0302 | 0 | [6 empty] | DEER:HVAC_Split-Package_HP | Annual | 20 | [13 empty] | CZ2022 | None
NE-HVAC-airHP-SpltPkg-65to134kBtuh-11p5eer-3p50cop-wPreEcono | DEER2023 | D23 v1 | 2022-10-05 23:19 | Any | RtS | Rec | CZ13 | cDXHP | Cap-Tons | 20.4 | 8000 | None | 136 | 0.0555 | 0 | 50.3 | 0.0313 | 0 | [6 empty] | DEER:HVAC_Split-Package_HP | Annual | 20 | [13 empty] | CZ2022 | None
NE-HVAC-airHP-SpltPkg-65to134kBtuh-11p5eer-3p50cop-wPreEcono | DEER2023 | D23 v1 | 2022-10-05 23:19 | Any | RtS | Rec | CZ14 | cDXHP | Cap-Tons | 20 | 8000 | None | 133 | 0.0582 | 0 | 44.4 | 0.027 | 0 | [6 empty] | DEER:HVAC_Split-Package_HP | Annual | 20 | [13 empty] | CZ2022 | None
NE-HVAC-airHP-SpltPkg-65to134kBtuh-11p5eer-3p50cop-wPreEcono | DEER2023 | D23 v1 | 2022-10-05 23:19 | Any | RtS | Rec | CZ15 | cDXHP | Cap-Tons | 26.4 | 8000 | None | 158 | 0.0649 | 0 | 60.3 | 0.033 | 0 | [6 empty] | DEER:HVAC_Split-Package_HP | Annual | 20 | [13 empty] | CZ2022 | None
NE-HVAC-airHP-SpltPkg-65to134kBtuh-11p5eer-3p50cop-wPreEcono | DEER2023 | D23 v1 | 2022-10-05 23:19 | Any | RtS | Rec | CZ16 | cDXHP | Cap-Tons | 14.6 | 8000 | None | 160 | 0.0349 | 0 | 42.6 | 0.0167 | 0 | [6 empty] | DEER:HVAC_Split-Package_HP | Annual | 20 | [13 empty] | CZ2022 | None
NE-HVAC-airHP-SpltPkg-65to134kBtuh-11p5eer-3p50cop-wPreEcono | DEER2023 | D23 v1 | 2022-10-05 23:19 | Any | SCn | Ex | CZ01 | cDXHP | Cap-Tons | 364 | 250000 | None | 551 | 0.0276 | 0 | 32 | 0.00037 | 0 | [6 empty] | DEER:HVAC_Split-Package_HP | Annual | 20 | [13 empty] | CZ2022 | None
NE-HVAC-airHP-SpltPkg-65to134kBtuh-11p5eer-3p50cop-wPreEcono | DEER2023 | D23 v1 | 2022-10-05 23:19 | Any | SCn | Ex | CZ02 | cDXHP | Cap-Tons | 318 | 250000 | None | 493 | 0.0956 | 0 | 24.8 | 0.0104 | 0 | [6 empty] | DEER:HVAC_Split-Package_HP | Annual | 20 | [13 empty] | CZ2022 | None
NE-HVAC-airHP-SpltPkg-65to134kBtuh-11p5eer-3p50cop-wPreEcono | DEER2023 | D23 v1 | 2022-10-05 23:19 | Any | SCn | Ex | CZ03 | cDXHP | Cap-Tons | 364 | 250000 | None | 399 | 0.0571 | 0 | 16.2 | 0.00341 | 0 | [6 empty] | DEER:HVAC_Split-Package_HP | Annual | 20 | [13 empty] | CZ2022 | None
NE-HVAC-airHP-SpltPkg-65to134kBtuh-11p5eer-3p50cop-wPreEcono | DEER2023 | D23 v1 | 2022-10-05 23:19 | Any | SCn | Ex | CZ04 | cDXHP | Cap-Tons | 319 | 250000 | None | 462 | 0.102 | 0 | 23 | 0.0118 | 0 | [6 empty] | DEER:HVAC_Split-Package_HP | Annual | 20 | [13 empty] | CZ2022 | None
NE-HVAC-airHP-SpltPkg-65to134kBtuh-11p5eer-3p50cop-wPreEcono | DEER2023 | D23 v1 | 2022-10-05 23:19 | Any | SCn | Ex | CZ05 | cDXHP | Cap-Tons | 359 | 250000 | None | 423 | 0.0542 | 0 | 15.6 | 0.00144 | 0 | [6 empty] | DEER:HVAC_Split-Package_HP | Annual | 20 | [13 empty] | CZ2022 | None
NE-HVAC-airHP-SpltPkg-65to134kBtuh-11p5eer-3p50cop-wPreEcono | DEER2023 | D23 v1 | 2022-10-05 23:19 | Any | SCn | Ex | CZ06 | cDXHP | Cap-Tons | 350 | 250000 | None | 403 | 0.0747 | 0 | 15.3 | 0.00653 | 0 | [6 empty] | DEER:HVAC_Split-Package_HP | Annual | 20 | [13 empty] | CZ2022 | None
NE-HVAC-airHP-SpltPkg-65to134kBtuh-11p5eer-3p50cop-wPreEcono | DEER2023 | D23 v1 | 2022-10-05 23:19 | Any | SCn | Ex | CZ07 | cDXHP | Cap-Tons | 335 | 250000 | None | 393 | 0.0643 | 0 | 12.8 | 0.00474 | 0 | [6 empty] | DEER:HVAC_Split-Package_HP | Annual | 20 | [13 empty] | CZ2022 | None
NE-HVAC-airHP-SpltPkg-65to134kBtuh-11p5eer-3p50cop-wPreEcono | DEER2023 | D23 v1 | 2022-10-05 23:19 | Any | SCn | Ex | CZ08 | cDXHP | Cap-Tons | 318 | 250000 | None | 448 | 0.095 | 0 | 26.1 | 0.0115 | 0 | [6 empty] | DEER:HVAC_Split-Package_HP | Annual | 20 | [13 empty] | CZ2022 | None
NE-HVAC-airHP-SpltPkg-65to134kBtuh-11p5eer-3p50cop-wPreEcono | DEER2023 | D23 v1 | 2022-10-05 23:19 | Any | SCn | Ex | CZ09 | cDXHP | Cap-Tons | 391 | 250000 | None | 457 | 0.102 | 0 | 22 | 0.011 | 0 | [6 empty] | DEER:HVAC_Split-Package_HP | Annual | 20 | [13 empty] | CZ2022 | None
NE-HVAC-airHP-SpltPkg-65to134kBtuh-11p5eer-3p50cop-wPreEcono | DEER2023 | D23 v1 | 2022-10-05 23:19 | Any | SCn | Ex | CZ10 | cDXHP | Cap-Tons | 329 | 250000 | None | 479 | 0.105 | 0 | 30 | 0.0139 | 0 | [6 empty] | DEER:HVAC_Split-Package_HP | Annual | 20 | [13 empty] | CZ2022 | None
NE-HVAC-airHP-SpltPkg-65to134kBtuh-11p5eer-3p50cop-wPreEcono | DEER2023 | D23 v1 | 2022-10-05 23:19 | Any | SCn | Ex | CZ11 | cDXHP | Cap-Tons | 367 | 250000 | None | 543 | 0.109 | 0 | 38.2 | 0.0188 | 0 | [6 empty] | DEER:HVAC_Split-Package_HP | Annual | 20 | [13 empty] | CZ2022 | None
NE-HVAC-airHP-SpltPkg-65to134kBtuh-11p5eer-3p50cop-wPreEcono | DEER2023 | D23 v1 | 2022-10-05 23:19 | Any | SCn | Ex | CZ12 | cDXHP | Cap-Tons | 331 | 250000 | None | 511 | 0.108 | 0 | 30.6 | 0.0174 | 0 | [6 empty] | DEER:HVAC_Split-Package_HP | Annual | 20 | [13 empty] | CZ2022 | None
NE-HVAC-airHP-SpltPkg-65to134kBtuh-11p5eer-3p50cop-wPreEcono | DEER2023 | D23 v1 | 2022-10-05 23:19 | Any | SCn | Ex | CZ13 | cDXHP | Cap-Tons | 377 | 250000 | None | 544 | 0.117 | 0 | 38.3 | 0.0176 | 0 | [6 empty] | DEER:HVAC_Split-Package_HP | Annual | 20 | [13 empty] | CZ2022 | None
NE-HVAC-airHP-SpltPkg-65to134kBtuh-11p5eer-3p50cop-wPreEcono | DEER2023 | D23 v1 | 2022-10-05 23:19 | Any | SCn | Ex | CZ14 | cDXHP | Cap-Tons | 367 | 250000 | None | 528 | 0.111 | 0 | 37.6 | 0.0165 | 0 | [6 empty] | DEER:HVAC_Split-Package_HP | Annual | 20 | [13 empty] | CZ2022 | None
NE-HVAC-airHP-SpltPkg-65to134kBtuh-11p5eer-3p50cop-wPreEcono | DEER2023 | D23 v1 | 2022-10-05 23:19 | Any | SCn | Ex | CZ15 | cDXHP | Cap-Tons | 510 | 250000 | None | 543 | 0.126 | 0 | 43.1 | 0.0194 | 0 | [6 empty] | DEER:HVAC_Split-Package_HP | Annual | 20 | [13 empty] | CZ2022 | None
NE-HVAC-airHP-SpltPkg-65to134kBtuh-11p5eer-3p50cop-wPreEcono | DEER2023 | D23 v1 | 2022-10-05 23:19 | Any | SCn | Ex | CZ16 | cDXHP | Cap-Tons | 400 | 250000 | None | 586 | 0.0666 | 0 | 36.1 | 0.00561 | 0 | [6 empty] | DEER:HVAC_Split-Package_HP | Annual | 20 | [13 empty] | CZ2022 | None
NE-HVAC-airHP-SpltPkg-65to134kBtuh-11p5eer-3p50cop-wPreEcono | DEER2023 | D23 v1 | 2022-10-05 23:19 | Any | SCn | Old | CZ01 | cDXHP | Cap-Tons | 369 | 250000 | None | 623 | 0.054 | 0 | 32.3 | 0.00039 | 0 | [6 empty] | DEER:HVAC_Split-Package_HP | Annual | 20 | [13 empty] | CZ2022 | None
NE-HVAC-airHP-SpltPkg-65to134kBtuh-11p5eer-3p50cop-wPreEcono | DEER2023 | D23 v1 | 2022-10-05 23:19 | Any | SCn | Old | CZ02 | cDXHP | Cap-Tons | 330 | 250000 | None | 580 | 0.116 | 0 | 25.4 | 0.0106 | 0 | [6 empty] | DEER:HVAC_Split-Package_HP | Annual | 20 | [13 empty] | CZ2022 | None
NE-HVAC-airHP-SpltPkg-65to134kBtuh-11p5eer-3p50cop-wPreEcono | DEER2023 | D23 v1 | 2022-10-05 23:19 | Any | SCn | Old | CZ03 | cDXHP | Cap-Tons | 368 | 250000 | None | 493 | 0.0764 | 0 | 17.1 | 0.00333 | 0 | [6 empty] | DEER:HVAC_Split-Package_HP | Annual | 20 | [13 empty] | CZ2022 | None
NE-HVAC-airHP-SpltPkg-65to134kBtuh-11p5eer-3p50cop-wPreEcono | DEER2023 | D23 v1 | 2022-10-05 23:19 | Any | SCn | Old | CZ04 | cDXHP | Cap-Tons | 330 | 250000 | None | 546 | 0.123 | 0 | 23.6 | 0.0119 | 0 | [6 empty] | DEER:HVAC_Split-Package_HP | Annual | 20 | [13 empty] | CZ2022 | None
NE-HVAC-airHP-SpltPkg-65to134kBtuh-11p5eer-3p50cop-wPreEcono | DEER2023 | D23 v1 | 2022-10-05 23:19 | Any | SCn | Old | CZ05 | cDXHP | Cap-Tons | 361 | 250000 | None | 490 | 0.0644 | 0 | 15.9 | 0.00155 | 0 | [6 empty] | DEER:HVAC_Split-Package_HP | Annual | 20 | [13 empty] | CZ2022 | None
NE-HVAC-airHP-SpltPkg-65to134kBtuh-11p5eer-3p50cop-wPreEcono | DEER2023 | D23 v1 | 2022-10-05 23:19 | Any | SCn | Old | CZ06 | cDXHP | Cap-Tons | 349 | 250000 | None | 478 | 0.0903 | 0 | 15 | 0.00652 | 0 | [6 empty] | DEER:HVAC_Split-Package_HP | Annual | 20 | [13 empty] | CZ2022 | None
NE-HVAC-airHP-SpltPkg-65to134kBtuh-11p5eer-3p50cop-wPreEcono | DEER2023 | D23 v1 | 2022-10-05 23:19 | Any | SCn | Old | CZ07 | cDXHP | Cap-Tons | 335 | 250000 | None | 462 | 0.0769 | 0 | 12.5 | 0.00485 | 0 | [6 empty] | DEER:HVAC_Split-Package_HP | Annual | 20 | [13 empty] | CZ2022 | None
NE-HVAC-airHP-SpltPkg-65to134kBtuh-11p5eer-3p50cop-wPreEcono | DEER2023 | D23 v1 | 2022-10-05 23:19 | Any | SCn | Old | CZ08 | cDXHP | Cap-Tons | 304 | 250000 | None | 537 | 0.117 | 0 | 26.6 | 0.0118 | 0 | [6 empty] | DEER:HVAC_Split-Package_HP | Annual | 20 | [13 empty] | CZ2022 | None
NE-HVAC-airHP-SpltPkg-65to134kBtuh-11p5eer-3p50cop-wPreEcono | DEER2023 | D23 v1 | 2022-10-05 23:19 | Any | SCn | Old | CZ09 | cDXHP | Cap-Tons | 393 | 250000 | None | 538 | 0.123 | 0 | 22.3 | 0.0111 | 0 | [6 empty] | DEER:HVAC_Split-Package_HP | Annual | 20 | [13 empty] | CZ2022 | None
NE-HVAC-airHP-SpltPkg-65to134kBtuh-11p5eer-3p50cop-wPreEcono | DEER2023 | D23 v1 | 2022-10-05 23:19 | Any | SCn | Old | CZ10 | cDXHP | Cap-Tons | 365 | 250000 | None | 583 | 0.131 | 0 | 30.1 | 0.0136 | 0 | [6 empty] | DEER:HVAC_Split-Package_HP | Annual | 20 | [13 empty] | CZ2022 | None
NE-HVAC-airHP-SpltPkg-65to134kBtuh-11p5eer-3p50cop-wPreEcono | DEER2023 | D23 v1 | 2022-10-05 23:19 | Any | SCn | Old | CZ11 | cDXHP | Cap-Tons | 402 | 250000 | None | 638 | 0.134 | 0 | 38.2 | 0.0187 | 0 | [6 empty] | DEER:HVAC_Split-Package_HP | Annual | 20 | [13 empty] | CZ2022 | None
NE-HVAC-airHP-SpltPkg-65to134kBtuh-11p5eer-3p50cop-wPreEcono | DEER2023 | D23 v1 | 2022-10-05 23:19 | Any | SCn | Old | CZ12 | cDXHP | Cap-Tons | 354 | 250000 | None | 607 | 0.132 | 0 | 30.9 | 0.0174 | 0 | [6 empty] | DEER:HVAC_Split-Package_HP | Annual | 20 | [13 empty] | CZ2022 | None
NE-HVAC-airHP-SpltPkg-65to134kBtuh-11p5eer-3p50cop-wPreEcono | DEER2023 | D23 v1 | 2022-10-05 23:19 | Any | SCn | Old | CZ13 | cDXHP | Cap-Tons | 409 | 250000 | None | 638 | 0.142 | 0 | 38.2 | 0.0174 | 0 | [6 empty] | DEER:HVAC_Split-Package_HP | Annual | 20 | [13 empty] | CZ2022 | None
NE-HVAC-airHP-SpltPkg-65to134kBtuh-11p5eer-3p50cop-wPreEcono | DEER2023 | D23 v1 | 2022-10-05 23:19 | Any | SCn | Old | CZ14 | cDXHP | Cap-Tons | 408 | 250000 | None | 636 | 0.138 | 0 | 37.6 | 0.0162 | 0 | [6 empty] | DEER:HVAC_Split-Package_HP | Annual | 20 | [13 empty] | CZ2022 | None
NE-HVAC-airHP-SpltPkg-65to134kBtuh-11p5eer-3p50cop-wPreEcono | DEER2023 | D23 v1 | 2022-10-05 23:19 | Any | SCn | Old | CZ15 | cDXHP | Cap-Tons | 555 | 250000 | None | 671 | 0.156 | 0 | 43.3 | 0.0198 | 0 | [6 empty] | DEER:HVAC_Split-Package_HP | Annual | 20 | [13 empty] | CZ2022 | None
NE-HVAC-airHP-SpltPkg-65to134kBtuh-11p5eer-3p50cop-wPreEcono | DEER2023 | D23 v1 | 2022-10-05 23:19 | Any | SCn | Old | CZ16 | cDXHP | Cap-Tons | 424 | 250000 | None | 710 | 0.0831 | 0 | 38.4 | 0.0059 | 0 | [6 empty] | DEER:HVAC_Split-Package_HP | Annual | 20 | [13 empty] | CZ2022 | None
NE-HVAC-airHP-SpltPkg-65to134kBtuh-11p5eer-3p50cop-wPreEcono | DEER2023 | D23 v1 | 2022-10-05 23:19 | Any | SCn | Rec | CZ01 | cDXHP | Cap-Tons | 348 | 250000 | None | 117 | 0.00691 | 0 | 27.6 | 0.00037 | 0 | [6 empty] | DEER:HVAC_Split-Package_HP | Annual | 20 | [13 empty] | CZ2022 | None
NE-HVAC-airHP-SpltPkg-65to134kBtuh-11p5eer-3p50cop-wPreEcono | DEER2023 | D23 v1 | 2022-10-05 23:19 | Any | SCn | Rec | CZ02 | cDXHP | Cap-Tons | 289 | 250000 | None | 109 | 0.0263 | 0 | 23.7 | 0.0104 | 0 | [6 empty] | DEER:HVAC_Split-Package_HP | Annual | 20 | [13 empty] | CZ2022 | None
NE-HVAC-airHP-SpltPkg-65to134kBtuh-11p5eer-3p50cop-wPreEcono | DEER2023 | D23 v1 | 2022-10-05 23:19 | Any | SCn | Rec | CZ03 | cDXHP | Cap-Tons | 359 | 250000 | None | 72.2 | 0.011 | 0 | 14.9 | 0.00271 | 0 | [6 empty] | DEER:HVAC_Split-Package_HP | Annual | 20 | [13 empty] | CZ2022 | None
NE-HVAC-airHP-SpltPkg-65to134kBtuh-11p5eer-3p50cop-wPreEcono | DEER2023 | D23 v1 | 2022-10-05 23:19 | Any | SCn | Rec | CZ04 | cDXHP | Cap-Tons | 290 | 250000 | None | 102 | 0.0285 | 0 | 21.8 | 0.0118 | 0 | [6 empty] | DEER:HVAC_Split-Package_HP | Annual | 20 | [13 empty] | CZ2022 | None
NE-HVAC-airHP-SpltPkg-65to134kBtuh-11p5eer-3p50cop-wPreEcono | DEER2023 | D23 v1 | 2022-10-05 23:19 | Any | SCn | Rec | CZ05 | cDXHP | Cap-Tons | 352 | 250000 | None | 81.6 | 0.00918 | 0 | 13.3 | 0.00127 | 0 | [6 empty] | DEER:HVAC_Split-Package_HP | Annual | 20 | [13 empty] | CZ2022 | None
NE-HVAC-airHP-SpltPkg-65to134kBtuh-11p5eer-3p50cop-wPreEcono | DEER2023 | D23 v1 | 2022-10-05 23:19 | Any | SCn | Rec | CZ06 | cDXHP | Cap-Tons | 343 | 250000 | None | 68.2 | 0.0151 | 0 | 13.3 | 0.00611 | 0 | [6 empty] | DEER:HVAC_Split-Package_HP | Annual | 20 | [13 empty] | CZ2022 | None
NE-HVAC-airHP-SpltPkg-65to134kBtuh-11p5eer-3p50cop-wPreEcono | DEER2023 | D23 v1 | 2022-10-05 23:19 | Any | SCn | Rec | CZ07 | cDXHP | Cap-Tons | 329 | 250000 | None | 65.3 | 0.0116 | 0 | 11.2 | 0.00454 | 0 | [6 empty] | DEER:HVAC_Split-Package_HP | Annual | 20 | [13 empty] | CZ2022 | None
NE-HVAC-airHP-SpltPkg-65to134kBtuh-11p5eer-3p50cop-wPreEcono | DEER2023 | D23 v1 | 2022-10-05 23:19 | Any | SCn | Rec | CZ08 | cDXHP | Cap-Tons | 271 | 250000 | None | 91.5 | 0.0263 | 0 | 26.1 | 0.0119 | 0 | [6 empty] | DEER:HVAC_Split-Package_HP | Annual | 20 | [13 empty] | CZ2022 | None
NE-HVAC-airHP-SpltPkg-65to134kBtuh-11p5eer-3p50cop-wPreEcono | DEER2023 | D23 v1 | 2022-10-05 23:19 | Any | SCn | Rec | CZ09 | cDXHP | Cap-Tons | 318 | 250000 | None | 92.8 | 0.0297 | 0 | 21.6 | 0.0115 | 0 | [6 empty] | DEER:HVAC_Split-Package_HP | Annual | 20 | [13 empty] | CZ2022 | None
NE-HVAC-airHP-SpltPkg-65to134kBtuh-11p5eer-3p50cop-wPreEcono | DEER2023 | D23 v1 | 2022-10-05 23:19 | Any | SCn | Rec | CZ10 | cDXHP | Cap-Tons | 293 | 250000 | None | 108 | 0.0303 | 0 | 29.8 | 0.0142 | 0 | [6 empty] | DEER:HVAC_Split-Package_HP | Annual | 20 | [13 empty] | CZ2022 | None
NE-HVAC-airHP-SpltPkg-65to134kBtuh-11p5eer-3p50cop-wPreEcono | DEER2023 | D23 v1 | 2022-10-05 23:19 | Any | SCn | Rec | CZ11 | cDXHP | Cap-Tons | 300 | 250000 | None | 138 | 0.0352 | 0 | 37.9 | 0.019 | 0 | [6 empty] | DEER:HVAC_Split-Package_HP | Annual | 20 | [13 empty] | CZ2022 | None
NE-HVAC-airHP-SpltPkg-65to134kBtuh-11p5eer-3p50cop-wPreEcono | DEER2023 | D23 v1 | 2022-10-05 23:19 | Any | SCn | Rec | CZ12 | cDXHP | Cap-Tons | 292 | 250000 | None | 121 | 0.033 | 0 | 29.5 | 0.0173 | 0 | [6 empty] | DEER:HVAC_Split-Package_HP | Annual | 20 | [13 empty] | CZ2022 | None
NE-HVAC-airHP-SpltPkg-65to134kBtuh-11p5eer-3p50cop-wPreEcono | DEER2023 | D23 v1 | 2022-10-05 23:19 | Any | SCn | Rec | CZ13 | cDXHP | Cap-Tons | 312 | 250000 | None | 126 | 0.0338 | 0 | 38.4 | 0.0182 | 0 | [6 empty] | DEER:HVAC_Split-Package_HP | Annual | 20 | [13 empty] | CZ2022 | None
NE-HVAC-airHP-SpltPkg-65to134kBtuh-11p5eer-3p50cop-wPreEcono | DEER2023 | D23 v1 | 2022-10-05 23:19 | Any | SCn | Rec | CZ14 | cDXHP | Cap-Tons | 299 | 250000 | None | 140 | 0.0346 | 0 | 38.1 | 0.0171 | 0 | [6 empty] | DEER:HVAC_Split-Package_HP | Annual | 20 | [13 empty] | CZ2022 | None
NE-HVAC-airHP-SpltPkg-65to134kBtuh-11p5eer-3p50cop-wPreEcono | DEER2023 | D23 v1 | 2022-10-05 23:19 | Any | SCn | Rec | CZ15 | cDXHP | Cap-Tons | 429 | 250000 | None | 137 | 0.0391 | 0 | 43.8 | 0.0195 | 0 | [6 empty] | DEER:HVAC_Split-Package_HP | Annual | 20 | [13 empty] | CZ2022 | None
NE-HVAC-airHP-SpltPkg-65to134kBtuh-11p5eer-3p50cop-wPreEcono | DEER2023 | D23 v1 | 2022-10-05 23:19 | Any | SCn | Rec | CZ16 | cDXHP | Cap-Tons | 364 | 250000 | None | 141 | 0.0152 | 0 | 32 | 0.00513 | 0 | [6 empty] | DEER:HVAC_Split-Package_HP | Annual | 20 | [13 empty] | CZ2022 | None
NE-HVAC-airHP-SpltPkg-65to134kBtuh-12p0eer-3p55cop | DEER2023 | D23 v1 | 2022-10-05 22:29 | Any | Asm | New | CZ01 | cDXHP | Cap-Tons | 285 | 100000 | None | 92.4 | 0.0185 | 0 | 54.7 | 0.015 | 0 | [6 empty] | DEER:HVAC_Split-Package_HP | Annual | 20 | [13 empty] | CZ2022 | None
NE-HVAC-airHP-SpltPkg-65to134kBtuh-12p0eer-3p55cop | DEER2023 | D23 v1 | 2022-10-05 22:29 | Any | Asm | New | CZ02 | cDXHP | Cap-Tons | 286 | 100000 | None | 104 | 0.0591 | 0 | 77.5 | 0.0485 | 0 | [6 empty] | DEER:HVAC_Split-Package_HP | Annual | 20 | [13 empty] | CZ2022 | None
NE-HVAC-airHP-SpltPkg-65to134kBtuh-12p0eer-3p55cop | DEER2023 | D23 v1 | 2022-10-05 22:29 | Any | Asm | New | CZ03 | cDXHP | Cap-Tons | 304 | 100000 | None | 69.6 | 0.0373 | 0 | 46.8 | 0.0306 | 0 | [6 empty] | DEER:HVAC_Split-Package_HP | Annual | 20 | [13 empty] | CZ2022 | None
NE-HVAC-airHP-SpltPkg-65to134kBtuh-12p0eer-3p55cop | DEER2023 | D23 v1 | 2022-10-05 22:29 | Any | Asm | New | CZ04 | cDXHP | Cap-Tons | 285 | 100000 | None | 109 | 0.0702 | 0 | 84.4 | 0.0576 | 0 | [6 empty] | DEER:HVAC_Split-Package_HP | Annual | 20 | [13 empty] | CZ2022 | None
NE-HVAC-airHP-SpltPkg-65to134kBtuh-12p0eer-3p55cop | DEER2023 | D23 v1 | 2022-10-05 22:29 | Any | Asm | New | CZ05 | cDXHP | Cap-Tons | 295 | 100000 | None | 73.5 | 0.0251 | 0 | 51.1 | 0.0206 | 0 | [6 empty] | DEER:HVAC_Split-Package_HP | Annual | 20 | [13 empty] | CZ2022 | None
NE-HVAC-airHP-SpltPkg-65to134kBtuh-12p0eer-3p55cop | DEER2023 | D23 v1 | 2022-10-05 22:29 | Any | Asm | New | CZ06 | cDXHP | Cap-Tons | 327 | 100000 | None | 89 | 0.0454 | 0 | 69.1 | 0.0373 | 0 | [6 empty] | DEER:HVAC_Split-Package_HP | Annual | 20 | [13 empty] | CZ2022 | None
NE-HVAC-airHP-SpltPkg-65to134kBtuh-12p0eer-3p55cop | DEER2023 | D23 v1 | 2022-10-05 22:29 | Any | Asm | New | CZ07 | cDXHP | Cap-Tons | 317 | 100000 | None | 75.7 | 0.0385 | 0 | 58.3 | 0.0316 | 0 | [6 empty] | DEER:HVAC_Split-Package_HP | Annual | 20 | [13 empty] | CZ2022 | None
NE-HVAC-airHP-SpltPkg-65to134kBtuh-12p0eer-3p55cop | DEER2023 | D23 v1 | 2022-10-05 22:29 | Any | Asm | New | CZ08 | cDXHP | Cap-Tons | 320 | 100000 | None | 116 | 0.0533 | 0 | 92.1 | 0.0437 | 0 | [6 empty] | DEER:HVAC_Split-Package_HP | Annual | 20 | [13 empty] | CZ2022 | None
NE-HVAC-airHP-SpltPkg-65to134kBtuh-12p0eer-3p55cop | DEER2023 | D23 v1 | 2022-10-05 22:29 | Any | Asm | New | CZ09 | cDXHP | Cap-Tons | 415 | 100000 | None | 89.7 | 0.0485 | 0 | 71 | 0.0398 | 0 | [6 empty] | DEER:HVAC_Split-Package_HP | Annual | 20 | [13 empty] | CZ2022 | None
NE-HVAC-airHP-SpltPkg-65to134kBtuh-12p0eer-3p55cop | DEER2023 | D23 v1 | 2022-10-05 22:29 | Any | Asm | New | CZ10 | cDXHP | Cap-Tons | 374 | 100000 | None | 116 | 0.0633 | 0 | 91.4 | 0.052 | 0 | [6 empty] | DEER:HVAC_Split-Package_HP | Annual | 20 | [13 empty] | CZ2022 | None
NE-HVAC-airHP-SpltPkg-65to134kBtuh-12p0eer-3p55cop | DEER2023 | D23 v1 | 2022-10-05 22:29 | Any | Asm | New | CZ11 | cDXHP | Cap-Tons | 400 | 100000 | None | 117 | 0.0733 | 0 | 90.4 | 0.0602 | 0 | [6 empty] | DEER:HVAC_Split-Package_HP | Annual | 20 | [13 empty] | CZ2022 | None
NE-HVAC-airHP-SpltPkg-65to134kBtuh-12p0eer-3p55cop | DEER2023 | D23 v1 | 2022-10-05 22:29 | Any | Asm | New | CZ12 | cDXHP | Cap-Tons | 361 | 100000 | None | 110 | 0.0764 | 0 | 83.1 | 0.0628 | 0 | [6 empty] | DEER:HVAC_Split-Package_HP | Annual | 20 | [13 empty] | CZ2022 | None
NE-HVAC-airHP-SpltPkg-65to134kBtuh-12p0eer-3p55cop | DEER2023 | D23 v1 | 2022-10-05 22:29 | Any | Asm | New | CZ13 | cDXHP | Cap-Tons | 408 | 100000 | None | 123 | 0.0771 | 0 | 96.2 | 0.0634 | 0 | [6 empty] | DEER:HVAC_Split-Package_HP | Annual | 20 | [13 empty] | CZ2022 | None
NE-HVAC-airHP-SpltPkg-65to134kBtuh-12p0eer-3p55cop | DEER2023 | D23 v1 | 2022-10-05 22:29 | Any | Asm | New | CZ14 | cDXHP | Cap-Tons | 409 | 100000 | None | 108 | 0.0618 | 0 | 83.9 | 0.0508 | 0 | [6 empty] | DEER:HVAC_Split-Package_HP | Annual | 20 | [13 empty] | CZ2022 | None
NE-HVAC-airHP-SpltPkg-65to134kBtuh-12p0eer-3p55cop | DEER2023 | D23 v1 | 2022-10-05 22:29 | Any | Asm | New | CZ15 | cDXHP | Cap-Tons | 546 | 100000 | None | 134 | 0.0723 | 0 | 109 | 0.0594 | 0 | [6 empty] | DEER:HVAC_Split-Package_HP | Annual | 20 | [13 empty] | CZ2022 | None
NE-HVAC-airHP-SpltPkg-65to134kBtuh-12p0eer-3p55cop | DEER2023 | D23 v1 | 2022-10-05 22:29 | Any | Asm | New | CZ16 | cDXHP | Cap-Tons | 312 | 100000 | None | 122 | 0.0377 | 0 | 79.3 | 0.0309 | 0 | [6 empty] | DEER:HVAC_Split-Package_HP | Annual | 20 | [13 empty] | CZ2022 | None
NE-HVAC-airHP-SpltPkg-65to134kBtuh-12p0eer-3p55cop | DEER2023 | D23 v1 | 2022-10-05 22:29 | Any | ECC | New | CZ01 | cDXHP | Cap-Tons | 696 | 300000 | None | 40.4 | 0.0197 | 0 | 25.3 | 0.0161 | 0 | [6 empty] | DEER:HVAC_Split-Package_HP | Annual | 20 | [13 empty] | CZ2022 | None
NE-HVAC-airHP-SpltPkg-65to134kBtuh-12p0eer-3p55cop | DEER2023 | D23 v1 | 2022-10-05 22:29 | Any | ECC | New | CZ02 | cDXHP | Cap-Tons | 724 | 300000 | None | 60.7 | 0.0535 | 0 | 46.1 | 0.0439 | 0 | [6 empty] | DEER:HVAC_Split-Package_HP | Annual | 20 | [13 empty] | CZ2022 | None
NE-HVAC-airHP-SpltPkg-65to134kBtuh-12p0eer-3p55cop | DEER2023 | D23 v1 | 2022-10-05 22:29 | Any | ECC | New | CZ03 | cDXHP | Cap-Tons | 750 | 300000 | None | 37.4 | 0.0371 | 0 | 27.7 | 0.0305 | 0 | [6 empty] | DEER:HVAC_Split-Package_HP | Annual | 20 | [13 empty] | CZ2022 | None
NE-HVAC-airHP-SpltPkg-65to134kBtuh-12p0eer-3p55cop | DEER2023 | D23 v1 | 2022-10-05 22:29 | Any | ECC | New | CZ04 | cDXHP | Cap-Tons | 735 | 300000 | None | 65.2 | 0.0608 | 0 | 51.4 | 0.0499 | 0 | [6 empty] | DEER:HVAC_Split-Package_HP | Annual | 20 | [13 empty] | CZ2022 | None
NE-HVAC-airHP-SpltPkg-65to134kBtuh-12p0eer-3p55cop | DEER2023 | D23 v1 | 2022-10-05 22:29 | Any | ECC | New | CZ05 | cDXHP | Cap-Tons | 733 | 300000 | None | 42.2 | 0.026 | 0 | 32.2 | 0.0214 | 0 | [6 empty] | DEER:HVAC_Split-Package_HP | Annual | 20 | [13 empty] | CZ2022 | None
NE-HVAC-airHP-SpltPkg-65to134kBtuh-12p0eer-3p55cop | DEER2023 | D23 v1 | 2022-10-05 22:29 | Any | ECC | New | CZ06 | cDXHP | Cap-Tons | 787 | 300000 | None | 67 | 0.0439 | 0 | 54.2 | 0.0361 | 0 | [6 empty] | DEER:HVAC_Split-Package_HP | Annual | 20 | [13 empty] | CZ2022 | None
NE-HVAC-airHP-SpltPkg-65to134kBtuh-12p0eer-3p55cop | DEER2023 | D23 v1 | 2022-10-05 22:29 | Any | ECC | New | CZ07 | cDXHP | Cap-Tons | 778 | 300000 | None | 57.1 | 0.0386 | 0 | 46.2 | 0.0317 | 0 | [6 empty] | DEER:HVAC_Split-Package_HP | Annual | 20 | [13 empty] | CZ2022 | None
NE-HVAC-airHP-SpltPkg-65to134kBtuh-12p0eer-3p55cop | DEER2023 | D23 v1 | 2022-10-05 22:29 | Any | ECC | New | CZ08 | cDXHP | Cap-Tons | 778 | 300000 | None | 85.6 | 0.0509 | 0 | 69.7 | 0.0418 | 0 | [6 empty] | DEER:HVAC_Split-Package_HP | Annual | 20 | [13 empty] | CZ2022 | None
NE-HVAC-airHP-SpltPkg-65to134kBtuh-12p0eer-3p55cop | DEER2023 | D23 v1 | 2022-10-05 22:29 | Any | ECC | New | CZ09 | cDXHP | Cap-Tons | 957 | 300000 | None | 65.8 | 0.0477 | 0 | 53.2 | 0.0392 | 0 | [6 empty] | DEER:HVAC_Split-Package_HP | Annual | 20 | [13 empty] | CZ2022 | None
NE-HVAC-airHP-SpltPkg-65to134kBtuh-12p0eer-3p55cop | DEER2023 | D23 v1 | 2022-10-05 22:29 | Any | ECC | New | CZ10 | cDXHP | Cap-Tons | 875 | 300000 | None | 82.5 | 0.0406 | 0 | 66.6 | 0.0334 | 0 | [6 empty] | DEER:HVAC_Split-Package_HP | Annual | 20 | [13 empty] | CZ2022 | None
NE-HVAC-airHP-SpltPkg-65to134kBtuh-12p0eer-3p55cop | DEER2023 | D23 v1 | 2022-10-05 22:29 | Any | ECC | New | CZ11 | cDXHP | Cap-Tons | 834 | 300000 | None | 85.1 | 0.054 | 0 | 67.2 | 0.0444 | 0 | [6 empty] | DEER:HVAC_Split-Package_HP | Annual | 20 | [13 empty] | CZ2022 | None
NE-HVAC-airHP-SpltPkg-65to134kBtuh-12p0eer-3p55cop | DEER2023 | D23 v1 | 2022-10-05 22:29 | Any | ECC | New | CZ12 | cDXHP | Cap-Tons | 774 | 300000 | None | 76.3 | 0.0524 | 0 | 59.8 | 0.043 | 0 | [6 empty] | DEER:HVAC_Split-Package_HP | Annual | 20 | [13 empty] | CZ2022 | None
NE-HVAC-airHP-SpltPkg-65to134kBtuh-12p0eer-3p55cop | DEER2023 | D23 v1 | 2022-10-05 22:29 | Any | ECC | New | CZ13 | cDXHP | Cap-Tons | 862 | 300000 | None | 91.5 | 0.0539 | 0 | 73.1 | 0.0443 | 0 | [6 empty] | DEER:HVAC_Split-Package_HP | Annual | 20 | [13 empty] | CZ2022 | None
NE-HVAC-airHP-SpltPkg-65to134kBtuh-12p0eer-3p55cop | DEER2023 | D23 v1 | 2022-10-05 22:29 | Any | ECC | New | CZ14 | cDXHP | Cap-Tons | 904 | 300000 | None | 77.7 | 0.0441 | 0 | 61.8 | 0.0362 | 0 | [6 empty] | DEER:HVAC_Split-Package_HP | Annual | 20 | [13 empty] | CZ2022 | None
NE-HVAC-airHP-SpltPkg-65to134kBtuh-12p0eer-3p55cop | DEER2023 | D23 v1 | 2022-10-05 22:29 | Any | ECC | New | CZ15 | cDXHP | Cap-Tons | 1220 | 300000 | None | 106 | 0.052 | 0 | 87.1 | 0.0427 | 0 | [6 empty] | DEER:HVAC_Split-Package_HP | Annual | 20 | [13 empty] | CZ2022 | None
NE-HVAC-airHP-SpltPkg-65to134kBtuh-12p0eer-3p55cop | DEER2023 | D23 v1 | 2022-10-05 22:29 | Any | ECC | New | CZ16 | cDXHP | Cap-Tons | 783 | 300000 | None | 61.4 | 0.00444 | 0 | 42.5 | 0.00365 | 0 | [6 empty] | DEER:HVAC_Split-Package_HP | Annual | 20 | [13 empty] | CZ2022 | None
NE-HVAC-airHP-SpltPkg-65to134kBtuh-12p0eer-3p55cop | DEER2023 | D23 v1 | 2022-10-05 22:29 | Any | EPr | New | CZ01 | cDXHP | Cap-Tons | 107 | 50000 | None | 48.1 | 0.00985 | 0 | 29.4 | 0.00791 | 0 | [6 empty] | DEER:HVAC_Split-Package_HP | Annual | 20 | [13 empty] | CZ2022 | None
NE-HVAC-airHP-SpltPkg-65to134kBtuh-12p0eer-3p55cop | DEER2023 | D23 v1 | 2022-10-05 22:29 | Any | EPr | New | CZ02 | cDXHP | Cap-Tons | 113 | 50000 | None | 47.9 | 0.0311 | 0 | 34.9 | 0.0256 | 0 | [6 empty] | DEER:HVAC_Split-Package_HP | Annual | 20 | [13 empty] | CZ2022 | None
NE-HVAC-airHP-SpltPkg-65to134kBtuh-12p0eer-3p55cop | DEER2023 | D23 v1 | 2022-10-05 22:29 | Any | EPr | New | CZ03 | cDXHP | Cap-Tons | 117 | 50000 | None | 34.2 | 0.0184 | 0 | 23.8 | 0.0151 | 0 | [6 empty] | DEER:HVAC_Split-Package_HP | Annual | 20 | [13 empty] | CZ2022 | None
NE-HVAC-airHP-SpltPkg-65to134kBtuh-12p0eer-3p55cop | DEER2023 | D23 v1 | 2022-10-05 22:29 | Any | EPr | New | CZ04 | cDXHP | Cap-Tons | 115 | 50000 | None | 47.6 | 0.0342 | 0 | 36.4 | 0.0281 | 0 | [6 empty] | DEER:HVAC_Split-Package_HP | Annual | 20 | [13 empty] | CZ2022 | None
NE-HVAC-airHP-SpltPkg-65to134kBtuh-12p0eer-3p55cop | DEER2023 | D23 v1 | 2022-10-05 22:29 | Any | EPr | New | CZ05 | cDXHP | Cap-Tons | 114 | 50000 | None | 38.1 | 0.014 | 0 | 27.6 | 0.0115 | 0 | [6 empty] | DEER:HVAC_Split-Package_HP | Annual | 20 | [13 empty] | CZ2022 | None
NE-HVAC-airHP-SpltPkg-65to134kBtuh-12p0eer-3p55cop | DEER2023 | D23 v1 | 2022-10-05 22:29 | Any | EPr | New | CZ06 | cDXHP | Cap-Tons | 125 | 50000 | None | 45.8 | 0.0229 | 0 | 36.1 | 0.0188 | 0 | [6 empty] | DEER:HVAC_Split-Package_HP | Annual | 20 | [13 empty] | CZ2022 | None
NE-HVAC-airHP-SpltPkg-65to134kBtuh-12p0eer-3p55cop | DEER2023 | D23 v1 | 2022-10-05 22:29 | Any | EPr | New | CZ07 | cDXHP | Cap-Tons | 123 | 50000 | None | 38.3 | 0.0194 | 0 | 29.8 | 0.0159 | 0 | [6 empty] | DEER:HVAC_Split-Package_HP | Annual | 20 | [13 empty] | CZ2022 | None
NE-HVAC-airHP-SpltPkg-65to134kBtuh-12p0eer-3p55cop | DEER2023 | D23 v1 | 2022-10-05 22:29 | Any | EPr | New | CZ08 | cDXHP | Cap-Tons | 129 | 50000 | None | 55.8 | 0.0275 | 0 | 44.8 | 0.0226 | 0 | [6 empty] | DEER:HVAC_Split-Package_HP | Annual | 20 | [13 empty] | CZ2022 | None
NE-HVAC-airHP-SpltPkg-65to134kBtuh-12p0eer-3p55cop | DEER2023 | D23 v1 | 2022-10-05 22:29 | Any | EPr | New | CZ09 | cDXHP | Cap-Tons | 159 | 50000 | None | 42.9 | 0.0267 | 0 | 34.1 | 0.0219 | 0 | [6 empty] | DEER:HVAC_Split-Package_HP | Annual | 20 | [13 empty] | CZ2022 | None
NE-HVAC-airHP-SpltPkg-65to134kBtuh-12p0eer-3p55cop | DEER2023 | D23 v1 | 2022-10-05 22:29 | Any | EPr | New | CZ10 | cDXHP | Cap-Tons | 144 | 50000 | None | 55 | 0.00301 | 0 | 43.9 | 0.00247 | 0 | [6 empty] | DEER:HVAC_Split-Package_HP | Annual | 20 | [13 empty] | CZ2022 | None
NE-HVAC-airHP-SpltPkg-65to134kBtuh-12p0eer-3p55cop | DEER2023 | D23 v1 | 2022-10-05 22:29 | Any | EPr | New | CZ11 | cDXHP | Cap-Tons | 140 | 50000 | None | 60.1 | 0.00762 | 0 | 46.1 | 0.00626 | 0 | [6 empty] | DEER:HVAC_Split-Package_HP | Annual | 20 | [13 empty] | CZ2022 | None
NE-HVAC-airHP-SpltPkg-65to134kBtuh-12p0eer-3p55cop | DEER2023 | D23 v1 | 2022-10-05 22:29 | Any | EPr | New | CZ12 | cDXHP | Cap-Tons | 125 | 50000 | None | 53.9 | 0.00371 | 0 | 40.9 | 0.00304 | 0 | [6 empty] | DEER:HVAC_Split-Package_HP | Annual | 20 | [13 empty] | CZ2022 | None
NE-HVAC-airHP-SpltPkg-65to134kBtuh-12p0eer-3p55cop | DEER2023 | D23 v1 | 2022-10-05 22:29 | Any | EPr | New | CZ13 | cDXHP | Cap-Tons | 145 | 50000 | None | 61.7 | 0.0101 | 0 | 48.1 | 0.00831 | 0 | [6 empty] | DEER:HVAC_Split-Package_HP | Annual | 20 | [13 empty] | CZ2022 | None
NE-HVAC-airHP-SpltPkg-65to134kBtuh-12p0eer-3p55cop | DEER2023 | D23 v1 | 2022-10-05 22:29 | Any | EPr | New | CZ14 | cDXHP | Cap-Tons | 155 | 50000 | None | 53.6 | 0.0058 | 0 | 41.5 | 0.00476 | 0 | [6 empty] | DEER:HVAC_Split-Package_HP | Annual | 20 | [13 empty] | CZ2022 | None
NE-HVAC-airHP-SpltPkg-65to134kBtuh-12p0eer-3p55cop | DEER2023 | D23 v1 | 2022-10-05 22:29 | Any | EPr | New | CZ15 | cDXHP | Cap-Tons | 218 | 50000 | None | 70.7 | 0.0141 | 0 | 57.7 | 0.0116 | 0 | [6 empty] | DEER:HVAC_Split-Package_HP | Annual | 20 | [13 empty] | CZ2022 | None
NE-HVAC-airHP-SpltPkg-65to134kBtuh-12p0eer-3p55cop | DEER2023 | D23 v1 | 2022-10-05 22:29 | Any | EPr | New | CZ16 | cDXHP | Cap-Tons | 124 | 50000 | None | 61.5 | 0.00095 | 0 | 39.8 | 0.00078 | 0 | [6 empty] | DEER:HVAC_Split-Package_HP | Annual | 20 | [13 empty] | CZ2022 | None
NE-HVAC-airHP-SpltPkg-65to134kBtuh-12p0eer-3p55cop | DEER2023 | D23 v1 | 2022-10-05 22:29 | Any | ERC | New | CZ01 | cDXHP | Cap-Tons | 4.6 | 1920 | None | 218 | 0.00065 | 0 | 41.9 | 0.00065 | 0 | [6 empty] | DEER:HVAC_Split-Package_HP | Annual | 20 | [13 empty] | CZ2022 | None
NE-HVAC-airHP-SpltPkg-65to134kBtuh-12p0eer-3p55cop | DEER2023 | D23 v1 | 2022-10-05 22:29 | Any | ERC | New | CZ02 | cDXHP | Cap-Tons | 5.02 | 1920 | None | 147 | 0.00957 | 0 | 43.2 | 0.00977 | 0 | [6 empty] | DEER:HVAC_Split-Package_HP | Annual | 20 | [13 empty] | CZ2022 | None
NE-HVAC-airHP-SpltPkg-65to134kBtuh-12p0eer-3p55cop | DEER2023 | D23 v1 | 2022-10-05 22:29 | Any | ERC | New | CZ03 | cDXHP | Cap-Tons | 5.25 | 1920 | None | 101 | 0.0021 | 0 | 30.8 | 0.00343 | 0 | [6 empty] | DEER:HVAC_Split-Package_HP | Annual | 20 | [13 empty] | CZ2022 | None
NE-HVAC-airHP-SpltPkg-65to134kBtuh-12p0eer-3p55cop | DEER2023 | D23 v1 | 2022-10-05 22:29 | Any | ERC | New | CZ04 | cDXHP | Cap-Tons | 5.31 | 1920 | None | 109 | 0.0096 | 0 | 39.7 | 0.0113 | 0 | [6 empty] | DEER:HVAC_Split-Package_HP | Annual | 20 | [13 empty] | CZ2022 | None
NE-HVAC-airHP-SpltPkg-65to134kBtuh-12p0eer-3p55cop | DEER2023 | D23 v1 | 2022-10-05 22:29 | Any | ERC | New | CZ05 | cDXHP | Cap-Tons | 4.95 | 1920 | None | 99.8 | 0.00141 | 0 | 39 | 0.00202 | 0 | [6 empty] | DEER:HVAC_Split-Package_HP | Annual | 20 | [13 empty] | CZ2022 | None
NE-HVAC-airHP-SpltPkg-65to134kBtuh-12p0eer-3p55cop | DEER2023 | D23 v1 | 2022-10-05 22:29 | Any | ERC | New | CZ06 | cDXHP | Cap-Tons | 5.79 | 1920 | None | 61.9 | 0.00156 | 0 | 38.7 | 0.00449 | 0 | [6 empty] | DEER:HVAC_Split-Package_HP | Annual | 20 | [13 empty] | CZ2022 | None
NE-HVAC-airHP-SpltPkg-65to134kBtuh-12p0eer-3p55cop | DEER2023 | D23 v1 | 2022-10-05 22:29 | Any | ERC | New | CZ07 | cDXHP | Cap-Tons | 5.58 | 1920 | None | 49.6 | 0.00072 | 0 | 32.2 | 0.00233 | 0 | [6 empty] | DEER:HVAC_Split-Package_HP | Annual | 20 | [13 empty] | CZ2022 | None
NE-HVAC-airHP-SpltPkg-65to134kBtuh-12p0eer-3p55cop | DEER2023 | D23 v1 | 2022-10-05 22:29 | Any | ERC | New | CZ08 | cDXHP | Cap-Tons | 6.07 | 1920 | None | 87.5 | 0.00461 | 0 | 46.8 | 0.00939 | 0 | [6 empty] | DEER:HVAC_Split-Package_HP | Annual | 20 | [13 empty] | CZ2022 | None
NE-HVAC-airHP-SpltPkg-65to134kBtuh-12p0eer-3p55cop | DEER2023 | D23 v1 | 2022-10-05 22:29 | Any | ERC | New | CZ09 | cDXHP | Cap-Tons | 7.7 | 1920 | None | 94.6 | 0.00649 | 0 | 33.7 | 0.00857 | 0 | [6 empty] | DEER:HVAC_Split-Package_HP | Annual | 20 | [13 empty] | CZ2022 | None
NE-HVAC-airHP-SpltPkg-65to134kBtuh-12p0eer-3p55cop | DEER2023 | D23 v1 | 2022-10-05 22:29 | Any | ERC | New | CZ10 | cDXHP | Cap-Tons | 6.88 | 1920 | None | 114 | 0 | 0 | 45.2 | 0.00756 | 0 | [6 empty] | DEER:HVAC_Split-Package_HP | Annual | 20 | [13 empty] | CZ2022 | None
NE-HVAC-airHP-SpltPkg-65to134kBtuh-12p0eer-3p55cop | DEER2023 | D23 v1 | 2022-10-05 22:29 | Any | ERC | New | CZ11 | cDXHP | Cap-Tons | 6.75 | 1920 | None | 158 | 0.00474 | 0 | 49.2 | 0.0163 | 0 | [6 empty] | DEER:HVAC_Split-Package_HP | Annual | 20 | [13 empty] | CZ2022 | None
NE-HVAC-airHP-SpltPkg-65to134kBtuh-12p0eer-3p55cop | DEER2023 | D23 v1 | 2022-10-05 22:29 | Any | ERC | New | CZ12 | cDXHP | Cap-Tons | 5.9 | 1920 | None | 131 | 0.00424 | 0 | 44.8 | 0.0134 | 0 | [6 empty] | DEER:HVAC_Split-Package_HP | Annual | 20 | [13 empty] | CZ2022 | None
NE-HVAC-airHP-SpltPkg-65to134kBtuh-12p0eer-3p55cop | DEER2023 | D23 v1 | 2022-10-05 22:29 | Any | ERC | New | CZ13 | cDXHP | Cap-Tons | 7.05 | 1920 | None | 129 | -0.00397 | 0 | 51.9 | 0.0169 | 0 | [6 empty] | DEER:HVAC_Split-Package_HP | Annual | 20 | [13 empty] | CZ2022 | None
NE-HVAC-airHP-SpltPkg-65to134kBtuh-12p0eer-3p55cop | DEER2023 | D23 v1 | 2022-10-05 22:29 | Any | ERC | New | CZ14 | cDXHP | Cap-Tons | 7.52 | 1920 | None | 143 | 0.00293 | 0 | 45.9 | 0.0124 | 0 | [6 empty] | DEER:HVAC_Split-Package_HP | Annual | 20 | [13 empty] | CZ2022 | None
NE-HVAC-airHP-SpltPkg-65to134kBtuh-12p0eer-3p55cop | DEER2023 | D23 v1 | 2022-10-05 22:29 | Any | ERC | New | CZ15 | cDXHP | Cap-Tons | 10.2 | 1920 | None | 150 | -0.0001 | 0 | 60.3 | 0.0184 | 0 | [6 empty] | DEER:HVAC_Split-Package_HP | Annual | 20 | [13 empty] | CZ2022 | None
NE-HVAC-airHP-SpltPkg-65to134kBtuh-12p0eer-3p55cop | DEER2023 | D23 v1 | 2022-10-05 22:29 | Any | ERC | New | CZ16 | cDXHP | Cap-Tons | 5.33 | 1920 | None | 212 | 0.00038 | 0 | 51.4 | 0.00094 | 0 | [6 empty] | DEER:HVAC_Split-Package_HP | Annual | 20 | [13 empty] | CZ2022 | None
NE-HVAC-airHP-SpltPkg-65to134kBtuh-12p0eer-3p55cop | DEER2023 | D23 v1 | 2022-10-05 22:29 | Any | ESe | New | CZ01 | cDXHP | Cap-Tons | 351 | 150000 | None | 42 | 0.00994 | 0 | 26 | 0.00808 | 0 | [6 empty] | DEER:HVAC_Split-Package_HP | Annual | 20 | [13 empty] | CZ2022 | None
NE-HVAC-airHP-SpltPkg-65to134kBtuh-12p0eer-3p55cop | DEER2023 | D23 v1 | 2022-10-05 22:29 | Any | ESe | New | CZ02 | cDXHP | Cap-Tons | 386 | 150000 | None | 48 | 0.0299 | 0 | 34.8 | 0.0245 | 0 | [6 empty] | DEER:HVAC_Split-Package_HP | Annual | 20 | [13 empty] | CZ2022 | None
NE-HVAC-airHP-SpltPkg-65to134kBtuh-12p0eer-3p55cop | DEER2023 | D23 v1 | 2022-10-05 22:29 | Any | ESe | New | CZ03 | cDXHP | Cap-Tons | 382 | 150000 | None | 33 | 0.0193 | 0 | 23.2 | 0.0158 | 0 | [6 empty] | DEER:HVAC_Split-Package_HP | Annual | 20 | [13 empty] | CZ2022 | None
NE-HVAC-airHP-SpltPkg-65to134kBtuh-12p0eer-3p55cop | DEER2023 | D23 v1 | 2022-10-05 22:29 | Any | ESe | New | CZ04 | cDXHP | Cap-Tons | 393 | 150000 | None | 48.1 | 0.0328 | 0 | 36.5 | 0.0269 | 0 | [6 empty] | DEER:HVAC_Split-Package_HP | Annual | 20 | [13 empty] | CZ2022 | None
NE-HVAC-airHP-SpltPkg-65to134kBtuh-12p0eer-3p55cop | DEER2023 | D23 v1 | 2022-10-05 22:29 | Any | ESe | New | CZ05 | cDXHP | Cap-Tons | 369 | 150000 | None | 37.1 | 0.0156 | 0 | 27.2 | 0.0128 | 0 | [6 empty] | DEER:HVAC_Split-Package_HP | Annual | 20 | [13 empty] | CZ2022 | None
NE-HVAC-airHP-SpltPkg-65to134kBtuh-12p0eer-3p55cop | DEER2023 | D23 v1 | 2022-10-05 22:29 | Any | ESe | New | CZ06 | cDXHP | Cap-Tons | 398 | 150000 | None | 47.1 | 0.023 | 0 | 37.3 | 0.0189 | 0 | [6 empty] | DEER:HVAC_Split-Package_HP | Annual | 20 | [13 empty] | CZ2022 | None
NE-HVAC-airHP-SpltPkg-65to134kBtuh-12p0eer-3p55cop | DEER2023 | D23 v1 | 2022-10-05 22:29 | Any | ESe | New | CZ07 | cDXHP | Cap-Tons | 389 | 150000 | None | 40.4 | 0.0202 | 0 | 31.9 | 0.0166 | 0 | [6 empty] | DEER:HVAC_Split-Package_HP | Annual | 20 | [13 empty] | CZ2022 | None
NE-HVAC-airHP-SpltPkg-65to134kBtuh-12p0eer-3p55cop | DEER2023 | D23 v1 | 2022-10-05 22:29 | Any | ESe | New | CZ08 | cDXHP | Cap-Tons | 399 | 150000 | None | 62.1 | 0.0286 | 0 | 49.9 | 0.0235 | 0 | [6 empty] | DEER:HVAC_Split-Package_HP | Annual | 20 | [13 empty] | CZ2022 | None
NE-HVAC-airHP-SpltPkg-65to134kBtuh-12p0eer-3p55cop | DEER2023 | D23 v1 | 2022-10-05 22:29 | Any | ESe | New | CZ09 | cDXHP | Cap-Tons | 498 | 150000 | None | 47.4 | 0.0272 | 0 | 37.7 | 0.0224 | 0 | [6 empty] | DEER:HVAC_Split-Package_HP | Annual | 20 | [13 empty] | CZ2022 | None
NE-HVAC-airHP-SpltPkg-65to134kBtuh-12p0eer-3p55cop | DEER2023 | D23 v1 | 2022-10-05 22:29 | Any | ESe | New | CZ10 | cDXHP | Cap-Tons | 450 | 150000 | None | 61.5 | 0.0127 | 0 | 48.8 | 0.0104 | 0 | [6 empty] | DEER:HVAC_Split-Package_HP | Annual | 20 | [13 empty] | CZ2022 | None
NE-HVAC-airHP-SpltPkg-65to134kBtuh-12p0eer-3p55cop | DEER2023 | D23 v1 | 2022-10-05 22:29 | Any | ESe | New | CZ11 | cDXHP | Cap-Tons | 429 | 150000 | None | 65.3 | 0.0163 | 0 | 50.2 | 0.0134 | 0 | [6 empty] | DEER:HVAC_Split-Package_HP | Annual | 20 | [13 empty] | CZ2022 | None
NE-HVAC-airHP-SpltPkg-65to134kBtuh-12p0eer-3p55cop | DEER2023 | D23 v1 | 2022-10-05 22:29 | Any | ESe | New | CZ12 | cDXHP | Cap-Tons | 405 | 150000 | None | 57.3 | 0.0146 | 0 | 43.4 | 0.012 | 0 | [6 empty] | DEER:HVAC_Split-Package_HP | Annual | 20 | [13 empty] | CZ2022 | None
NE-HVAC-airHP-SpltPkg-65to134kBtuh-12p0eer-3p55cop | DEER2023 | D23 v1 | 2022-10-05 22:29 | Any | ESe | New | CZ13 | cDXHP | Cap-Tons | 442 | 150000 | None | 68.5 | 0.0168 | 0 | 53.6 | 0.0138 | 0 | [6 empty] | DEER:HVAC_Split-Package_HP | Annual | 20 | [13 empty] | CZ2022 | None
NE-HVAC-airHP-SpltPkg-65to134kBtuh-12p0eer-3p55cop | DEER2023 | D23 v1 | 2022-10-05 22:29 | Any | ESe | New | CZ14 | cDXHP | Cap-Tons | 470 | 150000 | None | 57.6 | 0.0124 | 0 | 44.7 | 0.0102 | 0 | [6 empty] | DEER:HVAC_Split-Package_HP | Annual | 20 | [13 empty] | CZ2022 | None
NE-HVAC-airHP-SpltPkg-65to134kBtuh-12p0eer-3p55cop | DEER2023 | D23 v1 | 2022-10-05 22:29 | Any | ESe | New | CZ15 | cDXHP | Cap-Tons | 640 | 150000 | None | 78.6 | 0.0174 | 0 | 64.2 | 0.0143 | 0 | [6 empty] | DEER:HVAC_Split-Package_HP | Annual | 20 | [13 empty] | CZ2022 | None
NE-HVAC-airHP-SpltPkg-65to134kBtuh-12p0eer-3p55cop | DEER2023 | D23 v1 | 2022-10-05 22:29 | Any | ESe | New | CZ16 | cDXHP | Cap-Tons | 402 | 150000 | None | 56 | 0.004 | 0 | 37.1 | 0.00328 | 0 | [6 empty] | DEER:HVAC_Split-Package_HP | Annual | 20 | [13 empty] | CZ2022 | None
NE-HVAC-airHP-SpltPkg-65to134kBtuh-12p0eer-3p55cop | DEER2023 | D23 v1 | 2022-10-05 22:29 | Any | EUn | New | CZ01 | cDXHP | Cap-Tons | 1860 | 930000 | None | 51.2 | 0.0216 | 0 | 31.8 | 0.0177 | 0 | [6 empty] | DEER:HVAC_Split-Package_HP | Annual | 20 | [13 empty] | CZ2022 | None
NE-HVAC-airHP-SpltPkg-65to134kBtuh-12p0eer-3p55cop | DEER2023 | D23 v1 | 2022-10-05 22:29 | Any | EUn | New | CZ02 | cDXHP | Cap-Tons | 1890 | 930000 | None | 76.7 | 0.0581 | 0 | 57.3 | 0.0477 | 0 | [6 empty] | DEER:HVAC_Split-Package_HP | Annual | 20 | [13 empty] | CZ2022 | None
NE-HVAC-airHP-SpltPkg-65to134kBtuh-12p0eer-3p55cop | DEER2023 | D23 v1 | 2022-10-05 22:29 | Any | EUn | New | CZ03 | cDXHP | Cap-Tons | 1970 | 930000 | None | 48.6 | 0.0399 | 0 | 35.2 | 0.0327 | 0 | [6 empty] | DEER:HVAC_Split-Package_HP | Annual | 20 | [13 empty] | CZ2022 | None
NE-HVAC-airHP-SpltPkg-65to134kBtuh-12p0eer-3p55cop | DEER2023 | D23 v1 | 2022-10-05 22:29 | Any | EUn | New | CZ04 | cDXHP | Cap-Tons | 1930 | 930000 | None | 79.4 | 0.065 | 0 | 61.7 | 0.0534 | 0 | [6 empty] | DEER:HVAC_Split-Package_HP | Annual | 20 | [13 empty] | CZ2022 | None
NE-HVAC-airHP-SpltPkg-65to134kBtuh-12p0eer-3p55cop | DEER2023 | D23 v1 | 2022-10-05 22:29 | Any | EUn | New | CZ05 | cDXHP | Cap-Tons | 1920 | 930000 | None | 54.2 | 0.0285 | 0 | 40.4 | 0.0234 | 0 | [6 empty] | DEER:HVAC_Split-Package_HP | Annual | 20 | [13 empty] | CZ2022 | None
NE-HVAC-airHP-SpltPkg-65to134kBtuh-12p0eer-3p55cop | DEER2023 | D23 v1 | 2022-10-05 22:29 | Any | EUn | New | CZ06 | cDXHP | Cap-Tons | 2040 | 930000 | None | 78.1 | 0.0465 | 0 | 62.4 | 0.0382 | 0 | [6 empty] | DEER:HVAC_Split-Package_HP | Annual | 20 | [13 empty] | CZ2022 | None
NE-HVAC-airHP-SpltPkg-65to134kBtuh-12p0eer-3p55cop | DEER2023 | D23 v1 | 2022-10-05 22:29 | Any | EUn | New | CZ07 | cDXHP | Cap-Tons | 2010 | 930000 | None | 66.8 | 0.0409 | 0 | 53.2 | 0.0336 | 0 | [6 empty] | DEER:HVAC_Split-Package_HP | Annual | 20 | [13 empty] | CZ2022 | None
NE-HVAC-airHP-SpltPkg-65to134kBtuh-12p0eer-3p55cop | DEER2023 | D23 v1 | 2022-10-05 22:29 | Any | EUn | New | CZ08 | cDXHP | Cap-Tons | 1970 | 930000 | None | 100 | 0.0551 | 0 | 81 | 0.0453 | 0 | [6 empty] | DEER:HVAC_Split-Package_HP | Annual | 20 | [13 empty] | CZ2022 | None
NE-HVAC-airHP-SpltPkg-65to134kBtuh-12p0eer-3p55cop | DEER2023 | D23 v1 | 2022-10-05 22:29 | Any | EUn | New | CZ09 | cDXHP | Cap-Tons | 2450 | 930000 | None | 78.5 | 0.0514 | 0 | 62.9 | 0.0422 | 0 | [6 empty] | DEER:HVAC_Split-Package_HP | Annual | 20 | [13 empty] | CZ2022 | None
NE-HVAC-airHP-SpltPkg-65to134kBtuh-12p0eer-3p55cop | DEER2023 | D23 v1 | 2022-10-05 22:29 | Any | EUn | New | CZ10 | cDXHP | Cap-Tons | 2250 | 930000 | None | 97.1 | 0.052 | 0 | 77.7 | 0.0427 | 0 | [6 empty] | DEER:HVAC_Split-Package_HP | Annual | 20 | [13 empty] | CZ2022 | None
NE-HVAC-airHP-SpltPkg-65to134kBtuh-12p0eer-3p55cop | DEER2023 | D23 v1 | 2022-10-05 22:29 | Any | EUn | New | CZ11 | cDXHP | Cap-Tons | 2160 | 930000 | None | 102 | 0.0707 | 0 | 80.1 | 0.0581 | 0 | [6 empty] | DEER:HVAC_Split-Package_HP | Annual | 20 | [13 empty] | CZ2022 | None
NE-HVAC-airHP-SpltPkg-65to134kBtuh-12p0eer-3p55cop | DEER2023 | D23 v1 | 2022-10-05 22:29 | Any | EUn | New | CZ12 | cDXHP | Cap-Tons | 2010 | 930000 | None | 92.7 | 0.0683 | 0 | 72 | 0.0561 | 0 | [6 empty] | DEER:HVAC_Split-Package_HP | Annual | 20 | [13 empty] | CZ2022 | None
NE-HVAC-airHP-SpltPkg-65to134kBtuh-12p0eer-3p55cop | DEER2023 | D23 v1 | 2022-10-05 22:29 | Any | EUn | New | CZ13 | cDXHP | Cap-Tons | 2230 | 930000 | None | 108 | 0.0697 | 0 | 85.5 | 0.0572 | 0 | [6 empty] | DEER:HVAC_Split-Package_HP | Annual | 20 | [13 empty] | CZ2022 | None
NE-HVAC-airHP-SpltPkg-65to134kBtuh-12p0eer-3p55cop | DEER2023 | D23 v1 | 2022-10-05 22:29 | Any | EUn | New | CZ14 | cDXHP | Cap-Tons | 2310 | 930000 | None | 93.8 | 0.057 | 0 | 74.1 | 0.0468 | 0 | [6 empty] | DEER:HVAC_Split-Package_HP | Annual | 20 | [13 empty] | CZ2022 | None
NE-HVAC-airHP-SpltPkg-65to134kBtuh-12p0eer-3p55cop | DEER2023 | D23 v1 | 2022-10-05 22:29 | Any | EUn | New | CZ15 | cDXHP | Cap-Tons | 3110 | 930000 | None | 121 | 0.0656 | 0 | 98.7 | 0.0539 | 0 | [6 empty] | DEER:HVAC_Split-Package_HP | Annual | 20 | [13 empty] | CZ2022 | None
NE-HVAC-airHP-SpltPkg-65to134kBtuh-12p0eer-3p55cop | DEER2023 | D23 v1 | 2022-10-05 22:29 | Any | EUn | New | CZ16 | cDXHP | Cap-Tons | 2010 | 930000 | None | 74.3 | 0.00434 | 0 | 51.1 | 0.00356 | 0 | [6 empty] | DEER:HVAC_Split-Package_HP | Annual | 20 | [13 empty] | CZ2022 | None
NE-HVAC-airHP-SpltPkg-65to134kBtuh-12p0eer-3p55cop | DEER2023 | D23 v1 | 2022-10-05 22:29 | Any | Gro | New | CZ01 | cDXHP | Cap-Tons | 55.3 | 50000 | None | 225 | 0.0165 | -0.00033 | 140 | 0.0131 | 0.00021 | [6 empty] | DEER:HVAC_Split-Package_HP | Annual | 20 | [13 empty] | CZ2022 | None
NE-HVAC-airHP-SpltPkg-65to134kBtuh-12p0eer-3p55cop | DEER2023 | D23 v1 | 2022-10-05 22:29 | Any | Gro | New | CZ02 | cDXHP | Cap-Tons | 97 | 50000 | None | 147 | 0.0327 | 0 | 106 | 0.0269 | 0 | [6 empty] | DEER:HVAC_Split-Package_HP | Annual | 20 | [13 empty] | CZ2022 | None
NE-HVAC-airHP-SpltPkg-65to134kBtuh-12p0eer-3p55cop | DEER2023 | D23 v1 | 2022-10-05 22:29 | Any | Gro | New | CZ03 | cDXHP | Cap-Tons | 66.4 | 50000 | None | 156 | 0.0249 | 0 | 107 | 0.0204 | 0 | [6 empty] | DEER:HVAC_Split-Package_HP | Annual | 20 | [13 empty] | CZ2022 | None
NE-HVAC-airHP-SpltPkg-65to134kBtuh-12p0eer-3p55cop | DEER2023 | D23 v1 | 2022-10-05 22:29 | Any | Gro | New | CZ04 | cDXHP | Cap-Tons | 87 | 50000 | None | 139 | 0.0429 | 0 | 102 | 0.0352 | 0 | [6 empty] | DEER:HVAC_Split-Package_HP | Annual | 20 | [13 empty] | CZ2022 | None
NE-HVAC-airHP-SpltPkg-65to134kBtuh-12p0eer-3p55cop | DEER2023 | D23 v1 | 2022-10-05 22:29 | Any | Gro | New | CZ05 | cDXHP | Cap-Tons | 65.5 | 50000 | None | 154 | 0.0177 | -0.00024 | 105 | 0.0144 | 0 | [6 empty] | DEER:HVAC_Split-Package_HP | Annual | 20 | [13 empty] | CZ2022 | None
NE-HVAC-airHP-SpltPkg-65to134kBtuh-12p0eer-3p55cop | DEER2023 | D23 v1 | 2022-10-05 22:29 | Any | Gro | New | CZ06 | cDXHP | Cap-Tons | 81.6 | 50000 | None | 125 | 0.0313 | 0 | 93.6 | 0.0257 | 0 | [6 empty] | DEER:HVAC_Split-Package_HP | Annual | 20 | [13 empty] | CZ2022 | None
NE-HVAC-airHP-SpltPkg-65to134kBtuh-12p0eer-3p55cop | DEER2023 | D23 v1 | 2022-10-05 22:29 | Any | Gro | New | CZ07 | cDXHP | Cap-Tons | 72.7 | 50000 | None | 123 | 0.0263 | 0 | 91.5 | 0.0216 | 0 | [6 empty] | DEER:HVAC_Split-Package_HP | Annual | 20 | [13 empty] | CZ2022 | None
NE-HVAC-airHP-SpltPkg-65to134kBtuh-12p0eer-3p55cop | DEER2023 | D23 v1 | 2022-10-05 22:29 | Any | Gro | New | CZ08 | cDXHP | Cap-Tons | 85 | 50000 | None | 135 | 0.0383 | 0 | 104 | 0.0314 | 0 | [6 empty] | DEER:HVAC_Split-Package_HP | Annual | 20 | [13 empty] | CZ2022 | None
NE-HVAC-airHP-SpltPkg-65to134kBtuh-12p0eer-3p55cop | DEER2023 | D23 v1 | 2022-10-05 22:29 | Any | Gro | New | CZ09 | cDXHP | Cap-Tons | 77.8 | 50000 | None | 142 | 0.0499 | 0 | 107 | 0.041 | 0 | [6 empty] | DEER:HVAC_Split-Package_HP | Annual | 20 | [13 empty] | CZ2022 | None
NE-HVAC-airHP-SpltPkg-65to134kBtuh-12p0eer-3p55cop | DEER2023 | D23 v1 | 2022-10-05 22:29 | Any | Gro | New | CZ10 | cDXHP | Cap-Tons | 90.6 | 50000 | None | 145 | 0.0512 | 0 | 111 | 0.0421 | 0 | [6 empty] | DEER:HVAC_Split-Package_HP | Annual | 20 | [13 empty] | CZ2022 | None
NE-HVAC-airHP-SpltPkg-65to134kBtuh-12p0eer-3p55cop | DEER2023 | D23 v1 | 2022-10-05 22:29 | Any | Gro | New | CZ11 | cDXHP | Cap-Tons | 96.2 | 50000 | None | 159 | 0.0602 | 0 | 121 | 0.0494 | 0 | [6 empty] | DEER:HVAC_Split-Package_HP | Annual | 20 | [13 empty] | CZ2022 | None
NE-HVAC-airHP-SpltPkg-65to134kBtuh-12p0eer-3p55cop | DEER2023 | D23 v1 | 2022-10-05 22:29 | Any | Gro | New | CZ12 | cDXHP | Cap-Tons | 104 | 50000 | None | 141 | 0.0515 | 0 | 106 | 0.0423 | 0 | [6 empty] | DEER:HVAC_Split-Package_HP | Annual | 20 | [13 empty] | CZ2022 | None
NE-HVAC-airHP-SpltPkg-65to134kBtuh-12p0eer-3p55cop | DEER2023 | D23 v1 | 2022-10-05 22:29 | Any | Gro | New | CZ13 | cDXHP | Cap-Tons | 110 | 50000 | None | 146 | 0.0572 | 0 | 113 | 0.047 | 0 | [6 empty] | DEER:HVAC_Split-Package_HP | Annual | 20 | [13 empty] | CZ2022 | None
NE-HVAC-airHP-SpltPkg-65to134kBtuh-12p0eer-3p55cop | DEER2023 | D23 v1 | 2022-10-05 22:29 | Any | Gro | New | CZ14 | cDXHP | Cap-Tons | 89.4 | 50000 | None | 163 | 0.0565 | 0 | 121 | 0.0464 | 0 | [6 empty] | DEER:HVAC_Split-Package_HP | Annual | 20 | [13 empty] | CZ2022 | None
NE-HVAC-airHP-SpltPkg-65to134kBtuh-12p0eer-3p55cop | DEER2023 | D23 v1 | 2022-10-05 22:29 | Any | Gro | New | CZ15 | cDXHP | Cap-Tons | 120 | 50000 | None | 153 | 0.0702 | 0 | 123 | 0.0577 | 0 | [6 empty] | DEER:HVAC_Split-Package_HP | Annual | 20 | [13 empty] | CZ2022 | None
NE-HVAC-airHP-SpltPkg-65to134kBtuh-12p0eer-3p55cop | DEER2023 | D23 v1 | 2022-10-05 22:29 | Any | Gro | New | CZ16 | cDXHP | Cap-Tons | 58 | 50000 | None | 194 | 0.0321 | 2e-05 | 103 | 0.0264 | 0 | [6 empty] | DEER:HVAC_Split-Package_HP | Annual | 20 | [13 empty] | CZ2022 | None
NE-HVAC-airHP-SpltPkg-65to134kBtuh-12p0eer-3p55cop | DEER2023 | D23 v1 | 2022-10-05 22:29 | Any | Hsp | New | CZ01 | cDXHP | Cap-Tons | 680 | 236000 | None | 41.4 | 0.00882 | 0 | 24.6 | 0.00723 | 0 | [6 empty] | DEER:HVAC_Split-Package_HP | Annual | 20 | [13 empty] | CZ2022 | None
NE-HVAC-airHP-SpltPkg-65to134kBtuh-12p0eer-3p55cop | DEER2023 | D23 v1 | 2022-10-05 22:29 | Any | Hsp | New | CZ02 | cDXHP | Cap-Tons | 680 | 236000 | None | 58.2 | 0.0324 | 0 | 42 | 0.0266 | 0 | [6 empty] | DEER:HVAC_Split-Package_HP | Annual | 20 | [13 empty] | CZ2022 | None
NE-HVAC-airHP-SpltPkg-65to134kBtuh-12p0eer-3p55cop | DEER2023 | D23 v1 | 2022-10-05 22:29 | Any | Hsp | New | CZ03 | cDXHP | Cap-Tons | 680 | 236000 | None | 34.5 | 0.0232 | 0 | 23.9 | 0.019 | 0 | [6 empty] | DEER:HVAC_Split-Package_HP | Annual | 20 | [13 empty] | CZ2022 | None
NE-HVAC-airHP-SpltPkg-65to134kBtuh-12p0eer-3p55cop | DEER2023 | D23 v1 | 2022-10-05 22:29 | Any | Hsp | New | CZ04 | cDXHP | Cap-Tons | 680 | 236000 | None | 61.1 | 0.0368 | 0 | 46.6 | 0.0302 | 0 | [6 empty] | DEER:HVAC_Split-Package_HP | Annual | 20 | [13 empty] | CZ2022 | None
NE-HVAC-airHP-SpltPkg-65to134kBtuh-12p0eer-3p55cop | DEER2023 | D23 v1 | 2022-10-05 22:29 | Any | Hsp | New | CZ05 | cDXHP | Cap-Tons | 680 | 236000 | None | 37.3 | 0.0152 | 0 | 26.5 | 0.0125 | 0 | [6 empty] | DEER:HVAC_Split-Package_HP | Annual | 20 | [13 empty] | CZ2022 | None
NE-HVAC-airHP-SpltPkg-65to134kBtuh-12p0eer-3p55cop | DEER2023 | D23 v1 | 2022-10-05 22:29 | Any | Hsp | New | CZ06 | cDXHP | Cap-Tons | 680 | 236000 | None | 65.8 | 0.0289 | 0 | 52.4 | 0.0238 | 0 | [6 empty] | DEER:HVAC_Split-Package_HP | Annual | 20 | [13 empty] | CZ2022 | None
NE-HVAC-airHP-SpltPkg-65to134kBtuh-12p0eer-3p55cop | DEER2023 | D23 v1 | 2022-10-05 22:29 | Any | Hsp | New | CZ07 | cDXHP | Cap-Tons | 680 | 236000 | None | 54.7 | 0.0253 | 0 | 43.8 | 0.0208 | 0 | [6 empty] | DEER:HVAC_Split-Package_HP | Annual | 20 | [13 empty] | CZ2022 | None
NE-HVAC-airHP-SpltPkg-65to134kBtuh-12p0eer-3p55cop | DEER2023 | D23 v1 | 2022-10-05 22:29 | Any | Hsp | New | CZ08 | cDXHP | Cap-Tons | 680 | 236000 | None | 80.6 | 0.0324 | 0 | 64.8 | 0.0266 | 0 | [6 empty] | DEER:HVAC_Split-Package_HP | Annual | 20 | [13 empty] | CZ2022 | None
NE-HVAC-airHP-SpltPkg-65to134kBtuh-12p0eer-3p55cop | DEER2023 | D23 v1 | 2022-10-05 22:29 | Any | Hsp | New | CZ09 | cDXHP | Cap-Tons | 682 | 236000 | None | 77.3 | 0.0375 | 0 | 61.5 | 0.0308 | 0 | [6 empty] | DEER:HVAC_Split-Package_HP | Annual | 20 | [13 empty] | CZ2022 | None
NE-HVAC-airHP-SpltPkg-65to134kBtuh-12p0eer-3p55cop | DEER2023 | D23 v1 | 2022-10-05 22:29 | Any | Hsp | New | CZ10 | cDXHP | Cap-Tons | 681 | 236000 | None | 89.9 | 0.0418 | 0 | 71.2 | 0.0343 | 0 | [6 empty] | DEER:HVAC_Split-Package_HP | Annual | 20 | [13 empty] | CZ2022 | None
NE-HVAC-airHP-SpltPkg-65to134kBtuh-12p0eer-3p55cop | DEER2023 | D23 v1 | 2022-10-05 22:29 | Any | Hsp | New | CZ11 | cDXHP | Cap-Tons | 680 | 236000 | None | 97.2 | 0.0524 | 0 | 75.1 | 0.043 | 0 | [6 empty] | DEER:HVAC_Split-Package_HP | Annual | 20 | [13 empty] | CZ2022 | None
NE-HVAC-airHP-SpltPkg-65to134kBtuh-12p0eer-3p55cop | DEER2023 | D23 v1 | 2022-10-05 22:29 | Any | Hsp | New | CZ12 | cDXHP | Cap-Tons | 680 | 236000 | None | 76.7 | 0.0473 | 0 | 58.1 | 0.0388 | 0 | [6 empty] | DEER:HVAC_Split-Package_HP | Annual | 20 | [13 empty] | CZ2022 | None
NE-HVAC-airHP-SpltPkg-65to134kBtuh-12p0eer-3p55cop | DEER2023 | D23 v1 | 2022-10-05 22:29 | Any | Hsp | New | CZ13 | cDXHP | Cap-Tons | 680 | 236000 | None | 105 | 0.0526 | 0 | 82.5 | 0.0432 | 0 | [6 empty] | DEER:HVAC_Split-Package_HP | Annual | 20 | [13 empty] | CZ2022 | None
NE-HVAC-airHP-SpltPkg-65to134kBtuh-12p0eer-3p55cop | DEER2023 | D23 v1 | 2022-10-05 22:29 | Any | Hsp | New | CZ14 | cDXHP | Cap-Tons | 680 | 236000 | None | 95.7 | 0.0465 | 0 | 73.7 | 0.0382 | 0 | [6 empty] | DEER:HVAC_Split-Package_HP | Annual | 20 | [13 empty] | CZ2022 | None
NE-HVAC-airHP-SpltPkg-65to134kBtuh-12p0eer-3p55cop | DEER2023 | D23 v1 | 2022-10-05 22:29 | Any | Hsp | New | CZ15 | cDXHP | Cap-Tons | 718 | 236000 | None | 152 | 0.0665 | 0 | 124 | 0.0546 | 0 | [6 empty] | DEER:HVAC_Split-Package_HP | Annual | 20 | [13 empty] | CZ2022 | None
NE-HVAC-airHP-SpltPkg-65to134kBtuh-12p0eer-3p55cop | DEER2023 | D23 v1 | 2022-10-05 22:29 | Any | Hsp | New | CZ16 | cDXHP | Cap-Tons | 680 | 236000 | None | 71.9 | 0.0238 | 0 | 47.8 | 0.0196 | 0 | [6 empty] | DEER:HVAC_Split-Package_HP | Annual | 20 | [13 empty] | CZ2022 | None
NE-HVAC-airHP-SpltPkg-65to134kBtuh-12p0eer-3p55cop | DEER2023 | D23 v1 | 2022-10-05 22:29 | Any | Htl | New | CZ01 | cDXHP | Cap-Tons | 56.7 | 140000 | None | 116 | 0.0146 | 0 | 67.7 | 0.0116 | 0 | [6 empty] | DEER:HVAC_Split-Package_HP | Annual | 20 | [13 empty] | CZ2022 | None
NE-HVAC-airHP-SpltPkg-65to134kBtuh-12p0eer-3p55cop | DEER2023 | D23 v1 | 2022-10-05 22:29 | Any | Htl | New | CZ02 | cDXHP | Cap-Tons | 56.2 | 140000 | None | 121 | 0.054 | 0 | 83.1 | 0.0444 | 0 | [6 empty] | DEER:HVAC_Split-Package_HP | Annual | 20 | [13 empty] | CZ2022 | None
NE-HVAC-airHP-SpltPkg-65to134kBtuh-12p0eer-3p55cop | DEER2023 | D23 v1 | 2022-10-05 22:29 | Any | Htl | New | CZ03 | cDXHP | Cap-Tons | 59.4 | 140000 | None | 82.4 | 0.0324 | 0 | 52.9 | 0.0266 | 0 | [6 empty] | DEER:HVAC_Split-Package_HP | Annual | 20 | [13 empty] | CZ2022 | None
NE-HVAC-airHP-SpltPkg-65to134kBtuh-12p0eer-3p55cop | DEER2023 | D23 v1 | 2022-10-05 22:29 | Any | Htl | New | CZ04 | cDXHP | Cap-Tons | 57.5 | 140000 | None | 114 | 0.0596 | 0 | 82.6 | 0.049 | 0 | [6 empty] | DEER:HVAC_Split-Package_HP | Annual | 20 | [13 empty] | CZ2022 | None
NE-HVAC-airHP-SpltPkg-65to134kBtuh-12p0eer-3p55cop | DEER2023 | D23 v1 | 2022-10-05 22:29 | Any | Htl | New | CZ05 | cDXHP | Cap-Tons | 58.9 | 140000 | None | 86.4 | 0.0209 | 0 | 56.8 | 0.0171 | 0 | [6 empty] | DEER:HVAC_Split-Package_HP | Annual | 20 | [13 empty] | CZ2022 | None
NE-HVAC-airHP-SpltPkg-65to134kBtuh-12p0eer-3p55cop | DEER2023 | D23 v1 | 2022-10-05 22:29 | Any | Htl | New | CZ06 | cDXHP | Cap-Tons | 61.8 | 140000 | None | 98.2 | 0.0401 | 0 | 74.3 | 0.033 | 0 | [6 empty] | DEER:HVAC_Split-Package_HP | Annual | 20 | [13 empty] | CZ2022 | None
NE-HVAC-airHP-SpltPkg-65to134kBtuh-12p0eer-3p55cop | DEER2023 | D23 v1 | 2022-10-05 22:29 | Any | Htl | New | CZ07 | cDXHP | Cap-Tons | 61 | 140000 | None | 81.6 | 0.0329 | 0 | 61.5 | 0.027 | 0 | [6 empty] | DEER:HVAC_Split-Package_HP | Annual | 20 | [13 empty] | CZ2022 | None
NE-HVAC-airHP-SpltPkg-65to134kBtuh-12p0eer-3p55cop | DEER2023 | D23 v1 | 2022-10-05 22:29 | Any | Htl | New | CZ08 | cDXHP | Cap-Tons | 54.5 | 140000 | None | 132 | 0.0507 | 0 | 103 | 0.0416 | 0 | [6 empty] | DEER:HVAC_Split-Package_HP | Annual | 20 | [13 empty] | CZ2022 | None
NE-HVAC-airHP-SpltPkg-65to134kBtuh-12p0eer-3p55cop | DEER2023 | D23 v1 | 2022-10-05 22:29 | Any | Htl | New | CZ09 | cDXHP | Cap-Tons | 72 | 140000 | None | 106 | 0.05 | 0 | 81.8 | 0.0411 | 0 | [6 empty] | DEER:HVAC_Split-Package_HP | Annual | 20 | [13 empty] | CZ2022 | None
NE-HVAC-airHP-SpltPkg-65to134kBtuh-12p0eer-3p55cop | DEER2023 | D23 v1 | 2022-10-05 22:29 | Any | Htl | New | CZ10 | cDXHP | Cap-Tons | 64.9 | 140000 | None | 135 | 0.0596 | 0 | 104 | 0.0489 | 0 | [6 empty] | DEER:HVAC_Split-Package_HP | Annual | 20 | [13 empty] | CZ2022 | None
NE-HVAC-airHP-SpltPkg-65to134kBtuh-12p0eer-3p55cop | DEER2023 | D23 v1 | 2022-10-05 22:29 | Any | Htl | New | CZ11 | cDXHP | Cap-Tons | 68.5 | 140000 | None | 151 | 0.0794 | 0 | 113 | 0.0652 | 0 | [6 empty] | DEER:HVAC_Split-Package_HP | Annual | 20 | [13 empty] | CZ2022 | None
NE-HVAC-airHP-SpltPkg-65to134kBtuh-12p0eer-3p55cop | DEER2023 | D23 v1 | 2022-10-05 22:29 | Any | Htl | New | CZ12 | cDXHP | Cap-Tons | 62.7 | 140000 | None | 131 | 0.075 | 0 | 95.5 | 0.0616 | 0 | [6 empty] | DEER:HVAC_Split-Package_HP | Annual | 20 | [13 empty] | CZ2022 | None
NE-HVAC-airHP-SpltPkg-65to134kBtuh-12p0eer-3p55cop | DEER2023 | D23 v1 | 2022-10-05 22:29 | Any | Htl | New | CZ13 | cDXHP | Cap-Tons | 70.7 | 140000 | None | 153 | 0.076 | 0 | 117 | 0.0624 | 0 | [6 empty] | DEER:HVAC_Split-Package_HP | Annual | 20 | [13 empty] | CZ2022 | None
NE-HVAC-airHP-SpltPkg-65to134kBtuh-12p0eer-3p55cop | DEER2023 | D23 v1 | 2022-10-05 22:29 | Any | Htl | New | CZ14 | cDXHP | Cap-Tons | 70.4 | 140000 | None | 143 | 0.0672 | 0 | 107 | 0.0552 | 0 | [6 empty] | DEER:HVAC_Split-Package_HP | Annual | 20 | [13 empty] | CZ2022 | None
NE-HVAC-airHP-SpltPkg-65to134kBtuh-12p0eer-3p55cop | DEER2023 | D23 v1 | 2022-10-05 22:29 | Any | Htl | New | CZ15 | cDXHP | Cap-Tons | 96.2 | 140000 | None | 170 | 0.0786 | 0 | 137 | 0.0646 | 0 | [6 empty] | DEER:HVAC_Split-Package_HP | Annual | 20 | [13 empty] | CZ2022 | None
NE-HVAC-airHP-SpltPkg-65to134kBtuh-12p0eer-3p55cop | DEER2023 | D23 v1 | 2022-10-05 22:29 | Any | Htl | New | CZ16 | cDXHP | Cap-Tons | 60.7 | 140000 | None | 144 | 0.035 | 0 | 91.8 | 0.0287 | 0 | [6 empty] | DEER:HVAC_Split-Package_HP | Annual | 20 | [13 empty] | CZ2022 | None
NE-HVAC-airHP-SpltPkg-65to134kBtuh-12p0eer-3p55cop | DEER2023 | D23 v1 | 2022-10-05 22:29 | Any | MBT | New | CZ01 | cDXHP | Cap-Tons | 283 | 200000 | None | 62.9 | 0.0225 | 0 | 27 | 0.0106 | 0 | [6 empty] | DEER:HVAC_Split-Package_HP | Annual | 20 | [13 empty] | CZ2022 | None
NE-HVAC-airHP-SpltPkg-65to134kBtuh-12p0eer-3p55cop | DEER2023 | D23 v1 | 2022-10-05 22:29 | Any | MBT | New | CZ02 | cDXHP | Cap-Tons | 299 | 200000 | None | 104 | 0.0634 | 0 | 48.9 | 0.0305 | 0 | [6 empty] | DEER:HVAC_Split-Package_HP | Annual | 20 | [13 empty] | CZ2022 | None
NE-HVAC-airHP-SpltPkg-65to134kBtuh-12p0eer-3p55cop | DEER2023 | D23 v1 | 2022-10-05 22:29 | Any | MBT | New | CZ03 | cDXHP | Cap-Tons | 296 | 200000 | None | 77.9 | 0.0415 | 0 | 35.3 | 0.0197 | 0 | [6 empty] | DEER:HVAC_Split-Package_HP | Annual | 20 | [13 empty] | CZ2022 | None
NE-HVAC-airHP-SpltPkg-65to134kBtuh-12p0eer-3p55cop | DEER2023 | D23 v1 | 2022-10-05 22:29 | Any | MBT | New | CZ04 | cDXHP | Cap-Tons | 298 | 200000 | None | 115 | 0.0614 | 0 | 55.5 | 0.0333 | 0 | [6 empty] | DEER:HVAC_Split-Package_HP | Annual | 20 | [13 empty] | CZ2022 | None
NE-HVAC-airHP-SpltPkg-65to134kBtuh-12p0eer-3p55cop | DEER2023 | D23 v1 | 2022-10-05 22:29 | Any | MBT | New | CZ05 | cDXHP | Cap-Tons | 293 | 200000 | None | 90.4 | 0.0322 | 0 | 41.3 | 0.0141 | 0 | [6 empty] | DEER:HVAC_Split-Package_HP | Annual | 20 | [13 empty] | CZ2022 | None
NE-HVAC-airHP-SpltPkg-65to134kBtuh-12p0eer-3p55cop | DEER2023 | D23 v1 | 2022-10-05 22:29 | Any | MBT | New | CZ06 | cDXHP | Cap-Tons | 317 | 200000 | None | 123 | 0.0471 | 0 | 61.5 | 0.0236 | 0 | [6 empty] | DEER:HVAC_Split-Package_HP | Annual | 20 | [13 empty] | CZ2022 | None
NE-HVAC-airHP-SpltPkg-65to134kBtuh-12p0eer-3p55cop | DEER2023 | D23 v1 | 2022-10-05 22:29 | Any | MBT | New | CZ07 | cDXHP | Cap-Tons | 313 | 200000 | None | 109 | 0.0405 | 0 | 52.9 | 0.0201 | 0 | [6 empty] | DEER:HVAC_Split-Package_HP | Annual | 20 | [13 empty] | CZ2022 | None
NE-HVAC-airHP-SpltPkg-65to134kBtuh-12p0eer-3p55cop | DEER2023 | D23 v1 | 2022-10-05 22:29 | Any | MBT | New | CZ08 | cDXHP | Cap-Tons | 325 | 200000 | None | 140 | 0.0526 | 0 | 70.7 | 0.0275 | 0 | [6 empty] | DEER:HVAC_Split-Package_HP | Annual | 20 | [13 empty] | CZ2022 | None
NE-HVAC-airHP-SpltPkg-65to134kBtuh-12p0eer-3p55cop | DEER2023 | D23 v1 | 2022-10-05 22:29 | Any | MBT | New | CZ09 | cDXHP | Cap-Tons | 382 | 200000 | None | 117 | 0.0563 | 0 | 55.1 | 0.0277 | 0 | [6 empty] | DEER:HVAC_Split-Package_HP | Annual | 20 | [13 empty] | CZ2022 | None
NE-HVAC-airHP-SpltPkg-65to134kBtuh-12p0eer-3p55cop | DEER2023 | D23 v1 | 2022-10-05 22:29 | Any | MBT | New | CZ10 | cDXHP | Cap-Tons | 354 | 200000 | None | 137 | 0.0588 | 0 | 67.4 | 0.0335 | 0 | [6 empty] | DEER:HVAC_Split-Package_HP | Annual | 20 | [13 empty] | CZ2022 | None
NE-HVAC-airHP-SpltPkg-65to134kBtuh-12p0eer-3p55cop | DEER2023 | D23 v1 | 2022-10-05 22:29 | Any | MBT | New | CZ11 | cDXHP | Cap-Tons | 387 | 200000 | None | 127 | 0.0732 | 0 | 60.9 | 0.0426 | 0 | [6 empty] | DEER:HVAC_Split-Package_HP | Annual | 20 | [13 empty] | CZ2022 | None
NE-HVAC-airHP-SpltPkg-65to134kBtuh-12p0eer-3p55cop | DEER2023 | D23 v1 | 2022-10-05 22:29 | Any | MBT | New | CZ12 | cDXHP | Cap-Tons | 349 | 200000 | None | 116 | 0.0667 | 0 | 54.8 | 0.0405 | 0 | [6 empty] | DEER:HVAC_Split-Package_HP | Annual | 20 | [13 empty] | CZ2022 | None
NE-HVAC-airHP-SpltPkg-65to134kBtuh-12p0eer-3p55cop | DEER2023 | D23 v1 | 2022-10-05 22:29 | Any | MBT | New | CZ13 | cDXHP | Cap-Tons | 390 | 200000 | None | 134 | 0.0635 | 0 | 65 | 0.0421 | 0 | [6 empty] | DEER:HVAC_Split-Package_HP | Annual | 20 | [13 empty] | CZ2022 | None
NE-HVAC-airHP-SpltPkg-65to134kBtuh-12p0eer-3p55cop | DEER2023 | D23 v1 | 2022-10-05 22:29 | Any | MBT | New | CZ14 | cDXHP | Cap-Tons | 394 | 200000 | None | 131 | 0.0724 | 0 | 60.9 | 0.0379 | 0 | [6 empty] | DEER:HVAC_Split-Package_HP | Annual | 20 | [13 empty] | CZ2022 | None
NE-HVAC-airHP-SpltPkg-65to134kBtuh-12p0eer-3p55cop | DEER2023 | D23 v1 | 2022-10-05 22:29 | Any | MBT | New | CZ15 | cDXHP | Cap-Tons | 515 | 200000 | None | 164 | 0.0657 | 0 | 82.2 | 0.0449 | 0 | [6 empty] | DEER:HVAC_Split-Package_HP | Annual | 20 | [13 empty] | CZ2022 | None
NE-HVAC-airHP-SpltPkg-65to134kBtuh-12p0eer-3p55cop | DEER2023 | D23 v1 | 2022-10-05 22:29 | Any | MBT | New | CZ16 | cDXHP | Cap-Tons | 306 | 200000 | None | 101 | 0.0468 | 0 | 44.5 | 0.0209 | 0 | [6 empty] | DEER:HVAC_Split-Package_HP | Annual | 20 | [13 empty] | CZ2022 | None
NE-HVAC-airHP-SpltPkg-65to134kBtuh-12p0eer-3p55cop | DEER2023 | D23 v1 | 2022-10-05 22:29 | Any | MLI | New | CZ01 | cDXHP | Cap-Tons | 206 | 100000 | None | 50 | 0.00536 | 0 | 30 | 0.0044 | 0 | [6 empty] | DEER:HVAC_Split-Package_HP | Annual | 20 | [13 empty] | CZ2022 | None
NE-HVAC-airHP-SpltPkg-65to134kBtuh-12p0eer-3p55cop | DEER2023 | D23 v1 | 2022-10-05 22:29 | Any | MLI | New | CZ02 | cDXHP | Cap-Tons | 211 | 100000 | None | 53.8 | 0.0268 | 0 | 37.1 | 0.022 | 0 | [6 empty] | DEER:HVAC_Split-Package_HP | Annual | 20 | [13 empty] | CZ2022 | None
NE-HVAC-airHP-SpltPkg-65to134kBtuh-12p0eer-3p55cop | DEER2023 | D23 v1 | 2022-10-05 22:29 | Any | MLI | New | CZ03 | cDXHP | Cap-Tons | 215 | 100000 | None | 33.3 | 0.0136 | 0 | 21.6 | 0.0112 | 0 | [6 empty] | DEER:HVAC_Split-Package_HP | Annual | 20 | [13 empty] | CZ2022 | None
NE-HVAC-airHP-SpltPkg-65to134kBtuh-12p0eer-3p55cop | DEER2023 | D23 v1 | 2022-10-05 22:29 | Any | MLI | New | CZ04 | cDXHP | Cap-Tons | 215 | 100000 | None | 48.8 | 0.0286 | 0 | 35.6 | 0.0235 | 0 | [6 empty] | DEER:HVAC_Split-Package_HP | Annual | 20 | [13 empty] | CZ2022 | None
NE-HVAC-airHP-SpltPkg-65to134kBtuh-12p0eer-3p55cop | DEER2023 | D23 v1 | 2022-10-05 22:29 | Any | MLI | New | CZ05 | cDXHP | Cap-Tons | 214 | 100000 | None | 36.1 | 0.0102 | 0 | 24.2 | 0.00836 | 0 | [6 empty] | DEER:HVAC_Split-Package_HP | Annual | 20 | [13 empty] | CZ2022 | None
NE-HVAC-airHP-SpltPkg-65to134kBtuh-12p0eer-3p55cop | DEER2023 | D23 v1 | 2022-10-05 22:29 | Any | MLI | New | CZ06 | cDXHP | Cap-Tons | 226 | 100000 | None | 41.9 | 0.0177 | 0 | 32 | 0.0145 | 0 | [6 empty] | DEER:HVAC_Split-Package_HP | Annual | 20 | [13 empty] | CZ2022 | None
NE-HVAC-airHP-SpltPkg-65to134kBtuh-12p0eer-3p55cop | DEER2023 | D23 v1 | 2022-10-05 22:29 | Any | MLI | New | CZ07 | cDXHP | Cap-Tons | 212 | 100000 | None | 35.1 | 0.0149 | 0 | 26.7 | 0.0122 | 0 | [6 empty] | DEER:HVAC_Split-Package_HP | Annual | 20 | [13 empty] | CZ2022 | None
NE-HVAC-airHP-SpltPkg-65to134kBtuh-12p0eer-3p55cop | DEER2023 | D23 v1 | 2022-10-05 22:29 | Any | MLI | New | CZ08 | cDXHP | Cap-Tons | 216 | 100000 | None | 60.5 | 0.0265 | 0 | 47.5 | 0.0217 | 0 | [6 empty] | DEER:HVAC_Split-Package_HP | Annual | 20 | [13 empty] | CZ2022 | None
NE-HVAC-airHP-SpltPkg-65to134kBtuh-12p0eer-3p55cop | DEER2023 | D23 v1 | 2022-10-05 22:29 | Any | MLI | New | CZ09 | cDXHP | Cap-Tons | 255 | 100000 | None | 49.6 | 0.0265 | 0 | 38.6 | 0.0217 | 0 | [6 empty] | DEER:HVAC_Split-Package_HP | Annual | 20 | [13 empty] | CZ2022 | None
NE-HVAC-airHP-SpltPkg-65to134kBtuh-12p0eer-3p55cop | DEER2023 | D23 v1 | 2022-10-05 22:29 | Any | MLI | New | CZ10 | cDXHP | Cap-Tons | 239 | 100000 | None | 63.3 | 0.0315 | 0 | 49.3 | 0.0259 | 0 | [6 empty] | DEER:HVAC_Split-Package_HP | Annual | 20 | [13 empty] | CZ2022 | None
NE-HVAC-airHP-SpltPkg-65to134kBtuh-12p0eer-3p55cop | DEER2023 | D23 v1 | 2022-10-05 22:29 | Any | MLI | New | CZ11 | cDXHP | Cap-Tons | 235 | 100000 | None | 66.6 | 0.0411 | 0 | 50.7 | 0.0337 | 0 | [6 empty] | DEER:HVAC_Split-Package_HP | Annual | 20 | [13 empty] | CZ2022 | None
NE-HVAC-airHP-SpltPkg-65to134kBtuh-12p0eer-3p55cop | DEER2023 | D23 v1 | 2022-10-05 22:29 | Any | MLI | New | CZ12 | cDXHP | Cap-Tons | 233 | 100000 | None | 57.2 | 0.0381 | 0 | 42.2 | 0.0313 | 0 | [6 empty] | DEER:HVAC_Split-Package_HP | Annual | 20 | [13 empty] | CZ2022 | None
NE-HVAC-airHP-SpltPkg-65to134kBtuh-12p0eer-3p55cop | DEER2023 | D23 v1 | 2022-10-05 22:29 | Any | MLI | New | CZ13 | cDXHP | Cap-Tons | 245 | 100000 | None | 70.3 | 0.0397 | 0 | 54.3 | 0.0326 | 0 | [6 empty] | DEER:HVAC_Split-Package_HP | Annual | 20 | [13 empty] | CZ2022 | None
NE-HVAC-airHP-SpltPkg-65to134kBtuh-12p0eer-3p55cop | DEER2023 | D23 v1 | 2022-10-05 22:29 | Any | MLI | New | CZ14 | cDXHP | Cap-Tons | 237 | 100000 | None | 66.9 | 0.0362 | 0 | 50.9 | 0.0298 | 0 | [6 empty] | DEER:HVAC_Split-Package_HP | Annual | 20 | [13 empty] | CZ2022 | None
NE-HVAC-airHP-SpltPkg-65to134kBtuh-12p0eer-3p55cop | DEER2023 | D23 v1 | 2022-10-05 22:29 | Any | MLI | New | CZ15 | cDXHP | Cap-Tons | 305 | 100000 | None | 88.7 | 0.0451 | 0 | 72.4 | 0.037 | 0 | [6 empty] | DEER:HVAC_Split-Package_HP | Annual | 20 | [13 empty] | CZ2022 | None
NE-HVAC-airHP-SpltPkg-65to134kBtuh-12p0eer-3p55cop | DEER2023 | D23 v1 | 2022-10-05 22:29 | Any | MLI | New | CZ16 | cDXHP | Cap-Tons | 213 | 100000 | None | 61.4 | 0.0157 | 0 | 39.8 | 0.0129 | 0 | [6 empty] | DEER:HVAC_Split-Package_HP | Annual | 20 | [13 empty] | CZ2022 | None
NE-HVAC-airHP-SpltPkg-65to134kBtuh-12p0eer-3p55cop | DEER2023 | D23 v1 | 2022-10-05 22:29 | Any | Mtl | New | CZ01 | cDXHP | Cap-Tons | 8.06 | 30000 | None | 43.9 | 0.0137 | 0 | 26.6 | 0.0112 | 0 | [6 empty] | DEER:HVAC_Split-Package_HP | Annual | 20 | [13 empty] | CZ2022 | None
NE-HVAC-airHP-SpltPkg-65to134kBtuh-12p0eer-3p55cop | DEER2023 | D23 v1 | 2022-10-05 22:29 | Any | Mtl | New | CZ02 | cDXHP | Cap-Tons | 6.09 | 30000 | None | 99.7 | 0.0565 | 0 | 74.7 | 0.0465 | 0 | [6 empty] | DEER:HVAC_Split-Package_HP | Annual | 20 | [13 empty] | CZ2022 | None
NE-HVAC-airHP-SpltPkg-65to134kBtuh-12p0eer-3p55cop | DEER2023 | D23 v1 | 2022-10-05 22:29 | Any | Mtl | New | CZ03 | cDXHP | Cap-Tons | 8.4 | 30000 | None | 42.2 | 0.0306 | 0 | 31.5 | 0.0251 | 0 | [6 empty] | DEER:HVAC_Split-Package_HP | Annual | 20 | [13 empty] | CZ2022 | None
NE-HVAC-airHP-SpltPkg-65to134kBtuh-12p0eer-3p55cop | DEER2023 | D23 v1 | 2022-10-05 22:29 | Any | Mtl | New | CZ04 | cDXHP | Cap-Tons | 6.18 | 30000 | None | 108 | 0.063 | 0 | 84.8 | 0.0516 | 0 | [6 empty] | DEER:HVAC_Split-Package_HP | Annual | 20 | [13 empty] | CZ2022 | None
NE-HVAC-airHP-SpltPkg-65to134kBtuh-12p0eer-3p55cop | DEER2023 | D23 v1 | 2022-10-05 22:29 | Any | Mtl | New | CZ05 | cDXHP | Cap-Tons | 8.35 | 30000 | None | 49.7 | 0.0201 | 0 | 37.5 | 0.0165 | 0 | [6 empty] | DEER:HVAC_Split-Package_HP | Annual | 20 | [13 empty] | CZ2022 | None
NE-HVAC-airHP-SpltPkg-65to134kBtuh-12p0eer-3p55cop | DEER2023 | D23 v1 | 2022-10-05 22:29 | Any | Mtl | New | CZ06 | cDXHP | Cap-Tons | 8.65 | 30000 | None | 89.3 | 0.0362 | 0 | 72.6 | 0.0297 | 0 | [6 empty] | DEER:HVAC_Split-Package_HP | Annual | 20 | [13 empty] | CZ2022 | None
NE-HVAC-airHP-SpltPkg-65to134kBtuh-12p0eer-3p55cop | DEER2023 | D23 v1 | 2022-10-05 22:29 | Any | Mtl | New | CZ07 | cDXHP | Cap-Tons | 8.59 | 30000 | None | 75 | 0.0313 | 0 | 61.1 | 0.0257 | 0 | [6 empty] | DEER:HVAC_Split-Package_HP | Annual | 20 | [13 empty] | CZ2022 | None
NE-HVAC-airHP-SpltPkg-65to134kBtuh-12p0eer-3p55cop | DEER2023 | D23 v1 | 2022-10-05 22:29 | Any | Mtl | New | CZ08 | cDXHP | Cap-Tons | 6.47 | 30000 | None | 140 | 0.0512 | 0 | 114 | 0.0421 | 0 | [6 empty] | DEER:HVAC_Split-Package_HP | Annual | 20 | [13 empty] | CZ2022 | None
NE-HVAC-airHP-SpltPkg-65to134kBtuh-12p0eer-3p55cop | DEER2023 | D23 v1 | 2022-10-05 22:29 | Any | Mtl | New | CZ09 | cDXHP | Cap-Tons | 7.94 | 30000 | None | 109 | 0.0504 | 0 | 88.4 | 0.0414 | 0 | [6 empty] | DEER:HVAC_Split-Package_HP | Annual | 20 | [13 empty] | CZ2022 | None
NE-HVAC-airHP-SpltPkg-65to134kBtuh-12p0eer-3p55cop | DEER2023 | D23 v1 | 2022-10-05 22:29 | Any | Mtl | New | CZ10 | cDXHP | Cap-Tons | 7.42 | 30000 | None | 135 | 0.0577 | 0 | 108 | 0.0473 | 0 | [6 empty] | DEER:HVAC_Split-Package_HP | Annual | 20 | [13 empty] | CZ2022 | None
NE-HVAC-airHP-SpltPkg-65to134kBtuh-12p0eer-3p55cop | DEER2023 | D23 v1 | 2022-10-05 22:29 | Any | Mtl | New | CZ11 | cDXHP | Cap-Tons | 7.82 | 30000 | None | 138 | 0.075 | 0 | 109 | 0.0615 | 0 | [6 empty] | DEER:HVAC_Split-Package_HP | Annual | 20 | [13 empty] | CZ2022 | None
NE-HVAC-airHP-SpltPkg-65to134kBtuh-12p0eer-3p55cop | DEER2023 | D23 v1 | 2022-10-05 22:29 | Any | Mtl | New | CZ12 | cDXHP | Cap-Tons | 7.15 | 30000 | None | 116 | 0.0724 | 0 | 90.5 | 0.0594 | 0 | [6 empty] | DEER:HVAC_Split-Package_HP | Annual | 20 | [13 empty] | CZ2022 | None
NE-HVAC-airHP-SpltPkg-65to134kBtuh-12p0eer-3p55cop | DEER2023 | D23 v1 | 2022-10-05 22:29 | Any | Mtl | New | CZ13 | cDXHP | Cap-Tons | 8 | 30000 | None | 148 | 0.0742 | 0 | 118 | 0.061 | 0 | [6 empty] | DEER:HVAC_Split-Package_HP | Annual | 20 | [13 empty] | CZ2022 | None
NE-HVAC-airHP-SpltPkg-65to134kBtuh-12p0eer-3p55cop | DEER2023 | D23 v1 | 2022-10-05 22:29 | Any | Mtl | New | CZ14 | cDXHP | Cap-Tons | 7.88 | 30000 | None | 136 | 0.0645 | 0 | 106 | 0.0529 | 0 | [6 empty] | DEER:HVAC_Split-Package_HP | Annual | 20 | [13 empty] | CZ2022 | None
NE-HVAC-airHP-SpltPkg-65to134kBtuh-12p0eer-3p55cop | DEER2023 | D23 v1 | 2022-10-05 22:29 | Any | Mtl | New | CZ15 | cDXHP | Cap-Tons | 10.5 | 30000 | None | 182 | 0.0739 | 0 | 149 | 0.0607 | 0 | [6 empty] | DEER:HVAC_Split-Package_HP | Annual | 20 | [13 empty] | CZ2022 | None
NE-HVAC-airHP-SpltPkg-65to134kBtuh-12p0eer-3p55cop | DEER2023 | D23 v1 | 2022-10-05 22:29 | Any | Mtl | New | CZ16 | cDXHP | Cap-Tons | 8.39 | 30000 | None | 90.5 | 0.0321 | 0 | 61.5 | 0.0263 | 0 | [6 empty] | DEER:HVAC_Split-Package_HP | Annual | 20 | [13 empty] | CZ2022 | None
NE-HVAC-airHP-SpltPkg-65to134kBtuh-12p0eer-3p55cop | DEER2023 | D23 v1 | 2022-10-05 22:29 | Any | Nrs | New | CZ01 | cDXHP | Cap-Tons | 95.9 | 60700 | None | 67.6 | 0.00925 | 0 | 39.7 | 0.00744 | 0 | [6 empty] | DEER:HVAC_Split-Package_HP | Annual | 20 | [13 empty] | CZ2022 | None
NE-HVAC-airHP-SpltPkg-65to134kBtuh-12p0eer-3p55cop | DEER2023 | D23 v1 | 2022-10-05 22:29 | Any | Nrs | New | CZ02 | cDXHP | Cap-Tons | 95.9 | 60700 | None | 76.9 | 0.0318 | 0 | 52.7 | 0.0261 | 0 | [6 empty] | DEER:HVAC_Split-Package_HP | Annual | 20 | [13 empty] | CZ2022 | None
NE-HVAC-airHP-SpltPkg-65to134kBtuh-12p0eer-3p55cop | DEER2023 | D23 v1 | 2022-10-05 22:29 | Any | Nrs | New | CZ03 | cDXHP | Cap-Tons | 95.9 | 60700 | None | 52.9 | 0.0214 | 0 | 34.3 | 0.0176 | 0 | [6 empty] | DEER:HVAC_Split-Package_HP | Annual | 20 | [13 empty] | CZ2022 | None
NE-HVAC-airHP-SpltPkg-65to134kBtuh-12p0eer-3p55cop | DEER2023 | D23 v1 | 2022-10-05 22:29 | Any | Nrs | New | CZ04 | cDXHP | Cap-Tons | 95.9 | 60700 | None | 72.2 | 0.0365 | 0 | 52.2 | 0.03 | 0 | [6 empty] | DEER:HVAC_Split-Package_HP | Annual | 20 | [13 empty] | CZ2022 | None
NE-HVAC-airHP-SpltPkg-65to134kBtuh-12p0eer-3p55cop | DEER2023 | D23 v1 | 2022-10-05 22:29 | Any | Nrs | New | CZ05 | cDXHP | Cap-Tons | 95.9 | 60700 | None | 58.6 | 0.0138 | 0 | 38.7 | 0.0113 | 0 | [6 empty] | DEER:HVAC_Split-Package_HP | Annual | 20 | [13 empty] | CZ2022 | None
NE-HVAC-airHP-SpltPkg-65to134kBtuh-12p0eer-3p55cop | DEER2023 | D23 v1 | 2022-10-05 22:29 | Any | Nrs | New | CZ06 | cDXHP | Cap-Tons | 95.9 | 60700 | None | 71 | 0.0281 | 0 | 53.6 | 0.0231 | 0 | [6 empty] | DEER:HVAC_Split-Package_HP | Annual | 20 | [13 empty] | CZ2022 | None
NE-HVAC-airHP-SpltPkg-65to134kBtuh-12p0eer-3p55cop | DEER2023 | D23 v1 | 2022-10-05 22:29 | Any | Nrs | New | CZ07 | cDXHP | Cap-Tons | 95.9 | 60700 | None | 57.9 | 0.0232 | 0 | 43.5 | 0.0191 | 0 | [6 empty] | DEER:HVAC_Split-Package_HP | Annual | 20 | [13 empty] | CZ2022 | None
NE-HVAC-airHP-SpltPkg-65to134kBtuh-12p0eer-3p55cop | DEER2023 | D23 v1 | 2022-10-05 22:29 | Any | Nrs | New | CZ08 | cDXHP | Cap-Tons | 96 | 60700 | None | 85 | 0.0314 | 0 | 65.5 | 0.0258 | 0 | [6 empty] | DEER:HVAC_Split-Package_HP | Annual | 20 | [13 empty] | CZ2022 | None
NE-HVAC-airHP-SpltPkg-65to134kBtuh-12p0eer-3p55cop | DEER2023 | D23 v1 | 2022-10-05 22:29 | Any | Nrs | New | CZ09 | cDXHP | Cap-Tons | 97.2 | 60700 | None | 82.6 | 0.0367 | 0 | 63.2 | 0.0302 | 0 | [6 empty] | DEER:HVAC_Split-Package_HP | Annual | 20 | [13 empty] | CZ2022 | None
NE-HVAC-airHP-SpltPkg-65to134kBtuh-12p0eer-3p55cop | DEER2023 | D23 v1 | 2022-10-05 22:29 | Any | Nrs | New | CZ10 | cDXHP | Cap-Tons | 96.4 | 60700 | None | 96.3 | 0.0399 | 0 | 73.6 | 0.0328 | 0 | [6 empty] | DEER:HVAC_Split-Package_HP | Annual | 20 | [13 empty] | CZ2022 | None
NE-HVAC-airHP-SpltPkg-65to134kBtuh-12p0eer-3p55cop | DEER2023 | D23 v1 | 2022-10-05 22:29 | Any | Nrs | New | CZ11 | cDXHP | Cap-Tons | 96.7 | 60700 | None | 109 | 0.0543 | 0 | 81.2 | 0.0446 | 0 | [6 empty] | DEER:HVAC_Split-Package_HP | Annual | 20 | [13 empty] | CZ2022 | None
NE-HVAC-airHP-SpltPkg-65to134kBtuh-12p0eer-3p55cop | DEER2023 | D23 v1 | 2022-10-05 22:29 | Any | Nrs | New | CZ12 | cDXHP | Cap-Tons | 96.2 | 60700 | None | 88.8 | 0.0481 | 0 | 64.6 | 0.0395 | 0 | [6 empty] | DEER:HVAC_Split-Package_HP | Annual | 20 | [13 empty] | CZ2022 | None
NE-HVAC-airHP-SpltPkg-65to134kBtuh-12p0eer-3p55cop | DEER2023 | D23 v1 | 2022-10-05 22:29 | Any | Nrs | New | CZ13 | cDXHP | Cap-Tons | 97.1 | 60700 | None | 113 | 0.0541 | 0 | 85.9 | 0.0445 | 0 | [6 empty] | DEER:HVAC_Split-Package_HP | Annual | 20 | [13 empty] | CZ2022 | None
NE-HVAC-airHP-SpltPkg-65to134kBtuh-12p0eer-3p55cop | DEER2023 | D23 v1 | 2022-10-05 22:29 | Any | Nrs | New | CZ14 | cDXHP | Cap-Tons | 97.3 | 60700 | None | 110 | 0.0484 | 0 | 81.4 | 0.0398 | 0 | [6 empty] | DEER:HVAC_Split-Package_HP | Annual | 20 | [13 empty] | CZ2022 | None
NE-HVAC-airHP-SpltPkg-65to134kBtuh-12p0eer-3p55cop | DEER2023 | D23 v1 | 2022-10-05 22:29 | Any | Nrs | New | CZ15 | cDXHP | Cap-Tons | 107 | 60700 | None | 151 | 0.0654 | 0 | 121 | 0.0537 | 0 | [6 empty] | DEER:HVAC_Split-Package_HP | Annual | 20 | [13 empty] | CZ2022 | None
NE-HVAC-airHP-SpltPkg-65to134kBtuh-12p0eer-3p55cop | DEER2023 | D23 v1 | 2022-10-05 22:29 | Any | Nrs | New | CZ16 | cDXHP | Cap-Tons | 95.9 | 60700 | None | 91.6 | 0.0235 | 0 | 58.4 | 0.0193 | 0 | [6 empty] | DEER:HVAC_Split-Package_HP | Annual | 20 | [13 empty] | CZ2022 | None
NE-HVAC-airHP-SpltPkg-65to134kBtuh-12p0eer-3p55cop | DEER2023 | D23 v1 | 2022-10-05 22:29 | Any | OfL | New | CZ01 | cDXHP | Cap-Tons | 453 | 175000 | None | 14 | 0.0106 | 0 | 10.7 | 0.0087 | 0 | [6 empty] | DEER:HVAC_Split-Package_HP | Annual | 20 | [13 empty] | CZ2022 | None
NE-HVAC-airHP-SpltPkg-65to134kBtuh-12p0eer-3p55cop | DEER2023 | D23 v1 | 2022-10-05 22:29 | Any | OfL | New | CZ02 | cDXHP | Cap-Tons | 401 | 175000 | None | 58.8 | 0.0266 | 0 | 48 | 0.0219 | 0 | [6 empty] | DEER:HVAC_Split-Package_HP | Annual | 20 | [13 empty] | CZ2022 | None
NE-HVAC-airHP-SpltPkg-65to134kBtuh-12p0eer-3p55cop | DEER2023 | D23 v1 | 2022-10-05 22:29 | Any | OfL | New | CZ03 | cDXHP | Cap-Tons | 476 | 175000 | None | 30 | 0.0159 | 0 | 24.4 | 0.0131 | 0 | [6 empty] | DEER:HVAC_Split-Package_HP | Annual | 20 | [13 empty] | CZ2022 | None
NE-HVAC-airHP-SpltPkg-65to134kBtuh-12p0eer-3p55cop | DEER2023 | D23 v1 | 2022-10-05 22:29 | Any | OfL | New | CZ04 | cDXHP | Cap-Tons | 407 | 175000 | None | 66.7 | 0.0276 | 0 | 54.7 | 0.0227 | 0 | [6 empty] | DEER:HVAC_Split-Package_HP | Annual | 20 | [13 empty] | CZ2022 | None
NE-HVAC-airHP-SpltPkg-65to134kBtuh-12p0eer-3p55cop | DEER2023 | D23 v1 | 2022-10-05 22:29 | Any | OfL | New | CZ05 | cDXHP | Cap-Tons | 468 | 175000 | None | 39 | 0.0135 | 0 | 32 | 0.0111 | 0 | [6 empty] | DEER:HVAC_Split-Package_HP | Annual | 20 | [13 empty] | CZ2022 | None
NE-HVAC-airHP-SpltPkg-65to134kBtuh-12p0eer-3p55cop | DEER2023 | D23 v1 | 2022-10-05 22:29 | Any | OfL | New | CZ06 | cDXHP | Cap-Tons | 505 | 175000 | None | 64.3 | 0.0164 | 0 | 52.9 | 0.0135 | 0 | [6 empty] | DEER:HVAC_Split-Package_HP | Annual | 20 | [13 empty] | CZ2022 | None
NE-HVAC-airHP-SpltPkg-65to134kBtuh-12p0eer-3p55cop | DEER2023 | D23 v1 | 2022-10-05 22:29 | Any | OfL | New | CZ07 | cDXHP | Cap-Tons | 495 | 175000 | None | 54.5 | 0.0148 | 0 | 44.8 | 0.0121 | 0 | [6 empty] | DEER:HVAC_Split-Package_HP | Annual | 20 | [13 empty] | CZ2022 | None
NE-HVAC-airHP-SpltPkg-65to134kBtuh-12p0eer-3p55cop | DEER2023 | D23 v1 | 2022-10-05 22:29 | Any | OfL | New | CZ08 | cDXHP | Cap-Tons | 442 | 175000 | None | 87.8 | 0.0223 | 0 | 72.1 | 0.0183 | 0 | [6 empty] | DEER:HVAC_Split-Package_HP | Annual | 20 | [13 empty] | CZ2022 | None
NE-HVAC-airHP-SpltPkg-65to134kBtuh-12p0eer-3p55cop | DEER2023 | D23 v1 | 2022-10-05 22:29 | Any | OfL | New | CZ09 | cDXHP | Cap-Tons | 512 | 175000 | None | 70.7 | 0.0221 | 0 | 58.1 | 0.0181 | 0 | [6 empty] | DEER:HVAC_Split-Package_HP | Annual | 20 | [13 empty] | CZ2022 | None
NE-HVAC-airHP-SpltPkg-65to134kBtuh-12p0eer-3p55cop | DEER2023 | D23 v1 | 2022-10-05 22:29 | Any | OfL | New | CZ10 | cDXHP | Cap-Tons | 474 | 175000 | None | 85.5 | 0.0259 | 0 | 70.3 | 0.0213 | 0 | [6 empty] | DEER:HVAC_Split-Package_HP | Annual | 20 | [13 empty] | CZ2022 | None
NE-HVAC-airHP-SpltPkg-65to134kBtuh-12p0eer-3p55cop | DEER2023 | D23 v1 | 2022-10-05 22:29 | Any | OfL | New | CZ11 | cDXHP | Cap-Tons | 498 | 175000 | None | 77.4 | 0.0338 | 0 | 63 | 0.0278 | 0 | [6 empty] | DEER:HVAC_Split-Package_HP | Annual | 20 | [13 empty] | CZ2022 | None
NE-HVAC-airHP-SpltPkg-65to134kBtuh-12p0eer-3p55cop | DEER2023 | D23 v1 | 2022-10-05 22:29 | Any | OfL | New | CZ12 | cDXHP | Cap-Tons | 464 | 175000 | None | 68.4 | 0.0324 | 0 | 55.8 | 0.0266 | 0 | [6 empty] | DEER:HVAC_Split-Package_HP | Annual | 20 | [13 empty] | CZ2022 | None
NE-HVAC-airHP-SpltPkg-65to134kBtuh-12p0eer-3p55cop | DEER2023 | D23 v1 | 2022-10-05 22:29 | Any | OfL | New | CZ13 | cDXHP | Cap-Tons | 508 | 175000 | None | 82 | 0.0323 | 0 | 67.1 | 0.0265 | 0 | [6 empty] | DEER:HVAC_Split-Package_HP | Annual | 20 | [13 empty] | CZ2022 | None
NE-HVAC-airHP-SpltPkg-65to134kBtuh-12p0eer-3p55cop | DEER2023 | D23 v1 | 2022-10-05 22:29 | Any | OfL | New | CZ14 | cDXHP | Cap-Tons | 512 | 175000 | None | 77.1 | 0.029 | 0 | 63.1 | 0.0238 | 0 | [6 empty] | DEER:HVAC_Split-Package_HP | Annual | 20 | [13 empty] | CZ2022 | None
NE-HVAC-airHP-SpltPkg-65to134kBtuh-12p0eer-3p55cop | DEER2023 | D23 v1 | 2022-10-05 22:29 | Any | OfL | New | CZ15 | cDXHP | Cap-Tons | 621 | 175000 | None | 111 | 0.0343 | 0 | 90.9 | 0.0281 | 0 | [6 empty] | DEER:HVAC_Split-Package_HP | Annual | 20 | [13 empty] | CZ2022 | None
NE-HVAC-airHP-SpltPkg-65to134kBtuh-12p0eer-3p55cop | DEER2023 | D23 v1 | 2022-10-05 22:29 | Any | OfL | New | CZ16 | cDXHP | Cap-Tons | 509 | 175000 | None | 42.6 | 0.0156 | 0 | 32.7 | 0.0128 | 0 | [6 empty] | DEER:HVAC_Split-Package_HP | Annual | 20 | [13 empty] | CZ2022 | None
NE-HVAC-airHP-SpltPkg-65to134kBtuh-12p0eer-3p55cop | DEER2023 | D23 v1 | 2022-10-05 22:29 | Any | OfS | New | CZ01 | cDXHP | Cap-Tons | 26.9 | 10000 | None | 29.2 | 0.00983 | 0 | 19.1 | 0.00804 | 0 | [6 empty] | DEER:HVAC_Split-Package_HP | Annual | 20 | [13 empty] | CZ2022 | None
NE-HVAC-airHP-SpltPkg-65to134kBtuh-12p0eer-3p55cop | DEER2023 | D23 v1 | 2022-10-05 22:29 | Any | OfS | New | CZ02 | cDXHP | Cap-Tons | 25.7 | 10000 | None | 58.9 | 0.025 | 0 | 46.1 | 0.0205 | 0 | [6 empty] | DEER:HVAC_Split-Package_HP | Annual | 20 | [13 empty] | CZ2022 | None
NE-HVAC-airHP-SpltPkg-65to134kBtuh-12p0eer-3p55cop | DEER2023 | D23 v1 | 2022-10-05 22:29 | Any | OfS | New | CZ03 | cDXHP | Cap-Tons | 28.6 | 10000 | None | 34 | 0.0155 | 0 | 25.9 | 0.0127 | 0 | [6 empty] | DEER:HVAC_Split-Package_HP | Annual | 20 | [13 empty] | CZ2022 | None
NE-HVAC-airHP-SpltPkg-65to134kBtuh-12p0eer-3p55cop | DEER2023 | D23 v1 | 2022-10-05 22:29 | Any | OfS | New | CZ04 | cDXHP | Cap-Tons | 26.2 | 10000 | None | 63.2 | 0.0263 | 0 | 50.6 | 0.0216 | 0 | [6 empty] | DEER:HVAC_Split-Package_HP | Annual | 20 | [13 empty] | CZ2022 | None
NE-HVAC-airHP-SpltPkg-65to134kBtuh-12p0eer-3p55cop | DEER2023 | D23 v1 | 2022-10-05 22:29 | Any | OfS | New | CZ05 | cDXHP | Cap-Tons | 28.3 | 10000 | None | 40.5 | 0.0128 | 0 | 31.6 | 0.0105 | 0 | [6 empty] | DEER:HVAC_Split-Package_HP | Annual | 20 | [13 empty] | CZ2022 | None
NE-HVAC-airHP-SpltPkg-65to134kBtuh-12p0eer-3p55cop | DEER2023 | D23 v1 | 2022-10-05 22:29 | Any | OfS | New | CZ06 | cDXHP | Cap-Tons | 30.3 | 10000 | None | 61.7 | 0.0167 | 0 | 50.1 | 0.0137 | 0 | [6 empty] | DEER:HVAC_Split-Package_HP | Annual | 20 | [13 empty] | CZ2022 | None
NE-HVAC-airHP-SpltPkg-65to134kBtuh-12p0eer-3p55cop | DEER2023 | D23 v1 | 2022-10-05 22:29 | Any | OfS | New | CZ07 | cDXHP | Cap-Tons | 29.5 | 10000 | None | 51.8 | 0.0147 | 0 | 42 | 0.0121 | 0 | [6 empty] | DEER:HVAC_Split-Package_HP | Annual | 20 | [13 empty] | CZ2022 | None
NE-HVAC-airHP-SpltPkg-65to134kBtuh-12p0eer-3p55cop | DEER2023 | D23 v1 | 2022-10-05 22:29 | Any | OfS | New | CZ08 | cDXHP | Cap-Tons | 28.3 | 10000 | None | 80.7 | 0.0222 | 0 | 65.8 | 0.0183 | 0 | [6 empty] | DEER:HVAC_Split-Package_HP | Annual | 20 | [13 empty] | CZ2022 | None
NE-HVAC-airHP-SpltPkg-65to134kBtuh-12p0eer-3p55cop | DEER2023 | D23 v1 | 2022-10-05 22:29 | Any | OfS | New | CZ09 | cDXHP | Cap-Tons | 32.5 | 10000 | None | 66.4 | 0.0217 | 0 | 54.1 | 0.0178 | 0 | [6 empty] | DEER:HVAC_Split-Package_HP | Annual | 20 | [13 empty] | CZ2022 | None
NE-HVAC-airHP-SpltPkg-65to134kBtuh-12p0eer-3p55cop | DEER2023 | D23 v1 | 2022-10-05 22:29 | Any | OfS | New | CZ10 | cDXHP | Cap-Tons | 30.4 | 10000 | None | 80.3 | 0.0252 | 0 | 65.4 | 0.0207 | 0 | [6 empty] | DEER:HVAC_Split-Package_HP | Annual | 20 | [13 empty] | CZ2022 | None
NE-HVAC-airHP-SpltPkg-65to134kBtuh-12p0eer-3p55cop | DEER2023 | D23 v1 | 2022-10-05 22:29 | Any | OfS | New | CZ11 | cDXHP | Cap-Tons | 31.8 | 10000 | None | 77.3 | 0.0328 | 0 | 61.7 | 0.0269 | 0 | [6 empty] | DEER:HVAC_Split-Package_HP | Annual | 20 | [13 empty] | CZ2022 | None
NE-HVAC-airHP-SpltPkg-65to134kBtuh-12p0eer-3p55cop | DEER2023 | D23 v1 | 2022-10-05 22:29 | Any | OfS | New | CZ12 | cDXHP | Cap-Tons | 29.8 | 10000 | None | 67.7 | 0.0312 | 0 | 53.8 | 0.0257 | 0 | [6 empty] | DEER:HVAC_Split-Package_HP | Annual | 20 | [13 empty] | CZ2022 | None
NE-HVAC-airHP-SpltPkg-65to134kBtuh-12p0eer-3p55cop | DEER2023 | D23 v1 | 2022-10-05 22:29 | Any | OfS | New | CZ13 | cDXHP | Cap-Tons | 32.9 | 10000 | None | 80.8 | 0.0315 | 0 | 64.9 | 0.0259 | 0 | [6 empty] | DEER:HVAC_Split-Package_HP | Annual | 20 | [13 empty] | CZ2022 | None
NE-HVAC-airHP-SpltPkg-65to134kBtuh-12p0eer-3p55cop | DEER2023 | D23 v1 | 2022-10-05 22:29 | Any | OfS | New | CZ14 | cDXHP | Cap-Tons | 33 | 10000 | None | 75.9 | 0.0283 | 0 | 61.1 | 0.0232 | 0 | [6 empty] | DEER:HVAC_Split-Package_HP | Annual | 20 | [13 empty] | CZ2022 | None
NE-HVAC-airHP-SpltPkg-65to134kBtuh-12p0eer-3p55cop | DEER2023 | D23 v1 | 2022-10-05 22:29 | Any | OfS | New | CZ15 | cDXHP | Cap-Tons | 39.7 | 10000 | None | 107 | 0.0335 | 0 | 87.6 | 0.0275 | 0 | [6 empty] | DEER:HVAC_Split-Package_HP | Annual | 20 | [13 empty] | CZ2022 | None
NE-HVAC-airHP-SpltPkg-65to134kBtuh-12p0eer-3p55cop | DEER2023 | D23 v1 | 2022-10-05 22:29 | Any | OfS | New | CZ16 | cDXHP | Cap-Tons | 30.2 | 10000 | None | 53.8 | 0.0157 | 0 | 38.7 | 0.0129 | 0 | [6 empty] | DEER:HVAC_Split-Package_HP | Annual | 20 | [13 empty] | CZ2022 | None
NE-HVAC-airHP-SpltPkg-65to134kBtuh-12p0eer-3p55cop | DEER2023 | D23 v1 | 2022-10-05 22:29 | Any | RFF | New | CZ01 | cDXHP | Cap-Tons | 6.19 | 2500 | None | 98.6 | 0.0182 | 0 | 57.9 | 0.015 | 0 | [6 empty] | DEER:HVAC_Split-Package_HP | Annual | 20 | [13 empty] | CZ2022 | None
NE-HVAC-airHP-SpltPkg-65to134kBtuh-12p0eer-3p55cop | DEER2023 | D23 v1 | 2022-10-05 22:29 | Any | RFF | New | CZ02 | cDXHP | Cap-Tons | 6.5 | 2500 | None | 124 | 0.063 | 0 | 88.2 | 0.0516 | 0 | [6 empty] | DEER:HVAC_Split-Package_HP | Annual | 20 | [13 empty] | CZ2022 | None
NE-HVAC-airHP-SpltPkg-65to134kBtuh-12p0eer-3p55cop | DEER2023 | D23 v1 | 2022-10-05 22:29 | Any | RFF | New | CZ03 | cDXHP | Cap-Tons | 7.07 | 2500 | None | 70.8 | 0.0393 | 0 | 48.6 | 0.0323 | 0 | [6 empty] | DEER:HVAC_Split-Package_HP | Annual | 20 | [13 empty] | CZ2022 | None
NE-HVAC-airHP-SpltPkg-65to134kBtuh-12p0eer-3p55cop | DEER2023 | D23 v1 | 2022-10-05 22:29 | Any | RFF | New | CZ04 | cDXHP | Cap-Tons | 6.6 | 2500 | None | 128 | 0.0738 | 0 | 96.4 | 0.0606 | 0 | [6 empty] | DEER:HVAC_Split-Package_HP | Annual | 20 | [13 empty] | CZ2022 | None
NE-HVAC-airHP-SpltPkg-65to134kBtuh-12p0eer-3p55cop | DEER2023 | D23 v1 | 2022-10-05 22:29 | Any | RFF | New | CZ05 | cDXHP | Cap-Tons | 6.68 | 2500 | None | 76.7 | 0.0277 | 0 | 54.3 | 0.0228 | 0 | [6 empty] | DEER:HVAC_Split-Package_HP | Annual | 20 | [13 empty] | CZ2022 | None
NE-HVAC-airHP-SpltPkg-65to134kBtuh-12p0eer-3p55cop | DEER2023 | D23 v1 | 2022-10-05 22:29 | Any | RFF | New | CZ06 | cDXHP | Cap-Tons | 7.77 | 2500 | None | 102 | 0.0458 | 0 | 80.3 | 0.0376 | 0 | [6 empty] | DEER:HVAC_Split-Package_HP | Annual | 20 | [13 empty] | CZ2022 | None
NE-HVAC-airHP-SpltPkg-65to134kBtuh-12p0eer-3p55cop | DEER2023 | D23 v1 | 2022-10-05 22:29 | Any | RFF | New | CZ07 | cDXHP | Cap-Tons | 7.56 | 2500 | None | 89.7 | 0.0398 | 0 | 71.2 | 0.0327 | 0 | [6 empty] | DEER:HVAC_Split-Package_HP | Annual | 20 | [13 empty] | CZ2022 | None
NE-HVAC-airHP-SpltPkg-65to134kBtuh-12p0eer-3p55cop | DEER2023 | D23 v1 | 2022-10-05 22:29 | Any | RFF | New | CZ08 | cDXHP | Cap-Tons | 7.15 | 2500 | None | 149 | 0.0605 | 0 | 119 | 0.0497 | 0 | [6 empty] | DEER:HVAC_Split-Package_HP | Annual | 20 | [13 empty] | CZ2022 | None
NE-HVAC-airHP-SpltPkg-65to134kBtuh-12p0eer-3p55cop | DEER2023 | D23 v1 | 2022-10-05 22:29 | Any | RFF | New | CZ09 | cDXHP | Cap-Tons | 9.28 | 2500 | None | 110 | 0.0531 | 0 | 87.4 | 0.0436 | 0 | [6 empty] | DEER:HVAC_Split-Package_HP | Annual | 20 | [13 empty] | CZ2022 | None
NE-HVAC-airHP-SpltPkg-65to134kBtuh-12p0eer-3p55cop | DEER2023 | D23 v1 | 2022-10-05 22:29 | Any | RFF | New | CZ10 | cDXHP | Cap-Tons | 8.34 | 2500 | None | 143 | 0.0697 | 0 | 113 | 0.0572 | 0 | [6 empty] | DEER:HVAC_Split-Package_HP | Annual | 20 | [13 empty] | CZ2022 | None
NE-HVAC-airHP-SpltPkg-65to134kBtuh-12p0eer-3p55cop | DEER2023 | D23 v1 | 2022-10-05 22:29 | Any | RFF | New | CZ11 | cDXHP | Cap-Tons | 8.87 | 2500 | None | 149 | 0.0802 | 0 | 114 | 0.0658 | 0 | [6 empty] | DEER:HVAC_Split-Package_HP | Annual | 20 | [13 empty] | CZ2022 | None
NE-HVAC-airHP-SpltPkg-65to134kBtuh-12p0eer-3p55cop | DEER2023 | D23 v1 | 2022-10-05 22:29 | Any | RFF | New | CZ12 | cDXHP | Cap-Tons | 8.05 | 2500 | None | 132 | 0.0824 | 0 | 99.2 | 0.0677 | 0 | [6 empty] | DEER:HVAC_Split-Package_HP | Annual | 20 | [13 empty] | CZ2022 | None
NE-HVAC-airHP-SpltPkg-65to134kBtuh-12p0eer-3p55cop | DEER2023 | D23 v1 | 2022-10-05 22:29 | Any | RFF | New | CZ13 | cDXHP | Cap-Tons | 9.05 | 2500 | None | 158 | 0.0842 | 0 | 123 | 0.0692 | 0 | [6 empty] | DEER:HVAC_Split-Package_HP | Annual | 20 | [13 empty] | CZ2022 | None
NE-HVAC-airHP-SpltPkg-65to134kBtuh-12p0eer-3p55cop | DEER2023 | D23 v1 | 2022-10-05 22:29 | Any | RFF | New | CZ14 | cDXHP | Cap-Tons | 8.93 | 2500 | None | 138 | 0.0687 | 0 | 106 | 0.0564 | 0 | [6 empty] | DEER:HVAC_Split-Package_HP | Annual | 20 | [13 empty] | CZ2022 | None
NE-HVAC-airHP-SpltPkg-65to134kBtuh-12p0eer-3p55cop | DEER2023 | D23 v1 | 2022-10-05 22:29 | Any | RFF | New | CZ15 | cDXHP | Cap-Tons | 12.2 | 2500 | None | 174 | 0.0808 | 0 | 142 | 0.0664 | 0 | [6 empty] | DEER:HVAC_Split-Package_HP | Annual | 20 | [13 empty] | CZ2022 | None
NE-HVAC-airHP-SpltPkg-65to134kBtuh-12p0eer-3p55cop | DEER2023 | D23 v1 | 2022-10-05 22:29 | Any | RFF | New | CZ16 | cDXHP | Cap-Tons | 7.33 | 2500 | None | 134 | 0.0401 | 0 | 87.8 | 0.0329 | 0 | [6 empty] | DEER:HVAC_Split-Package_HP | Annual | 20 | [13 empty] | CZ2022 | None
NE-HVAC-airHP-SpltPkg-65to134kBtuh-12p0eer-3p55cop | DEER2023 | D23 v1 | 2022-10-05 22:29 | Any | RSD | New | CZ01 | cDXHP | Cap-Tons | 10.3 | 5600 | None | 77.2 | 0.0167 | 0 | 46.1 | 0.0136 | 0 | [6 empty] | DEER:HVAC_Split-Package_HP | Annual | 20 | [13 empty] | CZ2022 | None
NE-HVAC-airHP-SpltPkg-65to134kBtuh-12p0eer-3p55cop | DEER2023 | D23 v1 | 2022-10-05 22:29 | Any | RSD | New | CZ02 | cDXHP | Cap-Tons | 11.1 | 5600 | None | 95.2 | 0.0598 | 0 | 72.5 | 0.0491 | 0 | [6 empty] | DEER:HVAC_Split-Package_HP | Annual | 20 | [13 empty] | CZ2022 | None
NE-HVAC-airHP-SpltPkg-65to134kBtuh-12p0eer-3p55cop | DEER2023 | D23 v1 | 2022-10-05 22:29 | Any | RSD | New | CZ03 | cDXHP | Cap-Tons | 11.2 | 5600 | None | 58.2 | 0.0392 | 0 | 42.7 | 0.0323 | 0 | [6 empty] | DEER:HVAC_Split-Package_HP | Annual | 20 | [13 empty] | CZ2022 | None
NE-HVAC-airHP-SpltPkg-65to134kBtuh-12p0eer-3p55cop | DEER2023 | D23 v1 | 2022-10-05 22:29 | Any | RSD | New | CZ04 | cDXHP | Cap-Tons | 11.1 | 5600 | None | 107 | 0.07 | 0 | 84.3 | 0.0575 | 0 | [6 empty] | DEER:HVAC_Split-Package_HP | Annual | 20 | [13 empty] | CZ2022 | None
NE-HVAC-airHP-SpltPkg-65to134kBtuh-12p0eer-3p55cop | DEER2023 | D23 v1 | 2022-10-05 22:29 | Any | RSD | New | CZ05 | cDXHP | Cap-Tons | 11 | 5600 | None | 62.2 | 0.0258 | 0 | 46.7 | 0.0212 | 0 | [6 empty] | DEER:HVAC_Split-Package_HP | Annual | 20 | [13 empty] | CZ2022 | None
NE-HVAC-airHP-SpltPkg-65to134kBtuh-12p0eer-3p55cop | DEER2023 | D23 v1 | 2022-10-05 22:29 | Any | RSD | New | CZ06 | cDXHP | Cap-Tons | 12.5 | 5600 | None | 98.7 | 0.0487 | 0 | 80.1 | 0.0401 | 0 | [6 empty] | DEER:HVAC_Split-Package_HP | Annual | 20 | [13 empty] | CZ2022 | None
NE-HVAC-airHP-SpltPkg-65to134kBtuh-12p0eer-3p55cop | DEER2023 | D23 v1 | 2022-10-05 22:29 | Any | RSD | New | CZ07 | cDXHP | Cap-Tons | 12.1 | 5600 | None | 84.8 | 0.0423 | 0 | 68.9 | 0.0347 | 0 | [6 empty] | DEER:HVAC_Split-Package_HP | Annual | 20 | [13 empty] | CZ2022 | None
NE-HVAC-airHP-SpltPkg-65to134kBtuh-12p0eer-3p55cop | DEER2023 | D23 v1 | 2022-10-05 22:29 | Any | RSD | New | CZ08 | cDXHP | Cap-Tons | 13.1 | 5600 | None | 120 | 0.0526 | 0 | 98.3 | 0.0432 | 0 | [6 empty] | DEER:HVAC_Split-Package_HP | Annual | 20 | [13 empty] | CZ2022 | None
NE-HVAC-airHP-SpltPkg-65to134kBtuh-12p0eer-3p55cop | DEER2023 | D23 v1 | 2022-10-05 22:29 | Any | RSD | New | CZ09 | cDXHP | Cap-Tons | 16.4 | 5600 | None | 92.1 | 0.0484 | 0 | 75.1 | 0.0398 | 0 | [6 empty] | DEER:HVAC_Split-Package_HP | Annual | 20 | [13 empty] | CZ2022 | None
NE-HVAC-airHP-SpltPkg-65to134kBtuh-12p0eer-3p55cop | DEER2023 | D23 v1 | 2022-10-05 22:29 | Any | RSD | New | CZ10 | cDXHP | Cap-Tons | 14.9 | 5600 | None | 118 | 0.0621 | 0 | 95.9 | 0.051 | 0 | [6 empty] | DEER:HVAC_Split-Package_HP | Annual | 20 | [13 empty] | CZ2022 | None
NE-HVAC-airHP-SpltPkg-65to134kBtuh-12p0eer-3p55cop | DEER2023 | D23 v1 | 2022-10-05 22:29 | Any | RSD | New | CZ11 | cDXHP | Cap-Tons | 16.4 | 5600 | None | 116 | 0.0729 | 0 | 91.8 | 0.0599 | 0 | [6 empty] | DEER:HVAC_Split-Package_HP | Annual | 20 | [13 empty] | CZ2022 | None
NE-HVAC-airHP-SpltPkg-65to134kBtuh-12p0eer-3p55cop | DEER2023 | D23 v1 | 2022-10-05 22:29 | Any | RSD | New | CZ12 | cDXHP | Cap-Tons | 14.5 | 5600 | None | 105 | 0.075 | 0 | 82.5 | 0.0616 | 0 | [6 empty] | DEER:HVAC_Split-Package_HP | Annual | 20 | [13 empty] | CZ2022 | None
NE-HVAC-airHP-SpltPkg-65to134kBtuh-12p0eer-3p55cop | DEER2023 | D23 v1 | 2022-10-05 22:29 | Any | RSD | New | CZ13 | cDXHP | Cap-Tons | 16.7 | 5600 | None | 126 | 0.0777 | 0 | 101 | 0.0639 | 0 | [6 empty] | DEER:HVAC_Split-Package_HP | Annual | 20 | [13 empty] | CZ2022 | None
NE-HVAC-airHP-SpltPkg-65to134kBtuh-12p0eer-3p55cop | DEER2023 | D23 v1 | 2022-10-05 22:29 | Any | RSD | New | CZ14 | cDXHP | Cap-Tons | 16.9 | 5600 | None | 106 | 0.0622 | 0 | 84.6 | 0.0511 | 0 | [6 empty] | DEER:HVAC_Split-Package_HP | Annual | 20 | [13 empty] | CZ2022 | None
NE-HVAC-airHP-SpltPkg-65to134kBtuh-12p0eer-3p55cop | DEER2023 | D23 v1 | 2022-10-05 22:29 | Any | RSD | New | CZ15 | cDXHP | Cap-Tons | 22.9 | 5600 | None | 141 | 0.0728 | 0 | 116 | 0.0598 | 0 | [6 empty] | DEER:HVAC_Split-Package_HP | Annual | 20 | [13 empty] | CZ2022 | None
NE-HVAC-airHP-SpltPkg-65to134kBtuh-12p0eer-3p55cop | DEER2023 | D23 v1 | 2022-10-05 22:29 | Any | RSD | New | CZ16 | cDXHP | Cap-Tons | 11.9 | 5600 | None | 113 | 0.0397 | 0 | 75.4 | 0.0326 | 0 | [6 empty] | DEER:HVAC_Split-Package_HP | Annual | 20 | [13 empty] | CZ2022 | None
NE-HVAC-airHP-SpltPkg-65to134kBtuh-12p0eer-3p55cop | DEER2023 | D23 v1 | 2022-10-05 22:29 | Any | Rt3 | New | CZ01 | cDXHP | Cap-Tons | 183 | 120000 | None | 29.3 | 0.0253 | 0 | 20.5 | 0.0208 | 0 | [6 empty] | DEER:HVAC_Split-Package_HP | Annual | 20 | [13 empty] | CZ2022 | None
NE-HVAC-airHP-SpltPkg-65to134kBtuh-12p0eer-3p55cop | DEER2023 | D23 v1 | 2022-10-05 22:29 | Any | Rt3 | New | CZ02 | cDXHP | Cap-Tons | 222 | 120000 | None | 81.7 | 0.0602 | 0 | 65.2 | 0.0495 | 0 | [6 empty] | DEER:HVAC_Split-Package_HP | Annual | 20 | [13 empty] | CZ2022 | None
NE-HVAC-airHP-SpltPkg-65to134kBtuh-12p0eer-3p55cop | DEER2023 | D23 v1 | 2022-10-05 22:29 | Any | Rt3 | New | CZ03 | cDXHP | Cap-Tons | 197 | 120000 | None | 56.7 | 0.0487 | 0 | 45.2 | 0.04 | 0 | [6 empty] | DEER:HVAC_Split-Package_HP | Annual | 20 | [13 empty] | CZ2022 | None
NE-HVAC-airHP-SpltPkg-65to134kBtuh-12p0eer-3p55cop | DEER2023 | D23 v1 | 2022-10-05 22:29 | Any | Rt3 | New | CZ04 | cDXHP | Cap-Tons | 223 | 120000 | None | 95.8 | 0.0685 | 0 | 77.8 | 0.0563 | 0 | [6 empty] | DEER:HVAC_Split-Package_HP | Annual | 20 | [13 empty] | CZ2022 | None
NE-HVAC-airHP-SpltPkg-65to134kBtuh-12p0eer-3p55cop | DEER2023 | D23 v1 | 2022-10-05 22:29 | Any | Rt3 | New | CZ05 | cDXHP | Cap-Tons | 196 | 120000 | None | 64.2 | 0.0348 | 0 | 52 | 0.0286 | 0 | [6 empty] | DEER:HVAC_Split-Package_HP | Annual | 20 | [13 empty] | CZ2022 | None
NE-HVAC-airHP-SpltPkg-65to134kBtuh-12p0eer-3p55cop | DEER2023 | D23 v1 | 2022-10-05 22:29 | Any | Rt3 | New | CZ06 | cDXHP | Cap-Tons | 214 | 120000 | None | 113 | 0.0566 | 0 | 92.9 | 0.0464 | 0 | [6 empty] | DEER:HVAC_Split-Package_HP | Annual | 20 | [13 empty] | CZ2022 | None
NE-HVAC-airHP-SpltPkg-65to134kBtuh-12p0eer-3p55cop | DEER2023 | D23 v1 | 2022-10-05 22:29 | Any | Rt3 | New | CZ07 | cDXHP | Cap-Tons | 208 | 120000 | None | 103 | 0.0524 | 0 | 84.8 | 0.043 | 0 | [6 empty] | DEER:HVAC_Split-Package_HP | Annual | 20 | [13 empty] | CZ2022 | None
NE-HVAC-airHP-SpltPkg-65to134kBtuh-12p0eer-3p55cop | DEER2023 | D23 v1 | 2022-10-05 22:29 | Any | Rt3 | New | CZ08 | cDXHP | Cap-Tons | 243 | 120000 | None | 126 | 0.0579 | 0 | 103 | 0.0475 | 0 | [6 empty] | DEER:HVAC_Split-Package_HP | Annual | 20 | [13 empty] | CZ2022 | None
NE-HVAC-airHP-SpltPkg-65to134kBtuh-12p0eer-3p55cop | DEER2023 | D23 v1 | 2022-10-05 22:29 | Any | Rt3 | New | CZ09 | cDXHP | Cap-Tons | 306 | 120000 | None | 93.9 | 0.0512 | 0 | 76.9 | 0.042 | 0 | [6 empty] | DEER:HVAC_Split-Package_HP | Annual | 20 | [13 empty] | CZ2022 | None
NE-HVAC-airHP-SpltPkg-65to134kBtuh-12p0eer-3p55cop | DEER2023 | D23 v1 | 2022-10-05 22:29 | Any | Rt3 | New | CZ10 | cDXHP | Cap-Tons | 279 | 120000 | None | 117 | 0.0667 | 0 | 95.7 | 0.0548 | 0 | [6 empty] | DEER:HVAC_Split-Package_HP | Annual | 20 | [13 empty] | CZ2022 | None
NE-HVAC-airHP-SpltPkg-65to134kBtuh-12p0eer-3p55cop | DEER2023 | D23 v1 | 2022-10-05 22:29 | Any | Rt3 | New | CZ11 | cDXHP | Cap-Tons | 290 | 120000 | None | 108 | 0.0746 | 0 | 87.5 | 0.0612 | 0 | [6 empty] | DEER:HVAC_Split-Package_HP | Annual | 20 | [13 empty] | CZ2022 | None
NE-HVAC-airHP-SpltPkg-65to134kBtuh-12p0eer-3p55cop | DEER2023 | D23 v1 | 2022-10-05 22:29 | Any | Rt3 | New | CZ12 | cDXHP | Cap-Tons | 271 | 120000 | None | 96.7 | 0.0754 | 0 | 78 | 0.0619 | 0 | [6 empty] | DEER:HVAC_Split-Package_HP | Annual | 20 | [13 empty] | CZ2022 | None
NE-HVAC-airHP-SpltPkg-65to134kBtuh-12p0eer-3p55cop | DEER2023 | D23 v1 | 2022-10-05 22:29 | Any | Rt3 | New | CZ13 | cDXHP | Cap-Tons | 297 | 120000 | None | 118 | 0.0773 | 0 | 96 | 0.0635 | 0 | [6 empty] | DEER:HVAC_Split-Package_HP | Annual | 20 | [13 empty] | CZ2022 | None
NE-HVAC-airHP-SpltPkg-65to134kBtuh-12p0eer-3p55cop | DEER2023 | D23 v1 | 2022-10-05 22:29 | Any | Rt3 | New | CZ14 | cDXHP | Cap-Tons | 293 | 120000 | None | 102 | 0.0656 | 0 | 83.4 | 0.0539 | 0 | [6 empty] | DEER:HVAC_Split-Package_HP | Annual | 20 | [13 empty] | CZ2022 | None
NE-HVAC-airHP-SpltPkg-65to134kBtuh-12p0eer-3p55cop | DEER2023 | D23 v1 | 2022-10-05 22:29 | Any | Rt3 | New | CZ15 | cDXHP | Cap-Tons | 382 | 120000 | None | 146 | 0.0774 | 0 | 120 | 0.0635 | 0 | [6 empty] | DEER:HVAC_Split-Package_HP | Annual | 20 | [13 empty] | CZ2022 | None
NE-HVAC-airHP-SpltPkg-65to134kBtuh-12p0eer-3p55cop | DEER2023 | D23 v1 | 2022-10-05 22:29 | Any | Rt3 | New | CZ16 | cDXHP | Cap-Tons | 200 | 120000 | None | 83.9 | 0.048 | 0 | 62.6 | 0.0394 | 0 | [6 empty] | DEER:HVAC_Split-Package_HP | Annual | 20 | [13 empty] | CZ2022 | None
NE-HVAC-airHP-SpltPkg-65to134kBtuh-12p0eer-3p55cop | DEER2023 | D23 v1 | 2022-10-05 22:29 | Any | RtL | New | CZ01 | cDXHP | Cap-Tons | 157 | 130000 | None | 87 | 0.0441 | 0 | 37.6 | 0.0234 | 0 | [6 empty] | DEER:HVAC_Split-Package_HP | Annual | 20 | [13 empty] | CZ2022 | None
NE-HVAC-airHP-SpltPkg-65to134kBtuh-12p0eer-3p55cop | DEER2023 | D23 v1 | 2022-10-05 22:29 | Any | RtL | New | CZ02 | cDXHP | Cap-Tons | 189 | 130000 | None | 158 | 0.096 | 0 | 75.2 | 0.0497 | 0 | [6 empty] | DEER:HVAC_Split-Package_HP | Annual | 20 | [13 empty] | CZ2022 | None
NE-HVAC-airHP-SpltPkg-65to134kBtuh-12p0eer-3p55cop | DEER2023 | D23 v1 | 2022-10-05 22:29 | Any | RtL | New | CZ03 | cDXHP | Cap-Tons | 164 | 130000 | None | 138 | 0.0716 | 0 | 65.1 | 0.0405 | 0 | [6 empty] | DEER:HVAC_Split-Package_HP | Annual | 20 | [13 empty] | CZ2022 | None
NE-HVAC-airHP-SpltPkg-65to134kBtuh-12p0eer-3p55cop | DEER2023 | D23 v1 | 2022-10-05 22:29 | Any | RtL | New | CZ04 | cDXHP | Cap-Tons | 185 | 130000 | None | 185 | 0.0916 | 0 | 92.3 | 0.0578 | 0 | [6 empty] | DEER:HVAC_Split-Package_HP | Annual | 20 | [13 empty] | CZ2022 | None
NE-HVAC-airHP-SpltPkg-65to134kBtuh-12p0eer-3p55cop | DEER2023 | D23 v1 | 2022-10-05 22:29 | Any | RtL | New | CZ05 | cDXHP | Cap-Tons | 163 | 130000 | None | 153 | 0.0597 | 0 | 72.3 | 0.0289 | 0 | [6 empty] | DEER:HVAC_Split-Package_HP | Annual | 20 | [13 empty] | CZ2022 | None
NE-HVAC-airHP-SpltPkg-65to134kBtuh-12p0eer-3p55cop | DEER2023 | D23 v1 | 2022-10-05 22:29 | Any | RtL | New | CZ06 | cDXHP | Cap-Tons | 175 | 130000 | None | 215 | 0.0811 | 0 | 116 | 0.0489 | 0 | [6 empty] | DEER:HVAC_Split-Package_HP | Annual | 20 | [13 empty] | CZ2022 | None
NE-HVAC-airHP-SpltPkg-65to134kBtuh-12p0eer-3p55cop | DEER2023 | D23 v1 | 2022-10-05 22:29 | Any | RtL | New | CZ07 | cDXHP | Cap-Tons | 171 | 130000 | None | 201 | 0.0733 | 0 | 105 | 0.0444 | 0 | [6 empty] | DEER:HVAC_Split-Package_HP | Annual | 20 | [13 empty] | CZ2022 | None
NE-HVAC-airHP-SpltPkg-65to134kBtuh-12p0eer-3p55cop | DEER2023 | D23 v1 | 2022-10-05 22:29 | Any | RtL | New | CZ08 | cDXHP | Cap-Tons | 213 | 130000 | None | 215 | 0.0753 | 0 | 110 | 0.0458 | 0 | [6 empty] | DEER:HVAC_Split-Package_HP | Annual | 20 | [13 empty] | CZ2022 | None
NE-HVAC-airHP-SpltPkg-65to134kBtuh-12p0eer-3p55cop | DEER2023 | D23 v1 | 2022-10-05 22:29 | Any | RtL | New | CZ09 | cDXHP | Cap-Tons | 259 | 130000 | None | 176 | 0.0818 | 0 | 83.9 | 0.0423 | 0 | [6 empty] | DEER:HVAC_Split-Package_HP | Annual | 20 | [13 empty] | CZ2022 | None
NE-HVAC-airHP-SpltPkg-65to134kBtuh-12p0eer-3p55cop | DEER2023 | D23 v1 | 2022-10-05 22:29 | Any | RtL | New | CZ10 | cDXHP | Cap-Tons | 237 | 130000 | None | 209 | 0.0828 | 0 | 104 | 0.0529 | 0 | [6 empty] | DEER:HVAC_Split-Package_HP | Annual | 20 | [13 empty] | CZ2022 | None
NE-HVAC-airHP-SpltPkg-65to134kBtuh-12p0eer-3p55cop | DEER2023 | D23 v1 | 2022-10-05 22:29 | Any | RtL | New | CZ11 | cDXHP | Cap-Tons | 251 | 130000 | None | 201 | 0.103 | 0 | 97.9 | 0.0639 | 0 | [6 empty] | DEER:HVAC_Split-Package_HP | Annual | 20 | [13 empty] | CZ2022 | None
NE-HVAC-airHP-SpltPkg-65to134kBtuh-12p0eer-3p55cop | DEER2023 | D23 v1 | 2022-10-05 22:29 | Any | RtL | New | CZ12 | cDXHP | Cap-Tons | 229 | 130000 | None | 178 | 0.0914 | 0 | 87 | 0.0623 | 0 | [6 empty] | DEER:HVAC_Split-Package_HP | Annual | 20 | [13 empty] | CZ2022 | None
NE-HVAC-airHP-SpltPkg-65to134kBtuh-12p0eer-3p55cop | DEER2023 | D23 v1 | 2022-10-05 22:29 | Any | RtL | New | CZ13 | cDXHP | Cap-Tons | 255 | 130000 | None | 214 | 0.0892 | 0 | 106 | 0.0645 | 0 | [6 empty] | DEER:HVAC_Split-Package_HP | Annual | 20 | [13 empty] | CZ2022 | None
NE-HVAC-airHP-SpltPkg-65to134kBtuh-12p0eer-3p55cop | DEER2023 | D23 v1 | 2022-10-05 22:29 | Any | RtL | New | CZ14 | cDXHP | Cap-Tons | 256 | 130000 | None | 201 | 0.103 | 0 | 93.2 | 0.0558 | 0 | [6 empty] | DEER:HVAC_Split-Package_HP | Annual | 20 | [13 empty] | CZ2022 | None
NE-HVAC-airHP-SpltPkg-65to134kBtuh-12p0eer-3p55cop | DEER2023 | D23 v1 | 2022-10-05 22:29 | Any | RtL | New | CZ15 | cDXHP | Cap-Tons | 340 | 130000 | None | 253 | 0.0885 | 0 | 128 | 0.0645 | 0 | [6 empty] | DEER:HVAC_Split-Package_HP | Annual | 20 | [13 empty] | CZ2022 | None
NE-HVAC-airHP-SpltPkg-65to134kBtuh-12p0eer-3p55cop | DEER2023 | D23 v1 | 2022-10-05 22:29 | Any | RtL | New | CZ16 | cDXHP | Cap-Tons | 166 | 130000 | None | 167 | 0.0826 | 0 | 75.6 | 0.0407 | 0 | [6 empty] | DEER:HVAC_Split-Package_HP | Annual | 20 | [13 empty] | CZ2022 | None
NE-HVAC-airHP-SpltPkg-65to134kBtuh-12p0eer-3p55cop | DEER2023 | D23 v1 | 2022-10-05 22:29 | Any | RtS | New | CZ01 | cDXHP | Cap-Tons | 12.3 | 8000 | None | 405 | 0.0383 | 0 | 40.3 | 0.013 | 0 | [6 empty] | DEER:HVAC_Split-Package_HP | Annual | 20 | [13 empty] | CZ2022 | None
NE-HVAC-airHP-SpltPkg-65to134kBtuh-12p0eer-3p55cop | DEER2023 | D23 v1 | 2022-10-05 22:29 | Any | RtS | New | CZ02 | cDXHP | Cap-Tons | 14.6 | 8000 | None | 308 | 0.11 | 0 | 64 | 0.0441 | 0 | [6 empty] | DEER:HVAC_Split-Package_HP | Annual | 20 | [13 empty] | CZ2022 | None
NE-HVAC-airHP-SpltPkg-65to134kBtuh-12p0eer-3p55cop | DEER2023 | D23 v1 | 2022-10-05 22:29 | Any | RtS | New | CZ03 | cDXHP | Cap-Tons | 13.2 | 8000 | None | 229 | 0.0716 | 0 | 41.3 | 0.0305 | 0 | [6 empty] | DEER:HVAC_Split-Package_HP | Annual | 20 | [13 empty] | CZ2022 | None
NE-HVAC-airHP-SpltPkg-65to134kBtuh-12p0eer-3p55cop | DEER2023 | D23 v1 | 2022-10-05 22:29 | Any | RtS | New | CZ04 | cDXHP | Cap-Tons | 14.6 | 8000 | None | 273 | 0.109 | 0 | 71.4 | 0.0507 | 0 | [6 empty] | DEER:HVAC_Split-Package_HP | Annual | 20 | [13 empty] | CZ2022 | None
NE-HVAC-airHP-SpltPkg-65to134kBtuh-12p0eer-3p55cop | DEER2023 | D23 v1 | 2022-10-05 22:29 | Any | RtS | New | CZ05 | cDXHP | Cap-Tons | 13.1 | 8000 | None | 213 | 0.054 | 0 | 44.6 | 0.0195 | 0 | [6 empty] | DEER:HVAC_Split-Package_HP | Annual | 20 | [13 empty] | CZ2022 | None
NE-HVAC-airHP-SpltPkg-65to134kBtuh-12p0eer-3p55cop | DEER2023 | D23 v1 | 2022-10-05 22:29 | Any | RtS | New | CZ06 | cDXHP | Cap-Tons | 14.2 | 8000 | None | 206 | 0.0858 | 0 | 74.6 | 0.0383 | 0 | [6 empty] | DEER:HVAC_Split-Package_HP | Annual | 20 | [13 empty] | CZ2022 | None
NE-HVAC-airHP-SpltPkg-65to134kBtuh-12p0eer-3p55cop | DEER2023 | D23 v1 | 2022-10-05 22:29 | Any | RtS | New | CZ07 | cDXHP | Cap-Tons | 13.9 | 8000 | None | 174 | 0.0646 | 0 | 63.8 | 0.0331 | 0 | [6 empty] | DEER:HVAC_Split-Package_HP | Annual | 20 | [13 empty] | CZ2022 | None
NE-HVAC-airHP-SpltPkg-65to134kBtuh-12p0eer-3p55cop | DEER2023 | D23 v1 | 2022-10-05 22:29 | Any | RtS | New | CZ08 | cDXHP | Cap-Tons | 16.3 | 8000 | None | 256 | 0.0987 | 0 | 88.2 | 0.0421 | 0 | [6 empty] | DEER:HVAC_Split-Package_HP | Annual | 20 | [13 empty] | CZ2022 | None
NE-HVAC-airHP-SpltPkg-65to134kBtuh-12p0eer-3p55cop | DEER2023 | D23 v1 | 2022-10-05 22:29 | Any | RtS | New | CZ09 | cDXHP | Cap-Tons | 20.3 | 8000 | None | 276 | 0.127 | 0 | 68.9 | 0.0392 | 0 | [6 empty] | DEER:HVAC_Split-Package_HP | Annual | 20 | [13 empty] | CZ2022 | None
NE-HVAC-airHP-SpltPkg-65to134kBtuh-12p0eer-3p55cop | DEER2023 | D23 v1 | 2022-10-05 22:29 | Any | RtS | New | CZ10 | cDXHP | Cap-Tons | 18.7 | 8000 | None | 308 | 0.107 | 0 | 86.7 | 0.0491 | 0 | [6 empty] | DEER:HVAC_Split-Package_HP | Annual | 20 | [13 empty] | CZ2022 | None
NE-HVAC-airHP-SpltPkg-65to134kBtuh-12p0eer-3p55cop | DEER2023 | D23 v1 | 2022-10-05 22:29 | Any | RtS | New | CZ11 | cDXHP | Cap-Tons | 19.5 | 8000 | None | 374 | 0.132 | 0 | 87.9 | 0.0605 | 0 | [6 empty] | DEER:HVAC_Split-Package_HP | Annual | 20 | [13 empty] | CZ2022 | None
NE-HVAC-airHP-SpltPkg-65to134kBtuh-12p0eer-3p55cop | DEER2023 | D23 v1 | 2022-10-05 22:29 | Any | RtS | New | CZ12 | cDXHP | Cap-Tons | 17.8 | 8000 | None | 320 | 0.118 | 0 | 76.8 | 0.0585 | 0 | [6 empty] | DEER:HVAC_Split-Package_HP | Annual | 20 | [13 empty] | CZ2022 | None
NE-HVAC-airHP-SpltPkg-65to134kBtuh-12p0eer-3p55cop | DEER2023 | D23 v1 | 2022-10-05 22:29 | Any | RtS | New | CZ13 | cDXHP | Cap-Tons | 20.1 | 8000 | None | 354 | 0.117 | 0 | 93.3 | 0.0602 | 0 | [6 empty] | DEER:HVAC_Split-Package_HP | Annual | 20 | [13 empty] | CZ2022 | None
NE-HVAC-airHP-SpltPkg-65to134kBtuh-12p0eer-3p55cop | DEER2023 | D23 v1 | 2022-10-05 22:29 | Any | RtS | New | CZ14 | cDXHP | Cap-Tons | 19.8 | 8000 | None | 362 | 0.143 | 0 | 82.1 | 0.0521 | 0 | [6 empty] | DEER:HVAC_Split-Package_HP | Annual | 20 | [13 empty] | CZ2022 | None
NE-HVAC-airHP-SpltPkg-65to134kBtuh-12p0eer-3p55cop | DEER2023 | D23 v1 | 2022-10-05 22:29 | Any | RtS | New | CZ15 | cDXHP | Cap-Tons | 26.2 | 8000 | None | 410 | 0.148 | 0 | 115 | 0.0633 | 0 | [6 empty] | DEER:HVAC_Split-Package_HP | Annual | 20 | [13 empty] | CZ2022 | None
NE-HVAC-airHP-SpltPkg-65to134kBtuh-12p0eer-3p55cop | DEER2023 | D23 v1 | 2022-10-05 22:29 | Any | RtS | New | CZ16 | cDXHP | Cap-Tons | 14.4 | 8000 | None | 444 | 0.0839 | 0 | 70.4 | 0.0317 | 0 | [6 empty] | DEER:HVAC_Split-Package_HP | Annual | 20 | [13 empty] | CZ2022 | None
NE-HVAC-airHP-SpltPkg-65to134kBtuh-12p0eer-3p55cop | DEER2023 | D23 v1 | 2022-10-05 22:29 | Any | SCn | New | CZ01 | cDXHP | Cap-Tons | 349 | 250000 | None | 318 | 0.0264 | 0 | 43.1 | 0.00067 | 0 | [6 empty] | DEER:HVAC_Split-Package_HP | Annual | 20 | [13 empty] | CZ2022 | None
NE-HVAC-airHP-SpltPkg-65to134kBtuh-12p0eer-3p55cop | DEER2023 | D23 v1 | 2022-10-05 22:29 | Any | SCn | New | CZ02 | cDXHP | Cap-Tons | 294 | 250000 | None | 278 | 0.0619 | 0 | 37.3 | 0.0192 | 0 | [6 empty] | DEER:HVAC_Split-Package_HP | Annual | 20 | [13 empty] | CZ2022 | None
NE-HVAC-airHP-SpltPkg-65to134kBtuh-12p0eer-3p55cop | DEER2023 | D23 v1 | 2022-10-05 22:29 | Any | SCn | New | CZ03 | cDXHP | Cap-Tons | 358 | 250000 | None | 212 | 0.0341 | 0 | 23.4 | 0.00454 | 0 | [6 empty] | DEER:HVAC_Split-Package_HP | Annual | 20 | [13 empty] | CZ2022 | None
NE-HVAC-airHP-SpltPkg-65to134kBtuh-12p0eer-3p55cop | DEER2023 | D23 v1 | 2022-10-05 22:29 | Any | SCn | New | CZ04 | cDXHP | Cap-Tons | 294 | 250000 | None | 257 | 0.0674 | 0 | 35.8 | 0.0217 | 0 | [6 empty] | DEER:HVAC_Split-Package_HP | Annual | 20 | [13 empty] | CZ2022 | None
NE-HVAC-airHP-SpltPkg-65to134kBtuh-12p0eer-3p55cop | DEER2023 | D23 v1 | 2022-10-05 22:29 | Any | SCn | New | CZ05 | cDXHP | Cap-Tons | 352 | 250000 | None | 259 | 0.032 | 0 | 21 | 0.00204 | 0 | [6 empty] | DEER:HVAC_Split-Package_HP | Annual | 20 | [13 empty] | CZ2022 | None
NE-HVAC-airHP-SpltPkg-65to134kBtuh-12p0eer-3p55cop | DEER2023 | D23 v1 | 2022-10-05 22:29 | Any | SCn | New | CZ06 | cDXHP | Cap-Tons | 342 | 250000 | None | 214 | 0.0393 | 0 | 22 | 0.0112 | 0 | [6 empty] | DEER:HVAC_Split-Package_HP | Annual | 20 | [13 empty] | CZ2022 | None
NE-HVAC-airHP-SpltPkg-65to134kBtuh-12p0eer-3p55cop | DEER2023 | D23 v1 | 2022-10-05 22:29 | Any | SCn | New | CZ07 | cDXHP | Cap-Tons | 329 | 250000 | None | 212 | 0.0307 | 0 | 18.4 | 0.00812 | 0 | [6 empty] | DEER:HVAC_Split-Package_HP | Annual | 20 | [13 empty] | CZ2022 | None
NE-HVAC-airHP-SpltPkg-65to134kBtuh-12p0eer-3p55cop | DEER2023 | D23 v1 | 2022-10-05 22:29 | Any | SCn | New | CZ08 | cDXHP | Cap-Tons | 269 | 250000 | None | 217 | 0.0555 | 0 | 45.9 | 0.0226 | 0 | [6 empty] | DEER:HVAC_Split-Package_HP | Annual | 20 | [13 empty] | CZ2022 | None
NE-HVAC-airHP-SpltPkg-65to134kBtuh-12p0eer-3p55cop | DEER2023 | D23 v1 | 2022-10-05 22:29 | Any | SCn | New | CZ09 | cDXHP | Cap-Tons | 317 | 250000 | None | 238 | 0.0673 | 0 | 37.5 | 0.0218 | 0 | [6 empty] | DEER:HVAC_Split-Package_HP | Annual | 20 | [13 empty] | CZ2022 | None
NE-HVAC-airHP-SpltPkg-65to134kBtuh-12p0eer-3p55cop | DEER2023 | D23 v1 | 2022-10-05 22:29 | Any | SCn | New | CZ10 | cDXHP | Cap-Tons | 287 | 250000 | None | 302 | 0.0727 | 0 | 53.4 | 0.0274 | 0 | [6 empty] | DEER:HVAC_Split-Package_HP | Annual | 20 | [13 empty] | CZ2022 | None
NE-HVAC-airHP-SpltPkg-65to134kBtuh-12p0eer-3p55cop | DEER2023 | D23 v1 | 2022-10-05 22:29 | Any | SCn | New | CZ11 | cDXHP | Cap-Tons | 296 | 250000 | None | 375 | 0.0762 | 0 | 66.7 | 0.0365 | 0 | [6 empty] | DEER:HVAC_Split-Package_HP | Annual | 20 | [13 empty] | CZ2022 | None
NE-HVAC-airHP-SpltPkg-65to134kBtuh-12p0eer-3p55cop | DEER2023 | D23 v1 | 2022-10-05 22:29 | Any | SCn | New | CZ12 | cDXHP | Cap-Tons | 295 | 250000 | None | 322 | 0.0721 | 0 | 49.3 | 0.0324 | 0 | [6 empty] | DEER:HVAC_Split-Package_HP | Annual | 20 | [13 empty] | CZ2022 | None
NE-HVAC-airHP-SpltPkg-65to134kBtuh-12p0eer-3p55cop | DEER2023 | D23 v1 | 2022-10-05 22:29 | Any | SCn | New | CZ13 | cDXHP | Cap-Tons | 305 | 250000 | None | 335 | 0.0742 | 0 | 68.9 | 0.0352 | 0 | [6 empty] | DEER:HVAC_Split-Package_HP | Annual | 20 | [13 empty] | CZ2022 | None
NE-HVAC-airHP-SpltPkg-65to134kBtuh-12p0eer-3p55cop | DEER2023 | D23 v1 | 2022-10-05 22:29 | Any | SCn | New | CZ14 | cDXHP | Cap-Tons | 296 | 250000 | None | 353 | 0.08 | 0 | 66.7 | 0.0325 | 0 | [6 empty] | DEER:HVAC_Split-Package_HP | Annual | 20 | [13 empty] | CZ2022 | None
NE-HVAC-airHP-SpltPkg-65to134kBtuh-12p0eer-3p55cop | DEER2023 | D23 v1 | 2022-10-05 22:29 | Any | SCn | New | CZ15 | cDXHP | Cap-Tons | 429 | 250000 | None | 328 | 0.0905 | 0 | 81.6 | 0.0368 | 0 | [6 empty] | DEER:HVAC_Split-Package_HP | Annual | 20 | [13 empty] | CZ2022 | None
NE-HVAC-airHP-SpltPkg-65to134kBtuh-12p0eer-3p55cop | DEER2023 | D23 v1 | 2022-10-05 22:29 | Any | SCn | New | CZ16 | cDXHP | Cap-Tons | 364 | 250000 | None | 395 | 0.0427 | 0 | 48.9 | 0.00945 | 0 | [6 empty] | DEER:HVAC_Split-Package_HP | Annual | 20 | [13 empty] | CZ2022 | None
NE-HVAC-airHP-SpltPkg-65to134kBtuh-12p0eer-3p55cop | DEER2023 | D23 v1 | 2022-10-05 22:29 | Any | Asm | Ex | CZ01 | cDXHP | Cap-Tons | 304 | 100000 | None | 490 | 0.104 | 0 | 54 | 0.015 | 0 | [6 empty] | DEER:HVAC_Split-Package_HP | Annual | 20 | [13 empty] | CZ2022 | None
NE-HVAC-airHP-SpltPkg-65to134kBtuh-12p0eer-3p55cop | DEER2023 | D23 v1 | 2022-10-05 22:29 | Any | Asm | Ex | CZ02 | cDXHP | Cap-Tons | 306 | 100000 | None | 528 | 0.153 | 0 | 79.5 | 0.0502 | 0 | [6 empty] | DEER:HVAC_Split-Package_HP | Annual | 20 | [13 empty] | CZ2022 | None
NE-HVAC-airHP-SpltPkg-65to134kBtuh-12p0eer-3p55cop | DEER2023 | D23 v1 | 2022-10-05 22:29 | Any | Asm | Ex | CZ03 | cDXHP | Cap-Tons | 360 | 100000 | None | 494 | 0.133 | 0 | 44.9 | 0.0302 | 0 | [6 empty] | DEER:HVAC_Split-Package_HP | Annual | 20 | [13 empty] | CZ2022 | None
NE-HVAC-airHP-SpltPkg-65to134kBtuh-12p0eer-3p55cop | DEER2023 | D23 v1 | 2022-10-05 22:29 | Any | Asm | Ex | CZ04 | cDXHP | Cap-Tons | 322 | 100000 | None | 527 | 0.159 | 0 | 84.1 | 0.0577 | 0 | [6 empty] | DEER:HVAC_Split-Package_HP | Annual | 20 | [13 empty] | CZ2022 | None
NE-HVAC-airHP-SpltPkg-65to134kBtuh-12p0eer-3p55cop | DEER2023 | D23 v1 | 2022-10-05 22:29 | Any | Asm | Ex | CZ05 | cDXHP | Cap-Tons | 349 | 100000 | None | 480 | 0.111 | 0 | 49.9 | 0.0203 | 0 | [6 empty] | DEER:HVAC_Split-Package_HP | Annual | 20 | [13 empty] | CZ2022 | None
NE-HVAC-airHP-SpltPkg-65to134kBtuh-12p0eer-3p55cop | DEER2023 | D23 v1 | 2022-10-05 22:29 | Any | Asm | Ex | CZ06 | cDXHP | Cap-Tons | 388 | 100000 | None | 481 | 0.144 | 0 | 69.1 | 0.0353 | 0 | [6 empty] | DEER:HVAC_Split-Package_HP | Annual | 20 | [13 empty] | CZ2022 | None
NE-HVAC-airHP-SpltPkg-65to134kBtuh-12p0eer-3p55cop | DEER2023 | D23 v1 | 2022-10-05 22:29 | Any | Asm | Ex | CZ07 | cDXHP | Cap-Tons | 377 | 100000 | None | 462 | 0.121 | 0 | 58.8 | 0.03 | 0 | [6 empty] | DEER:HVAC_Split-Package_HP | Annual | 20 | [13 empty] | CZ2022 | None
NE-HVAC-airHP-SpltPkg-65to134kBtuh-12p0eer-3p55cop | DEER2023 | D23 v1 | 2022-10-05 22:29 | Any | Asm | Ex | CZ08 | cDXHP | Cap-Tons | 360 | 100000 | None | 527 | 0.152 | 0 | 95.2 | 0.0436 | 0 | [6 empty] | DEER:HVAC_Split-Package_HP | Annual | 20 | [13 empty] | CZ2022 | None
NE-HVAC-airHP-SpltPkg-65to134kBtuh-12p0eer-3p55cop | DEER2023 | D23 v1 | 2022-10-05 22:29 | Any | Asm | Ex | CZ09 | cDXHP | Cap-Tons | 460 | 100000 | None | 537 | 0.178 | 0 | 74.2 | 0.0403 | 0 | [6 empty] | DEER:HVAC_Split-Package_HP | Annual | 20 | [13 empty] | CZ2022 | None
NE-HVAC-airHP-SpltPkg-65to134kBtuh-12p0eer-3p55cop | DEER2023 | D23 v1 | 2022-10-05 22:29 | Any | Asm | Ex | CZ10 | cDXHP | Cap-Tons | 394 | 100000 | None | 574 | 0.172 | 0 | 92.8 | 0.0522 | 0 | [6 empty] | DEER:HVAC_Split-Package_HP | Annual | 20 | [13 empty] | CZ2022 | None
NE-HVAC-airHP-SpltPkg-65to134kBtuh-12p0eer-3p55cop | DEER2023 | D23 v1 | 2022-10-05 22:29 | Any | Asm | Ex | CZ11 | cDXHP | Cap-Tons | 432 | 100000 | None | 631 | 0.203 | 0 | 91.7 | 0.0609 | 0 | [6 empty] | DEER:HVAC_Split-Package_HP | Annual | 20 | [13 empty] | CZ2022 | None
NE-HVAC-airHP-SpltPkg-65to134kBtuh-12p0eer-3p55cop | DEER2023 | D23 v1 | 2022-10-05 22:29 | Any | Asm | Ex | CZ12 | cDXHP | Cap-Tons | 386 | 100000 | None | 583 | 0.183 | 0 | 83.7 | 0.0632 | 0 | [6 empty] | DEER:HVAC_Split-Package_HP | Annual | 20 | [13 empty] | CZ2022 | None
NE-HVAC-airHP-SpltPkg-65to134kBtuh-12p0eer-3p55cop | DEER2023 | D23 v1 | 2022-10-05 22:29 | Any | Asm | Ex | CZ13 | cDXHP | Cap-Tons | 437 | 100000 | None | 631 | 0.192 | 0 | 97.7 | 0.0641 | 0 | [6 empty] | DEER:HVAC_Split-Package_HP | Annual | 20 | [13 empty] | CZ2022 | None
NE-HVAC-airHP-SpltPkg-65to134kBtuh-12p0eer-3p55cop | DEER2023 | D23 v1 | 2022-10-05 22:29 | Any | Asm | Ex | CZ14 | cDXHP | Cap-Tons | 440 | 100000 | None | 613 | 0.203 | 0 | 85.6 | 0.0519 | 0 | [6 empty] | DEER:HVAC_Split-Package_HP | Annual | 20 | [13 empty] | CZ2022 | None
NE-HVAC-airHP-SpltPkg-65to134kBtuh-12p0eer-3p55cop | DEER2023 | D23 v1 | 2022-10-05 22:29 | Any | Asm | Ex | CZ15 | cDXHP | Cap-Tons | 585 | 100000 | None | 661 | 0.238 | 0 | 111 | 0.0608 | 0 | [6 empty] | DEER:HVAC_Split-Package_HP | Annual | 20 | [13 empty] | CZ2022 | None
NE-HVAC-airHP-SpltPkg-65to134kBtuh-12p0eer-3p55cop | DEER2023 | D23 v1 | 2022-10-05 22:29 | Any | Asm | Ex | CZ16 | cDXHP | Cap-Tons | 351 | 100000 | None | 696 | 0.137 | 0 | 77.4 | 0.0309 | 0 | [6 empty] | DEER:HVAC_Split-Package_HP | Annual | 20 | [13 empty] | CZ2022 | None
NE-HVAC-airHP-SpltPkg-65to134kBtuh-12p0eer-3p55cop | DEER2023 | D23 v1 | 2022-10-05 22:29 | Any | Asm | Old | CZ01 | cDXHP | Cap-Tons | 351 | 100000 | None | 618 | 0.127 | 0 | 47.3 | 0.0156 | 0 | [6 empty] | DEER:HVAC_Split-Package_HP | Annual | 20 | [13 empty] | CZ2022 | None
NE-HVAC-airHP-SpltPkg-65to134kBtuh-12p0eer-3p55cop | DEER2023 | D23 v1 | 2022-10-05 22:29 | Any | Asm | Old | CZ02 | cDXHP | Cap-Tons | 342 | 100000 | None | 646 | 0.184 | 0 | 80.2 | 0.0497 | 0 | [6 empty] | DEER:HVAC_Split-Package_HP | Annual | 20 | [13 empty] | CZ2022 | None
NE-HVAC-airHP-SpltPkg-65to134kBtuh-12p0eer-3p55cop | DEER2023 | D23 v1 | 2022-10-05 22:29 | Any | Asm | Old | CZ03 | cDXHP | Cap-Tons | 384 | 100000 | None | 575 | 0.153 | 0 | 44.7 | 0.03 | 0 | [6 empty] | DEER:HVAC_Split-Package_HP | Annual | 20 | [13 empty] | CZ2022 | None
NE-HVAC-airHP-SpltPkg-65to134kBtuh-12p0eer-3p55cop | DEER2023 | D23 v1 | 2022-10-05 22:29 | Any | Asm | Old | CZ04 | cDXHP | Cap-Tons | 341 | 100000 | None | 636 | 0.19 | 0 | 85.2 | 0.0578 | 0 | [6 empty] | DEER:HVAC_Split-Package_HP | Annual | 20 | [13 empty] | CZ2022 | None
NE-HVAC-airHP-SpltPkg-65to134kBtuh-12p0eer-3p55cop | DEER2023 | D23 v1 | 2022-10-05 22:29 | Any | Asm | Old | CZ05 | cDXHP | Cap-Tons | 374 | 100000 | None | 577 | 0.134 | 0 | 50.1 | 0.0203 | 0 | [6 empty] | DEER:HVAC_Split-Package_HP | Annual | 20 | [13 empty] | CZ2022 | None
NE-HVAC-airHP-SpltPkg-65to134kBtuh-12p0eer-3p55cop | DEER2023 | D23 v1 | 2022-10-05 22:29 | Any | Asm | Old | CZ06 | cDXHP | Cap-Tons | 405 | 100000 | None | 588 | 0.175 | 0 | 69.8 | 0.0354 | 0 | [6 empty] | DEER:HVAC_Split-Package_HP | Annual | 20 | [13 empty] | CZ2022 | None
NE-HVAC-airHP-SpltPkg-65to134kBtuh-12p0eer-3p55cop | DEER2023 | D23 v1 | 2022-10-05 22:29 | Any | Asm | Old | CZ07 | cDXHP | Cap-Tons | 393 | 100000 | None | 563 | 0.147 | 0 | 59.3 | 0.0298 | 0 | [6 empty] | DEER:HVAC_Split-Package_HP | Annual | 20 | [13 empty] | CZ2022 | None
NE-HVAC-airHP-SpltPkg-65to134kBtuh-12p0eer-3p55cop | DEER2023 | D23 v1 | 2022-10-05 22:29 | Any | Asm | Old | CZ08 | cDXHP | Cap-Tons | 371 | 100000 | None | 646 | 0.185 | 0 | 96.8 | 0.044 | 0 | [6 empty] | DEER:HVAC_Split-Package_HP | Annual | 20 | [13 empty] | CZ2022 | None
NE-HVAC-airHP-SpltPkg-65to134kBtuh-12p0eer-3p55cop | DEER2023 | D23 v1 | 2022-10-05 22:29 | Any | Asm | Old | CZ09 | cDXHP | Cap-Tons | 477 | 100000 | None | 653 | 0.216 | 0 | 75.4 | 0.0407 | 0 | [6 empty] | DEER:HVAC_Split-Package_HP | Annual | 20 | [13 empty] | CZ2022 | None
NE-HVAC-airHP-SpltPkg-65to134kBtuh-12p0eer-3p55cop | DEER2023 | D23 v1 | 2022-10-05 22:29 | Any | Asm | Old | CZ10 | cDXHP | Cap-Tons | 435 | 100000 | None | 703 | 0.208 | 0 | 95.3 | 0.0518 | 0 | [6 empty] | DEER:HVAC_Split-Package_HP | Annual | 20 | [13 empty] | CZ2022 | None
NE-HVAC-airHP-SpltPkg-65to134kBtuh-12p0eer-3p55cop | DEER2023 | D23 v1 | 2022-10-05 22:29 | Any | Asm | Old | CZ11 | cDXHP | Cap-Tons | 474 | 100000 | None | 757 | 0.24 | 0 | 94.3 | 0.0618 | 0 | [6 empty] | DEER:HVAC_Split-Package_HP | Annual | 20 | [13 empty] | CZ2022 | None
NE-HVAC-airHP-SpltPkg-65to134kBtuh-12p0eer-3p55cop | DEER2023 | D23 v1 | 2022-10-05 22:29 | Any | Asm | Old | CZ12 | cDXHP | Cap-Tons | 424 | 100000 | None | 706 | 0.216 | 0 | 85.3 | 0.0635 | 0 | [6 empty] | DEER:HVAC_Split-Package_HP | Annual | 20 | [13 empty] | CZ2022 | None
NE-HVAC-airHP-SpltPkg-65to134kBtuh-12p0eer-3p55cop | DEER2023 | D23 v1 | 2022-10-05 22:29 | Any | Asm | Old | CZ13 | cDXHP | Cap-Tons | 478 | 100000 | None | 767 | 0.23 | 0 | 100 | 0.0648 | 0 | [6 empty] | DEER:HVAC_Split-Package_HP | Annual | 20 | [13 empty] | CZ2022 | None
NE-HVAC-airHP-SpltPkg-65to134kBtuh-12p0eer-3p55cop | DEER2023 | D23 v1 | 2022-10-05 22:29 | Any | Asm | Old | CZ14 | cDXHP | Cap-Tons | 481 | 100000 | None | 741 | 0.241 | 0 | 88.4 | 0.053 | 0 | [6 empty] | DEER:HVAC_Split-Package_HP | Annual | 20 | [13 empty] | CZ2022 | None
NE-HVAC-airHP-SpltPkg-65to134kBtuh-12p0eer-3p55cop | DEER2023 | D23 v1 | 2022-10-05 22:29 | Any | Asm | Old | CZ15 | cDXHP | Cap-Tons | 634 | 100000 | None | 800 | 0.282 | 0 | 115 | 0.0618 | 0 | [6 empty] | DEER:HVAC_Split-Package_HP | Annual | 20 | [13 empty] | CZ2022 | None
NE-HVAC-airHP-SpltPkg-65to134kBtuh-12p0eer-3p55cop | DEER2023 | D23 v1 | 2022-10-05 22:29 | Any | Asm | Old | CZ16 | cDXHP | Cap-Tons | 410 | 100000 | None | 851 | 0.163 | 0 | 73.5 | 0.0305 | 0 | [6 empty] | DEER:HVAC_Split-Package_HP | Annual | 20 | [13 empty] | CZ2022 | None
NE-HVAC-airHP-SpltPkg-65to134kBtuh-12p0eer-3p55cop | DEER2023 | D23 v1 | 2022-10-05 22:29 | Any | Asm | Rec | CZ01 | cDXHP | Cap-Tons | 288 | 100000 | None | 91 | 0.0186 | 0 | 53.9 | 0.0151 | 0 | [6 empty] | DEER:HVAC_Split-Package_HP | Annual | 20 | [13 empty] | CZ2022 | None
NE-HVAC-airHP-SpltPkg-65to134kBtuh-12p0eer-3p55cop | DEER2023 | D23 v1 | 2022-10-05 22:29 | Any | Asm | Rec | CZ02 | cDXHP | Cap-Tons | 290 | 100000 | None | 110 | 0.0618 | 0 | 79.2 | 0.0508 | 0 | [6 empty] | DEER:HVAC_Split-Package_HP | Annual | 20 | [13 empty] | CZ2022 | None
NE-HVAC-airHP-SpltPkg-65to134kBtuh-12p0eer-3p55cop | DEER2023 | D23 v1 | 2022-10-05 22:29 | Any | Asm | Rec | CZ03 | cDXHP | Cap-Tons | 309 | 100000 | None | 68.5 | 0.0376 | 0 | 46.4 | 0.0308 | 0 | [6 empty] | DEER:HVAC_Split-Package_HP | Annual | 20 | [13 empty] | CZ2022 | None
NE-HVAC-airHP-SpltPkg-65to134kBtuh-12p0eer-3p55cop | DEER2023 | D23 v1 | 2022-10-05 22:29 | Any | Asm | Rec | CZ04 | cDXHP | Cap-Tons | 288 | 100000 | None | 111 | 0.0715 | 0 | 83.6 | 0.0587 | 0 | [6 empty] | DEER:HVAC_Split-Package_HP | Annual | 20 | [13 empty] | CZ2022 | None
NE-HVAC-airHP-SpltPkg-65to134kBtuh-12p0eer-3p55cop | DEER2023 | D23 v1 | 2022-10-05 22:29 | Any | Asm | Rec | CZ05 | cDXHP | Cap-Tons | 300 | 100000 | None | 72.8 | 0.0255 | 0 | 51 | 0.0209 | 0 | [6 empty] | DEER:HVAC_Split-Package_HP | Annual | 20 | [13 empty] | CZ2022 | None
NE-HVAC-airHP-SpltPkg-65to134kBtuh-12p0eer-3p55cop | DEER2023 | D23 v1 | 2022-10-05 22:29 | Any | Asm | Rec | CZ06 | cDXHP | Cap-Tons | 331 | 100000 | None | 89.3 | 0.0456 | 0 | 69.5 | 0.0374 | 0 | [6 empty] | DEER:HVAC_Split-Package_HP | Annual | 20 | [13 empty] | CZ2022 | None
NE-HVAC-airHP-SpltPkg-65to134kBtuh-12p0eer-3p55cop | DEER2023 | D23 v1 | 2022-10-05 22:29 | Any | Asm | Rec | CZ07 | cDXHP | Cap-Tons | 322 | 100000 | None | 76.1 | 0.0387 | 0 | 58.8 | 0.0318 | 0 | [6 empty] | DEER:HVAC_Split-Package_HP | Annual | 20 | [13 empty] | CZ2022 | None
NE-HVAC-airHP-SpltPkg-65to134kBtuh-12p0eer-3p55cop | DEER2023 | D23 v1 | 2022-10-05 22:29 | Any | Asm | Rec | CZ08 | cDXHP | Cap-Tons | 323 | 100000 | None | 117 | 0.0535 | 0 | 92.7 | 0.044 | 0 | [6 empty] | DEER:HVAC_Split-Package_HP | Annual | 20 | [13 empty] | CZ2022 | None
NE-HVAC-airHP-SpltPkg-65to134kBtuh-12p0eer-3p55cop | DEER2023 | D23 v1 | 2022-10-05 22:29 | Any | Asm | Rec | CZ09 | cDXHP | Cap-Tons | 418 | 100000 | None | 90.1 | 0.0487 | 0 | 71.4 | 0.04 | 0 | [6 empty] | DEER:HVAC_Split-Package_HP | Annual | 20 | [13 empty] | CZ2022 | None
NE-HVAC-airHP-SpltPkg-65to134kBtuh-12p0eer-3p55cop | DEER2023 | D23 v1 | 2022-10-05 22:29 | Any | Asm | Rec | CZ10 | cDXHP | Cap-Tons | 377 | 100000 | None | 116 | 0.0635 | 0 | 91.8 | 0.0522 | 0 | [6 empty] | DEER:HVAC_Split-Package_HP | Annual | 20 | [13 empty] | CZ2022 | None
NE-HVAC-airHP-SpltPkg-65to134kBtuh-12p0eer-3p55cop | DEER2023 | D23 v1 | 2022-10-05 22:29 | Any | Asm | Rec | CZ11 | cDXHP | Cap-Tons | 403 | 100000 | None | 117 | 0.0734 | 0 | 90.5 | 0.0603 | 0 | [6 empty] | DEER:HVAC_Split-Package_HP | Annual | 20 | [13 empty] | CZ2022 | None
NE-HVAC-airHP-SpltPkg-65to134kBtuh-12p0eer-3p55cop | DEER2023 | D23 v1 | 2022-10-05 22:29 | Any | Asm | Rec | CZ12 | cDXHP | Cap-Tons | 364 | 100000 | None | 109 | 0.0766 | 0 | 83.2 | 0.063 | 0 | [6 empty] | DEER:HVAC_Split-Package_HP | Annual | 20 | [13 empty] | CZ2022 | None
NE-HVAC-airHP-SpltPkg-65to134kBtuh-12p0eer-3p55cop | DEER2023 | D23 v1 | 2022-10-05 22:29 | Any | Asm | Rec | CZ13 | cDXHP | Cap-Tons | 411 | 100000 | None | 123 | 0.0773 | 0 | 96.5 | 0.0635 | 0 | [6 empty] | DEER:HVAC_Split-Package_HP | Annual | 20 | [13 empty] | CZ2022 | None
NE-HVAC-airHP-SpltPkg-65to134kBtuh-12p0eer-3p55cop | DEER2023 | D23 v1 | 2022-10-05 22:29 | Any | Asm | Rec | CZ14 | cDXHP | Cap-Tons | 412 | 100000 | None | 108 | 0.062 | 0 | 84 | 0.0509 | 0 | [6 empty] | DEER:HVAC_Split-Package_HP | Annual | 20 | [13 empty] | CZ2022 | None
NE-HVAC-airHP-SpltPkg-65to134kBtuh-12p0eer-3p55cop | DEER2023 | D23 v1 | 2022-10-05 22:29 | Any | Asm | Rec | CZ15 | cDXHP | Cap-Tons | 550 | 100000 | None | 134 | 0.0725 | 0 | 110 | 0.0596 | 0 | [6 empty] | DEER:HVAC_Split-Package_HP | Annual | 20 | [13 empty] | CZ2022 | None
NE-HVAC-airHP-SpltPkg-65to134kBtuh-12p0eer-3p55cop | DEER2023 | D23 v1 | 2022-10-05 22:29 | Any | Asm | Rec | CZ16 | cDXHP | Cap-Tons | 316 | 100000 | None | 120 | 0.0379 | 0 | 78.1 | 0.0311 | 0 | [6 empty] | DEER:HVAC_Split-Package_HP | Annual | 20 | [13 empty] | CZ2022 | None
NE-HVAC-airHP-SpltPkg-65to134kBtuh-12p0eer-3p55cop | DEER2023 | D23 v1 | 2022-10-05 22:30 | Any | Com | Ex | CZ01 | cDXHP | Cap-Tons | 305 | 151000 | None | 657 | 0.0964 | -0.00036 | 35.8 | 0.011 | 0 | [6 empty] | DEER:HVAC_Split-Package_HP | Annual | 20 | [13 empty] | CZ2022 | None
NE-HVAC-airHP-SpltPkg-65to134kBtuh-12p0eer-3p55cop | DEER2023 | D23 v1 | 2022-10-05 22:30 | Any | Com | Ex | CZ02 | cDXHP | Cap-Tons | 329 | 157000 | None | 625 | 0.127 | 5e-05 | 57.1 | 0.0333 | 0 | [6 empty] | DEER:HVAC_Split-Package_HP | Annual | 20 | [13 empty] | CZ2022 | None
NE-HVAC-airHP-SpltPkg-65to134kBtuh-12p0eer-3p55cop | DEER2023 | D23 v1 | 2022-10-05 22:30 | Any | Com | Ex | CZ03 | cDXHP | Cap-Tons | 392 | 160000 | None | 573 | 0.0966 | -0.0001 | 34.7 | 0.0204 | 0 | [6 empty] | DEER:HVAC_Split-Package_HP | Annual | 20 | [13 empty] | CZ2022 | None
NE-HVAC-airHP-SpltPkg-65to134kBtuh-12p0eer-3p55cop | DEER2023 | D23 v1 | 2022-10-05 22:30 | Any | Com | Ex | CZ04 | cDXHP | Cap-Tons | 327 | 145000 | None | 580 | 0.119 | -3e-05 | 61 | 0.0342 | 0 | [6 empty] | DEER:HVAC_Split-Package_HP | Annual | 20 | [13 empty] | CZ2022 | None
NE-HVAC-airHP-SpltPkg-65to134kBtuh-12p0eer-3p55cop | DEER2023 | D23 v1 | 2022-10-05 22:30 | Any | Com | Ex | CZ05 | cDXHP | Cap-Tons | 470 | 200000 | None | 608 | 0.105 | 2e-05 | 43 | 0.0169 | 0 | [6 empty] | DEER:HVAC_Split-Package_HP | Annual | 20 | [13 empty] | CZ2022 | None
NE-HVAC-airHP-SpltPkg-65to134kBtuh-12p0eer-3p55cop | DEER2023 | D23 v1 | 2022-10-05 22:30 | Any | Com | Ex | CZ06 | cDXHP | Cap-Tons | 330 | 139000 | None | 578 | 0.121 | 7e-05 | 66.3 | 0.0279 | 0 | [6 empty] | DEER:HVAC_Split-Package_HP | Annual | 20 | [13 empty] | CZ2022 | None
NE-HVAC-airHP-SpltPkg-65to134kBtuh-12p0eer-3p55cop | DEER2023 | D23 v1 | 2022-10-05 22:30 | Any | Com | Ex | CZ07 | cDXHP | Cap-Tons | 341 | 146000 | None | 597 | 0.105 | -0.00011 | 55.7 | 0.0227 | 0 | [6 empty] | DEER:HVAC_Split-Package_HP | Annual | 20 | [13 empty] | CZ2022 | None
NE-HVAC-airHP-SpltPkg-65to134kBtuh-12p0eer-3p55cop | DEER2023 | D23 v1 | 2022-10-05 22:30 | Any | Com | Ex | CZ08 | cDXHP | Cap-Tons | 337 | 154000 | None | 585 | 0.125 | -4e-05 | 77.9 | 0.0316 | 0 | [6 empty] | DEER:HVAC_Split-Package_HP | Annual | 20 | [13 empty] | CZ2022 | None
NE-HVAC-airHP-SpltPkg-65to134kBtuh-12p0eer-3p55cop | DEER2023 | D23 v1 | 2022-10-05 22:30 | Any | Com | Ex | CZ09 | cDXHP | Cap-Tons | 358 | 134000 | None | 593 | 0.137 | -3e-05 | 65 | 0.0309 | 0 | [6 empty] | DEER:HVAC_Split-Package_HP | Annual | 20 | [13 empty] | CZ2022 | None
NE-HVAC-airHP-SpltPkg-65to134kBtuh-12p0eer-3p55cop | DEER2023 | D23 v1 | 2022-10-05 22:30 | Any | Com | Ex | CZ10 | cDXHP | Cap-Tons | 303 | 149000 | None | 590 | 0.136 | -1e-05 | 74.5 | 0.0356 | 0 | [6 empty] | DEER:HVAC_Split-Package_HP | Annual | 20 | [13 empty] | CZ2022 | None
NE-HVAC-airHP-SpltPkg-65to134kBtuh-12p0eer-3p55cop | DEER2023 | D23 v1 | 2022-10-05 22:30 | Any | Com | Ex | CZ11 | cDXHP | Cap-Tons | 407 | 166000 | None | 632 | 0.147 | 2e-05 | 76.7 | 0.0444 | 0 | [6 empty] | DEER:HVAC_Split-Package_HP | Annual | 20 | [13 empty] | CZ2022 | None
NE-HVAC-airHP-SpltPkg-65to134kBtuh-12p0eer-3p55cop | DEER2023 | D23 v1 | 2022-10-05 22:30 | Any | Com | Ex | CZ12 | cDXHP | Cap-Tons | 322 | 142000 | None | 614 | 0.135 | 8e-05 | 65.3 | 0.0403 | 0 | [6 empty] | DEER:HVAC_Split-Package_HP | Annual | 20 | [13 empty] | CZ2022 | None
NE-HVAC-airHP-SpltPkg-65to134kBtuh-12p0eer-3p55cop | DEER2023 | D23 v1 | 2022-10-05 22:30 | Any | Com | Ex | CZ13 | cDXHP | Cap-Tons | 367 | 148000 | None | 638 | 0.143 | 0 | 80.4 | 0.0429 | 0 | [6 empty] | DEER:HVAC_Split-Package_HP | Annual | 20 | [13 empty] | CZ2022 | None
NE-HVAC-airHP-SpltPkg-65to134kBtuh-12p0eer-3p55cop | DEER2023 | D23 v1 | 2022-10-05 22:30 | Any | Com | Ex | CZ14 | cDXHP | Cap-Tons | 353 | 131000 | None | 617 | 0.153 | 2e-05 | 76.6 | 0.0412 | 0 | [6 empty] | DEER:HVAC_Split-Package_HP | Annual | 20 | [13 empty] | CZ2022 | None
NE-HVAC-airHP-SpltPkg-65to134kBtuh-12p0eer-3p55cop | DEER2023 | D23 v1 | 2022-10-05 22:30 | Any | Com | Ex | CZ15 | cDXHP | Cap-Tons | 419 | 126000 | None | 688 | 0.185 | -1e-05 | 107 | 0.0511 | 0 | [6 empty] | DEER:HVAC_Split-Package_HP | Annual | 20 | [13 empty] | CZ2022 | None
NE-HVAC-airHP-SpltPkg-65to134kBtuh-12p0eer-3p55cop | DEER2023 | D23 v1 | 2022-10-05 22:30 | Any | Com | Ex | CZ16 | cDXHP | Cap-Tons | 521 | 213000 | None | 692 | 0.0824 | 0.00017 | 58.5 | 0.0182 | 0 | [6 empty] | DEER:HVAC_Split-Package_HP | Annual | 20 | [13 empty] | CZ2022 | None
NE-HVAC-airHP-SpltPkg-65to134kBtuh-12p0eer-3p55cop | DEER2023 | D23 v1 | 2022-10-05 22:30 | Any | Com | New | CZ01 | cDXHP | Cap-Tons | 284 | 153000 | None | 109 | 0.0184 | -2e-05 | 38.6 | 0.011 | 1e-05 | [6 empty] | DEER:HVAC_Split-Package_HP | Annual | 20 | [13 empty] | CZ2022 | None
NE-HVAC-airHP-SpltPkg-65to134kBtuh-12p0eer-3p55cop | DEER2023 | D23 v1 | 2022-10-05 22:30 | Any | Com | New | CZ02 | cDXHP | Cap-Tons | 297 | 152000 | None | 116 | 0.0498 | 0 | 57.6 | 0.0327 | 0 | [6 empty] | DEER:HVAC_Split-Package_HP | Annual | 20 | [13 empty] | CZ2022 | None
NE-HVAC-airHP-SpltPkg-65to134kBtuh-12p0eer-3p55cop | DEER2023 | D23 v1 | 2022-10-05 22:30 | Any | Com | New | CZ03 | cDXHP | Cap-Tons | 337 | 156000 | None | 78.4 | 0.0305 | 0 | 35.4 | 0.0198 | 0 | [6 empty] | DEER:HVAC_Split-Package_HP | Annual | 20 | [13 empty] | CZ2022 | None
NE-HVAC-airHP-SpltPkg-65to134kBtuh-12p0eer-3p55cop | DEER2023 | D23 v1 | 2022-10-05 22:30 | Any | Com | New | CZ04 | cDXHP | Cap-Tons | 284 | 141000 | None | 105 | 0.0482 | 0 | 60.6 | 0.034 | 0 | [6 empty] | DEER:HVAC_Split-Package_HP | Annual | 20 | [13 empty] | CZ2022 | None
NE-HVAC-airHP-SpltPkg-65to134kBtuh-12p0eer-3p55cop | DEER2023 | D23 v1 | 2022-10-05 22:30 | Any | Com | New | CZ05 | cDXHP | Cap-Tons | 382 | 190000 | None | 80.6 | 0.025 | -1e-05 | 44.1 | 0.0168 | 0 | [6 empty] | DEER:HVAC_Split-Package_HP | Annual | 20 | [13 empty] | CZ2022 | None
NE-HVAC-airHP-SpltPkg-65to134kBtuh-12p0eer-3p55cop | DEER2023 | D23 v1 | 2022-10-05 22:30 | Any | Com | New | CZ06 | cDXHP | Cap-Tons | 277 | 133000 | None | 114 | 0.0429 | 0 | 66.2 | 0.0285 | 0 | [6 empty] | DEER:HVAC_Split-Package_HP | Annual | 20 | [13 empty] | CZ2022 | None
NE-HVAC-airHP-SpltPkg-65to134kBtuh-12p0eer-3p55cop | DEER2023 | D23 v1 | 2022-10-05 22:30 | Any | Com | New | CZ07 | cDXHP | Cap-Tons | 276 | 137000 | None | 94.2 | 0.0329 | 0 | 56.2 | 0.0231 | 0 | [6 empty] | DEER:HVAC_Split-Package_HP | Annual | 20 | [13 empty] | CZ2022 | None
NE-HVAC-airHP-SpltPkg-65to134kBtuh-12p0eer-3p55cop | DEER2023 | D23 v1 | 2022-10-05 22:30 | Any | Com | New | CZ08 | cDXHP | Cap-Tons | 287 | 149000 | None | 138 | 0.0488 | 0 | 77 | 0.0319 | 0 | [6 empty] | DEER:HVAC_Split-Package_HP | Annual | 20 | [13 empty] | CZ2022 | None
NE-HVAC-airHP-SpltPkg-65to134kBtuh-12p0eer-3p55cop | DEER2023 | D23 v1 | 2022-10-05 22:30 | Any | Com | New | CZ09 | cDXHP | Cap-Tons | 315 | 131000 | None | 119 | 0.0502 | 0 | 63.7 | 0.0304 | 0 | [6 empty] | DEER:HVAC_Split-Package_HP | Annual | 20 | [13 empty] | CZ2022 | None
NE-HVAC-airHP-SpltPkg-65to134kBtuh-12p0eer-3p55cop | DEER2023 | D23 v1 | 2022-10-05 22:30 | Any | Com | New | CZ10 | cDXHP | Cap-Tons | 276 | 152000 | None | 183 | 0.0604 | 0 | 73.1 | 0.0356 | 0 | [6 empty] | DEER:HVAC_Split-Package_HP | Annual | 20 | [13 empty] | CZ2022 | None
NE-HVAC-airHP-SpltPkg-65to134kBtuh-12p0eer-3p55cop | DEER2023 | D23 v1 | 2022-10-05 22:30 | Any | Com | New | CZ11 | cDXHP | Cap-Tons | 356 | 162000 | None | 161 | 0.0626 | 0 | 76.4 | 0.0433 | 0 | [6 empty] | DEER:HVAC_Split-Package_HP | Annual | 20 | [13 empty] | CZ2022 | None
NE-HVAC-airHP-SpltPkg-65to134kBtuh-12p0eer-3p55cop | DEER2023 | D23 v1 | 2022-10-05 22:30 | Any | Com | New | CZ12 | cDXHP | Cap-Tons | 293 | 142000 | None | 140 | 0.057 | 0 | 64.6 | 0.0396 | 0 | [6 empty] | DEER:HVAC_Split-Package_HP | Annual | 20 | [13 empty] | CZ2022 | None
NE-HVAC-airHP-SpltPkg-65to134kBtuh-12p0eer-3p55cop | DEER2023 | D23 v1 | 2022-10-05 22:30 | Any | Com | New | CZ13 | cDXHP | Cap-Tons | 325 | 144000 | None | 155 | 0.0585 | 0 | 79.7 | 0.0422 | 0 | [6 empty] | DEER:HVAC_Split-Package_HP | Annual | 20 | [13 empty] | CZ2022 | None
NE-HVAC-airHP-SpltPkg-65to134kBtuh-12p0eer-3p55cop | DEER2023 | D23 v1 | 2022-10-05 22:30 | Any | Com | New | CZ14 | cDXHP | Cap-Tons | 316 | 131000 | None | 144 | 0.0627 | 0 | 76.7 | 0.0407 | 0 | [6 empty] | DEER:HVAC_Split-Package_HP | Annual | 20 | [13 empty] | CZ2022 | None
NE-HVAC-airHP-SpltPkg-65to134kBtuh-12p0eer-3p55cop | DEER2023 | D23 v1 | 2022-10-05 22:30 | Any | Com | New | CZ15 | cDXHP | Cap-Tons | 381 | 126000 | None | 160 | 0.0668 | 0 | 104 | 0.0495 | 0 | [6 empty] | DEER:HVAC_Split-Package_HP | Annual | 20 | [13 empty] | CZ2022 | None
NE-HVAC-airHP-SpltPkg-65to134kBtuh-12p0eer-3p55cop | DEER2023 | D23 v1 | 2022-10-05 22:30 | Any | Com | New | CZ16 | cDXHP | Cap-Tons | 435 | 206000 | None | 127 | 0.0283 | 0 | 56.8 | 0.0178 | 0 | [6 empty] | DEER:HVAC_Split-Package_HP | Annual | 20 | [13 empty] | CZ2022 | None
NE-HVAC-airHP-SpltPkg-65to134kBtuh-12p0eer-3p55cop | DEER2023 | D23 v1 | 2022-10-05 22:30 | Any | Com | Old | CZ01 | cDXHP | Cap-Tons | 487 | 185000 | None | 751 | 0.13 | 1e-05 | 34.7 | 0.0127 | 0 | [6 empty] | DEER:HVAC_Split-Package_HP | Annual | 20 | [13 empty] | CZ2022 | None
NE-HVAC-airHP-SpltPkg-65to134kBtuh-12p0eer-3p55cop | DEER2023 | D23 v1 | 2022-10-05 22:30 | Any | Com | Old | CZ02 | cDXHP | Cap-Tons | 354 | 147000 | None | 730 | 0.152 | 3e-05 | 59.7 | 0.0345 | 0 | [6 empty] | DEER:HVAC_Split-Package_HP | Annual | 20 | [13 empty] | CZ2022 | None
NE-HVAC-airHP-SpltPkg-65to134kBtuh-12p0eer-3p55cop | DEER2023 | D23 v1 | 2022-10-05 22:30 | Any | Com | Old | CZ03 | cDXHP | Cap-Tons | 427 | 154000 | None | 697 | 0.119 | -0.0001 | 36.9 | 0.0213 | 0 | [6 empty] | DEER:HVAC_Split-Package_HP | Annual | 20 | [13 empty] | CZ2022 | None
NE-HVAC-airHP-SpltPkg-65to134kBtuh-12p0eer-3p55cop | DEER2023 | D23 v1 | 2022-10-05 22:30 | Any | Com | Old | CZ04 | cDXHP | Cap-Tons | 338 | 136000 | None | 694 | 0.148 | -1e-05 | 63.9 | 0.0367 | 0 | [6 empty] | DEER:HVAC_Split-Package_HP | Annual | 20 | [13 empty] | CZ2022 | None
NE-HVAC-airHP-SpltPkg-65to134kBtuh-12p0eer-3p55cop | DEER2023 | D23 v1 | 2022-10-05 22:30 | Any | Com | Old | CZ05 | cDXHP | Cap-Tons | 506 | 185000 | None | 730 | 0.127 | 0.00014 | 45.1 | 0.0171 | 0 | [6 empty] | DEER:HVAC_Split-Package_HP | Annual | 20 | [13 empty] | CZ2022 | None
NE-HVAC-airHP-SpltPkg-65to134kBtuh-12p0eer-3p55cop | DEER2023 | D23 v1 | 2022-10-05 22:30 | Any | Com | Old | CZ06 | cDXHP | Cap-Tons | 402 | 141000 | None | 694 | 0.134 | 3e-05 | 65.2 | 0.0257 | 0 | [6 empty] | DEER:HVAC_Split-Package_HP | Annual | 20 | [13 empty] | CZ2022 | None
NE-HVAC-airHP-SpltPkg-65to134kBtuh-12p0eer-3p55cop | DEER2023 | D23 v1 | 2022-10-05 22:30 | Any | Com | Old | CZ07 | cDXHP | Cap-Tons | 378 | 137000 | None | 719 | 0.117 | -6e-05 | 55.9 | 0.0214 | 0 | [6 empty] | DEER:HVAC_Split-Package_HP | Annual | 20 | [13 empty] | CZ2022 | None
NE-HVAC-airHP-SpltPkg-65to134kBtuh-12p0eer-3p55cop | DEER2023 | D23 v1 | 2022-10-05 22:30 | Any | Com | Old | CZ08 | cDXHP | Cap-Tons | 386 | 154000 | None | 696 | 0.141 | -7e-05 | 78.9 | 0.0303 | 0 | [6 empty] | DEER:HVAC_Split-Package_HP | Annual | 20 | [13 empty] | CZ2022 | None
NE-HVAC-airHP-SpltPkg-65to134kBtuh-12p0eer-3p55cop | DEER2023 | D23 v1 | 2022-10-05 22:30 | Any | Com | Old | CZ09 | cDXHP | Cap-Tons | 408 | 133000 | None | 705 | 0.155 | -1e-05 | 66.6 | 0.0302 | 0 | [6 empty] | DEER:HVAC_Split-Package_HP | Annual | 20 | [13 empty] | CZ2022 | None
NE-HVAC-airHP-SpltPkg-65to134kBtuh-12p0eer-3p55cop | DEER2023 | D23 v1 | 2022-10-05 22:30 | Any | Com | Old | CZ10 | cDXHP | Cap-Tons | 335 | 130000 | None | 730 | 0.158 | 9e-05 | 79.2 | 0.0359 | 0 | [6 empty] | DEER:HVAC_Split-Package_HP | Annual | 20 | [13 empty] | CZ2022 | None
NE-HVAC-airHP-SpltPkg-65to134kBtuh-12p0eer-3p55cop | DEER2023 | D23 v1 | 2022-10-05 22:30 | Any | Com | Old | CZ11 | cDXHP | Cap-Tons | 452 | 157000 | None | 756 | 0.178 | 4e-05 | 80.7 | 0.0471 | 0 | [6 empty] | DEER:HVAC_Split-Package_HP | Annual | 20 | [13 empty] | CZ2022 | None
NE-HVAC-airHP-SpltPkg-65to134kBtuh-12p0eer-3p55cop | DEER2023 | D23 v1 | 2022-10-05 22:30 | Any | Com | Old | CZ12 | cDXHP | Cap-Tons | 346 | 132000 | None | 737 | 0.165 | -2e-05 | 68.7 | 0.0432 | 0 | [6 empty] | DEER:HVAC_Split-Package_HP | Annual | 20 | [13 empty] | CZ2022 | None
NE-HVAC-airHP-SpltPkg-65to134kBtuh-12p0eer-3p55cop | DEER2023 | D23 v1 | 2022-10-05 22:30 | Any | Com | Old | CZ13 | cDXHP | Cap-Tons | 396 | 136000 | None | 762 | 0.172 | 3e-05 | 83.9 | 0.045 | 0 | [6 empty] | DEER:HVAC_Split-Package_HP | Annual | 20 | [13 empty] | CZ2022 | None
NE-HVAC-airHP-SpltPkg-65to134kBtuh-12p0eer-3p55cop | DEER2023 | D23 v1 | 2022-10-05 22:30 | Any | Com | Old | CZ14 | cDXHP | Cap-Tons | 391 | 126000 | None | 735 | 0.172 | 0.00024 | 78.5 | 0.0409 | 0 | [6 empty] | DEER:HVAC_Split-Package_HP | Annual | 20 | [13 empty] | CZ2022 | None
NE-HVAC-airHP-SpltPkg-65to134kBtuh-12p0eer-3p55cop | DEER2023 | D23 v1 | 2022-10-05 22:30 | Any | Com | Old | CZ15 | cDXHP | Cap-Tons | 449 | 123000 | None | 848 | 0.213 | -2e-05 | 112 | 0.0521 | 0 | [6 empty] | DEER:HVAC_Split-Package_HP | Annual | 20 | [13 empty] | CZ2022 | None
NE-HVAC-airHP-SpltPkg-65to134kBtuh-12p0eer-3p55cop | DEER2023 | D23 v1 | 2022-10-05 22:30 | Any | Com | Old | CZ16 | cDXHP | Cap-Tons | 572 | 191000 | None | 842 | 0.102 | 0.00033 | 58.6 | 0.0192 | 0 | [6 empty] | DEER:HVAC_Split-Package_HP | Annual | 20 | [13 empty] | CZ2022 | None
NE-HVAC-airHP-SpltPkg-65to134kBtuh-12p0eer-3p55cop | DEER2023 | D23 v1 | 2022-10-05 22:30 | Any | Com | Rec | CZ01 | cDXHP | Cap-Tons | 292 | 154000 | None | 70 | 0.0151 | 0 | 35.7 | 0.0112 | 0 | [6 empty] | DEER:HVAC_Split-Package_HP | Annual | 20 | [13 empty] | CZ2022 | None
NE-HVAC-airHP-SpltPkg-65to134kBtuh-12p0eer-3p55cop | DEER2023 | D23 v1 | 2022-10-05 22:30 | Any | Com | Rec | CZ02 | cDXHP | Cap-Tons | 300 | 152000 | None | 86.8 | 0.0432 | 0 | 56.5 | 0.0334 | 0 | [6 empty] | DEER:HVAC_Split-Package_HP | Annual | 20 | [13 empty] | CZ2022 | None
NE-HVAC-airHP-SpltPkg-65to134kBtuh-12p0eer-3p55cop | DEER2023 | D23 v1 | 2022-10-05 22:30 | Any | Com | Rec | CZ03 | cDXHP | Cap-Tons | 343 | 156000 | None | 55 | 0.0262 | 0 | 34.5 | 0.0202 | 0 | [6 empty] | DEER:HVAC_Split-Package_HP | Annual | 20 | [13 empty] | CZ2022 | None
NE-HVAC-airHP-SpltPkg-65to134kBtuh-12p0eer-3p55cop | DEER2023 | D23 v1 | 2022-10-05 22:30 | Any | Com | Rec | CZ04 | cDXHP | Cap-Tons | 288 | 141000 | None | 85.3 | 0.0437 | 0 | 60.6 | 0.0344 | 0 | [6 empty] | DEER:HVAC_Split-Package_HP | Annual | 20 | [13 empty] | CZ2022 | None
NE-HVAC-airHP-SpltPkg-65to134kBtuh-12p0eer-3p55cop | DEER2023 | D23 v1 | 2022-10-05 22:30 | Any | Com | Rec | CZ05 | cDXHP | Cap-Tons | 394 | 191000 | None | 64.1 | 0.022 | 0 | 43.2 | 0.0171 | 0 | [6 empty] | DEER:HVAC_Split-Package_HP | Annual | 20 | [13 empty] | CZ2022 | None
NE-HVAC-airHP-SpltPkg-65to134kBtuh-12p0eer-3p55cop | DEER2023 | D23 v1 | 2022-10-05 22:30 | Any | Com | Rec | CZ06 | cDXHP | Cap-Tons | 284 | 133000 | None | 91.7 | 0.0371 | 0 | 66.5 | 0.0288 | 0 | [6 empty] | DEER:HVAC_Split-Package_HP | Annual | 20 | [13 empty] | CZ2022 | None
NE-HVAC-airHP-SpltPkg-65to134kBtuh-12p0eer-3p55cop | DEER2023 | D23 v1 | 2022-10-05 22:30 | Any | Com | Rec | CZ07 | cDXHP | Cap-Tons | 283 | 137000 | None | 77 | 0.0298 | 0 | 56 | 0.0235 | 0 | [6 empty] | DEER:HVAC_Split-Package_HP | Annual | 20 | [13 empty] | CZ2022 | None
NE-HVAC-airHP-SpltPkg-65to134kBtuh-12p0eer-3p55cop | DEER2023 | D23 v1 | 2022-10-05 22:30 | Any | Com | Rec | CZ08 | cDXHP | Cap-Tons | 293 | 149000 | None | 109 | 0.0421 | 0 | 77.7 | 0.0322 | 0 | [6 empty] | DEER:HVAC_Split-Package_HP | Annual | 20 | [13 empty] | CZ2022 | None
NE-HVAC-airHP-SpltPkg-65to134kBtuh-12p0eer-3p55cop | DEER2023 | D23 v1 | 2022-10-05 22:30 | Any | Com | Rec | CZ09 | cDXHP | Cap-Tons | 320 | 131000 | None | 91.2 | 0.041 | 0 | 63.9 | 0.0307 | 0 | [6 empty] | DEER:HVAC_Split-Package_HP | Annual | 20 | [13 empty] | CZ2022 | None
NE-HVAC-airHP-SpltPkg-65to134kBtuh-12p0eer-3p55cop | DEER2023 | D23 v1 | 2022-10-05 22:30 | Any | Com | Rec | CZ10 | cDXHP | Cap-Tons | 281 | 152000 | None | 116 | 0.0479 | 0 | 73.1 | 0.0358 | 0 | [6 empty] | DEER:HVAC_Split-Package_HP | Annual | 20 | [13 empty] | CZ2022 | None
NE-HVAC-airHP-SpltPkg-65to134kBtuh-12p0eer-3p55cop | DEER2023 | D23 v1 | 2022-10-05 22:30 | Any | Com | Rec | CZ11 | cDXHP | Cap-Tons | 363 | 162000 | None | 114 | 0.0555 | 0 | 75.2 | 0.0435 | 0 | [6 empty] | DEER:HVAC_Split-Package_HP | Annual | 20 | [13 empty] | CZ2022 | None
NE-HVAC-airHP-SpltPkg-65to134kBtuh-12p0eer-3p55cop | DEER2023 | D23 v1 | 2022-10-05 22:30 | Any | Com | Rec | CZ12 | cDXHP | Cap-Tons | 297 | 142000 | None | 98.3 | 0.0509 | 0 | 63.9 | 0.04 | 0 | [6 empty] | DEER:HVAC_Split-Package_HP | Annual | 20 | [13 empty] | CZ2022 | None
NE-HVAC-airHP-SpltPkg-65to134kBtuh-12p0eer-3p55cop | DEER2023 | D23 v1 | 2022-10-05 22:30 | Any | Com | Rec | CZ13 | cDXHP | Cap-Tons | 331 | 144000 | None | 115 | 0.0534 | 0 | 79 | 0.0423 | 0 | [6 empty] | DEER:HVAC_Split-Package_HP | Annual | 20 | [13 empty] | CZ2022 | None
NE-HVAC-airHP-SpltPkg-65to134kBtuh-12p0eer-3p55cop | DEER2023 | D23 v1 | 2022-10-05 22:30 | Any | Com | Rec | CZ14 | cDXHP | Cap-Tons | 322 | 131000 | None | 110 | 0.0531 | 0 | 75.7 | 0.0408 | 0 | [6 empty] | DEER:HVAC_Split-Package_HP | Annual | 20 | [13 empty] | CZ2022 | None
NE-HVAC-airHP-SpltPkg-65to134kBtuh-12p0eer-3p55cop | DEER2023 | D23 v1 | 2022-10-05 22:30 | Any | Com | Rec | CZ15 | cDXHP | Cap-Tons | 385 | 126000 | None | 138 | 0.0622 | 0 | 105 | 0.0497 | 0 | [6 empty] | DEER:HVAC_Split-Package_HP | Annual | 20 | [13 empty] | CZ2022 | None
NE-HVAC-airHP-SpltPkg-65to134kBtuh-12p0eer-3p55cop | DEER2023 | D23 v1 | 2022-10-05 22:30 | Any | Com | Rec | CZ16 | cDXHP | Cap-Tons | 447 | 206000 | None | 95.5 | 0.0238 | 0 | 57.2 | 0.0182 | 0 | [6 empty] | DEER:HVAC_Split-Package_HP | Annual | 20 | [13 empty] | CZ2022 | None
NE-HVAC-airHP-SpltPkg-65to134kBtuh-12p0eer-3p55cop | DEER2023 | D23 v1 | 2022-10-05 22:29 | Any | ECC | Ex | CZ01 | cDXHP | Cap-Tons | 778 | 300000 | None | 460 | 0.122 | 0 | 22.8 | 0.0167 | 0 | [6 empty] | DEER:HVAC_Split-Package_HP | Annual | 20 | [13 empty] | CZ2022 | None
NE-HVAC-airHP-SpltPkg-65to134kBtuh-12p0eer-3p55cop | DEER2023 | D23 v1 | 2022-10-05 22:29 | Any | ECC | Ex | CZ02 | cDXHP | Cap-Tons | 773 | 300000 | None | 493 | 0.163 | 0 | 48.8 | 0.0458 | 0 | [6 empty] | DEER:HVAC_Split-Package_HP | Annual | 20 | [13 empty] | CZ2022 | None
NE-HVAC-airHP-SpltPkg-65to134kBtuh-12p0eer-3p55cop | DEER2023 | D23 v1 | 2022-10-05 22:29 | Any | ECC | Ex | CZ03 | cDXHP | Cap-Tons | 882 | 300000 | None | 457 | 0.138 | 0 | 27 | 0.0297 | 0 | [6 empty] | DEER:HVAC_Split-Package_HP | Annual | 20 | [13 empty] | CZ2022 | None
NE-HVAC-airHP-SpltPkg-65to134kBtuh-12p0eer-3p55cop | DEER2023 | D23 v1 | 2022-10-05 22:29 | Any | ECC | Ex | CZ04 | cDXHP | Cap-Tons | 812 | 300000 | None | 491 | 0.17 | 0 | 54.4 | 0.051 | 0 | [6 empty] | DEER:HVAC_Split-Package_HP | Annual | 20 | [13 empty] | CZ2022 | None
NE-HVAC-airHP-SpltPkg-65to134kBtuh-12p0eer-3p55cop | DEER2023 | D23 v1 | 2022-10-05 22:29 | Any | ECC | Ex | CZ05 | cDXHP | Cap-Tons | 863 | 300000 | None | 451 | 0.129 | 0 | 32.1 | 0.0208 | 0 | [6 empty] | DEER:HVAC_Split-Package_HP | Annual | 20 | [13 empty] | CZ2022 | None
NE-HVAC-airHP-SpltPkg-65to134kBtuh-12p0eer-3p55cop | DEER2023 | D23 v1 | 2022-10-05 22:29 | Any | ECC | Ex | CZ06 | cDXHP | Cap-Tons | 924 | 300000 | None | 456 | 0.15 | 0 | 53.8 | 0.0346 | 0 | [6 empty] | DEER:HVAC_Split-Package_HP | Annual | 20 | [13 empty] | CZ2022 | None
NE-HVAC-airHP-SpltPkg-65to134kBtuh-12p0eer-3p55cop | DEER2023 | D23 v1 | 2022-10-05 22:29 | Any | ECC | Ex | CZ07 | cDXHP | Cap-Tons | 918 | 300000 | None | 472 | 0.137 | 0 | 45.6 | 0.0303 | 0 | [6 empty] | DEER:HVAC_Split-Package_HP | Annual | 20 | [13 empty] | CZ2022 | None
NE-HVAC-airHP-SpltPkg-65to134kBtuh-12p0eer-3p55cop | DEER2023 | D23 v1 | 2022-10-05 22:29 | Any | ECC | Ex | CZ08 | cDXHP | Cap-Tons | 864 | 300000 | None | 502 | 0.157 | 0 | 73 | 0.0422 | 0 | [6 empty] | DEER:HVAC_Split-Package_HP | Annual | 20 | [13 empty] | CZ2022 | None
NE-HVAC-airHP-SpltPkg-65to134kBtuh-12p0eer-3p55cop | DEER2023 | D23 v1 | 2022-10-05 22:29 | Any | ECC | Ex | CZ09 | cDXHP | Cap-Tons | 1050 | 300000 | None | 496 | 0.178 | 0 | 56.7 | 0.0404 | 0 | [6 empty] | DEER:HVAC_Split-Package_HP | Annual | 20 | [13 empty] | CZ2022 | None
NE-HVAC-airHP-SpltPkg-65to134kBtuh-12p0eer-3p55cop | DEER2023 | D23 v1 | 2022-10-05 22:29 | Any | ECC | Ex | CZ10 | cDXHP | Cap-Tons | 939 | 300000 | None | 525 | 0.156 | 0 | 70.3 | 0.0346 | 0 | [6 empty] | DEER:HVAC_Split-Package_HP | Annual | 20 | [13 empty] | CZ2022 | None
NE-HVAC-airHP-SpltPkg-65to134kBtuh-12p0eer-3p55cop | DEER2023 | D23 v1 | 2022-10-05 22:29 | Any | ECC | Ex | CZ11 | cDXHP | Cap-Tons | 918 | 300000 | None | 534 | 0.166 | 0 | 71.7 | 0.0471 | 0 | [6 empty] | DEER:HVAC_Split-Package_HP | Annual | 20 | [13 empty] | CZ2022 | None
NE-HVAC-airHP-SpltPkg-65to134kBtuh-12p0eer-3p55cop | DEER2023 | D23 v1 | 2022-10-05 22:29 | Any | ECC | Ex | CZ12 | cDXHP | Cap-Tons | 837 | 300000 | None | 527 | 0.166 | 0 | 63.2 | 0.0453 | 0 | [6 empty] | DEER:HVAC_Split-Package_HP | Annual | 20 | [13 empty] | CZ2022 | None
NE-HVAC-airHP-SpltPkg-65to134kBtuh-12p0eer-3p55cop | DEER2023 | D23 v1 | 2022-10-05 22:29 | Any | ECC | Ex | CZ13 | cDXHP | Cap-Tons | 939 | 300000 | None | 551 | 0.17 | 0 | 77.7 | 0.0468 | 0 | [6 empty] | DEER:HVAC_Split-Package_HP | Annual | 20 | [13 empty] | CZ2022 | None
NE-HVAC-airHP-SpltPkg-65to134kBtuh-12p0eer-3p55cop | DEER2023 | D23 v1 | 2022-10-05 22:29 | Any | ECC | Ex | CZ14 | cDXHP | Cap-Tons | 986 | 300000 | None | 517 | 0.166 | 0 | 66.3 | 0.0389 | 0 | [6 empty] | DEER:HVAC_Split-Package_HP | Annual | 20 | [13 empty] | CZ2022 | None
NE-HVAC-airHP-SpltPkg-65to134kBtuh-12p0eer-3p55cop | DEER2023 | D23 v1 | 2022-10-05 22:29 | Any | ECC | Ex | CZ15 | cDXHP | Cap-Tons | 1310 | 300000 | None | 562 | 0.192 | 0 | 93.9 | 0.0455 | 0 | [6 empty] | DEER:HVAC_Split-Package_HP | Annual | 20 | [13 empty] | CZ2022 | None
NE-HVAC-airHP-SpltPkg-65to134kBtuh-12p0eer-3p55cop | DEER2023 | D23 v1 | 2022-10-05 22:29 | Any | ECC | Ex | CZ16 | cDXHP | Cap-Tons | 887 | 300000 | None | 563 | 0.00883 | 0 | 44.4 | 0.00615 | 0 | [6 empty] | DEER:HVAC_Split-Package_HP | Annual | 20 | [13 empty] | CZ2022 | None
NE-HVAC-airHP-SpltPkg-65to134kBtuh-12p0eer-3p55cop | DEER2023 | D23 v1 | 2022-10-05 22:29 | Any | ECC | Old | CZ01 | cDXHP | Cap-Tons | 976 | 300000 | None | 551 | 0.161 | 0 | 21.2 | 0.0159 | 0 | [6 empty] | DEER:HVAC_Split-Package_HP | Annual | 20 | [13 empty] | CZ2022 | None
NE-HVAC-airHP-SpltPkg-65to134kBtuh-12p0eer-3p55cop | DEER2023 | D23 v1 | 2022-10-05 22:29 | Any | ECC | Old | CZ02 | cDXHP | Cap-Tons | 904 | 300000 | None | 590 | 0.186 | 0 | 52.1 | 0.0465 | 0 | [6 empty] | DEER:HVAC_Split-Package_HP | Annual | 20 | [13 empty] | CZ2022 | None
NE-HVAC-airHP-SpltPkg-65to134kBtuh-12p0eer-3p55cop | DEER2023 | D23 v1 | 2022-10-05 22:29 | Any | ECC | Old | CZ03 | cDXHP | Cap-Tons | 1040 | 300000 | None | 554 | 0.159 | 0 | 27.6 | 0.0293 | 0 | [6 empty] | DEER:HVAC_Split-Package_HP | Annual | 20 | [13 empty] | CZ2022 | None
NE-HVAC-airHP-SpltPkg-65to134kBtuh-12p0eer-3p55cop | DEER2023 | D23 v1 | 2022-10-05 22:29 | Any | ECC | Old | CZ04 | cDXHP | Cap-Tons | 917 | 300000 | None | 595 | 0.194 | 0 | 58.3 | 0.0523 | 0 | [6 empty] | DEER:HVAC_Split-Package_HP | Annual | 20 | [13 empty] | CZ2022 | None
NE-HVAC-airHP-SpltPkg-65to134kBtuh-12p0eer-3p55cop | DEER2023 | D23 v1 | 2022-10-05 22:29 | Any | ECC | Old | CZ05 | cDXHP | Cap-Tons | 1030 | 300000 | None | 555 | 0.154 | 0 | 32.7 | 0.0205 | 0 | [6 empty] | DEER:HVAC_Split-Package_HP | Annual | 20 | [13 empty] | CZ2022 | None
NE-HVAC-airHP-SpltPkg-65to134kBtuh-12p0eer-3p55cop | DEER2023 | D23 v1 | 2022-10-05 22:29 | Any | ECC | Old | CZ06 | cDXHP | Cap-Tons | 1090 | 300000 | None | 564 | 0.173 | 0 | 54.7 | 0.0336 | 0 | [6 empty] | DEER:HVAC_Split-Package_HP | Annual | 20 | [13 empty] | CZ2022 | None
NE-HVAC-airHP-SpltPkg-65to134kBtuh-12p0eer-3p55cop | DEER2023 | D23 v1 | 2022-10-05 22:29 | Any | ECC | Old | CZ07 | cDXHP | Cap-Tons | 1070 | 300000 | None | 569 | 0.155 | 0 | 46.2 | 0.0292 | 0 | [6 empty] | DEER:HVAC_Split-Package_HP | Annual | 20 | [13 empty] | CZ2022 | None
NE-HVAC-airHP-SpltPkg-65to134kBtuh-12p0eer-3p55cop | DEER2023 | D23 v1 | 2022-10-05 22:29 | Any | ECC | Old | CZ08 | cDXHP | Cap-Tons | 966 | 300000 | None | 616 | 0.183 | 0 | 76.8 | 0.0426 | 0 | [6 empty] | DEER:HVAC_Split-Package_HP | Annual | 20 | [13 empty] | CZ2022 | None
NE-HVAC-airHP-SpltPkg-65to134kBtuh-12p0eer-3p55cop | DEER2023 | D23 v1 | 2022-10-05 22:29 | Any | ECC | Old | CZ09 | cDXHP | Cap-Tons | 1160 | 300000 | None | 607 | 0.205 | 0 | 61.2 | 0.0416 | 0 | [6 empty] | DEER:HVAC_Split-Package_HP | Annual | 20 | [13 empty] | CZ2022 | None
NE-HVAC-airHP-SpltPkg-65to134kBtuh-12p0eer-3p55cop | DEER2023 | D23 v1 | 2022-10-05 22:29 | Any | ECC | Old | CZ10 | cDXHP | Cap-Tons | 1080 | 300000 | None | 631 | 0.177 | 0 | 74.8 | 0.0363 | 0 | [6 empty] | DEER:HVAC_Split-Package_HP | Annual | 20 | [13 empty] | CZ2022 | None
NE-HVAC-airHP-SpltPkg-65to134kBtuh-12p0eer-3p55cop | DEER2023 | D23 v1 | 2022-10-05 22:29 | Any | ECC | Old | CZ11 | cDXHP | Cap-Tons | 1040 | 300000 | None | 635 | 0.19 | 0 | 76.6 | 0.0496 | 0 | [6 empty] | DEER:HVAC_Split-Package_HP | Annual | 20 | [13 empty] | CZ2022 | None
NE-HVAC-airHP-SpltPkg-65to134kBtuh-12p0eer-3p55cop | DEER2023 | D23 v1 | 2022-10-05 22:29 | Any | ECC | Old | CZ12 | cDXHP | Cap-Tons | 953 | 300000 | None | 632 | 0.188 | 0 | 66.9 | 0.0475 | 0 | [6 empty] | DEER:HVAC_Split-Package_HP | Annual | 20 | [13 empty] | CZ2022 | None
NE-HVAC-airHP-SpltPkg-65to134kBtuh-12p0eer-3p55cop | DEER2023 | D23 v1 | 2022-10-05 22:29 | Any | ECC | Old | CZ13 | cDXHP | Cap-Tons | 1060 | 300000 | None | 658 | 0.193 | 0 | 82.5 | 0.0493 | 0 | [6 empty] | DEER:HVAC_Split-Package_HP | Annual | 20 | [13 empty] | CZ2022 | None
NE-HVAC-airHP-SpltPkg-65to134kBtuh-12p0eer-3p55cop | DEER2023 | D23 v1 | 2022-10-05 22:29 | Any | ECC | Old | CZ14 | cDXHP | Cap-Tons | 1110 | 300000 | None | 624 | 0.189 | 0 | 71.5 | 0.0413 | 0 | [6 empty] | DEER:HVAC_Split-Package_HP | Annual | 20 | [13 empty] | CZ2022 | None
NE-HVAC-airHP-SpltPkg-65to134kBtuh-12p0eer-3p55cop | DEER2023 | D23 v1 | 2022-10-05 22:29 | Any | ECC | Old | CZ15 | cDXHP | Cap-Tons | 1460 | 300000 | None | 673 | 0.22 | 0 | 100 | 0.0483 | 0 | [6 empty] | DEER:HVAC_Split-Package_HP | Annual | 20 | [13 empty] | CZ2022 | None
NE-HVAC-airHP-SpltPkg-65to134kBtuh-12p0eer-3p55cop | DEER2023 | D23 v1 | 2022-10-05 22:29 | Any | ECC | Old | CZ16 | cDXHP | Cap-Tons | 1090 | 300000 | None | 651 | 0.0154 | 0 | 44.7 | 0.00882 | 0 | [6 empty] | DEER:HVAC_Split-Package_HP | Annual | 20 | [13 empty] | CZ2022 | None
NE-HVAC-airHP-SpltPkg-65to134kBtuh-12p0eer-3p55cop | DEER2023 | D23 v1 | 2022-10-05 22:29 | Any | ECC | Rec | CZ01 | cDXHP | Cap-Tons | 721 | 300000 | None | 36.2 | 0.0202 | 0 | 23.1 | 0.0166 | 0 | [6 empty] | DEER:HVAC_Split-Package_HP | Annual | 20 | [13 empty] | CZ2022 | None
NE-HVAC-airHP-SpltPkg-65to134kBtuh-12p0eer-3p55cop | DEER2023 | D23 v1 | 2022-10-05 22:29 | Any | ECC | Rec | CZ02 | cDXHP | Cap-Tons | 736 | 300000 | None | 61.3 | 0.0546 | 0 | 47.1 | 0.0448 | 0 | [6 empty] | DEER:HVAC_Split-Package_HP | Annual | 20 | [13 empty] | CZ2022 | None
NE-HVAC-airHP-SpltPkg-65to134kBtuh-12p0eer-3p55cop | DEER2023 | D23 v1 | 2022-10-05 22:29 | Any | ECC | Rec | CZ03 | cDXHP | Cap-Tons | 776 | 300000 | None | 37 | 0.0376 | 0 | 27.9 | 0.0308 | 0 | [6 empty] | DEER:HVAC_Split-Package_HP | Annual | 20 | [13 empty] | CZ2022 | None
NE-HVAC-airHP-SpltPkg-65to134kBtuh-12p0eer-3p55cop | DEER2023 | D23 v1 | 2022-10-05 22:29 | Any | ECC | Rec | CZ04 | cDXHP | Cap-Tons | 746 | 300000 | None | 66.9 | 0.0619 | 0 | 53.1 | 0.0509 | 0 | [6 empty] | DEER:HVAC_Split-Package_HP | Annual | 20 | [13 empty] | CZ2022 | None
NE-HVAC-airHP-SpltPkg-65to134kBtuh-12p0eer-3p55cop | DEER2023 | D23 v1 | 2022-10-05 22:29 | Any | ECC | Rec | CZ05 | cDXHP | Cap-Tons | 759 | 300000 | None | 42.6 | 0.0266 | 0 | 33 | 0.0219 | 0 | [6 empty] | DEER:HVAC_Split-Package_HP | Annual | 20 | [13 empty] | CZ2022 | None
NE-HVAC-airHP-SpltPkg-65to134kBtuh-12p0eer-3p55cop | DEER2023 | D23 v1 | 2022-10-05 22:29 | Any | ECC | Rec | CZ06 | cDXHP | Cap-Tons | 817 | 300000 | None | 68.5 | 0.0441 | 0 | 55.5 | 0.0363 | 0 | [6 empty] | DEER:HVAC_Split-Package_HP | Annual | 20 | [13 empty] | CZ2022 | None
NE-HVAC-airHP-SpltPkg-65to134kBtuh-12p0eer-3p55cop | DEER2023 | D23 v1 | 2022-10-05 22:29 | Any | ECC | Rec | CZ07 | cDXHP | Cap-Tons | 808 | 300000 | None | 58.6 | 0.0389 | 0 | 47.6 | 0.0319 | 0 | [6 empty] | DEER:HVAC_Split-Package_HP | Annual | 20 | [13 empty] | CZ2022 | None
NE-HVAC-airHP-SpltPkg-65to134kBtuh-12p0eer-3p55cop | DEER2023 | D23 v1 | 2022-10-05 22:29 | Any | ECC | Rec | CZ08 | cDXHP | Cap-Tons | 798 | 300000 | None | 87.8 | 0.0514 | 0 | 71.7 | 0.0422 | 0 | [6 empty] | DEER:HVAC_Split-Package_HP | Annual | 20 | [13 empty] | CZ2022 | None
NE-HVAC-airHP-SpltPkg-65to134kBtuh-12p0eer-3p55cop | DEER2023 | D23 v1 | 2022-10-05 22:29 | Any | ECC | Rec | CZ09 | cDXHP | Cap-Tons | 977 | 300000 | None | 67.4 | 0.0482 | 0 | 54.7 | 0.0397 | 0 | [6 empty] | DEER:HVAC_Split-Package_HP | Annual | 20 | [13 empty] | CZ2022 | None
NE-HVAC-airHP-SpltPkg-65to134kBtuh-12p0eer-3p55cop | DEER2023 | D23 v1 | 2022-10-05 22:29 | Any | ECC | Rec | CZ10 | cDXHP | Cap-Tons | 896 | 300000 | None | 84 | 0.0407 | 0 | 68 | 0.0335 | 0 | [6 empty] | DEER:HVAC_Split-Package_HP | Annual | 20 | [13 empty] | CZ2022 | None
NE-HVAC-airHP-SpltPkg-65to134kBtuh-12p0eer-3p55cop | DEER2023 | D23 v1 | 2022-10-05 22:29 | Any | ECC | Rec | CZ11 | cDXHP | Cap-Tons | 855 | 300000 | None | 85.3 | 0.0539 | 0 | 67.8 | 0.0443 | 0 | [6 empty] | DEER:HVAC_Split-Package_HP | Annual | 20 | [13 empty] | CZ2022 | None
NE-HVAC-airHP-SpltPkg-65to134kBtuh-12p0eer-3p55cop | DEER2023 | D23 v1 | 2022-10-05 22:29 | Any | ECC | Rec | CZ12 | cDXHP | Cap-Tons | 790 | 300000 | None | 77.2 | 0.0526 | 0 | 60.9 | 0.0432 | 0 | [6 empty] | DEER:HVAC_Split-Package_HP | Annual | 20 | [13 empty] | CZ2022 | None
NE-HVAC-airHP-SpltPkg-65to134kBtuh-12p0eer-3p55cop | DEER2023 | D23 v1 | 2022-10-05 22:29 | Any | ECC | Rec | CZ13 | cDXHP | Cap-Tons | 882 | 300000 | None | 92.3 | 0.0538 | 0 | 74 | 0.0442 | 0 | [6 empty] | DEER:HVAC_Split-Package_HP | Annual | 20 | [13 empty] | CZ2022 | None
NE-HVAC-airHP-SpltPkg-65to134kBtuh-12p0eer-3p55cop | DEER2023 | D23 v1 | 2022-10-05 22:29 | Any | ECC | Rec | CZ14 | cDXHP | Cap-Tons | 926 | 300000 | None | 78.2 | 0.044 | 0 | 62.6 | 0.0361 | 0 | [6 empty] | DEER:HVAC_Split-Package_HP | Annual | 20 | [13 empty] | CZ2022 | None
NE-HVAC-airHP-SpltPkg-65to134kBtuh-12p0eer-3p55cop | DEER2023 | D23 v1 | 2022-10-05 22:29 | Any | ECC | Rec | CZ15 | cDXHP | Cap-Tons | 1240 | 300000 | None | 108 | 0.0519 | 0 | 88.6 | 0.0426 | 0 | [6 empty] | DEER:HVAC_Split-Package_HP | Annual | 20 | [13 empty] | CZ2022 | None
NE-HVAC-airHP-SpltPkg-65to134kBtuh-12p0eer-3p55cop | DEER2023 | D23 v1 | 2022-10-05 22:29 | Any | ECC | Rec | CZ16 | cDXHP | Cap-Tons | 809 | 300000 | None | 59 | 0.00497 | 0 | 41.4 | 0.00408 | 0 | [6 empty] | DEER:HVAC_Split-Package_HP | Annual | 20 | [13 empty] | CZ2022 | None
NE-HVAC-airHP-SpltPkg-65to134kBtuh-12p0eer-3p55cop | DEER2023 | D23 v1 | 2022-10-05 22:29 | Any | EPr | Ex | CZ01 | cDXHP | Cap-Tons | 118 | 50000 | None | 334 | 0.0647 | 0 | 27 | 0.00862 | 0 | [6 empty] | DEER:HVAC_Split-Package_HP | Annual | 20 | [13 empty] | CZ2022 | None
NE-HVAC-airHP-SpltPkg-65to134kBtuh-12p0eer-3p55cop | DEER2023 | D23 v1 | 2022-10-05 22:29 | Any | EPr | Ex | CZ02 | cDXHP | Cap-Tons | 124 | 50000 | None | 316 | 0.112 | 0 | 36.3 | 0.027 | 0 | [6 empty] | DEER:HVAC_Split-Package_HP | Annual | 20 | [13 empty] | CZ2022 | None
NE-HVAC-airHP-SpltPkg-65to134kBtuh-12p0eer-3p55cop | DEER2023 | D23 v1 | 2022-10-05 22:29 | Any | EPr | Ex | CZ03 | cDXHP | Cap-Tons | 137 | 50000 | None | 287 | 0.0831 | 0 | 22.9 | 0.0157 | 0 | [6 empty] | DEER:HVAC_Split-Package_HP | Annual | 20 | [13 empty] | CZ2022 | None
NE-HVAC-airHP-SpltPkg-65to134kBtuh-12p0eer-3p55cop | DEER2023 | D23 v1 | 2022-10-05 22:29 | Any | EPr | Ex | CZ04 | cDXHP | Cap-Tons | 131 | 50000 | None | 303 | 0.118 | 0 | 38 | 0.0292 | 0 | [6 empty] | DEER:HVAC_Split-Package_HP | Annual | 20 | [13 empty] | CZ2022 | None
NE-HVAC-airHP-SpltPkg-65to134kBtuh-12p0eer-3p55cop | DEER2023 | D23 v1 | 2022-10-05 22:29 | Any | EPr | Ex | CZ05 | cDXHP | Cap-Tons | 133 | 50000 | None | 274 | 0.0676 | 0 | 26.9 | 0.012 | 0 | [6 empty] | DEER:HVAC_Split-Package_HP | Annual | 20 | [13 empty] | CZ2022 | None
NE-HVAC-airHP-SpltPkg-65to134kBtuh-12p0eer-3p55cop | DEER2023 | D23 v1 | 2022-10-05 22:29 | Any | EPr | Ex | CZ06 | cDXHP | Cap-Tons | 147 | 50000 | None | 274 | 0.0904 | 0 | 36.2 | 0.0189 | 0 | [6 empty] | DEER:HVAC_Split-Package_HP | Annual | 20 | [13 empty] | CZ2022 | None
NE-HVAC-airHP-SpltPkg-65to134kBtuh-12p0eer-3p55cop | DEER2023 | D23 v1 | 2022-10-05 22:29 | Any | EPr | Ex | CZ07 | cDXHP | Cap-Tons | 145 | 50000 | None | 275 | 0.0804 | 0 | 29.6 | 0.0159 | 0 | [6 empty] | DEER:HVAC_Split-Package_HP | Annual | 20 | [13 empty] | CZ2022 | None
NE-HVAC-airHP-SpltPkg-65to134kBtuh-12p0eer-3p55cop | DEER2023 | D23 v1 | 2022-10-05 22:29 | Any | EPr | Ex | CZ08 | cDXHP | Cap-Tons | 148 | 50000 | None | 303 | 0.108 | 0 | 46.6 | 0.0231 | 0 | [6 empty] | DEER:HVAC_Split-Package_HP | Annual | 20 | [13 empty] | CZ2022 | None
NE-HVAC-airHP-SpltPkg-65to134kBtuh-12p0eer-3p55cop | DEER2023 | D23 v1 | 2022-10-05 22:29 | Any | EPr | Ex | CZ09 | cDXHP | Cap-Tons | 185 | 50000 | None | 308 | 0.117 | 0 | 36 | 0.0226 | 0 | [6 empty] | DEER:HVAC_Split-Package_HP | Annual | 20 | [13 empty] | CZ2022 | None
NE-HVAC-airHP-SpltPkg-65to134kBtuh-12p0eer-3p55cop | DEER2023 | D23 v1 | 2022-10-05 22:29 | Any | EPr | Ex | CZ10 | cDXHP | Cap-Tons | 161 | 50000 | None | 328 | 0.00642 | 0 | 46.4 | 0.00565 | 0 | [6 empty] | DEER:HVAC_Split-Package_HP | Annual | 20 | [13 empty] | CZ2022 | None
NE-HVAC-airHP-SpltPkg-65to134kBtuh-12p0eer-3p55cop | DEER2023 | D23 v1 | 2022-10-05 22:29 | Any | EPr | Ex | CZ11 | cDXHP | Cap-Tons | 157 | 50000 | None | 331 | 0.00684 | 0 | 49.2 | 0.0124 | 0 | [6 empty] | DEER:HVAC_Split-Package_HP | Annual | 20 | [13 empty] | CZ2022 | None
NE-HVAC-airHP-SpltPkg-65to134kBtuh-12p0eer-3p55cop | DEER2023 | D23 v1 | 2022-10-05 22:29 | Any | EPr | Ex | CZ12 | cDXHP | Cap-Tons | 138 | 50000 | None | 326 | 0.00722 | 0 | 43.5 | 0.00774 | 0 | [6 empty] | DEER:HVAC_Split-Package_HP | Annual | 20 | [13 empty] | CZ2022 | None
NE-HVAC-airHP-SpltPkg-65to134kBtuh-12p0eer-3p55cop | DEER2023 | D23 v1 | 2022-10-05 22:29 | Any | EPr | Ex | CZ13 | cDXHP | Cap-Tons | 161 | 50000 | None | 337 | 0.00873 | 0 | 51.9 | 0.0131 | 0 | [6 empty] | DEER:HVAC_Split-Package_HP | Annual | 20 | [13 empty] | CZ2022 | None
NE-HVAC-airHP-SpltPkg-65to134kBtuh-12p0eer-3p55cop | DEER2023 | D23 v1 | 2022-10-05 22:29 | Any | EPr | Ex | CZ14 | cDXHP | Cap-Tons | 172 | 50000 | None | 332 | 0.00732 | 0 | 44.8 | 0.00935 | 0 | [6 empty] | DEER:HVAC_Split-Package_HP | Annual | 20 | [13 empty] | CZ2022 | None
NE-HVAC-airHP-SpltPkg-65to134kBtuh-12p0eer-3p55cop | DEER2023 | D23 v1 | 2022-10-05 22:29 | Any | EPr | Ex | CZ15 | cDXHP | Cap-Tons | 238 | 50000 | None | 359 | 0.0107 | 0 | 63.1 | 0.0153 | 0 | [6 empty] | DEER:HVAC_Split-Package_HP | Annual | 20 | [13 empty] | CZ2022 | None
NE-HVAC-airHP-SpltPkg-65to134kBtuh-12p0eer-3p55cop | DEER2023 | D23 v1 | 2022-10-05 22:29 | Any | EPr | Ex | CZ16 | cDXHP | Cap-Tons | 138 | 50000 | None | 439 | 0.00259 | 0 | 40 | 0.00172 | 0 | [6 empty] | DEER:HVAC_Split-Package_HP | Annual | 20 | [13 empty] | CZ2022 | None
NE-HVAC-airHP-SpltPkg-65to134kBtuh-12p0eer-3p55cop | DEER2023 | D23 v1 | 2022-10-05 22:29 | Any | EPr | Old | CZ01 | cDXHP | Cap-Tons | 151 | 50000 | None | 374 | 0.0812 | 0 | 24.1 | 0.00895 | 0 | [6 empty] | DEER:HVAC_Split-Package_HP | Annual | 20 | [13 empty] | CZ2022 | None
NE-HVAC-airHP-SpltPkg-65to134kBtuh-12p0eer-3p55cop | DEER2023 | D23 v1 | 2022-10-05 22:29 | Any | EPr | Old | CZ02 | cDXHP | Cap-Tons | 149 | 50000 | None | 373 | 0.127 | 0 | 38.7 | 0.0282 | 0 | [6 empty] | DEER:HVAC_Split-Package_HP | Annual | 20 | [13 empty] | CZ2022 | None
NE-HVAC-airHP-SpltPkg-65to134kBtuh-12p0eer-3p55cop | DEER2023 | D23 v1 | 2022-10-05 22:29 | Any | EPr | Old | CZ03 | cDXHP | Cap-Tons | 162 | 50000 | None | 346 | 0.0953 | 0 | 23 | 0.0166 | 0 | [6 empty] | DEER:HVAC_Split-Package_HP | Annual | 20 | [13 empty] | CZ2022 | None
NE-HVAC-airHP-SpltPkg-65to134kBtuh-12p0eer-3p55cop | DEER2023 | D23 v1 | 2022-10-05 22:29 | Any | EPr | Old | CZ04 | cDXHP | Cap-Tons | 151 | 50000 | None | 364 | 0.132 | 0 | 41.4 | 0.031 | 0 | [6 empty] | DEER:HVAC_Split-Package_HP | Annual | 20 | [13 empty] | CZ2022 | None
NE-HVAC-airHP-SpltPkg-65to134kBtuh-12p0eer-3p55cop | DEER2023 | D23 v1 | 2022-10-05 22:29 | Any | EPr | Old | CZ05 | cDXHP | Cap-Tons | 158 | 50000 | None | 331 | 0.0786 | 0 | 27.1 | 0.0126 | 0 | [6 empty] | DEER:HVAC_Split-Package_HP | Annual | 20 | [13 empty] | CZ2022 | None
NE-HVAC-airHP-SpltPkg-65to134kBtuh-12p0eer-3p55cop | DEER2023 | D23 v1 | 2022-10-05 22:29 | Any | EPr | Old | CZ06 | cDXHP | Cap-Tons | 174 | 50000 | None | 337 | 0.102 | 0 | 38.2 | 0.0189 | 0 | [6 empty] | DEER:HVAC_Split-Package_HP | Annual | 20 | [13 empty] | CZ2022 | None
NE-HVAC-airHP-SpltPkg-65to134kBtuh-12p0eer-3p55cop | DEER2023 | D23 v1 | 2022-10-05 22:29 | Any | EPr | Old | CZ07 | cDXHP | Cap-Tons | 171 | 50000 | None | 332 | 0.09 | 0 | 30.9 | 0.0159 | 0 | [6 empty] | DEER:HVAC_Split-Package_HP | Annual | 20 | [13 empty] | CZ2022 | None
NE-HVAC-airHP-SpltPkg-65to134kBtuh-12p0eer-3p55cop | DEER2023 | D23 v1 | 2022-10-05 22:29 | Any | EPr | Old | CZ08 | cDXHP | Cap-Tons | 166 | 50000 | None | 366 | 0.121 | 0 | 51.4 | 0.024 | 0 | [6 empty] | DEER:HVAC_Split-Package_HP | Annual | 20 | [13 empty] | CZ2022 | None
NE-HVAC-airHP-SpltPkg-65to134kBtuh-12p0eer-3p55cop | DEER2023 | D23 v1 | 2022-10-05 22:29 | Any | EPr | Old | CZ09 | cDXHP | Cap-Tons | 206 | 50000 | None | 368 | 0.131 | 0 | 40.3 | 0.0241 | 0 | [6 empty] | DEER:HVAC_Split-Package_HP | Annual | 20 | [13 empty] | CZ2022 | None
NE-HVAC-airHP-SpltPkg-65to134kBtuh-12p0eer-3p55cop | DEER2023 | D23 v1 | 2022-10-05 22:29 | Any | EPr | Old | CZ10 | cDXHP | Cap-Tons | 190 | 50000 | None | 386 | 0.0142 | 0 | 51.3 | 0.0108 | 0 | [6 empty] | DEER:HVAC_Split-Package_HP | Annual | 20 | [13 empty] | CZ2022 | None
NE-HVAC-airHP-SpltPkg-65to134kBtuh-12p0eer-3p55cop | DEER2023 | D23 v1 | 2022-10-05 22:29 | Any | EPr | Old | CZ11 | cDXHP | Cap-Tons | 180 | 50000 | None | 395 | 0.0164 | 0 | 54.3 | 0.0184 | 0 | [6 empty] | DEER:HVAC_Split-Package_HP | Annual | 20 | [13 empty] | CZ2022 | None
NE-HVAC-airHP-SpltPkg-65to134kBtuh-12p0eer-3p55cop | DEER2023 | D23 v1 | 2022-10-05 22:29 | Any | EPr | Old | CZ12 | cDXHP | Cap-Tons | 159 | 50000 | None | 388 | 0.0172 | 0 | 47.5 | 0.0145 | 0 | [6 empty] | DEER:HVAC_Split-Package_HP | Annual | 20 | [13 empty] | CZ2022 | None
NE-HVAC-airHP-SpltPkg-65to134kBtuh-12p0eer-3p55cop | DEER2023 | D23 v1 | 2022-10-05 22:29 | Any | EPr | Old | CZ13 | cDXHP | Cap-Tons | 183 | 50000 | None | 413 | 0.0194 | 0 | 57.1 | 0.0179 | 0 | [6 empty] | DEER:HVAC_Split-Package_HP | Annual | 20 | [13 empty] | CZ2022 | None
NE-HVAC-airHP-SpltPkg-65to134kBtuh-12p0eer-3p55cop | DEER2023 | D23 v1 | 2022-10-05 22:29 | Any | EPr | Old | CZ14 | cDXHP | Cap-Tons | 195 | 50000 | None | 389 | 0.0144 | 0 | 49.3 | 0.0141 | 0 | [6 empty] | DEER:HVAC_Split-Package_HP | Annual | 20 | [13 empty] | CZ2022 | None
NE-HVAC-airHP-SpltPkg-65to134kBtuh-12p0eer-3p55cop | DEER2023 | D23 v1 | 2022-10-05 22:29 | Any | EPr | Old | CZ15 | cDXHP | Cap-Tons | 263 | 50000 | None | 418 | 0.0194 | 0 | 69.6 | 0.019 | 0 | [6 empty] | DEER:HVAC_Split-Package_HP | Annual | 20 | [13 empty] | CZ2022 | None
NE-HVAC-airHP-SpltPkg-65to134kBtuh-12p0eer-3p55cop | DEER2023 | D23 v1 | 2022-10-05 22:29 | Any | EPr | Old | CZ16 | cDXHP | Cap-Tons | 169 | 50000 | None | 475 | 0.00752 | 0 | 39.3 | 0.00428 | 0 | [6 empty] | DEER:HVAC_Split-Package_HP | Annual | 20 | [13 empty] | CZ2022 | None
NE-HVAC-airHP-SpltPkg-65to134kBtuh-12p0eer-3p55cop | DEER2023 | D23 v1 | 2022-10-05 22:29 | Any | EPr | Rec | CZ01 | cDXHP | Cap-Tons | 109 | 50000 | None | 44.6 | 0.0103 | 0 | 27.5 | 0.00826 | 0 | [6 empty] | DEER:HVAC_Split-Package_HP | Annual | 20 | [13 empty] | CZ2022 | None
NE-HVAC-airHP-SpltPkg-65to134kBtuh-12p0eer-3p55cop | DEER2023 | D23 v1 | 2022-10-05 22:29 | Any | EPr | Rec | CZ02 | cDXHP | Cap-Tons | 114 | 50000 | None | 47.6 | 0.032 | 0 | 35.3 | 0.0263 | 0 | [6 empty] | DEER:HVAC_Split-Package_HP | Annual | 20 | [13 empty] | CZ2022 | None
NE-HVAC-airHP-SpltPkg-65to134kBtuh-12p0eer-3p55cop | DEER2023 | D23 v1 | 2022-10-05 22:29 | Any | EPr | Rec | CZ03 | cDXHP | Cap-Tons | 120 | 50000 | None | 33.3 | 0.0189 | 0 | 23.5 | 0.0155 | 0 | [6 empty] | DEER:HVAC_Split-Package_HP | Annual | 20 | [13 empty] | CZ2022 | None
NE-HVAC-airHP-SpltPkg-65to134kBtuh-12p0eer-3p55cop | DEER2023 | D23 v1 | 2022-10-05 22:29 | Any | EPr | Rec | CZ04 | cDXHP | Cap-Tons | 116 | 50000 | None | 48.2 | 0.035 | 0 | 37.2 | 0.0287 | 0 | [6 empty] | DEER:HVAC_Split-Package_HP | Annual | 20 | [13 empty] | CZ2022 | None
NE-HVAC-airHP-SpltPkg-65to134kBtuh-12p0eer-3p55cop | DEER2023 | D23 v1 | 2022-10-05 22:29 | Any | EPr | Rec | CZ05 | cDXHP | Cap-Tons | 117 | 50000 | None | 37.6 | 0.0146 | 0 | 27.7 | 0.012 | 0 | [6 empty] | DEER:HVAC_Split-Package_HP | Annual | 20 | [13 empty] | CZ2022 | None
NE-HVAC-airHP-SpltPkg-65to134kBtuh-12p0eer-3p55cop | DEER2023 | D23 v1 | 2022-10-05 22:29 | Any | EPr | Rec | CZ06 | cDXHP | Cap-Tons | 129 | 50000 | None | 46.6 | 0.0232 | 0 | 36.9 | 0.0191 | 0 | [6 empty] | DEER:HVAC_Split-Package_HP | Annual | 20 | [13 empty] | CZ2022 | None
NE-HVAC-airHP-SpltPkg-65to134kBtuh-12p0eer-3p55cop | DEER2023 | D23 v1 | 2022-10-05 22:29 | Any | EPr | Rec | CZ07 | cDXHP | Cap-Tons | 127 | 50000 | None | 38.8 | 0.0198 | 0 | 30.5 | 0.0162 | 0 | [6 empty] | DEER:HVAC_Split-Package_HP | Annual | 20 | [13 empty] | CZ2022 | None
NE-HVAC-airHP-SpltPkg-65to134kBtuh-12p0eer-3p55cop | DEER2023 | D23 v1 | 2022-10-05 22:29 | Any | EPr | Rec | CZ08 | cDXHP | Cap-Tons | 132 | 50000 | None | 57 | 0.0278 | 0 | 45.8 | 0.0228 | 0 | [6 empty] | DEER:HVAC_Split-Package_HP | Annual | 20 | [13 empty] | CZ2022 | None
NE-HVAC-airHP-SpltPkg-65to134kBtuh-12p0eer-3p55cop | DEER2023 | D23 v1 | 2022-10-05 22:29 | Any | EPr | Rec | CZ09 | cDXHP | Cap-Tons | 162 | 50000 | None | 43.7 | 0.027 | 0 | 34.9 | 0.0221 | 0 | [6 empty] | DEER:HVAC_Split-Package_HP | Annual | 20 | [13 empty] | CZ2022 | None
NE-HVAC-airHP-SpltPkg-65to134kBtuh-12p0eer-3p55cop | DEER2023 | D23 v1 | 2022-10-05 22:29 | Any | EPr | Rec | CZ10 | cDXHP | Cap-Tons | 147 | 50000 | None | 55.9 | 0.00331 | 0 | 44.7 | 0.00272 | 0 | [6 empty] | DEER:HVAC_Split-Package_HP | Annual | 20 | [13 empty] | CZ2022 | None
NE-HVAC-airHP-SpltPkg-65to134kBtuh-12p0eer-3p55cop | DEER2023 | D23 v1 | 2022-10-05 22:29 | Any | EPr | Rec | CZ11 | cDXHP | Cap-Tons | 143 | 50000 | None | 60 | 0.0083 | 0 | 46.3 | 0.00682 | 0 | [6 empty] | DEER:HVAC_Split-Package_HP | Annual | 20 | [13 empty] | CZ2022 | None
NE-HVAC-airHP-SpltPkg-65to134kBtuh-12p0eer-3p55cop | DEER2023 | D23 v1 | 2022-10-05 22:29 | Any | EPr | Rec | CZ12 | cDXHP | Cap-Tons | 126 | 50000 | None | 54.1 | 0.00427 | 0 | 41.4 | 0.0035 | 0 | [6 empty] | DEER:HVAC_Split-Package_HP | Annual | 20 | [13 empty] | CZ2022 | None
NE-HVAC-airHP-SpltPkg-65to134kBtuh-12p0eer-3p55cop | DEER2023 | D23 v1 | 2022-10-05 22:29 | Any | EPr | Rec | CZ13 | cDXHP | Cap-Tons | 148 | 50000 | None | 62.1 | 0.0106 | 0 | 48.7 | 0.00864 | 0 | [6 empty] | DEER:HVAC_Split-Package_HP | Annual | 20 | [13 empty] | CZ2022 | None
NE-HVAC-airHP-SpltPkg-65to134kBtuh-12p0eer-3p55cop | DEER2023 | D23 v1 | 2022-10-05 22:29 | Any | EPr | Rec | CZ14 | cDXHP | Cap-Tons | 158 | 50000 | None | 53.8 | 0.00615 | 0 | 41.9 | 0.00505 | 0 | [6 empty] | DEER:HVAC_Split-Package_HP | Annual | 20 | [13 empty] | CZ2022 | None
NE-HVAC-airHP-SpltPkg-65to134kBtuh-12p0eer-3p55cop | DEER2023 | D23 v1 | 2022-10-05 22:29 | Any | EPr | Rec | CZ15 | cDXHP | Cap-Tons | 221 | 50000 | None | 71.9 | 0.0141 | 0 | 58.7 | 0.0116 | 0 | [6 empty] | DEER:HVAC_Split-Package_HP | Annual | 20 | [13 empty] | CZ2022 | None
NE-HVAC-airHP-SpltPkg-65to134kBtuh-12p0eer-3p55cop | DEER2023 | D23 v1 | 2022-10-05 22:29 | Any | EPr | Rec | CZ16 | cDXHP | Cap-Tons | 126 | 50000 | None | 59.1 | 0.00107 | 0 | 38.5 | 0.00088 | 0 | [6 empty] | DEER:HVAC_Split-Package_HP | Annual | 20 | [13 empty] | CZ2022 | None
NE-HVAC-airHP-SpltPkg-65to134kBtuh-12p0eer-3p55cop | DEER2023 | D23 v1 | 2022-10-05 22:29 | Any | ERC | Ex | CZ01 | cDXHP | Cap-Tons | 4.89 | 1920 | None | 335 | 0.00672 | 0 | 38.7 | 0.00163 | 0 | [6 empty] | DEER:HVAC_Split-Package_HP | Annual | 20 | [13 empty] | CZ2022 | None
NE-HVAC-airHP-SpltPkg-65to134kBtuh-12p0eer-3p55cop | DEER2023 | D23 v1 | 2022-10-05 22:29 | Any | ERC | Ex | CZ02 | cDXHP | Cap-Tons | 5.43 | 1920 | None | 287 | 0.0235 | 0 | 44.3 | 0.0123 | 0 | [6 empty] | DEER:HVAC_Split-Package_HP | Annual | 20 | [13 empty] | CZ2022 | None
NE-HVAC-airHP-SpltPkg-65to134kBtuh-12p0eer-3p55cop | DEER2023 | D23 v1 | 2022-10-05 22:29 | Any | ERC | Ex | CZ03 | cDXHP | Cap-Tons | 5.83 | 1920 | None | 245 | 0.0126 | 0 | 30.1 | 0.00584 | 0 | [6 empty] | DEER:HVAC_Split-Package_HP | Annual | 20 | [13 empty] | CZ2022 | None
NE-HVAC-airHP-SpltPkg-65to134kBtuh-12p0eer-3p55cop | DEER2023 | D23 v1 | 2022-10-05 22:29 | Any | ERC | Ex | CZ04 | cDXHP | Cap-Tons | 5.94 | 1920 | None | 259 | 0.0281 | 0 | 42.7 | 0.0149 | 0 | [6 empty] | DEER:HVAC_Split-Package_HP | Annual | 20 | [13 empty] | CZ2022 | None
NE-HVAC-airHP-SpltPkg-65to134kBtuh-12p0eer-3p55cop | DEER2023 | D23 v1 | 2022-10-05 22:29 | Any | ERC | Ex | CZ05 | cDXHP | Cap-Tons | 5.55 | 1920 | None | 244 | 0.00894 | 0 | 38.3 | 0.00409 | 0 | [6 empty] | DEER:HVAC_Split-Package_HP | Annual | 20 | [13 empty] | CZ2022 | None
NE-HVAC-airHP-SpltPkg-65to134kBtuh-12p0eer-3p55cop | DEER2023 | D23 v1 | 2022-10-05 22:29 | Any | ERC | Ex | CZ06 | cDXHP | Cap-Tons | 6.36 | 1920 | None | 228 | 0.015 | 0 | 40.8 | 0.00695 | 0 | [6 empty] | DEER:HVAC_Split-Package_HP | Annual | 20 | [13 empty] | CZ2022 | None
NE-HVAC-airHP-SpltPkg-65to134kBtuh-12p0eer-3p55cop | DEER2023 | D23 v1 | 2022-10-05 22:29 | Any | ERC | Ex | CZ07 | cDXHP | Cap-Tons | 6.15 | 1920 | None | 221 | 0.00946 | 0 | 33.9 | 0.00411 | 0 | [6 empty] | DEER:HVAC_Split-Package_HP | Annual | 20 | [13 empty] | CZ2022 | None
NE-HVAC-airHP-SpltPkg-65to134kBtuh-12p0eer-3p55cop | DEER2023 | D23 v1 | 2022-10-05 22:29 | Any | ERC | Ex | CZ08 | cDXHP | Cap-Tons | 6.5 | 1920 | None | 252 | 0.02 | 0 | 51.1 | 0.0115 | 0 | [6 empty] | DEER:HVAC_Split-Package_HP | Annual | 20 | [13 empty] | CZ2022 | None
NE-HVAC-airHP-SpltPkg-65to134kBtuh-12p0eer-3p55cop | DEER2023 | D23 v1 | 2022-10-05 22:29 | Any | ERC | Ex | CZ09 | cDXHP | Cap-Tons | 8.44 | 1920 | None | 252 | 0.0179 | 0 | 37.9 | 0.0111 | 0 | [6 empty] | DEER:HVAC_Split-Package_HP | Annual | 20 | [13 empty] | CZ2022 | None
NE-HVAC-airHP-SpltPkg-65to134kBtuh-12p0eer-3p55cop | DEER2023 | D23 v1 | 2022-10-05 22:29 | Any | ERC | Ex | CZ10 | cDXHP | Cap-Tons | 7.35 | 1920 | None | 269 | 0.0106 | 0 | 48.7 | 0.0101 | 0 | [6 empty] | DEER:HVAC_Split-Package_HP | Annual | 20 | [13 empty] | CZ2022 | None
NE-HVAC-airHP-SpltPkg-65to134kBtuh-12p0eer-3p55cop | DEER2023 | D23 v1 | 2022-10-05 22:29 | Any | ERC | Ex | CZ11 | cDXHP | Cap-Tons | 7.31 | 1920 | None | 291 | 0.017 | 0 | 53.3 | 0.0205 | 0 | [6 empty] | DEER:HVAC_Split-Package_HP | Annual | 20 | [13 empty] | CZ2022 | None
NE-HVAC-airHP-SpltPkg-65to134kBtuh-12p0eer-3p55cop | DEER2023 | D23 v1 | 2022-10-05 22:29 | Any | ERC | Ex | CZ12 | cDXHP | Cap-Tons | 6.33 | 1920 | None | 285 | 0.0195 | 0 | 47.5 | 0.0166 | 0 | [6 empty] | DEER:HVAC_Split-Package_HP | Annual | 20 | [13 empty] | CZ2022 | None
NE-HVAC-airHP-SpltPkg-65to134kBtuh-12p0eer-3p55cop | DEER2023 | D23 v1 | 2022-10-05 22:29 | Any | ERC | Ex | CZ13 | cDXHP | Cap-Tons | 7.49 | 1920 | None | 289 | 0.017 | 0 | 55.4 | 0.0198 | 0 | [6 empty] | DEER:HVAC_Split-Package_HP | Annual | 20 | [13 empty] | CZ2022 | None
NE-HVAC-airHP-SpltPkg-65to134kBtuh-12p0eer-3p55cop | DEER2023 | D23 v1 | 2022-10-05 22:29 | Any | ERC | Ex | CZ14 | cDXHP | Cap-Tons | 8 | 1920 | None | 287 | 0.0115 | 0 | 49.2 | 0.0151 | 0 | [6 empty] | DEER:HVAC_Split-Package_HP | Annual | 20 | [13 empty] | CZ2022 | None
NE-HVAC-airHP-SpltPkg-65to134kBtuh-12p0eer-3p55cop | DEER2023 | D23 v1 | 2022-10-05 22:29 | Any | ERC | Ex | CZ15 | cDXHP | Cap-Tons | 10.9 | 1920 | None | 298 | 0.0171 | 0 | 66.5 | 0.0225 | 0 | [6 empty] | DEER:HVAC_Split-Package_HP | Annual | 20 | [13 empty] | CZ2022 | None
NE-HVAC-airHP-SpltPkg-65to134kBtuh-12p0eer-3p55cop | DEER2023 | D23 v1 | 2022-10-05 22:29 | Any | ERC | Ex | CZ16 | cDXHP | Cap-Tons | 5.87 | 1920 | None | 415 | 0.00474 | 0 | 50.6 | 0.00312 | 0 | [6 empty] | DEER:HVAC_Split-Package_HP | Annual | 20 | [13 empty] | CZ2022 | None
NE-HVAC-airHP-SpltPkg-65to134kBtuh-12p0eer-3p55cop | DEER2023 | D23 v1 | 2022-10-05 22:29 | Any | ERC | Old | CZ01 | cDXHP | Cap-Tons | 5.31 | 1920 | None | 375 | 0.0125 | 0 | 37.9 | 0.0023 | 0 | [6 empty] | DEER:HVAC_Split-Package_HP | Annual | 20 | [13 empty] | CZ2022 | None
NE-HVAC-airHP-SpltPkg-65to134kBtuh-12p0eer-3p55cop | DEER2023 | D23 v1 | 2022-10-05 22:29 | Any | ERC | Old | CZ02 | cDXHP | Cap-Tons | 5.81 | 1920 | None | 334 | 0.0311 | 0 | 46.7 | 0.0143 | 0 | [6 empty] | DEER:HVAC_Split-Package_HP | Annual | 20 | [13 empty] | CZ2022 | None
NE-HVAC-airHP-SpltPkg-65to134kBtuh-12p0eer-3p55cop | DEER2023 | D23 v1 | 2022-10-05 22:29 | Any | ERC | Old | CZ03 | cDXHP | Cap-Tons | 6.04 | 1920 | None | 283 | 0.0156 | 0 | 30 | 0.00636 | 0 | [6 empty] | DEER:HVAC_Split-Package_HP | Annual | 20 | [13 empty] | CZ2022 | None
NE-HVAC-airHP-SpltPkg-65to134kBtuh-12p0eer-3p55cop | DEER2023 | D23 v1 | 2022-10-05 22:29 | Any | ERC | Old | CZ04 | cDXHP | Cap-Tons | 6.16 | 1920 | None | 298 | 0.0339 | 0 | 43.8 | 0.016 | 0 | [6 empty] | DEER:HVAC_Split-Package_HP | Annual | 20 | [13 empty] | CZ2022 | None
NE-HVAC-airHP-SpltPkg-65to134kBtuh-12p0eer-3p55cop | DEER2023 | D23 v1 | 2022-10-05 22:29 | Any | ERC | Old | CZ05 | cDXHP | Cap-Tons | 5.75 | 1920 | None | 278 | 0.0111 | 0 | 38.1 | 0.00446 | 0 | [6 empty] | DEER:HVAC_Split-Package_HP | Annual | 20 | [13 empty] | CZ2022 | None
NE-HVAC-airHP-SpltPkg-65to134kBtuh-12p0eer-3p55cop | DEER2023 | D23 v1 | 2022-10-05 22:29 | Any | ERC | Old | CZ06 | cDXHP | Cap-Tons | 6.58 | 1920 | None | 263 | 0.0184 | 0 | 41.3 | 0.00739 | 0 | [6 empty] | DEER:HVAC_Split-Package_HP | Annual | 20 | [13 empty] | CZ2022 | None
NE-HVAC-airHP-SpltPkg-65to134kBtuh-12p0eer-3p55cop | DEER2023 | D23 v1 | 2022-10-05 22:29 | Any | ERC | Old | CZ07 | cDXHP | Cap-Tons | 6.37 | 1920 | None | 250 | 0.0136 | 0 | 34.1 | 0.0047 | 0 | [6 empty] | DEER:HVAC_Split-Package_HP | Annual | 20 | [13 empty] | CZ2022 | None
NE-HVAC-airHP-SpltPkg-65to134kBtuh-12p0eer-3p55cop | DEER2023 | D23 v1 | 2022-10-05 22:29 | Any | ERC | Old | CZ08 | cDXHP | Cap-Tons | 6.64 | 1920 | None | 291 | 0.0243 | 0 | 52.5 | 0.0119 | 0 | [6 empty] | DEER:HVAC_Split-Package_HP | Annual | 20 | [13 empty] | CZ2022 | None
NE-HVAC-airHP-SpltPkg-65to134kBtuh-12p0eer-3p55cop | DEER2023 | D23 v1 | 2022-10-05 22:29 | Any | ERC | Old | CZ09 | cDXHP | Cap-Tons | 8.74 | 1920 | None | 290 | 0.0221 | 0 | 39.3 | 0.0121 | 0 | [6 empty] | DEER:HVAC_Split-Package_HP | Annual | 20 | [13 empty] | CZ2022 | None
NE-HVAC-airHP-SpltPkg-65to134kBtuh-12p0eer-3p55cop | DEER2023 | D23 v1 | 2022-10-05 22:29 | Any | ERC | Old | CZ10 | cDXHP | Cap-Tons | 7.89 | 1920 | None | 310 | 0.0142 | 0 | 52 | 0.0126 | 0 | [6 empty] | DEER:HVAC_Split-Package_HP | Annual | 20 | [13 empty] | CZ2022 | None
NE-HVAC-airHP-SpltPkg-65to134kBtuh-12p0eer-3p55cop | DEER2023 | D23 v1 | 2022-10-05 22:29 | Any | ERC | Old | CZ11 | cDXHP | Cap-Tons | 7.73 | 1920 | None | 343 | 0.0226 | 0 | 56.3 | 0.0233 | 0 | [6 empty] | DEER:HVAC_Split-Package_HP | Annual | 20 | [13 empty] | CZ2022 | None
NE-HVAC-airHP-SpltPkg-65to134kBtuh-12p0eer-3p55cop | DEER2023 | D23 v1 | 2022-10-05 22:29 | Any | ERC | Old | CZ12 | cDXHP | Cap-Tons | 6.68 | 1920 | None | 334 | 0.0251 | 0 | 50.1 | 0.0192 | 0 | [6 empty] | DEER:HVAC_Split-Package_HP | Annual | 20 | [13 empty] | CZ2022 | None
NE-HVAC-airHP-SpltPkg-65to134kBtuh-12p0eer-3p55cop | DEER2023 | D23 v1 | 2022-10-05 22:29 | Any | ERC | Old | CZ13 | cDXHP | Cap-Tons | 7.88 | 1920 | None | 344 | 0.0225 | 0 | 58.3 | 0.022 | 0 | [6 empty] | DEER:HVAC_Split-Package_HP | Annual | 20 | [13 empty] | CZ2022 | None
NE-HVAC-airHP-SpltPkg-65to134kBtuh-12p0eer-3p55cop | DEER2023 | D23 v1 | 2022-10-05 22:29 | Any | ERC | Old | CZ14 | cDXHP | Cap-Tons | 8.4 | 1920 | None | 329 | 0.0149 | 0 | 51.8 | 0.0171 | 0 | [6 empty] | DEER:HVAC_Split-Package_HP | Annual | 20 | [13 empty] | CZ2022 | None
NE-HVAC-airHP-SpltPkg-65to134kBtuh-12p0eer-3p55cop | DEER2023 | D23 v1 | 2022-10-05 22:29 | Any | ERC | Old | CZ15 | cDXHP | Cap-Tons | 11.4 | 1920 | None | 342 | 0.0218 | 0 | 70 | 0.025 | 0 | [6 empty] | DEER:HVAC_Split-Package_HP | Annual | 20 | [13 empty] | CZ2022 | None
NE-HVAC-airHP-SpltPkg-65to134kBtuh-12p0eer-3p55cop | DEER2023 | D23 v1 | 2022-10-05 22:29 | Any | ERC | Old | CZ16 | cDXHP | Cap-Tons | 6.28 | 1920 | None | 468 | 0.00757 | 0 | 51.7 | 0.00473 | 0 | [6 empty] | DEER:HVAC_Split-Package_HP | Annual | 20 | [13 empty] | CZ2022 | None
NE-HVAC-airHP-SpltPkg-65to134kBtuh-12p0eer-3p55cop | DEER2023 | D23 v1 | 2022-10-05 22:29 | Any | ERC | Rec | CZ01 | cDXHP | Cap-Tons | 4.68 | 1920 | None | 102 | 0.00113 | 0 | 40.4 | 0.00096 | 0 | [6 empty] | DEER:HVAC_Split-Package_HP | Annual | 20 | [13 empty] | CZ2022 | None
NE-HVAC-airHP-SpltPkg-65to134kBtuh-12p0eer-3p55cop | DEER2023 | D23 v1 | 2022-10-05 22:29 | Any | ERC | Rec | CZ02 | cDXHP | Cap-Tons | 5.13 | 1920 | None | 82.6 | 0.0122 | 0 | 43 | 0.0104 | 0 | [6 empty] | DEER:HVAC_Split-Package_HP | Annual | 20 | [13 empty] | CZ2022 | None
NE-HVAC-airHP-SpltPkg-65to134kBtuh-12p0eer-3p55cop | DEER2023 | D23 v1 | 2022-10-05 22:29 | Any | ERC | Rec | CZ03 | cDXHP | Cap-Tons | 5.4 | 1920 | None | 58.7 | 0.00424 | 0 | 30.3 | 0.00388 | 0 | [6 empty] | DEER:HVAC_Split-Package_HP | Annual | 20 | [13 empty] | CZ2022 | None
NE-HVAC-airHP-SpltPkg-65to134kBtuh-12p0eer-3p55cop | DEER2023 | D23 v1 | 2022-10-05 22:29 | Any | ERC | Rec | CZ04 | cDXHP | Cap-Tons | 5.45 | 1920 | None | 66.8 | 0.0135 | 0 | 39.7 | 0.012 | 0 | [6 empty] | DEER:HVAC_Split-Package_HP | Annual | 20 | [13 empty] | CZ2022 | None
NE-HVAC-airHP-SpltPkg-65to134kBtuh-12p0eer-3p55cop | DEER2023 | D23 v1 | 2022-10-05 22:29 | Any | ERC | Rec | CZ05 | cDXHP | Cap-Tons | 5.11 | 1920 | None | 65.5 | 0.00284 | 0 | 38.6 | 0.00254 | 0 | [6 empty] | DEER:HVAC_Split-Package_HP | Annual | 20 | [13 empty] | CZ2022 | None
NE-HVAC-airHP-SpltPkg-65to134kBtuh-12p0eer-3p55cop | DEER2023 | D23 v1 | 2022-10-05 22:29 | Any | ERC | Rec | CZ06 | cDXHP | Cap-Tons | 5.94 | 1920 | None | 53.5 | 0.00527 | 0 | 39.2 | 0.00513 | 0 | [6 empty] | DEER:HVAC_Split-Package_HP | Annual | 20 | [13 empty] | CZ2022 | None
NE-HVAC-airHP-SpltPkg-65to134kBtuh-12p0eer-3p55cop | DEER2023 | D23 v1 | 2022-10-05 22:29 | Any | ERC | Rec | CZ07 | cDXHP | Cap-Tons | 5.73 | 1920 | None | 44.2 | 0.00303 | 0 | 32.6 | 0.00292 | 0 | [6 empty] | DEER:HVAC_Split-Package_HP | Annual | 20 | [13 empty] | CZ2022 | None
NE-HVAC-airHP-SpltPkg-65to134kBtuh-12p0eer-3p55cop | DEER2023 | D23 v1 | 2022-10-05 22:29 | Any | ERC | Rec | CZ08 | cDXHP | Cap-Tons | 6.15 | 1920 | None | 68.4 | 0.0105 | 0 | 47.8 | 0.01 | 0 | [6 empty] | DEER:HVAC_Split-Package_HP | Annual | 20 | [13 empty] | CZ2022 | None
NE-HVAC-airHP-SpltPkg-65to134kBtuh-12p0eer-3p55cop | DEER2023 | D23 v1 | 2022-10-05 22:29 | Any | ERC | Rec | CZ09 | cDXHP | Cap-Tons | 7.75 | 1920 | None | 58.7 | 0.00997 | 0 | 34.7 | 0.009 | 0 | [6 empty] | DEER:HVAC_Split-Package_HP | Annual | 20 | [13 empty] | CZ2022 | None
NE-HVAC-airHP-SpltPkg-65to134kBtuh-12p0eer-3p55cop | DEER2023 | D23 v1 | 2022-10-05 22:29 | Any | ERC | Rec | CZ10 | cDXHP | Cap-Tons | 6.97 | 1920 | None | 73.6 | 0.00708 | 0 | 46.1 | 0.00778 | 0 | [6 empty] | DEER:HVAC_Split-Package_HP | Annual | 20 | [13 empty] | CZ2022 | None
NE-HVAC-airHP-SpltPkg-65to134kBtuh-12p0eer-3p55cop | DEER2023 | D23 v1 | 2022-10-05 22:29 | Any | ERC | Rec | CZ11 | cDXHP | Cap-Tons | 6.89 | 1920 | None | 88.5 | 0.0162 | 0 | 49.3 | 0.0165 | 0 | [6 empty] | DEER:HVAC_Split-Package_HP | Annual | 20 | [13 empty] | CZ2022 | None
NE-HVAC-airHP-SpltPkg-65to134kBtuh-12p0eer-3p55cop | DEER2023 | D23 v1 | 2022-10-05 22:29 | Any | ERC | Rec | CZ12 | cDXHP | Cap-Tons | 6.03 | 1920 | None | 78 | 0.0133 | 0 | 44.8 | 0.0134 | 0 | [6 empty] | DEER:HVAC_Split-Package_HP | Annual | 20 | [13 empty] | CZ2022 | None
NE-HVAC-airHP-SpltPkg-65to134kBtuh-12p0eer-3p55cop | DEER2023 | D23 v1 | 2022-10-05 22:29 | Any | ERC | Rec | CZ13 | cDXHP | Cap-Tons | 7.14 | 1920 | None | 84.6 | 0.0145 | 0 | 52.3 | 0.017 | 0 | [6 empty] | DEER:HVAC_Split-Package_HP | Annual | 20 | [13 empty] | CZ2022 | None
NE-HVAC-airHP-SpltPkg-65to134kBtuh-12p0eer-3p55cop | DEER2023 | D23 v1 | 2022-10-05 22:29 | Any | ERC | Rec | CZ14 | cDXHP | Cap-Tons | 7.6 | 1920 | None | 83 | 0.0121 | 0 | 46.4 | 0.0124 | 0 | [6 empty] | DEER:HVAC_Split-Package_HP | Annual | 20 | [13 empty] | CZ2022 | None
NE-HVAC-airHP-SpltPkg-65to134kBtuh-12p0eer-3p55cop | DEER2023 | D23 v1 | 2022-10-05 22:29 | Any | ERC | Rec | CZ15 | cDXHP | Cap-Tons | 10.2 | 1920 | None | 98.4 | 0.0167 | 0 | 61.8 | 0.0186 | 0 | [6 empty] | DEER:HVAC_Split-Package_HP | Annual | 20 | [13 empty] | CZ2022 | None
NE-HVAC-airHP-SpltPkg-65to134kBtuh-12p0eer-3p55cop | DEER2023 | D23 v1 | 2022-10-05 22:29 | Any | ERC | Rec | CZ16 | cDXHP | Cap-Tons | 5.53 | 1920 | None | 111 | 0.0013 | 0 | 49.7 | 0.00131 | 0 | [6 empty] | DEER:HVAC_Split-Package_HP | Annual | 20 | [13 empty] | CZ2022 | None
NE-HVAC-airHP-SpltPkg-65to134kBtuh-12p0eer-3p55cop | DEER2023 | D23 v1 | 2022-10-05 22:29 | Any | ESe | Ex | CZ01 | cDXHP | Cap-Tons | 386 | 150000 | None | 381 | 0.0717 | 0 | 24.5 | 0.00855 | 0 | [6 empty] | DEER:HVAC_Split-Package_HP | Annual | 20 | [13 empty] | CZ2022 | None
NE-HVAC-airHP-SpltPkg-65to134kBtuh-12p0eer-3p55cop | DEER2023 | D23 v1 | 2022-10-05 22:29 | Any | ESe | Ex | CZ02 | cDXHP | Cap-Tons | 401 | 150000 | None | 373 | 0.114 | 0 | 36.7 | 0.0259 | 0 | [6 empty] | DEER:HVAC_Split-Package_HP | Annual | 20 | [13 empty] | CZ2022 | None
NE-HVAC-airHP-SpltPkg-65to134kBtuh-12p0eer-3p55cop | DEER2023 | D23 v1 | 2022-10-05 22:29 | Any | ESe | Ex | CZ03 | cDXHP | Cap-Tons | 457 | 150000 | None | 347 | 0.0831 | 0 | 22.9 | 0.0166 | 0 | [6 empty] | DEER:HVAC_Split-Package_HP | Annual | 20 | [13 empty] | CZ2022 | None
NE-HVAC-airHP-SpltPkg-65to134kBtuh-12p0eer-3p55cop | DEER2023 | D23 v1 | 2022-10-05 22:29 | Any | ESe | Ex | CZ04 | cDXHP | Cap-Tons | 431 | 150000 | None | 375 | 0.117 | 0 | 41.5 | 0.0293 | 0 | [6 empty] | DEER:HVAC_Split-Package_HP | Annual | 20 | [13 empty] | CZ2022 | None
NE-HVAC-airHP-SpltPkg-65to134kBtuh-12p0eer-3p55cop | DEER2023 | D23 v1 | 2022-10-05 22:29 | Any | ESe | Ex | CZ05 | cDXHP | Cap-Tons | 446 | 150000 | None | 347 | 0.0726 | 0 | 27.5 | 0.0135 | 0 | [6 empty] | DEER:HVAC_Split-Package_HP | Annual | 20 | [13 empty] | CZ2022 | None
NE-HVAC-airHP-SpltPkg-65to134kBtuh-12p0eer-3p55cop | DEER2023 | D23 v1 | 2022-10-05 22:29 | Any | ESe | Ex | CZ06 | cDXHP | Cap-Tons | 481 | 150000 | None | 352 | 0.0921 | 0 | 40.3 | 0.0191 | 0 | [6 empty] | DEER:HVAC_Split-Package_HP | Annual | 20 | [13 empty] | CZ2022 | None
NE-HVAC-airHP-SpltPkg-65to134kBtuh-12p0eer-3p55cop | DEER2023 | D23 v1 | 2022-10-05 22:29 | Any | ESe | Ex | CZ07 | cDXHP | Cap-Tons | 475 | 150000 | None | 363 | 0.0846 | 0 | 34 | 0.0166 | 0 | [6 empty] | DEER:HVAC_Split-Package_HP | Annual | 20 | [13 empty] | CZ2022 | None
NE-HVAC-airHP-SpltPkg-65to134kBtuh-12p0eer-3p55cop | DEER2023 | D23 v1 | 2022-10-05 22:29 | Any | ESe | Ex | CZ08 | cDXHP | Cap-Tons | 454 | 150000 | None | 384 | 0.107 | 0 | 56.6 | 0.0246 | 0 | [6 empty] | DEER:HVAC_Split-Package_HP | Annual | 20 | [13 empty] | CZ2022 | None
NE-HVAC-airHP-SpltPkg-65to134kBtuh-12p0eer-3p55cop | DEER2023 | D23 v1 | 2022-10-05 22:29 | Any | ESe | Ex | CZ09 | cDXHP | Cap-Tons | 557 | 150000 | None | 378 | 0.115 | 0 | 43.7 | 0.024 | 0 | [6 empty] | DEER:HVAC_Split-Package_HP | Annual | 20 | [13 empty] | CZ2022 | None
NE-HVAC-airHP-SpltPkg-65to134kBtuh-12p0eer-3p55cop | DEER2023 | D23 v1 | 2022-10-05 22:29 | Any | ESe | Ex | CZ10 | cDXHP | Cap-Tons | 479 | 150000 | None | 390 | 0.0152 | 0 | 52 | 0.0121 | 0 | [6 empty] | DEER:HVAC_Split-Package_HP | Annual | 20 | [13 empty] | CZ2022 | None
NE-HVAC-airHP-SpltPkg-65to134kBtuh-12p0eer-3p55cop | DEER2023 | D23 v1 | 2022-10-05 22:29 | Any | ESe | Ex | CZ11 | cDXHP | Cap-Tons | 465 | 150000 | None | 398 | 0.0191 | 0 | 54.8 | 0.0177 | 0 | [6 empty] | DEER:HVAC_Split-Package_HP | Annual | 20 | [13 empty] | CZ2022 | None
NE-HVAC-airHP-SpltPkg-65to134kBtuh-12p0eer-3p55cop | DEER2023 | D23 v1 | 2022-10-05 22:29 | Any | ESe | Ex | CZ12 | cDXHP | Cap-Tons | 429 | 150000 | None | 392 | 0.0193 | 0 | 46.5 | 0.0155 | 0 | [6 empty] | DEER:HVAC_Split-Package_HP | Annual | 20 | [13 empty] | CZ2022 | None
NE-HVAC-airHP-SpltPkg-65to134kBtuh-12p0eer-3p55cop | DEER2023 | D23 v1 | 2022-10-05 22:29 | Any | ESe | Ex | CZ13 | cDXHP | Cap-Tons | 476 | 150000 | None | 402 | 0.0202 | 0 | 58.1 | 0.0172 | 0 | [6 empty] | DEER:HVAC_Split-Package_HP | Annual | 20 | [13 empty] | CZ2022 | None
NE-HVAC-airHP-SpltPkg-65to134kBtuh-12p0eer-3p55cop | DEER2023 | D23 v1 | 2022-10-05 22:29 | Any | ESe | Ex | CZ14 | cDXHP | Cap-Tons | 508 | 150000 | None | 388 | 0.0151 | 0 | 49.2 | 0.0142 | 0 | [6 empty] | DEER:HVAC_Split-Package_HP | Annual | 20 | [13 empty] | CZ2022 | None
NE-HVAC-airHP-SpltPkg-65to134kBtuh-12p0eer-3p55cop | DEER2023 | D23 v1 | 2022-10-05 22:29 | Any | ESe | Ex | CZ15 | cDXHP | Cap-Tons | 686 | 150000 | None | 414 | 0.0186 | 0 | 71.3 | 0.0187 | 0 | [6 empty] | DEER:HVAC_Split-Package_HP | Annual | 20 | [13 empty] | CZ2022 | None
NE-HVAC-airHP-SpltPkg-65to134kBtuh-12p0eer-3p55cop | DEER2023 | D23 v1 | 2022-10-05 22:29 | Any | ESe | Ex | CZ16 | cDXHP | Cap-Tons | 452 | 150000 | None | 468 | 0.00863 | 0 | 39.3 | 0.00551 | 0 | [6 empty] | DEER:HVAC_Split-Package_HP | Annual | 20 | [13 empty] | CZ2022 | None
NE-HVAC-airHP-SpltPkg-65to134kBtuh-12p0eer-3p55cop | DEER2023 | D23 v1 | 2022-10-05 22:29 | Any | ESe | Old | CZ01 | cDXHP | Cap-Tons | 458 | 150000 | None | 426 | 0.0874 | 0 | 23 | 0.00913 | 0 | [6 empty] | DEER:HVAC_Split-Package_HP | Annual | 20 | [13 empty] | CZ2022 | None
NE-HVAC-airHP-SpltPkg-65to134kBtuh-12p0eer-3p55cop | DEER2023 | D23 v1 | 2022-10-05 22:29 | Any | ESe | Old | CZ02 | cDXHP | Cap-Tons | 444 | 150000 | None | 438 | 0.128 | 0 | 39.8 | 0.0278 | 0 | [6 empty] | DEER:HVAC_Split-Package_HP | Annual | 20 | [13 empty] | CZ2022 | None
NE-HVAC-airHP-SpltPkg-65to134kBtuh-12p0eer-3p55cop | DEER2023 | D23 v1 | 2022-10-05 22:29 | Any | ESe | Old | CZ03 | cDXHP | Cap-Tons | 489 | 150000 | None | 400 | 0.0962 | 0 | 23.2 | 0.0168 | 0 | [6 empty] | DEER:HVAC_Split-Package_HP | Annual | 20 | [13 empty] | CZ2022 | None
NE-HVAC-airHP-SpltPkg-65to134kBtuh-12p0eer-3p55cop | DEER2023 | D23 v1 | 2022-10-05 22:29 | Any | ESe | Old | CZ04 | cDXHP | Cap-Tons | 454 | 150000 | None | 431 | 0.133 | 0 | 42.5 | 0.0302 | 0 | [6 empty] | DEER:HVAC_Split-Package_HP | Annual | 20 | [13 empty] | CZ2022 | None
NE-HVAC-airHP-SpltPkg-65to134kBtuh-12p0eer-3p55cop | DEER2023 | D23 v1 | 2022-10-05 22:29 | Any | ESe | Old | CZ05 | cDXHP | Cap-Tons | 477 | 150000 | None | 398 | 0.0834 | 0 | 27.5 | 0.0136 | 0 | [6 empty] | DEER:HVAC_Split-Package_HP | Annual | 20 | [13 empty] | CZ2022 | None
NE-HVAC-airHP-SpltPkg-65to134kBtuh-12p0eer-3p55cop | DEER2023 | D23 v1 | 2022-10-05 22:29 | Any | ESe | Old | CZ06 | cDXHP | Cap-Tons | 506 | 150000 | None | 403 | 0.106 | 0 | 40.3 | 0.0191 | 0 | [6 empty] | DEER:HVAC_Split-Package_HP | Annual | 20 | [13 empty] | CZ2022 | None
NE-HVAC-airHP-SpltPkg-65to134kBtuh-12p0eer-3p55cop | DEER2023 | D23 v1 | 2022-10-05 22:29 | Any | ESe | Old | CZ07 | cDXHP | Cap-Tons | 497 | 150000 | None | 406 | 0.0949 | 0 | 33.8 | 0.0166 | 0 | [6 empty] | DEER:HVAC_Split-Package_HP | Annual | 20 | [13 empty] | CZ2022 | None
NE-HVAC-airHP-SpltPkg-65to134kBtuh-12p0eer-3p55cop | DEER2023 | D23 v1 | 2022-10-05 22:29 | Any | ESe | Old | CZ08 | cDXHP | Cap-Tons | 470 | 150000 | None | 441 | 0.123 | 0 | 57.6 | 0.0252 | 0 | [6 empty] | DEER:HVAC_Split-Package_HP | Annual | 20 | [13 empty] | CZ2022 | None
NE-HVAC-airHP-SpltPkg-65to134kBtuh-12p0eer-3p55cop | DEER2023 | D23 v1 | 2022-10-05 22:29 | Any | ESe | Old | CZ09 | cDXHP | Cap-Tons | 577 | 150000 | None | 431 | 0.131 | 0 | 44.7 | 0.0246 | 0 | [6 empty] | DEER:HVAC_Split-Package_HP | Annual | 20 | [13 empty] | CZ2022 | None
NE-HVAC-airHP-SpltPkg-65to134kBtuh-12p0eer-3p55cop | DEER2023 | D23 v1 | 2022-10-05 22:29 | Any | ESe | Old | CZ10 | cDXHP | Cap-Tons | 530 | 150000 | None | 454 | 0.0223 | 0 | 56.5 | 0.0148 | 0 | [6 empty] | DEER:HVAC_Split-Package_HP | Annual | 20 | [13 empty] | CZ2022 | None
NE-HVAC-airHP-SpltPkg-65to134kBtuh-12p0eer-3p55cop | DEER2023 | D23 v1 | 2022-10-05 22:29 | Any | ESe | Old | CZ11 | cDXHP | Cap-Tons | 509 | 150000 | None | 473 | 0.0299 | 0 | 59.9 | 0.0221 | 0 | [6 empty] | DEER:HVAC_Split-Package_HP | Annual | 20 | [13 empty] | CZ2022 | None
NE-HVAC-airHP-SpltPkg-65to134kBtuh-12p0eer-3p55cop | DEER2023 | D23 v1 | 2022-10-05 22:29 | Any | ESe | Old | CZ12 | cDXHP | Cap-Tons | 466 | 150000 | None | 465 | 0.0291 | 0 | 50.4 | 0.0193 | 0 | [6 empty] | DEER:HVAC_Split-Package_HP | Annual | 20 | [13 empty] | CZ2022 | None
NE-HVAC-airHP-SpltPkg-65to134kBtuh-12p0eer-3p55cop | DEER2023 | D23 v1 | 2022-10-05 22:29 | Any | ESe | Old | CZ13 | cDXHP | Cap-Tons | 517 | 150000 | None | 485 | 0.0301 | 0 | 63.1 | 0.0209 | 0 | [6 empty] | DEER:HVAC_Split-Package_HP | Annual | 20 | [13 empty] | CZ2022 | None
NE-HVAC-airHP-SpltPkg-65to134kBtuh-12p0eer-3p55cop | DEER2023 | D23 v1 | 2022-10-05 22:29 | Any | ESe | Old | CZ14 | cDXHP | Cap-Tons | 550 | 150000 | None | 452 | 0.0234 | 0 | 53.8 | 0.0175 | 0 | [6 empty] | DEER:HVAC_Split-Package_HP | Annual | 20 | [13 empty] | CZ2022 | None
NE-HVAC-airHP-SpltPkg-65to134kBtuh-12p0eer-3p55cop | DEER2023 | D23 v1 | 2022-10-05 22:29 | Any | ESe | Old | CZ15 | cDXHP | Cap-Tons | 734 | 150000 | None | 481 | 0.0268 | 0 | 77.5 | 0.0223 | 0 | [6 empty] | DEER:HVAC_Split-Package_HP | Annual | 20 | [13 empty] | CZ2022 | None
NE-HVAC-airHP-SpltPkg-65to134kBtuh-12p0eer-3p55cop | DEER2023 | D23 v1 | 2022-10-05 22:29 | Any | ESe | Old | CZ16 | cDXHP | Cap-Tons | 519 | 150000 | None | 526 | 0.0141 | 0 | 40 | 0.00766 | 0 | [6 empty] | DEER:HVAC_Split-Package_HP | Annual | 20 | [13 empty] | CZ2022 | None
NE-HVAC-airHP-SpltPkg-65to134kBtuh-12p0eer-3p55cop | DEER2023 | D23 v1 | 2022-10-05 22:29 | Any | ESe | Rec | CZ01 | cDXHP | Cap-Tons | 362 | 150000 | None | 38.8 | 0.0101 | 0 | 24.2 | 0.00825 | 0 | [6 empty] | DEER:HVAC_Split-Package_HP | Annual | 20 | [13 empty] | CZ2022 | None
NE-HVAC-airHP-SpltPkg-65to134kBtuh-12p0eer-3p55cop | DEER2023 | D23 v1 | 2022-10-05 22:29 | Any | ESe | Rec | CZ02 | cDXHP | Cap-Tons | 388 | 150000 | None | 48.2 | 0.0304 | 0 | 35.3 | 0.025 | 0 | [6 empty] | DEER:HVAC_Split-Package_HP | Annual | 20 | [13 empty] | CZ2022 | None
NE-HVAC-airHP-SpltPkg-65to134kBtuh-12p0eer-3p55cop | DEER2023 | D23 v1 | 2022-10-05 22:29 | Any | ESe | Rec | CZ03 | cDXHP | Cap-Tons | 392 | 150000 | None | 32.2 | 0.0195 | 0 | 23 | 0.016 | 0 | [6 empty] | DEER:HVAC_Split-Package_HP | Annual | 20 | [13 empty] | CZ2022 | None
NE-HVAC-airHP-SpltPkg-65to134kBtuh-12p0eer-3p55cop | DEER2023 | D23 v1 | 2022-10-05 22:29 | Any | ESe | Rec | CZ04 | cDXHP | Cap-Tons | 395 | 150000 | None | 49.2 | 0.0333 | 0 | 37.7 | 0.0274 | 0 | [6 empty] | DEER:HVAC_Split-Package_HP | Annual | 20 | [13 empty] | CZ2022 | None
NE-HVAC-airHP-SpltPkg-65to134kBtuh-12p0eer-3p55cop | DEER2023 | D23 v1 | 2022-10-05 22:29 | Any | ESe | Rec | CZ05 | cDXHP | Cap-Tons | 380 | 150000 | None | 36.9 | 0.0159 | 0 | 27.4 | 0.013 | 0 | [6 empty] | DEER:HVAC_Split-Package_HP | Annual | 20 | [13 empty] | CZ2022 | None
NE-HVAC-airHP-SpltPkg-65to134kBtuh-12p0eer-3p55cop | DEER2023 | D23 v1 | 2022-10-05 22:29 | Any | ESe | Rec | CZ06 | cDXHP | Cap-Tons | 410 | 150000 | None | 48.1 | 0.0229 | 0 | 38.3 | 0.0188 | 0 | [6 empty] | DEER:HVAC_Split-Package_HP | Annual | 20 | [13 empty] | CZ2022 | None
NE-HVAC-airHP-SpltPkg-65to134kBtuh-12p0eer-3p55cop | DEER2023 | D23 v1 | 2022-10-05 22:29 | Any | ESe | Rec | CZ07 | cDXHP | Cap-Tons | 402 | 150000 | None | 41.3 | 0.0203 | 0 | 32.8 | 0.0167 | 0 | [6 empty] | DEER:HVAC_Split-Package_HP | Annual | 20 | [13 empty] | CZ2022 | None
NE-HVAC-airHP-SpltPkg-65to134kBtuh-12p0eer-3p55cop | DEER2023 | D23 v1 | 2022-10-05 22:29 | Any | ESe | Rec | CZ08 | cDXHP | Cap-Tons | 409 | 150000 | None | 63.5 | 0.0286 | 0 | 51.2 | 0.0235 | 0 | [6 empty] | DEER:HVAC_Split-Package_HP | Annual | 20 | [13 empty] | CZ2022 | None
NE-HVAC-airHP-SpltPkg-65to134kBtuh-12p0eer-3p55cop | DEER2023 | D23 v1 | 2022-10-05 22:29 | Any | ESe | Rec | CZ09 | cDXHP | Cap-Tons | 507 | 150000 | None | 48.4 | 0.0273 | 0 | 38.6 | 0.0224 | 0 | [6 empty] | DEER:HVAC_Split-Package_HP | Annual | 20 | [13 empty] | CZ2022 | None
NE-HVAC-airHP-SpltPkg-65to134kBtuh-12p0eer-3p55cop | DEER2023 | D23 v1 | 2022-10-05 22:29 | Any | ESe | Rec | CZ10 | cDXHP | Cap-Tons | 460 | 150000 | None | 62.4 | 0.013 | 0 | 49.8 | 0.0107 | 0 | [6 empty] | DEER:HVAC_Split-Package_HP | Annual | 20 | [13 empty] | CZ2022 | None
NE-HVAC-airHP-SpltPkg-65to134kBtuh-12p0eer-3p55cop | DEER2023 | D23 v1 | 2022-10-05 22:29 | Any | ESe | Rec | CZ11 | cDXHP | Cap-Tons | 438 | 150000 | None | 65.4 | 0.0168 | 0 | 50.6 | 0.0138 | 0 | [6 empty] | DEER:HVAC_Split-Package_HP | Annual | 20 | [13 empty] | CZ2022 | None
NE-HVAC-airHP-SpltPkg-65to134kBtuh-12p0eer-3p55cop | DEER2023 | D23 v1 | 2022-10-05 22:29 | Any | ESe | Rec | CZ12 | cDXHP | Cap-Tons | 410 | 150000 | None | 57.8 | 0.0152 | 0 | 44.1 | 0.0125 | 0 | [6 empty] | DEER:HVAC_Split-Package_HP | Annual | 20 | [13 empty] | CZ2022 | None
NE-HVAC-airHP-SpltPkg-65to134kBtuh-12p0eer-3p55cop | DEER2023 | D23 v1 | 2022-10-05 22:29 | Any | ESe | Rec | CZ13 | cDXHP | Cap-Tons | 453 | 150000 | None | 68.9 | 0.017 | 0 | 54.1 | 0.014 | 0 | [6 empty] | DEER:HVAC_Split-Package_HP | Annual | 20 | [13 empty] | CZ2022 | None
NE-HVAC-airHP-SpltPkg-65to134kBtuh-12p0eer-3p55cop | DEER2023 | D23 v1 | 2022-10-05 22:29 | Any | ESe | Rec | CZ14 | cDXHP | Cap-Tons | 481 | 150000 | None | 57.9 | 0.0127 | 0 | 45.2 | 0.0104 | 0 | [6 empty] | DEER:HVAC_Split-Package_HP | Annual | 20 | [13 empty] | CZ2022 | None
NE-HVAC-airHP-SpltPkg-65to134kBtuh-12p0eer-3p55cop | DEER2023 | D23 v1 | 2022-10-05 22:29 | Any | ESe | Rec | CZ15 | cDXHP | Cap-Tons | 650 | 150000 | None | 79.9 | 0.0176 | 0 | 65.3 | 0.0145 | 0 | [6 empty] | DEER:HVAC_Split-Package_HP | Annual | 20 | [13 empty] | CZ2022 | None
NE-HVAC-airHP-SpltPkg-65to134kBtuh-12p0eer-3p55cop | DEER2023 | D23 v1 | 2022-10-05 22:29 | Any | ESe | Rec | CZ16 | cDXHP | Cap-Tons | 412 | 150000 | None | 53.9 | 0.00433 | 0 | 36.1 | 0.00356 | 0 | [6 empty] | DEER:HVAC_Split-Package_HP | Annual | 20 | [13 empty] | CZ2022 | None
NE-HVAC-airHP-SpltPkg-65to134kBtuh-12p0eer-3p55cop | DEER2023 | D23 v1 | 2022-10-05 22:29 | Any | EUn | Ex | CZ01 | cDXHP | Cap-Tons | 2100 | 930000 | None | 548 | 0.134 | 0 | 29.3 | 0.0183 | 0 | [6 empty] | DEER:HVAC_Split-Package_HP | Annual | 20 | [13 empty] | CZ2022 | None
NE-HVAC-airHP-SpltPkg-65to134kBtuh-12p0eer-3p55cop | DEER2023 | D23 v1 | 2022-10-05 22:29 | Any | EUn | Ex | CZ02 | cDXHP | Cap-Tons | 2040 | 930000 | None | 576 | 0.162 | 0 | 59.6 | 0.049 | 0 | [6 empty] | DEER:HVAC_Split-Package_HP | Annual | 20 | [13 empty] | CZ2022 | None
NE-HVAC-airHP-SpltPkg-65to134kBtuh-12p0eer-3p55cop | DEER2023 | D23 v1 | 2022-10-05 22:29 | Any | EUn | Ex | CZ03 | cDXHP | Cap-Tons | 2340 | 930000 | None | 545 | 0.14 | 0 | 33.9 | 0.0318 | 0 | [6 empty] | DEER:HVAC_Split-Package_HP | Annual | 20 | [13 empty] | CZ2022 | None
NE-HVAC-airHP-SpltPkg-65to134kBtuh-12p0eer-3p55cop | DEER2023 | D23 v1 | 2022-10-05 22:29 | Any | EUn | Ex | CZ04 | cDXHP | Cap-Tons | 2170 | 930000 | None | 563 | 0.168 | 0 | 64.2 | 0.0541 | 0 | [6 empty] | DEER:HVAC_Split-Package_HP | Annual | 20 | [13 empty] | CZ2022 | None
NE-HVAC-airHP-SpltPkg-65to134kBtuh-12p0eer-3p55cop | DEER2023 | D23 v1 | 2022-10-05 22:29 | Any | EUn | Ex | CZ05 | cDXHP | Cap-Tons | 2290 | 930000 | None | 536 | 0.135 | 0 | 39.5 | 0.0226 | 0 | [6 empty] | DEER:HVAC_Split-Package_HP | Annual | 20 | [13 empty] | CZ2022 | None
NE-HVAC-airHP-SpltPkg-65to134kBtuh-12p0eer-3p55cop | DEER2023 | D23 v1 | 2022-10-05 22:29 | Any | EUn | Ex | CZ06 | cDXHP | Cap-Tons | 2440 | 930000 | None | 527 | 0.151 | 0 | 61.1 | 0.0365 | 0 | [6 empty] | DEER:HVAC_Split-Package_HP | Annual | 20 | [13 empty] | CZ2022 | None
NE-HVAC-airHP-SpltPkg-65to134kBtuh-12p0eer-3p55cop | DEER2023 | D23 v1 | 2022-10-05 22:29 | Any | EUn | Ex | CZ07 | cDXHP | Cap-Tons | 2410 | 930000 | None | 542 | 0.139 | 0 | 51.8 | 0.0319 | 0 | [6 empty] | DEER:HVAC_Split-Package_HP | Annual | 20 | [13 empty] | CZ2022 | None
NE-HVAC-airHP-SpltPkg-65to134kBtuh-12p0eer-3p55cop | DEER2023 | D23 v1 | 2022-10-05 22:29 | Any | EUn | Ex | CZ08 | cDXHP | Cap-Tons | 2250 | 930000 | None | 562 | 0.156 | 0 | 82.7 | 0.0448 | 0 | [6 empty] | DEER:HVAC_Split-Package_HP | Annual | 20 | [13 empty] | CZ2022 | None
NE-HVAC-airHP-SpltPkg-65to134kBtuh-12p0eer-3p55cop | DEER2023 | D23 v1 | 2022-10-05 22:29 | Any | EUn | Ex | CZ09 | cDXHP | Cap-Tons | 2770 | 930000 | None | 560 | 0.177 | 0 | 65.3 | 0.0426 | 0 | [6 empty] | DEER:HVAC_Split-Package_HP | Annual | 20 | [13 empty] | CZ2022 | None
NE-HVAC-airHP-SpltPkg-65to134kBtuh-12p0eer-3p55cop | DEER2023 | D23 v1 | 2022-10-05 22:29 | Any | EUn | Ex | CZ10 | cDXHP | Cap-Tons | 2450 | 930000 | None | 592 | 0.189 | 0 | 80.2 | 0.0432 | 0 | [6 empty] | DEER:HVAC_Split-Package_HP | Annual | 20 | [13 empty] | CZ2022 | None
NE-HVAC-airHP-SpltPkg-65to134kBtuh-12p0eer-3p55cop | DEER2023 | D23 v1 | 2022-10-05 22:29 | Any | EUn | Ex | CZ11 | cDXHP | Cap-Tons | 2430 | 930000 | None | 610 | 0.202 | 0 | 82.2 | 0.059 | 0 | [6 empty] | DEER:HVAC_Split-Package_HP | Annual | 20 | [13 empty] | CZ2022 | None
NE-HVAC-airHP-SpltPkg-65to134kBtuh-12p0eer-3p55cop | DEER2023 | D23 v1 | 2022-10-05 22:29 | Any | EUn | Ex | CZ12 | cDXHP | Cap-Tons | 2210 | 930000 | None | 598 | 0.196 | 0 | 74.2 | 0.0572 | 0 | [6 empty] | DEER:HVAC_Split-Package_HP | Annual | 20 | [13 empty] | CZ2022 | None
NE-HVAC-airHP-SpltPkg-65to134kBtuh-12p0eer-3p55cop | DEER2023 | D23 v1 | 2022-10-05 22:29 | Any | EUn | Ex | CZ13 | cDXHP | Cap-Tons | 2480 | 930000 | None | 623 | 0.205 | 0 | 88 | 0.0582 | 0 | [6 empty] | DEER:HVAC_Split-Package_HP | Annual | 20 | [13 empty] | CZ2022 | None
NE-HVAC-airHP-SpltPkg-65to134kBtuh-12p0eer-3p55cop | DEER2023 | D23 v1 | 2022-10-05 22:29 | Any | EUn | Ex | CZ14 | cDXHP | Cap-Tons | 2560 | 930000 | None | 601 | 0.203 | 0 | 76.4 | 0.0481 | 0 | [6 empty] | DEER:HVAC_Split-Package_HP | Annual | 20 | [13 empty] | CZ2022 | None
NE-HVAC-airHP-SpltPkg-65to134kBtuh-12p0eer-3p55cop | DEER2023 | D23 v1 | 2022-10-05 22:29 | Any | EUn | Ex | CZ15 | cDXHP | Cap-Tons | 3420 | 930000 | None | 635 | 0.238 | 0 | 102 | 0.0554 | 0 | [6 empty] | DEER:HVAC_Split-Package_HP | Annual | 20 | [13 empty] | CZ2022 | None
NE-HVAC-airHP-SpltPkg-65to134kBtuh-12p0eer-3p55cop | DEER2023 | D23 v1 | 2022-10-05 22:29 | Any | EUn | Ex | CZ16 | cDXHP | Cap-Tons | 2350 | 930000 | None | 643 | 0.00881 | 0 | 52 | 0.00559 | 0 | [6 empty] | DEER:HVAC_Split-Package_HP | Annual | 20 | [13 empty] | CZ2022 | None
NE-HVAC-airHP-SpltPkg-65to134kBtuh-12p0eer-3p55cop | DEER2023 | D23 v1 | 2022-10-05 22:29 | Any | EUn | Old | CZ01 | cDXHP | Cap-Tons | 2700 | 930000 | None | 667 | 0.172 | 0 | 26.3 | 0.0172 | 0 | [6 empty] | DEER:HVAC_Split-Package_HP | Annual | 20 | [13 empty] | CZ2022 | None
NE-HVAC-airHP-SpltPkg-65to134kBtuh-12p0eer-3p55cop | DEER2023 | D23 v1 | 2022-10-05 22:29 | Any | EUn | Old | CZ02 | cDXHP | Cap-Tons | 2460 | 930000 | None | 683 | 0.185 | 0 | 63 | 0.0495 | 0 | [6 empty] | DEER:HVAC_Split-Package_HP | Annual | 20 | [13 empty] | CZ2022 | None
NE-HVAC-airHP-SpltPkg-65to134kBtuh-12p0eer-3p55cop | DEER2023 | D23 v1 | 2022-10-05 22:29 | Any | EUn | Old | CZ03 | cDXHP | Cap-Tons | 2860 | 930000 | None | 658 | 0.161 | 0 | 33.7 | 0.0311 | 0 | [6 empty] | DEER:HVAC_Split-Package_HP | Annual | 20 | [13 empty] | CZ2022 | None
NE-HVAC-airHP-SpltPkg-65to134kBtuh-12p0eer-3p55cop | DEER2023 | D23 v1 | 2022-10-05 22:29 | Any | EUn | Old | CZ04 | cDXHP | Cap-Tons | 2520 | 930000 | None | 679 | 0.191 | 0 | 68 | 0.0548 | 0 | [6 empty] | DEER:HVAC_Split-Package_HP | Annual | 20 | [13 empty] | CZ2022 | None
NE-HVAC-airHP-SpltPkg-65to134kBtuh-12p0eer-3p55cop | DEER2023 | D23 v1 | 2022-10-05 22:29 | Any | EUn | Old | CZ05 | cDXHP | Cap-Tons | 2820 | 930000 | None | 655 | 0.161 | 0 | 39.4 | 0.0219 | 0 | [6 empty] | DEER:HVAC_Split-Package_HP | Annual | 20 | [13 empty] | CZ2022 | None
NE-HVAC-airHP-SpltPkg-65to134kBtuh-12p0eer-3p55cop | DEER2023 | D23 v1 | 2022-10-05 22:29 | Any | EUn | Old | CZ06 | cDXHP | Cap-Tons | 2960 | 930000 | None | 649 | 0.173 | 0 | 61.4 | 0.0349 | 0 | [6 empty] | DEER:HVAC_Split-Package_HP | Annual | 20 | [13 empty] | CZ2022 | None
NE-HVAC-airHP-SpltPkg-65to134kBtuh-12p0eer-3p55cop | DEER2023 | D23 v1 | 2022-10-05 22:29 | Any | EUn | Old | CZ07 | cDXHP | Cap-Tons | 2910 | 930000 | None | 652 | 0.156 | 0 | 51.8 | 0.0303 | 0 | [6 empty] | DEER:HVAC_Split-Package_HP | Annual | 20 | [13 empty] | CZ2022 | None
NE-HVAC-airHP-SpltPkg-65to134kBtuh-12p0eer-3p55cop | DEER2023 | D23 v1 | 2022-10-05 22:29 | Any | EUn | Old | CZ08 | cDXHP | Cap-Tons | 2590 | 930000 | None | 687 | 0.182 | 0 | 86.4 | 0.0449 | 0 | [6 empty] | DEER:HVAC_Split-Package_HP | Annual | 20 | [13 empty] | CZ2022 | None
NE-HVAC-airHP-SpltPkg-65to134kBtuh-12p0eer-3p55cop | DEER2023 | D23 v1 | 2022-10-05 22:29 | Any | EUn | Old | CZ09 | cDXHP | Cap-Tons | 3140 | 930000 | None | 681 | 0.204 | 0 | 69.7 | 0.0435 | 0 | [6 empty] | DEER:HVAC_Split-Package_HP | Annual | 20 | [13 empty] | CZ2022 | None
NE-HVAC-airHP-SpltPkg-65to134kBtuh-12p0eer-3p55cop | DEER2023 | D23 v1 | 2022-10-05 22:29 | Any | EUn | Old | CZ10 | cDXHP | Cap-Tons | 2930 | 930000 | None | 706 | 0.213 | 0 | 84.4 | 0.0444 | 0 | [6 empty] | DEER:HVAC_Split-Package_HP | Annual | 20 | [13 empty] | CZ2022 | None
NE-HVAC-airHP-SpltPkg-65to134kBtuh-12p0eer-3p55cop | DEER2023 | D23 v1 | 2022-10-05 22:29 | Any | EUn | Old | CZ11 | cDXHP | Cap-Tons | 2850 | 930000 | None | 719 | 0.23 | 0 | 86.4 | 0.0606 | 0 | [6 empty] | DEER:HVAC_Split-Package_HP | Annual | 20 | [13 empty] | CZ2022 | None
NE-HVAC-airHP-SpltPkg-65to134kBtuh-12p0eer-3p55cop | DEER2023 | D23 v1 | 2022-10-05 22:29 | Any | EUn | Old | CZ12 | cDXHP | Cap-Tons | 2620 | 930000 | None | 710 | 0.221 | 0 | 77.1 | 0.0585 | 0 | [6 empty] | DEER:HVAC_Split-Package_HP | Annual | 20 | [13 empty] | CZ2022 | None
NE-HVAC-airHP-SpltPkg-65to134kBtuh-12p0eer-3p55cop | DEER2023 | D23 v1 | 2022-10-05 22:29 | Any | EUn | Old | CZ13 | cDXHP | Cap-Tons | 2920 | 930000 | None | 736 | 0.232 | 0 | 91.5 | 0.0596 | 0 | [6 empty] | DEER:HVAC_Split-Package_HP | Annual | 20 | [13 empty] | CZ2022 | None
NE-HVAC-airHP-SpltPkg-65to134kBtuh-12p0eer-3p55cop | DEER2023 | D23 v1 | 2022-10-05 22:29 | Any | EUn | Old | CZ14 | cDXHP | Cap-Tons | 3000 | 930000 | None | 717 | 0.229 | 0 | 81.6 | 0.0504 | 0 | [6 empty] | DEER:HVAC_Split-Package_HP | Annual | 20 | [13 empty] | CZ2022 | None
NE-HVAC-airHP-SpltPkg-65to134kBtuh-12p0eer-3p55cop | DEER2023 | D23 v1 | 2022-10-05 22:29 | Any | EUn | Old | CZ15 | cDXHP | Cap-Tons | 3910 | 930000 | None | 754 | 0.27 | 0 | 109 | 0.0577 | 0 | [6 empty] | DEER:HVAC_Split-Package_HP | Annual | 20 | [13 empty] | CZ2022 | None
NE-HVAC-airHP-SpltPkg-65to134kBtuh-12p0eer-3p55cop | DEER2023 | D23 v1 | 2022-10-05 22:29 | Any | EUn | Old | CZ16 | cDXHP | Cap-Tons | 2990 | 930000 | None | 741 | 0.0163 | 0 | 50.6 | 0.00846 | 0 | [6 empty] | DEER:HVAC_Split-Package_HP | Annual | 20 | [13 empty] | CZ2022 | None
NE-HVAC-airHP-SpltPkg-65to134kBtuh-12p0eer-3p55cop | DEER2023 | D23 v1 | 2022-10-05 22:29 | Any | EUn | Rec | CZ01 | cDXHP | Cap-Tons | 1910 | 930000 | None | 47.5 | 0.0224 | 0 | 29.9 | 0.0183 | 0 | [6 empty] | DEER:HVAC_Split-Package_HP | Annual | 20 | [13 empty] | CZ2022 | None
NE-HVAC-airHP-SpltPkg-65to134kBtuh-12p0eer-3p55cop | DEER2023 | D23 v1 | 2022-10-05 22:29 | Any | EUn | Rec | CZ02 | cDXHP | Cap-Tons | 1920 | 930000 | None | 77.1 | 0.0594 | 0 | 58.2 | 0.0488 | 0 | [6 empty] | DEER:HVAC_Split-Package_HP | Annual | 20 | [13 empty] | CZ2022 | None
NE-HVAC-airHP-SpltPkg-65to134kBtuh-12p0eer-3p55cop | DEER2023 | D23 v1 | 2022-10-05 22:29 | Any | EUn | Rec | CZ03 | cDXHP | Cap-Tons | 2030 | 930000 | None | 48 | 0.0405 | 0 | 35.3 | 0.0332 | 0 | [6 empty] | DEER:HVAC_Split-Package_HP | Annual | 20 | [13 empty] | CZ2022 | None
NE-HVAC-airHP-SpltPkg-65to134kBtuh-12p0eer-3p55cop | DEER2023 | D23 v1 | 2022-10-05 22:29 | Any | EUn | Rec | CZ04 | cDXHP | Cap-Tons | 1960 | 930000 | None | 80.7 | 0.0662 | 0 | 63.1 | 0.0544 | 0 | [6 empty] | DEER:HVAC_Split-Package_HP | Annual | 20 | [13 empty] | CZ2022 | None
NE-HVAC-airHP-SpltPkg-65to134kBtuh-12p0eer-3p55cop | DEER2023 | D23 v1 | 2022-10-05 22:29 | Any | EUn | Rec | CZ05 | cDXHP | Cap-Tons | 1980 | 930000 | None | 54.2 | 0.0292 | 0 | 40.9 | 0.024 | 0 | [6 empty] | DEER:HVAC_Split-Package_HP | Annual | 20 | [13 empty] | CZ2022 | None
NE-HVAC-airHP-SpltPkg-65to134kBtuh-12p0eer-3p55cop | DEER2023 | D23 v1 | 2022-10-05 22:29 | Any | EUn | Rec | CZ06 | cDXHP | Cap-Tons | 2120 | 930000 | None | 79.2 | 0.0469 | 0 | 63.5 | 0.0385 | 0 | [6 empty] | DEER:HVAC_Split-Package_HP | Annual | 20 | [13 empty] | CZ2022 | None
NE-HVAC-airHP-SpltPkg-65to134kBtuh-12p0eer-3p55cop | DEER2023 | D23 v1 | 2022-10-05 22:29 | Any | EUn | Rec | CZ07 | cDXHP | Cap-Tons | 2080 | 930000 | None | 67.8 | 0.0414 | 0 | 54.3 | 0.034 | 0 | [6 empty] | DEER:HVAC_Split-Package_HP | Annual | 20 | [13 empty] | CZ2022 | None
NE-HVAC-airHP-SpltPkg-65to134kBtuh-12p0eer-3p55cop | DEER2023 | D23 v1 | 2022-10-05 22:29 | Any | EUn | Rec | CZ08 | cDXHP | Cap-Tons | 2020 | 930000 | None | 102 | 0.0557 | 0 | 82.6 | 0.0458 | 0 | [6 empty] | DEER:HVAC_Split-Package_HP | Annual | 20 | [13 empty] | CZ2022 | None
NE-HVAC-airHP-SpltPkg-65to134kBtuh-12p0eer-3p55cop | DEER2023 | D23 v1 | 2022-10-05 22:29 | Any | EUn | Rec | CZ09 | cDXHP | Cap-Tons | 2500 | 930000 | None | 79.7 | 0.052 | 0 | 64.1 | 0.0427 | 0 | [6 empty] | DEER:HVAC_Split-Package_HP | Annual | 20 | [13 empty] | CZ2022 | None
NE-HVAC-airHP-SpltPkg-65to134kBtuh-12p0eer-3p55cop | DEER2023 | D23 v1 | 2022-10-05 22:29 | Any | EUn | Rec | CZ10 | cDXHP | Cap-Tons | 2300 | 930000 | None | 98.2 | 0.052 | 0 | 78.8 | 0.0427 | 0 | [6 empty] | DEER:HVAC_Split-Package_HP | Annual | 20 | [13 empty] | CZ2022 | None
NE-HVAC-airHP-SpltPkg-65to134kBtuh-12p0eer-3p55cop | DEER2023 | D23 v1 | 2022-10-05 22:29 | Any | EUn | Rec | CZ11 | cDXHP | Cap-Tons | 2210 | 930000 | None | 102 | 0.0704 | 0 | 80.6 | 0.0579 | 0 | [6 empty] | DEER:HVAC_Split-Package_HP | Annual | 20 | [13 empty] | CZ2022 | None
NE-HVAC-airHP-SpltPkg-65to134kBtuh-12p0eer-3p55cop | DEER2023 | D23 v1 | 2022-10-05 22:29 | Any | EUn | Rec | CZ12 | cDXHP | Cap-Tons | 2050 | 930000 | None | 93.4 | 0.0685 | 0 | 73 | 0.0563 | 0 | [6 empty] | DEER:HVAC_Split-Package_HP | Annual | 20 | [13 empty] | CZ2022 | None
NE-HVAC-airHP-SpltPkg-65to134kBtuh-12p0eer-3p55cop | DEER2023 | D23 v1 | 2022-10-05 22:29 | Any | EUn | Rec | CZ13 | cDXHP | Cap-Tons | 2280 | 930000 | None | 109 | 0.0696 | 0 | 86.4 | 0.0572 | 0 | [6 empty] | DEER:HVAC_Split-Package_HP | Annual | 20 | [13 empty] | CZ2022 | None
NE-HVAC-airHP-SpltPkg-65to134kBtuh-12p0eer-3p55cop | DEER2023 | D23 v1 | 2022-10-05 22:29 | Any | EUn | Rec | CZ14 | cDXHP | Cap-Tons | 2360 | 930000 | None | 94.2 | 0.0569 | 0 | 74.8 | 0.0467 | 0 | [6 empty] | DEER:HVAC_Split-Package_HP | Annual | 20 | [13 empty] | CZ2022 | None
NE-HVAC-airHP-SpltPkg-65to134kBtuh-12p0eer-3p55cop | DEER2023 | D23 v1 | 2022-10-05 22:29 | Any | EUn | Rec | CZ15 | cDXHP | Cap-Tons | 3170 | 930000 | None | 122 | 0.0655 | 0 | 99.7 | 0.0538 | 0 | [6 empty] | DEER:HVAC_Split-Package_HP | Annual | 20 | [13 empty] | CZ2022 | None
NE-HVAC-airHP-SpltPkg-65to134kBtuh-12p0eer-3p55cop | DEER2023 | D23 v1 | 2022-10-05 22:29 | Any | EUn | Rec | CZ16 | cDXHP | Cap-Tons | 2080 | 930000 | None | 71.8 | 0.0046 | 0 | 50 | 0.00378 | 0 | [6 empty] | DEER:HVAC_Split-Package_HP | Annual | 20 | [13 empty] | CZ2022 | None
NE-HVAC-airHP-SpltPkg-65to134kBtuh-12p0eer-3p55cop | DEER2023 | D23 v1 | 2022-10-05 22:29 | Any | Gro | Ex | CZ01 | cDXHP | Cap-Tons | 61.7 | 50000 | None | 1380 | 0.148 | -0.00838 | 124 | 0.0115 | 0 | [6 empty] | DEER:HVAC_Split-Package_HP | Annual | 20 | [13 empty] | CZ2022 | None
NE-HVAC-airHP-SpltPkg-65to134kBtuh-12p0eer-3p55cop | DEER2023 | D23 v1 | 2022-10-05 22:29 | Any | Gro | Ex | CZ02 | cDXHP | Cap-Tons | 107 | 50000 | None | 848 | 0.16 | 0.00093 | 80.4 | 0.0258 | 0 | [6 empty] | DEER:HVAC_Split-Package_HP | Annual | 20 | [13 empty] | CZ2022 | None
NE-HVAC-airHP-SpltPkg-65to134kBtuh-12p0eer-3p55cop | DEER2023 | D23 v1 | 2022-10-05 22:29 | Any | Gro | Ex | CZ03 | cDXHP | Cap-Tons | 73.9 | 50000 | None | 1040 | 0.158 | -0.00277 | 83.9 | 0.0206 | 0 | [6 empty] | DEER:HVAC_Split-Package_HP | Annual | 20 | [13 empty] | CZ2022 | None
NE-HVAC-airHP-SpltPkg-65to134kBtuh-12p0eer-3p55cop | DEER2023 | D23 v1 | 2022-10-05 22:29 | Any | Gro | Ex | CZ04 | cDXHP | Cap-Tons | 96.2 | 50000 | None | 842 | 0.182 | -0.00078 | 82.1 | 0.0335 | 0 | [6 empty] | DEER:HVAC_Split-Package_HP | Annual | 20 | [13 empty] | CZ2022 | None
NE-HVAC-airHP-SpltPkg-65to134kBtuh-12p0eer-3p55cop | DEER2023 | D23 v1 | 2022-10-05 22:29 | Any | Gro | Ex | CZ05 | cDXHP | Cap-Tons | 77 | 50000 | None | 1020 | 0.137 | 0.0004 | 83.6 | 0.0131 | 0 | [6 empty] | DEER:HVAC_Split-Package_HP | Annual | 20 | [13 empty] | CZ2022 | None
NE-HVAC-airHP-SpltPkg-65to134kBtuh-12p0eer-3p55cop | DEER2023 | D23 v1 | 2022-10-05 22:29 | Any | Gro | Ex | CZ06 | cDXHP | Cap-Tons | 90.5 | 50000 | None | 888 | 0.189 | 0.00135 | 78.3 | 0.0243 | 0 | [6 empty] | DEER:HVAC_Split-Package_HP | Annual | 20 | [13 empty] | CZ2022 | None
NE-HVAC-airHP-SpltPkg-65to134kBtuh-12p0eer-3p55cop | DEER2023 | D23 v1 | 2022-10-05 22:29 | Any | Gro | Ex | CZ07 | cDXHP | Cap-Tons | 84.7 | 50000 | None | 870 | 0.168 | -0.00187 | 73.8 | 0.0202 | 0 | [6 empty] | DEER:HVAC_Split-Package_HP | Annual | 20 | [13 empty] | CZ2022 | None
NE-HVAC-airHP-SpltPkg-65to134kBtuh-12p0eer-3p55cop | DEER2023 | D23 v1 | 2022-10-05 22:29 | Any | Gro | Ex | CZ08 | cDXHP | Cap-Tons | 99.7 | 50000 | None | 820 | 0.161 | -0.0007 | 86 | 0.0282 | 0 | [6 empty] | DEER:HVAC_Split-Package_HP | Annual | 20 | [13 empty] | CZ2022 | None
NE-HVAC-airHP-SpltPkg-65to134kBtuh-12p0eer-3p55cop | DEER2023 | D23 v1 | 2022-10-05 22:29 | Any | Gro | Ex | CZ09 | cDXHP | Cap-Tons | 89.2 | 50000 | None | 835 | 0.183 | -0.00058 | 92.4 | 0.0387 | 0 | [6 empty] | DEER:HVAC_Split-Package_HP | Annual | 20 | [13 empty] | CZ2022 | None
NE-HVAC-airHP-SpltPkg-65to134kBtuh-12p0eer-3p55cop | DEER2023 | D23 v1 | 2022-10-05 22:29 | Any | Gro | Ex | CZ10 | cDXHP | Cap-Tons | 99.1 | 50000 | None | 859 | 0.208 | -0.00014 | 93.5 | 0.0391 | 0 | [6 empty] | DEER:HVAC_Split-Package_HP | Annual | 20 | [13 empty] | CZ2022 | None
NE-HVAC-airHP-SpltPkg-65to134kBtuh-12p0eer-3p55cop | DEER2023 | D23 v1 | 2022-10-05 22:29 | Any | Gro | Ex | CZ11 | cDXHP | Cap-Tons | 111 | 50000 | None | 893 | 0.225 | 0.00035 | 99.8 | 0.0491 | 0 | [6 empty] | DEER:HVAC_Split-Package_HP | Annual | 20 | [13 empty] | CZ2022 | None
NE-HVAC-airHP-SpltPkg-65to134kBtuh-12p0eer-3p55cop | DEER2023 | D23 v1 | 2022-10-05 22:29 | Any | Gro | Ex | CZ12 | cDXHP | Cap-Tons | 116 | 50000 | None | 858 | 0.223 | 0.00141 | 84.1 | 0.0401 | 0 | [6 empty] | DEER:HVAC_Split-Package_HP | Annual | 20 | [13 empty] | CZ2022 | None
NE-HVAC-airHP-SpltPkg-65to134kBtuh-12p0eer-3p55cop | DEER2023 | D23 v1 | 2022-10-05 22:29 | Any | Gro | Ex | CZ13 | cDXHP | Cap-Tons | 122 | 50000 | None | 857 | 0.233 | 8e-05 | 94.3 | 0.0461 | 0 | [6 empty] | DEER:HVAC_Split-Package_HP | Annual | 20 | [13 empty] | CZ2022 | None
NE-HVAC-airHP-SpltPkg-65to134kBtuh-12p0eer-3p55cop | DEER2023 | D23 v1 | 2022-10-05 22:29 | Any | Gro | Ex | CZ14 | cDXHP | Cap-Tons | 103 | 50000 | None | 904 | 0.214 | 0.00028 | 104 | 0.046 | 0 | [6 empty] | DEER:HVAC_Split-Package_HP | Annual | 20 | [13 empty] | CZ2022 | None
NE-HVAC-airHP-SpltPkg-65to134kBtuh-12p0eer-3p55cop | DEER2023 | D23 v1 | 2022-10-05 22:29 | Any | Gro | Ex | CZ15 | cDXHP | Cap-Tons | 136 | 50000 | None | 903 | 0.262 | -0.00044 | 113 | 0.0564 | 0 | [6 empty] | DEER:HVAC_Split-Package_HP | Annual | 20 | [13 empty] | CZ2022 | None
NE-HVAC-airHP-SpltPkg-65to134kBtuh-12p0eer-3p55cop | DEER2023 | D23 v1 | 2022-10-05 22:29 | Any | Gro | Ex | CZ16 | cDXHP | Cap-Tons | 68.9 | 50000 | None | 1580 | 0.179 | 0.00321 | 131 | 0.0271 | 0 | [6 empty] | DEER:HVAC_Split-Package_HP | Annual | 20 | [13 empty] | CZ2022 | None
NE-HVAC-airHP-SpltPkg-65to134kBtuh-12p0eer-3p55cop | DEER2023 | D23 v1 | 2022-10-05 22:29 | Any | Gro | Old | CZ01 | cDXHP | Cap-Tons | 65.7 | 50000 | None | 1770 | 0.182 | 0.00016 | 149 | 0.0111 | 0 | [6 empty] | DEER:HVAC_Split-Package_HP | Annual | 20 | [13 empty] | CZ2022 | None
NE-HVAC-airHP-SpltPkg-65to134kBtuh-12p0eer-3p55cop | DEER2023 | D23 v1 | 2022-10-05 22:29 | Any | Gro | Old | CZ02 | cDXHP | Cap-Tons | 115 | 50000 | None | 1040 | 0.19 | 0.0005 | 88.4 | 0.0211 | 0 | [6 empty] | DEER:HVAC_Split-Package_HP | Annual | 20 | [13 empty] | CZ2022 | None
NE-HVAC-airHP-SpltPkg-65to134kBtuh-12p0eer-3p55cop | DEER2023 | D23 v1 | 2022-10-05 22:29 | Any | Gro | Old | CZ03 | cDXHP | Cap-Tons | 77.5 | 50000 | None | 1360 | 0.192 | -0.00289 | 103 | 0.0141 | 0 | [6 empty] | DEER:HVAC_Split-Package_HP | Annual | 20 | [13 empty] | CZ2022 | None
NE-HVAC-airHP-SpltPkg-65to134kBtuh-12p0eer-3p55cop | DEER2023 | D23 v1 | 2022-10-05 22:29 | Any | Gro | Old | CZ04 | cDXHP | Cap-Tons | 101 | 50000 | None | 1050 | 0.228 | -0.00026 | 88.2 | 0.027 | 0 | [6 empty] | DEER:HVAC_Split-Package_HP | Annual | 20 | [13 empty] | CZ2022 | None
NE-HVAC-airHP-SpltPkg-65to134kBtuh-12p0eer-3p55cop | DEER2023 | D23 v1 | 2022-10-05 22:29 | Any | Gro | Old | CZ05 | cDXHP | Cap-Tons | 84.9 | 50000 | None | 1230 | 0.147 | 0.00264 | 96.2 | 0.00925 | 0 | [6 empty] | DEER:HVAC_Split-Package_HP | Annual | 20 | [13 empty] | CZ2022 | None
NE-HVAC-airHP-SpltPkg-65to134kBtuh-12p0eer-3p55cop | DEER2023 | D23 v1 | 2022-10-05 22:29 | Any | Gro | Old | CZ06 | cDXHP | Cap-Tons | 91.2 | 50000 | None | 1120 | 0.218 | 0.0008 | 81.3 | 0.0165 | 0 | [6 empty] | DEER:HVAC_Split-Package_HP | Annual | 20 | [13 empty] | CZ2022 | None
NE-HVAC-airHP-SpltPkg-65to134kBtuh-12p0eer-3p55cop | DEER2023 | D23 v1 | 2022-10-05 22:29 | Any | Gro | Old | CZ07 | cDXHP | Cap-Tons | 83.5 | 50000 | None | 1150 | 0.173 | -0.00136 | 81.7 | 0.0137 | 0 | [6 empty] | DEER:HVAC_Split-Package_HP | Annual | 20 | [13 empty] | CZ2022 | None
NE-HVAC-airHP-SpltPkg-65to134kBtuh-12p0eer-3p55cop | DEER2023 | D23 v1 | 2022-10-05 22:29 | Any | Gro | Old | CZ08 | cDXHP | Cap-Tons | 97.7 | 50000 | None | 1040 | 0.2 | -0.00161 | 85.4 | 0.0221 | 0 | [6 empty] | DEER:HVAC_Split-Package_HP | Annual | 20 | [13 empty] | CZ2022 | None
NE-HVAC-airHP-SpltPkg-65to134kBtuh-12p0eer-3p55cop | DEER2023 | D23 v1 | 2022-10-05 22:29 | Any | Gro | Old | CZ09 | cDXHP | Cap-Tons | 92.5 | 50000 | None | 1050 | 0.232 | -0.0003 | 91.4 | 0.0316 | 0 | [6 empty] | DEER:HVAC_Split-Package_HP | Annual | 20 | [13 empty] | CZ2022 | None
NE-HVAC-airHP-SpltPkg-65to134kBtuh-12p0eer-3p55cop | DEER2023 | D23 v1 | 2022-10-05 22:29 | Any | Gro | Old | CZ10 | cDXHP | Cap-Tons | 107 | 50000 | None | 1060 | 0.246 | 0.00149 | 92.7 | 0.0319 | 0 | [6 empty] | DEER:HVAC_Split-Package_HP | Annual | 20 | [13 empty] | CZ2022 | None
NE-HVAC-airHP-SpltPkg-65to134kBtuh-12p0eer-3p55cop | DEER2023 | D23 v1 | 2022-10-05 22:29 | Any | Gro | Old | CZ11 | cDXHP | Cap-Tons | 120 | 50000 | None | 1080 | 0.278 | 0.00068 | 101 | 0.0437 | 0 | [6 empty] | DEER:HVAC_Split-Package_HP | Annual | 20 | [13 empty] | CZ2022 | None
NE-HVAC-airHP-SpltPkg-65to134kBtuh-12p0eer-3p55cop | DEER2023 | D23 v1 | 2022-10-05 22:29 | Any | Gro | Old | CZ12 | cDXHP | Cap-Tons | 122 | 50000 | None | 1030 | 0.262 | -0.00041 | 87.6 | 0.0349 | 0 | [6 empty] | DEER:HVAC_Split-Package_HP | Annual | 20 | [13 empty] | CZ2022 | None
NE-HVAC-airHP-SpltPkg-65to134kBtuh-12p0eer-3p55cop | DEER2023 | D23 v1 | 2022-10-05 22:29 | Any | Gro | Old | CZ13 | cDXHP | Cap-Tons | 131 | 50000 | None | 1050 | 0.284 | 0.00049 | 93.3 | 0.0396 | 0 | [6 empty] | DEER:HVAC_Split-Package_HP | Annual | 20 | [13 empty] | CZ2022 | None
NE-HVAC-airHP-SpltPkg-65to134kBtuh-12p0eer-3p55cop | DEER2023 | D23 v1 | 2022-10-05 22:29 | Any | Gro | Old | CZ14 | cDXHP | Cap-Tons | 112 | 50000 | None | 1090 | 0.263 | 0.00329 | 105 | 0.0408 | 0 | [6 empty] | DEER:HVAC_Split-Package_HP | Annual | 20 | [13 empty] | CZ2022 | None
NE-HVAC-airHP-SpltPkg-65to134kBtuh-12p0eer-3p55cop | DEER2023 | D23 v1 | 2022-10-05 22:29 | Any | Gro | Old | CZ15 | cDXHP | Cap-Tons | 148 | 50000 | None | 1070 | 0.32 | -0.00062 | 103 | 0.0511 | 0 | [6 empty] | DEER:HVAC_Split-Package_HP | Annual | 20 | [13 empty] | CZ2022 | None
NE-HVAC-airHP-SpltPkg-65to134kBtuh-12p0eer-3p55cop | DEER2023 | D23 v1 | 2022-10-05 22:29 | Any | Gro | Old | CZ16 | cDXHP | Cap-Tons | 76.1 | 50000 | None | 1910 | 0.22 | 0.00624 | 143 | 0.022 | 0 | [6 empty] | DEER:HVAC_Split-Package_HP | Annual | 20 | [13 empty] | CZ2022 | None
NE-HVAC-airHP-SpltPkg-65to134kBtuh-12p0eer-3p55cop | DEER2023 | D23 v1 | 2022-10-05 22:29 | Any | Gro | Rec | CZ01 | cDXHP | Cap-Tons | 56.3 | 50000 | None | 202 | 0.0153 | 0 | 116 | 0.0111 | 0 | [6 empty] | DEER:HVAC_Split-Package_HP | Annual | 20 | [13 empty] | CZ2022 | None
NE-HVAC-airHP-SpltPkg-65to134kBtuh-12p0eer-3p55cop | DEER2023 | D23 v1 | 2022-10-05 22:29 | Any | Gro | Rec | CZ02 | cDXHP | Cap-Tons | 98.3 | 50000 | None | 122 | 0.0334 | 0 | 76.3 | 0.0275 | 0 | [6 empty] | DEER:HVAC_Split-Package_HP | Annual | 20 | [13 empty] | CZ2022 | None
NE-HVAC-airHP-SpltPkg-65to134kBtuh-12p0eer-3p55cop | DEER2023 | D23 v1 | 2022-10-05 22:29 | Any | Gro | Rec | CZ03 | cDXHP | Cap-Tons | 67.4 | 50000 | None | 133 | 0.0261 | 0 | 79.1 | 0.0213 | 0 | [6 empty] | DEER:HVAC_Split-Package_HP | Annual | 20 | [13 empty] | CZ2022 | None
NE-HVAC-airHP-SpltPkg-65to134kBtuh-12p0eer-3p55cop | DEER2023 | D23 v1 | 2022-10-05 22:29 | Any | Gro | Rec | CZ04 | cDXHP | Cap-Tons | 88.3 | 50000 | None | 120 | 0.0429 | 0 | 77.7 | 0.0353 | 0 | [6 empty] | DEER:HVAC_Split-Package_HP | Annual | 20 | [13 empty] | CZ2022 | None
NE-HVAC-airHP-SpltPkg-65to134kBtuh-12p0eer-3p55cop | DEER2023 | D23 v1 | 2022-10-05 22:29 | Any | Gro | Rec | CZ05 | cDXHP | Cap-Tons | 66.5 | 50000 | None | 133 | 0.0178 | 0 | 79.8 | 0.0141 | 0 | [6 empty] | DEER:HVAC_Split-Package_HP | Annual | 20 | [13 empty] | CZ2022 | None
NE-HVAC-airHP-SpltPkg-65to134kBtuh-12p0eer-3p55cop | DEER2023 | D23 v1 | 2022-10-05 22:29 | Any | Gro | Rec | CZ06 | cDXHP | Cap-Tons | 82.6 | 50000 | None | 110 | 0.0324 | 0 | 73.2 | 0.0266 | 0 | [6 empty] | DEER:HVAC_Split-Package_HP | Annual | 20 | [13 empty] | CZ2022 | None
NE-HVAC-airHP-SpltPkg-65to134kBtuh-12p0eer-3p55cop | DEER2023 | D23 v1 | 2022-10-05 22:29 | Any | Gro | Rec | CZ07 | cDXHP | Cap-Tons | 73.7 | 50000 | None | 106 | 0.0278 | 0 | 70 | 0.0228 | 0 | [6 empty] | DEER:HVAC_Split-Package_HP | Annual | 20 | [13 empty] | CZ2022 | None
NE-HVAC-airHP-SpltPkg-65to134kBtuh-12p0eer-3p55cop | DEER2023 | D23 v1 | 2022-10-05 22:29 | Any | Gro | Rec | CZ08 | cDXHP | Cap-Tons | 86.4 | 50000 | None | 121 | 0.0382 | 0 | 85.6 | 0.0314 | 0 | [6 empty] | DEER:HVAC_Split-Package_HP | Annual | 20 | [13 empty] | CZ2022 | None
NE-HVAC-airHP-SpltPkg-65to134kBtuh-12p0eer-3p55cop | DEER2023 | D23 v1 | 2022-10-05 22:29 | Any | Gro | Rec | CZ09 | cDXHP | Cap-Tons | 79 | 50000 | None | 126 | 0.0497 | 0 | 88.3 | 0.0409 | 0 | [6 empty] | DEER:HVAC_Split-Package_HP | Annual | 20 | [13 empty] | CZ2022 | None
NE-HVAC-airHP-SpltPkg-65to134kBtuh-12p0eer-3p55cop | DEER2023 | D23 v1 | 2022-10-05 22:29 | Any | Gro | Rec | CZ10 | cDXHP | Cap-Tons | 91.9 | 50000 | None | 129 | 0.0511 | 0 | 91.1 | 0.0419 | 0 | [6 empty] | DEER:HVAC_Split-Package_HP | Annual | 20 | [13 empty] | CZ2022 | None
NE-HVAC-airHP-SpltPkg-65to134kBtuh-12p0eer-3p55cop | DEER2023 | D23 v1 | 2022-10-05 22:29 | Any | Gro | Rec | CZ11 | cDXHP | Cap-Tons | 97.6 | 50000 | None | 140 | 0.0607 | 0 | 96.5 | 0.0498 | 0 | [6 empty] | DEER:HVAC_Split-Package_HP | Annual | 20 | [13 empty] | CZ2022 | None
NE-HVAC-airHP-SpltPkg-65to134kBtuh-12p0eer-3p55cop | DEER2023 | D23 v1 | 2022-10-05 22:29 | Any | Gro | Rec | CZ12 | cDXHP | Cap-Tons | 106 | 50000 | None | 121 | 0.0516 | 0 | 80.1 | 0.0424 | 0 | [6 empty] | DEER:HVAC_Split-Package_HP | Annual | 20 | [13 empty] | CZ2022 | None
NE-HVAC-airHP-SpltPkg-65to134kBtuh-12p0eer-3p55cop | DEER2023 | D23 v1 | 2022-10-05 22:29 | Any | Gro | Rec | CZ13 | cDXHP | Cap-Tons | 111 | 50000 | None | 130 | 0.0573 | 0 | 91.8 | 0.0471 | 0 | [6 empty] | DEER:HVAC_Split-Package_HP | Annual | 20 | [13 empty] | CZ2022 | None
NE-HVAC-airHP-SpltPkg-65to134kBtuh-12p0eer-3p55cop | DEER2023 | D23 v1 | 2022-10-05 22:29 | Any | Gro | Rec | CZ14 | cDXHP | Cap-Tons | 90.5 | 50000 | None | 146 | 0.0566 | 0 | 101 | 0.0464 | 0 | [6 empty] | DEER:HVAC_Split-Package_HP | Annual | 20 | [13 empty] | CZ2022 | None
NE-HVAC-airHP-SpltPkg-65to134kBtuh-12p0eer-3p55cop | DEER2023 | D23 v1 | 2022-10-05 22:29 | Any | Gro | Rec | CZ15 | cDXHP | Cap-Tons | 121 | 50000 | None | 146 | 0.0699 | 0 | 113 | 0.0574 | 0 | [6 empty] | DEER:HVAC_Split-Package_HP | Annual | 20 | [13 empty] | CZ2022 | None
NE-HVAC-airHP-SpltPkg-65to134kBtuh-12p0eer-3p55cop | DEER2023 | D23 v1 | 2022-10-05 22:29 | Any | Gro | Rec | CZ16 | cDXHP | Cap-Tons | 59 | 50000 | None | 208 | 0.0335 | 0 | 126 | 0.0275 | 0 | [6 empty] | DEER:HVAC_Split-Package_HP | Annual | 20 | [13 empty] | CZ2022 | None
NE-HVAC-airHP-SpltPkg-65to134kBtuh-12p0eer-3p55cop | DEER2023 | D23 v1 | 2022-10-05 22:29 | Any | Hsp | Ex | CZ01 | cDXHP | Cap-Tons | 680 | 236000 | None | 984 | 0.143 | 0 | 22.1 | 0.00871 | 0 | [6 empty] | DEER:HVAC_Split-Package_HP | Annual | 20 | [13 empty] | CZ2022 | None
NE-HVAC-airHP-SpltPkg-65to134kBtuh-12p0eer-3p55cop | DEER2023 | D23 v1 | 2022-10-05 22:29 | Any | Hsp | Ex | CZ02 | cDXHP | Cap-Tons | 680 | 236000 | None | 983 | 0.154 | 0 | 44.2 | 0.029 | 0 | [6 empty] | DEER:HVAC_Split-Package_HP | Annual | 20 | [13 empty] | CZ2022 | None
NE-HVAC-airHP-SpltPkg-65to134kBtuh-12p0eer-3p55cop | DEER2023 | D23 v1 | 2022-10-05 22:29 | Any | Hsp | Ex | CZ03 | cDXHP | Cap-Tons | 682 | 236000 | None | 913 | 0.128 | 0 | 26.3 | 0.0215 | 0 | [6 empty] | DEER:HVAC_Split-Package_HP | Annual | 20 | [13 empty] | CZ2022 | None
NE-HVAC-airHP-SpltPkg-65to134kBtuh-12p0eer-3p55cop | DEER2023 | D23 v1 | 2022-10-05 22:29 | Any | Hsp | Ex | CZ04 | cDXHP | Cap-Tons | 684 | 236000 | None | 1020 | 0.17 | 0 | 52.1 | 0.0335 | 0 | [6 empty] | DEER:HVAC_Split-Package_HP | Annual | 20 | [13 empty] | CZ2022 | None
NE-HVAC-airHP-SpltPkg-65to134kBtuh-12p0eer-3p55cop | DEER2023 | D23 v1 | 2022-10-05 22:29 | Any | Hsp | Ex | CZ05 | cDXHP | Cap-Tons | 682 | 236000 | None | 966 | 0.13 | 0 | 29.9 | 0.0146 | 0 | [6 empty] | DEER:HVAC_Split-Package_HP | Annual | 20 | [13 empty] | CZ2022 | None
NE-HVAC-airHP-SpltPkg-65to134kBtuh-12p0eer-3p55cop | DEER2023 | D23 v1 | 2022-10-05 22:29 | Any | Hsp | Ex | CZ06 | cDXHP | Cap-Tons | 686 | 236000 | None | 1040 | 0.157 | 0 | 61.2 | 0.0264 | 0 | [6 empty] | DEER:HVAC_Split-Package_HP | Annual | 20 | [13 empty] | CZ2022 | None
NE-HVAC-airHP-SpltPkg-65to134kBtuh-12p0eer-3p55cop | DEER2023 | D23 v1 | 2022-10-05 22:29 | Any | Hsp | Ex | CZ07 | cDXHP | Cap-Tons | 684 | 236000 | None | 1040 | 0.14 | 0 | 52.2 | 0.0232 | 0 | [6 empty] | DEER:HVAC_Split-Package_HP | Annual | 20 | [13 empty] | CZ2022 | None
NE-HVAC-airHP-SpltPkg-65to134kBtuh-12p0eer-3p55cop | DEER2023 | D23 v1 | 2022-10-05 22:29 | Any | Hsp | Ex | CZ08 | cDXHP | Cap-Tons | 687 | 236000 | None | 1090 | 0.161 | 0 | 74.2 | 0.0295 | 0 | [6 empty] | DEER:HVAC_Split-Package_HP | Annual | 20 | [13 empty] | CZ2022 | None
NE-HVAC-airHP-SpltPkg-65to134kBtuh-12p0eer-3p55cop | DEER2023 | D23 v1 | 2022-10-05 22:29 | Any | Hsp | Ex | CZ09 | cDXHP | Cap-Tons | 706 | 236000 | None | 1050 | 0.173 | 0 | 69.2 | 0.0334 | 0 | [6 empty] | DEER:HVAC_Split-Package_HP | Annual | 20 | [13 empty] | CZ2022 | None
NE-HVAC-airHP-SpltPkg-65to134kBtuh-12p0eer-3p55cop | DEER2023 | D23 v1 | 2022-10-05 22:29 | Any | Hsp | Ex | CZ10 | cDXHP | Cap-Tons | 682 | 236000 | None | 1020 | 0.17 | 0 | 77.5 | 0.0368 | 0 | [6 empty] | DEER:HVAC_Split-Package_HP | Annual | 20 | [13 empty] | CZ2022 | None
NE-HVAC-airHP-SpltPkg-65to134kBtuh-12p0eer-3p55cop | DEER2023 | D23 v1 | 2022-10-05 22:29 | Any | Hsp | Ex | CZ11 | cDXHP | Cap-Tons | 687 | 236000 | None | 1080 | 0.194 | 0 | 83.3 | 0.048 | 0 | [6 empty] | DEER:HVAC_Split-Package_HP | Annual | 20 | [13 empty] | CZ2022 | None
NE-HVAC-airHP-SpltPkg-65to134kBtuh-12p0eer-3p55cop | DEER2023 | D23 v1 | 2022-10-05 22:29 | Any | Hsp | Ex | CZ12 | cDXHP | Cap-Tons | 681 | 236000 | None | 1030 | 0.188 | 0 | 63.1 | 0.0425 | 0 | [6 empty] | DEER:HVAC_Split-Package_HP | Annual | 20 | [13 empty] | CZ2022 | None
NE-HVAC-airHP-SpltPkg-65to134kBtuh-12p0eer-3p55cop | DEER2023 | D23 v1 | 2022-10-05 22:29 | Any | Hsp | Ex | CZ13 | cDXHP | Cap-Tons | 688 | 236000 | None | 1110 | 0.202 | 0 | 90.8 | 0.0476 | 0 | [6 empty] | DEER:HVAC_Split-Package_HP | Annual | 20 | [13 empty] | CZ2022 | None
NE-HVAC-airHP-SpltPkg-65to134kBtuh-12p0eer-3p55cop | DEER2023 | D23 v1 | 2022-10-05 22:29 | Any | Hsp | Ex | CZ14 | cDXHP | Cap-Tons | 688 | 236000 | None | 1030 | 0.181 | 0 | 81 | 0.0426 | 0 | [6 empty] | DEER:HVAC_Split-Package_HP | Annual | 20 | [13 empty] | CZ2022 | None
NE-HVAC-airHP-SpltPkg-65to134kBtuh-12p0eer-3p55cop | DEER2023 | D23 v1 | 2022-10-05 22:29 | Any | Hsp | Ex | CZ15 | cDXHP | Cap-Tons | 753 | 236000 | None | 1060 | 0.208 | 0 | 134 | 0.058 | 0 | [6 empty] | DEER:HVAC_Split-Package_HP | Annual | 20 | [13 empty] | CZ2022 | None
NE-HVAC-airHP-SpltPkg-65to134kBtuh-12p0eer-3p55cop | DEER2023 | D23 v1 | 2022-10-05 22:29 | Any | Hsp | Ex | CZ16 | cDXHP | Cap-Tons | 680 | 236000 | None | 1070 | 0.128 | 0 | 51.9 | 0.0223 | 0 | [6 empty] | DEER:HVAC_Split-Package_HP | Annual | 20 | [13 empty] | CZ2022 | None
NE-HVAC-airHP-SpltPkg-65to134kBtuh-12p0eer-3p55cop | DEER2023 | D23 v1 | 2022-10-05 22:29 | Any | Hsp | Old | CZ01 | cDXHP | Cap-Tons | 683 | 236000 | None | 1140 | 0.166 | 0 | 22.9 | 0.0097 | 0 | [6 empty] | DEER:HVAC_Split-Package_HP | Annual | 20 | [13 empty] | CZ2022 | None
NE-HVAC-airHP-SpltPkg-65to134kBtuh-12p0eer-3p55cop | DEER2023 | D23 v1 | 2022-10-05 22:29 | Any | Hsp | Old | CZ02 | cDXHP | Cap-Tons | 690 | 236000 | None | 1180 | 0.183 | 0 | 47.2 | 0.0309 | 0 | [6 empty] | DEER:HVAC_Split-Package_HP | Annual | 20 | [13 empty] | CZ2022 | None
NE-HVAC-airHP-SpltPkg-65to134kBtuh-12p0eer-3p55cop | DEER2023 | D23 v1 | 2022-10-05 22:29 | Any | Hsp | Old | CZ03 | cDXHP | Cap-Tons | 686 | 236000 | None | 1160 | 0.163 | 0 | 27.9 | 0.0224 | 0 | [6 empty] | DEER:HVAC_Split-Package_HP | Annual | 20 | [13 empty] | CZ2022 | None
NE-HVAC-airHP-SpltPkg-65to134kBtuh-12p0eer-3p55cop | DEER2023 | D23 v1 | 2022-10-05 22:29 | Any | Hsp | Old | CZ04 | cDXHP | Cap-Tons | 690 | 236000 | None | 1210 | 0.202 | 0 | 53.9 | 0.0346 | 0 | [6 empty] | DEER:HVAC_Split-Package_HP | Annual | 20 | [13 empty] | CZ2022 | None
NE-HVAC-airHP-SpltPkg-65to134kBtuh-12p0eer-3p55cop | DEER2023 | D23 v1 | 2022-10-05 22:29 | Any | Hsp | Old | CZ05 | cDXHP | Cap-Tons | 686 | 236000 | None | 1160 | 0.157 | 0 | 31.4 | 0.0152 | 0 | [6 empty] | DEER:HVAC_Split-Package_HP | Annual | 20 | [13 empty] | CZ2022 | None
NE-HVAC-airHP-SpltPkg-65to134kBtuh-12p0eer-3p55cop | DEER2023 | D23 v1 | 2022-10-05 22:29 | Any | Hsp | Old | CZ06 | cDXHP | Cap-Tons | 691 | 236000 | None | 1200 | 0.181 | 0 | 62.5 | 0.0269 | 0 | [6 empty] | DEER:HVAC_Split-Package_HP | Annual | 20 | [13 empty] | CZ2022 | None
NE-HVAC-airHP-SpltPkg-65to134kBtuh-12p0eer-3p55cop | DEER2023 | D23 v1 | 2022-10-05 22:29 | Any | Hsp | Old | CZ07 | cDXHP | Cap-Tons | 689 | 236000 | None | 1220 | 0.164 | 0 | 53.4 | 0.0236 | 0 | [6 empty] | DEER:HVAC_Split-Package_HP | Annual | 20 | [13 empty] | CZ2022 | None
NE-HVAC-airHP-SpltPkg-65to134kBtuh-12p0eer-3p55cop | DEER2023 | D23 v1 | 2022-10-05 22:29 | Any | Hsp | Old | CZ08 | cDXHP | Cap-Tons | 695 | 236000 | None | 1260 | 0.185 | 0 | 75.6 | 0.0301 | 0 | [6 empty] | DEER:HVAC_Split-Package_HP | Annual | 20 | [13 empty] | CZ2022 | None
NE-HVAC-airHP-SpltPkg-65to134kBtuh-12p0eer-3p55cop | DEER2023 | D23 v1 | 2022-10-05 22:29 | Any | Hsp | Old | CZ09 | cDXHP | Cap-Tons | 719 | 236000 | None | 1230 | 0.203 | 0 | 70.3 | 0.0339 | 0 | [6 empty] | DEER:HVAC_Split-Package_HP | Annual | 20 | [13 empty] | CZ2022 | None
NE-HVAC-airHP-SpltPkg-65to134kBtuh-12p0eer-3p55cop | DEER2023 | D23 v1 | 2022-10-05 22:29 | Any | Hsp | Old | CZ10 | cDXHP | Cap-Tons | 706 | 236000 | None | 1270 | 0.21 | 0 | 80.9 | 0.0381 | 0 | [6 empty] | DEER:HVAC_Split-Package_HP | Annual | 20 | [13 empty] | CZ2022 | None
NE-HVAC-airHP-SpltPkg-65to134kBtuh-12p0eer-3p55cop | DEER2023 | D23 v1 | 2022-10-05 22:29 | Any | Hsp | Old | CZ11 | cDXHP | Cap-Tons | 715 | 236000 | None | 1260 | 0.227 | 0 | 87 | 0.0499 | 0 | [6 empty] | DEER:HVAC_Split-Package_HP | Annual | 20 | [13 empty] | CZ2022 | None
NE-HVAC-airHP-SpltPkg-65to134kBtuh-12p0eer-3p55cop | DEER2023 | D23 v1 | 2022-10-05 22:29 | Any | Hsp | Old | CZ12 | cDXHP | Cap-Tons | 699 | 236000 | None | 1250 | 0.226 | 0 | 66.2 | 0.0442 | 0 | [6 empty] | DEER:HVAC_Split-Package_HP | Annual | 20 | [13 empty] | CZ2022 | None
NE-HVAC-airHP-SpltPkg-65to134kBtuh-12p0eer-3p55cop | DEER2023 | D23 v1 | 2022-10-05 22:29 | Any | Hsp | Old | CZ13 | cDXHP | Cap-Tons | 718 | 236000 | None | 1290 | 0.236 | 0 | 94 | 0.0492 | 0 | [6 empty] | DEER:HVAC_Split-Package_HP | Annual | 20 | [13 empty] | CZ2022 | None
NE-HVAC-airHP-SpltPkg-65to134kBtuh-12p0eer-3p55cop | DEER2023 | D23 v1 | 2022-10-05 22:29 | Any | Hsp | Old | CZ14 | cDXHP | Cap-Tons | 720 | 236000 | None | 1240 | 0.22 | 0 | 84.5 | 0.0441 | 0 | [6 empty] | DEER:HVAC_Split-Package_HP | Annual | 20 | [13 empty] | CZ2022 | None
NE-HVAC-airHP-SpltPkg-65to134kBtuh-12p0eer-3p55cop | DEER2023 | D23 v1 | 2022-10-05 22:29 | Any | Hsp | Old | CZ15 | cDXHP | Cap-Tons | 794 | 236000 | None | 1320 | 0.256 | 0 | 138 | 0.0596 | 0 | [6 empty] | DEER:HVAC_Split-Package_HP | Annual | 20 | [13 empty] | CZ2022 | None
NE-HVAC-airHP-SpltPkg-65to134kBtuh-12p0eer-3p55cop | DEER2023 | D23 v1 | 2022-10-05 22:29 | Any | Hsp | Old | CZ16 | cDXHP | Cap-Tons | 688 | 236000 | None | 1320 | 0.16 | 0 | 56.6 | 0.0242 | 0 | [6 empty] | DEER:HVAC_Split-Package_HP | Annual | 20 | [13 empty] | CZ2022 | None
NE-HVAC-airHP-SpltPkg-65to134kBtuh-12p0eer-3p55cop | DEER2023 | D23 v1 | 2022-10-05 22:29 | Any | Hsp | Rec | CZ01 | cDXHP | Cap-Tons | 680 | 236000 | None | 36.8 | 0.00969 | 0 | 22.1 | 0.00795 | 0 | [6 empty] | DEER:HVAC_Split-Package_HP | Annual | 20 | [13 empty] | CZ2022 | None
NE-HVAC-airHP-SpltPkg-65to134kBtuh-12p0eer-3p55cop | DEER2023 | D23 v1 | 2022-10-05 22:29 | Any | Hsp | Rec | CZ02 | cDXHP | Cap-Tons | 680 | 236000 | None | 58.3 | 0.0338 | 0 | 42.8 | 0.0277 | 0 | [6 empty] | DEER:HVAC_Split-Package_HP | Annual | 20 | [13 empty] | CZ2022 | None
NE-HVAC-airHP-SpltPkg-65to134kBtuh-12p0eer-3p55cop | DEER2023 | D23 v1 | 2022-10-05 22:29 | Any | Hsp | Rec | CZ03 | cDXHP | Cap-Tons | 680 | 236000 | None | 34.3 | 0.0243 | 0 | 24.4 | 0.02 | 0 | [6 empty] | DEER:HVAC_Split-Package_HP | Annual | 20 | [13 empty] | CZ2022 | None
NE-HVAC-airHP-SpltPkg-65to134kBtuh-12p0eer-3p55cop | DEER2023 | D23 v1 | 2022-10-05 22:29 | Any | Hsp | Rec | CZ04 | cDXHP | Cap-Tons | 680 | 236000 | None | 62.7 | 0.0382 | 0 | 48.4 | 0.0313 | 0 | [6 empty] | DEER:HVAC_Split-Package_HP | Annual | 20 | [13 empty] | CZ2022 | None
NE-HVAC-airHP-SpltPkg-65to134kBtuh-12p0eer-3p55cop | DEER2023 | D23 v1 | 2022-10-05 22:29 | Any | Hsp | Rec | CZ05 | cDXHP | Cap-Tons | 680 | 236000 | None | 37.7 | 0.0163 | 0 | 27.4 | 0.0133 | 0 | [6 empty] | DEER:HVAC_Split-Package_HP | Annual | 20 | [13 empty] | CZ2022 | None
NE-HVAC-airHP-SpltPkg-65to134kBtuh-12p0eer-3p55cop | DEER2023 | D23 v1 | 2022-10-05 22:29 | Any | Hsp | Rec | CZ06 | cDXHP | Cap-Tons | 680 | 236000 | None | 69.9 | 0.0301 | 0 | 55.9 | 0.0247 | 0 | [6 empty] | DEER:HVAC_Split-Package_HP | Annual | 20 | [13 empty] | CZ2022 | None
NE-HVAC-airHP-SpltPkg-65to134kBtuh-12p0eer-3p55cop | DEER2023 | D23 v1 | 2022-10-05 22:29 | Any | Hsp | Rec | CZ07 | cDXHP | Cap-Tons | 680 | 236000 | None | 58.7 | 0.0265 | 0 | 47.3 | 0.0218 | 0 | [6 empty] | DEER:HVAC_Split-Package_HP | Annual | 20 | [13 empty] | CZ2022 | None
NE-HVAC-airHP-SpltPkg-65to134kBtuh-12p0eer-3p55cop | DEER2023 | D23 v1 | 2022-10-05 22:29 | Any | Hsp | Rec | CZ08 | cDXHP | Cap-Tons | 680 | 236000 | None | 85 | 0.0337 | 0 | 68.6 | 0.0277 | 0 | [6 empty] | DEER:HVAC_Split-Package_HP | Annual | 20 | [13 empty] | CZ2022 | None
NE-HVAC-airHP-SpltPkg-65to134kBtuh-12p0eer-3p55cop | DEER2023 | D23 v1 | 2022-10-05 22:29 | Any | Hsp | Rec | CZ09 | cDXHP | Cap-Tons | 684 | 236000 | None | 80.7 | 0.0387 | 0 | 64.6 | 0.0318 | 0 | [6 empty] | DEER:HVAC_Split-Package_HP | Annual | 20 | [13 empty] | CZ2022 | None
NE-HVAC-airHP-SpltPkg-65to134kBtuh-12p0eer-3p55cop | DEER2023 | D23 v1 | 2022-10-05 22:29 | Any | Hsp | Rec | CZ10 | cDXHP | Cap-Tons | 681 | 236000 | None | 93.5 | 0.0432 | 0 | 74.4 | 0.0355 | 0 | [6 empty] | DEER:HVAC_Split-Package_HP | Annual | 20 | [13 empty] | CZ2022 | None
NE-HVAC-airHP-SpltPkg-65to134kBtuh-12p0eer-3p55cop | DEER2023 | D23 v1 | 2022-10-05 22:29 | Any | Hsp | Rec | CZ11 | cDXHP | Cap-Tons | 680 | 236000 | None | 99.3 | 0.0541 | 0 | 77.4 | 0.0444 | 0 | [6 empty] | DEER:HVAC_Split-Package_HP | Annual | 20 | [13 empty] | CZ2022 | None
NE-HVAC-airHP-SpltPkg-65to134kBtuh-12p0eer-3p55cop | DEER2023 | D23 v1 | 2022-10-05 22:29 | Any | Hsp | Rec | CZ12 | cDXHP | Cap-Tons | 680 | 236000 | None | 78.4 | 0.0489 | 0 | 60.1 | 0.0402 | 0 | [6 empty] | DEER:HVAC_Split-Package_HP | Annual | 20 | [13 empty] | CZ2022 | None
NE-HVAC-airHP-SpltPkg-65to134kBtuh-12p0eer-3p55cop | DEER2023 | D23 v1 | 2022-10-05 22:29 | Any | Hsp | Rec | CZ13 | cDXHP | Cap-Tons | 681 | 236000 | None | 108 | 0.0543 | 0 | 85.3 | 0.0446 | 0 | [6 empty] | DEER:HVAC_Split-Package_HP | Annual | 20 | [13 empty] | CZ2022 | None
NE-HVAC-airHP-SpltPkg-65to134kBtuh-12p0eer-3p55cop | DEER2023 | D23 v1 | 2022-10-05 22:29 | Any | Hsp | Rec | CZ14 | cDXHP | Cap-Tons | 680 | 236000 | None | 97.9 | 0.0481 | 0 | 76.1 | 0.0395 | 0 | [6 empty] | DEER:HVAC_Split-Package_HP | Annual | 20 | [13 empty] | CZ2022 | None
NE-HVAC-airHP-SpltPkg-65to134kBtuh-12p0eer-3p55cop | DEER2023 | D23 v1 | 2022-10-05 22:29 | Any | Hsp | Rec | CZ15 | cDXHP | Cap-Tons | 725 | 236000 | None | 157 | 0.0678 | 0 | 129 | 0.0557 | 0 | [6 empty] | DEER:HVAC_Split-Package_HP | Annual | 20 | [13 empty] | CZ2022 | None
NE-HVAC-airHP-SpltPkg-65to134kBtuh-12p0eer-3p55cop | DEER2023 | D23 v1 | 2022-10-05 22:29 | Any | Hsp | Rec | CZ16 | cDXHP | Cap-Tons | 680 | 236000 | None | 70.3 | 0.0249 | 0 | 47.5 | 0.0205 | 0 | [6 empty] | DEER:HVAC_Split-Package_HP | Annual | 20 | [13 empty] | CZ2022 | None
NE-HVAC-airHP-SpltPkg-65to134kBtuh-12p0eer-3p55cop | DEER2023 | D23 v1 | 2022-10-05 22:29 | Any | Htl | Ex | CZ01 | cDXHP | Cap-Tons | 63.2 | 140000 | None | 862 | 0.123 | 0 | 63.1 | 0.0125 | 0 | [6 empty] | DEER:HVAC_Split-Package_HP | Annual | 20 | [13 empty] | CZ2022 | None
NE-HVAC-airHP-SpltPkg-65to134kBtuh-12p0eer-3p55cop | DEER2023 | D23 v1 | 2022-10-05 22:29 | Any | Htl | Ex | CZ02 | cDXHP | Cap-Tons | 60.1 | 140000 | None | 853 | 0.155 | 0 | 83.8 | 0.0456 | 0 | [6 empty] | DEER:HVAC_Split-Package_HP | Annual | 20 | [13 empty] | CZ2022 | None
NE-HVAC-airHP-SpltPkg-65to134kBtuh-12p0eer-3p55cop | DEER2023 | D23 v1 | 2022-10-05 22:29 | Any | Htl | Ex | CZ03 | cDXHP | Cap-Tons | 68.3 | 140000 | None | 793 | 0.144 | 0 | 51 | 0.0266 | 0 | [6 empty] | DEER:HVAC_Split-Package_HP | Annual | 20 | [13 empty] | CZ2022 | None
NE-HVAC-airHP-SpltPkg-65to134kBtuh-12p0eer-3p55cop | DEER2023 | D23 v1 | 2022-10-05 22:29 | Any | Htl | Ex | CZ04 | cDXHP | Cap-Tons | 62.8 | 140000 | None | 795 | 0.168 | 0 | 84.8 | 0.0499 | 0 | [6 empty] | DEER:HVAC_Split-Package_HP | Annual | 20 | [13 empty] | CZ2022 | None
NE-HVAC-airHP-SpltPkg-65to134kBtuh-12p0eer-3p55cop | DEER2023 | D23 v1 | 2022-10-05 22:29 | Any | Htl | Ex | CZ05 | cDXHP | Cap-Tons | 67.2 | 140000 | None | 721 | 0.114 | 0 | 55.4 | 0.0173 | 0 | [6 empty] | DEER:HVAC_Split-Package_HP | Annual | 20 | [13 empty] | CZ2022 | None
NE-HVAC-airHP-SpltPkg-65to134kBtuh-12p0eer-3p55cop | DEER2023 | D23 v1 | 2022-10-05 22:29 | Any | Htl | Ex | CZ06 | cDXHP | Cap-Tons | 70.9 | 140000 | None | 740 | 0.146 | 0 | 75.7 | 0.0327 | 0 | [6 empty] | DEER:HVAC_Split-Package_HP | Annual | 20 | [13 empty] | CZ2022 | None
NE-HVAC-airHP-SpltPkg-65to134kBtuh-12p0eer-3p55cop | DEER2023 | D23 v1 | 2022-10-05 22:29 | Any | Htl | Ex | CZ07 | cDXHP | Cap-Tons | 69.5 | 140000 | None | 708 | 0.122 | 0 | 63.1 | 0.0271 | 0 | [6 empty] | DEER:HVAC_Split-Package_HP | Annual | 20 | [13 empty] | CZ2022 | None
NE-HVAC-airHP-SpltPkg-65to134kBtuh-12p0eer-3p55cop | DEER2023 | D23 v1 | 2022-10-05 22:29 | Any | Htl | Ex | CZ08 | cDXHP | Cap-Tons | 61.7 | 140000 | None | 834 | 0.163 | 0 | 106 | 0.0415 | 0 | [6 empty] | DEER:HVAC_Split-Package_HP | Annual | 20 | [13 empty] | CZ2022 | None
NE-HVAC-airHP-SpltPkg-65to134kBtuh-12p0eer-3p55cop | DEER2023 | D23 v1 | 2022-10-05 22:29 | Any | Htl | Ex | CZ09 | cDXHP | Cap-Tons | 79.5 | 140000 | None | 785 | 0.169 | 0 | 84.5 | 0.0416 | 0 | [6 empty] | DEER:HVAC_Split-Package_HP | Annual | 20 | [13 empty] | CZ2022 | None
NE-HVAC-airHP-SpltPkg-65to134kBtuh-12p0eer-3p55cop | DEER2023 | D23 v1 | 2022-10-05 22:29 | Any | Htl | Ex | CZ10 | cDXHP | Cap-Tons | 70.2 | 140000 | None | 848 | 0.177 | 0 | 106 | 0.0493 | 0 | [6 empty] | DEER:HVAC_Split-Package_HP | Annual | 20 | [13 empty] | CZ2022 | None
NE-HVAC-airHP-SpltPkg-65to134kBtuh-12p0eer-3p55cop | DEER2023 | D23 v1 | 2022-10-05 22:29 | Any | Htl | Ex | CZ11 | cDXHP | Cap-Tons | 76 | 140000 | None | 893 | 0.181 | 0 | 114 | 0.0658 | 0 | [6 empty] | DEER:HVAC_Split-Package_HP | Annual | 20 | [13 empty] | CZ2022 | None
NE-HVAC-airHP-SpltPkg-65to134kBtuh-12p0eer-3p55cop | DEER2023 | D23 v1 | 2022-10-05 22:29 | Any | Htl | Ex | CZ12 | cDXHP | Cap-Tons | 68.2 | 140000 | None | 856 | 0.177 | 0 | 96.2 | 0.0621 | 0 | [6 empty] | DEER:HVAC_Split-Package_HP | Annual | 20 | [13 empty] | CZ2022 | None
NE-HVAC-airHP-SpltPkg-65to134kBtuh-12p0eer-3p55cop | DEER2023 | D23 v1 | 2022-10-05 22:29 | Any | Htl | Ex | CZ13 | cDXHP | Cap-Tons | 77.4 | 140000 | None | 897 | 0.188 | 0 | 118 | 0.0634 | 0 | [6 empty] | DEER:HVAC_Split-Package_HP | Annual | 20 | [13 empty] | CZ2022 | None
NE-HVAC-airHP-SpltPkg-65to134kBtuh-12p0eer-3p55cop | DEER2023 | D23 v1 | 2022-10-05 22:29 | Any | Htl | Ex | CZ14 | cDXHP | Cap-Tons | 77.8 | 140000 | None | 870 | 0.177 | 0 | 109 | 0.0562 | 0 | [6 empty] | DEER:HVAC_Split-Package_HP | Annual | 20 | [13 empty] | CZ2022 | None
NE-HVAC-airHP-SpltPkg-65to134kBtuh-12p0eer-3p55cop | DEER2023 | D23 v1 | 2022-10-05 22:29 | Any | Htl | Ex | CZ15 | cDXHP | Cap-Tons | 105 | 140000 | None | 945 | 0.215 | 0 | 140 | 0.0661 | 0 | [6 empty] | DEER:HVAC_Split-Package_HP | Annual | 20 | [13 empty] | CZ2022 | None
NE-HVAC-airHP-SpltPkg-65to134kBtuh-12p0eer-3p55cop | DEER2023 | D23 v1 | 2022-10-05 22:29 | Any | Htl | Ex | CZ16 | cDXHP | Cap-Tons | 68.5 | 140000 | None | 944 | 0.128 | 0 | 90.1 | 0.0293 | 0 | [6 empty] | DEER:HVAC_Split-Package_HP | Annual | 20 | [13 empty] | CZ2022 | None
NE-HVAC-airHP-SpltPkg-65to134kBtuh-12p0eer-3p55cop | DEER2023 | D23 v1 | 2022-10-05 22:29 | Any | Htl | Old | CZ01 | cDXHP | Cap-Tons | 82.7 | 140000 | None | 974 | 0.154 | 0 | 53.1 | 0.0126 | 0 | [6 empty] | DEER:HVAC_Split-Package_HP | Annual | 20 | [13 empty] | CZ2022 | None
NE-HVAC-airHP-SpltPkg-65to134kBtuh-12p0eer-3p55cop | DEER2023 | D23 v1 | 2022-10-05 22:29 | Any | Htl | Old | CZ02 | cDXHP | Cap-Tons | 74.6 | 140000 | None | 1010 | 0.18 | 0 | 86.1 | 0.0459 | 0 | [6 empty] | DEER:HVAC_Split-Package_HP | Annual | 20 | [13 empty] | CZ2022 | None
NE-HVAC-airHP-SpltPkg-65to134kBtuh-12p0eer-3p55cop | DEER2023 | D23 v1 | 2022-10-05 22:29 | Any | Htl | Old | CZ03 | cDXHP | Cap-Tons | 88.1 | 140000 | None | 937 | 0.16 | 0 | 49.3 | 0.0262 | 0 | [6 empty] | DEER:HVAC_Split-Package_HP | Annual | 20 | [13 empty] | CZ2022 | None
NE-HVAC-airHP-SpltPkg-65to134kBtuh-12p0eer-3p55cop | DEER2023 | D23 v1 | 2022-10-05 22:29 | Any | Htl | Old | CZ04 | cDXHP | Cap-Tons | 75.9 | 140000 | None | 977 | 0.195 | 0 | 88 | 0.0503 | 0 | [6 empty] | DEER:HVAC_Split-Package_HP | Annual | 20 | [13 empty] | CZ2022 | None
NE-HVAC-airHP-SpltPkg-65to134kBtuh-12p0eer-3p55cop | DEER2023 | D23 v1 | 2022-10-05 22:29 | Any | Htl | Old | CZ05 | cDXHP | Cap-Tons | 87.5 | 140000 | None | 913 | 0.145 | 0 | 54.3 | 0.0172 | 0 | [6 empty] | DEER:HVAC_Split-Package_HP | Annual | 20 | [13 empty] | CZ2022 | None
NE-HVAC-airHP-SpltPkg-65to134kBtuh-12p0eer-3p55cop | DEER2023 | D23 v1 | 2022-10-05 22:29 | Any | Htl | Old | CZ06 | cDXHP | Cap-Tons | 90.7 | 140000 | None | 911 | 0.168 | 0 | 74.2 | 0.0307 | 0 | [6 empty] | DEER:HVAC_Split-Package_HP | Annual | 20 | [13 empty] | CZ2022 | None
NE-HVAC-airHP-SpltPkg-65to134kBtuh-12p0eer-3p55cop | DEER2023 | D23 v1 | 2022-10-05 22:29 | Any | Htl | Old | CZ07 | cDXHP | Cap-Tons | 88.7 | 140000 | None | 904 | 0.147 | 0 | 62 | 0.0253 | 0 | [6 empty] | DEER:HVAC_Split-Package_HP | Annual | 20 | [13 empty] | CZ2022 | None
NE-HVAC-airHP-SpltPkg-65to134kBtuh-12p0eer-3p55cop | DEER2023 | D23 v1 | 2022-10-05 22:29 | Any | Htl | Old | CZ08 | cDXHP | Cap-Tons | 75 | 140000 | None | 1010 | 0.186 | 0 | 107 | 0.0405 | 0 | [6 empty] | DEER:HVAC_Split-Package_HP | Annual | 20 | [13 empty] | CZ2022 | None
NE-HVAC-airHP-SpltPkg-65to134kBtuh-12p0eer-3p55cop | DEER2023 | D23 v1 | 2022-10-05 22:29 | Any | Htl | Old | CZ09 | cDXHP | Cap-Tons | 93.3 | 140000 | None | 984 | 0.201 | 0 | 88.3 | 0.0419 | 0 | [6 empty] | DEER:HVAC_Split-Package_HP | Annual | 20 | [13 empty] | CZ2022 | None
NE-HVAC-airHP-SpltPkg-65to134kBtuh-12p0eer-3p55cop | DEER2023 | D23 v1 | 2022-10-05 22:29 | Any | Htl | Old | CZ10 | cDXHP | Cap-Tons | 86.4 | 140000 | None | 1040 | 0.206 | 0 | 109 | 0.0484 | 0 | [6 empty] | DEER:HVAC_Split-Package_HP | Annual | 20 | [13 empty] | CZ2022 | None
NE-HVAC-airHP-SpltPkg-65to134kBtuh-12p0eer-3p55cop | DEER2023 | D23 v1 | 2022-10-05 22:29 | Any | Htl | Old | CZ11 | cDXHP | Cap-Tons | 92.2 | 140000 | None | 1060 | 0.212 | 0 | 116 | 0.0652 | 0 | [6 empty] | DEER:HVAC_Split-Package_HP | Annual | 20 | [13 empty] | CZ2022 | None
NE-HVAC-airHP-SpltPkg-65to134kBtuh-12p0eer-3p55cop | DEER2023 | D23 v1 | 2022-10-05 22:29 | Any | Htl | Old | CZ12 | cDXHP | Cap-Tons | 82.6 | 140000 | None | 1030 | 0.21 | 0 | 97.6 | 0.0612 | 0 | [6 empty] | DEER:HVAC_Split-Package_HP | Annual | 20 | [13 empty] | CZ2022 | None
NE-HVAC-airHP-SpltPkg-65to134kBtuh-12p0eer-3p55cop | DEER2023 | D23 v1 | 2022-10-05 22:29 | Any | Htl | Old | CZ13 | cDXHP | Cap-Tons | 93.6 | 140000 | None | 1080 | 0.22 | 0 | 119 | 0.0628 | 0 | [6 empty] | DEER:HVAC_Split-Package_HP | Annual | 20 | [13 empty] | CZ2022 | None
NE-HVAC-airHP-SpltPkg-65to134kBtuh-12p0eer-3p55cop | DEER2023 | D23 v1 | 2022-10-05 22:29 | Any | Htl | Old | CZ14 | cDXHP | Cap-Tons | 92.6 | 140000 | None | 1070 | 0.212 | 0 | 111 | 0.056 | 0 | [6 empty] | DEER:HVAC_Split-Package_HP | Annual | 20 | [13 empty] | CZ2022 | None
NE-HVAC-airHP-SpltPkg-65to134kBtuh-12p0eer-3p55cop | DEER2023 | D23 v1 | 2022-10-05 22:29 | Any | Htl | Old | CZ15 | cDXHP | Cap-Tons | 121 | 140000 | None | 1140 | 0.253 | 0 | 144 | 0.0659 | 0 | [6 empty] | DEER:HVAC_Split-Package_HP | Annual | 20 | [13 empty] | CZ2022 | None
NE-HVAC-airHP-SpltPkg-65to134kBtuh-12p0eer-3p55cop | DEER2023 | D23 v1 | 2022-10-05 22:29 | Any | Htl | Old | CZ16 | cDXHP | Cap-Tons | 90.7 | 140000 | None | 1120 | 0.159 | 0 | 81.8 | 0.0279 | 0 | [6 empty] | DEER:HVAC_Split-Package_HP | Annual | 20 | [13 empty] | CZ2022 | None
NE-HVAC-airHP-SpltPkg-65to134kBtuh-12p0eer-3p55cop | DEER2023 | D23 v1 | 2022-10-05 22:29 | Any | Htl | Rec | CZ01 | cDXHP | Cap-Tons | 57.4 | 140000 | None | 114 | 0.0148 | 0 | 66.2 | 0.0118 | 0 | [6 empty] | DEER:HVAC_Split-Package_HP | Annual | 20 | [13 empty] | CZ2022 | None
NE-HVAC-airHP-SpltPkg-65to134kBtuh-12p0eer-3p55cop | DEER2023 | D23 v1 | 2022-10-05 22:29 | Any | Htl | Rec | CZ02 | cDXHP | Cap-Tons | 56.3 | 140000 | None | 120 | 0.0548 | 0 | 83.3 | 0.0451 | 0 | [6 empty] | DEER:HVAC_Split-Package_HP | Annual | 20 | [13 empty] | CZ2022 | None
NE-HVAC-airHP-SpltPkg-65to134kBtuh-12p0eer-3p55cop | DEER2023 | D23 v1 | 2022-10-05 22:29 | Any | Htl | Rec | CZ03 | cDXHP | Cap-Tons | 60.1 | 140000 | None | 81.5 | 0.0325 | 0 | 52.6 | 0.0268 | 0 | [6 empty] | DEER:HVAC_Split-Package_HP | Annual | 20 | [13 empty] | CZ2022 | None
NE-HVAC-airHP-SpltPkg-65to134kBtuh-12p0eer-3p55cop | DEER2023 | D23 v1 | 2022-10-05 22:29 | Any | Htl | Rec | CZ04 | cDXHP | Cap-Tons | 57.7 | 140000 | None | 114 | 0.0604 | 0 | 83.4 | 0.0496 | 0 | [6 empty] | DEER:HVAC_Split-Package_HP | Annual | 20 | [13 empty] | CZ2022 | None
NE-HVAC-airHP-SpltPkg-65to134kBtuh-12p0eer-3p55cop | DEER2023 | D23 v1 | 2022-10-05 22:29 | Any | Htl | Rec | CZ05 | cDXHP | Cap-Tons | 59.6 | 140000 | None | 85 | 0.0214 | 0 | 56.4 | 0.0175 | 0 | [6 empty] | DEER:HVAC_Split-Package_HP | Annual | 20 | [13 empty] | CZ2022 | None
NE-HVAC-airHP-SpltPkg-65to134kBtuh-12p0eer-3p55cop | DEER2023 | D23 v1 | 2022-10-05 22:29 | Any | Htl | Rec | CZ06 | cDXHP | Cap-Tons | 62.5 | 140000 | None | 99.2 | 0.0405 | 0 | 75.4 | 0.0333 | 0 | [6 empty] | DEER:HVAC_Split-Package_HP | Annual | 20 | [13 empty] | CZ2022 | None
NE-HVAC-airHP-SpltPkg-65to134kBtuh-12p0eer-3p55cop | DEER2023 | D23 v1 | 2022-10-05 22:29 | Any | Htl | Rec | CZ07 | cDXHP | Cap-Tons | 61.7 | 140000 | None | 82.4 | 0.0334 | 0 | 62.6 | 0.0275 | 0 | [6 empty] | DEER:HVAC_Split-Package_HP | Annual | 20 | [13 empty] | CZ2022 | None
NE-HVAC-airHP-SpltPkg-65to134kBtuh-12p0eer-3p55cop | DEER2023 | D23 v1 | 2022-10-05 22:29 | Any | Htl | Rec | CZ08 | cDXHP | Cap-Tons | 55.3 | 140000 | None | 133 | 0.051 | 0 | 104 | 0.0418 | 0 | [6 empty] | DEER:HVAC_Split-Package_HP | Annual | 20 | [13 empty] | CZ2022 | None
NE-HVAC-airHP-SpltPkg-65to134kBtuh-12p0eer-3p55cop | DEER2023 | D23 v1 | 2022-10-05 22:29 | Any | Htl | Rec | CZ09 | cDXHP | Cap-Tons | 72.9 | 140000 | None | 107 | 0.0502 | 0 | 82.3 | 0.0413 | 0 | [6 empty] | DEER:HVAC_Split-Package_HP | Annual | 20 | [13 empty] | CZ2022 | None
NE-HVAC-airHP-SpltPkg-65to134kBtuh-12p0eer-3p55cop | DEER2023 | D23 v1 | 2022-10-05 22:29 | Any | Htl | Rec | CZ10 | cDXHP | Cap-Tons | 65.7 | 140000 | None | 135 | 0.0598 | 0 | 105 | 0.0491 | 0 | [6 empty] | DEER:HVAC_Split-Package_HP | Annual | 20 | [13 empty] | CZ2022 | None
NE-HVAC-airHP-SpltPkg-65to134kBtuh-12p0eer-3p55cop | DEER2023 | D23 v1 | 2022-10-05 22:29 | Any | Htl | Rec | CZ11 | cDXHP | Cap-Tons | 69.4 | 140000 | None | 150 | 0.0794 | 0 | 113 | 0.0652 | 0 | [6 empty] | DEER:HVAC_Split-Package_HP | Annual | 20 | [13 empty] | CZ2022 | None
NE-HVAC-airHP-SpltPkg-65to134kBtuh-12p0eer-3p55cop | DEER2023 | D23 v1 | 2022-10-05 22:29 | Any | Htl | Rec | CZ12 | cDXHP | Cap-Tons | 63.3 | 140000 | None | 130 | 0.0753 | 0 | 95.6 | 0.0618 | 0 | [6 empty] | DEER:HVAC_Split-Package_HP | Annual | 20 | [13 empty] | CZ2022 | None
NE-HVAC-airHP-SpltPkg-65to134kBtuh-12p0eer-3p55cop | DEER2023 | D23 v1 | 2022-10-05 22:29 | Any | Htl | Rec | CZ13 | cDXHP | Cap-Tons | 71.6 | 140000 | None | 153 | 0.0762 | 0 | 117 | 0.0626 | 0 | [6 empty] | DEER:HVAC_Split-Package_HP | Annual | 20 | [13 empty] | CZ2022 | None
NE-HVAC-airHP-SpltPkg-65to134kBtuh-12p0eer-3p55cop | DEER2023 | D23 v1 | 2022-10-05 22:29 | Any | Htl | Rec | CZ14 | cDXHP | Cap-Tons | 71.3 | 140000 | None | 142 | 0.0673 | 0 | 107 | 0.0553 | 0 | [6 empty] | DEER:HVAC_Split-Package_HP | Annual | 20 | [13 empty] | CZ2022 | None
NE-HVAC-airHP-SpltPkg-65to134kBtuh-12p0eer-3p55cop | DEER2023 | D23 v1 | 2022-10-05 22:29 | Any | Htl | Rec | CZ15 | cDXHP | Cap-Tons | 97.1 | 140000 | None | 171 | 0.0788 | 0 | 138 | 0.0647 | 0 | [6 empty] | DEER:HVAC_Split-Package_HP | Annual | 20 | [13 empty] | CZ2022 | None
NE-HVAC-airHP-SpltPkg-65to134kBtuh-12p0eer-3p55cop | DEER2023 | D23 v1 | 2022-10-05 22:29 | Any | Htl | Rec | CZ16 | cDXHP | Cap-Tons | 61.5 | 140000 | None | 142 | 0.035 | 0 | 90.8 | 0.0288 | 0 | [6 empty] | DEER:HVAC_Split-Package_HP | Annual | 20 | [13 empty] | CZ2022 | None
NE-HVAC-airHP-SpltPkg-65to134kBtuh-12p0eer-3p55cop | DEER2023 | D23 v1 | 2022-10-05 22:29 | Any | MBT | Ex | CZ01 | cDXHP | Cap-Tons | 322 | 200000 | None | 516 | 0.1 | 0 | 25.7 | 0.0106 | 0 | [6 empty] | DEER:HVAC_Split-Package_HP | Annual | 20 | [13 empty] | CZ2022 | None
NE-HVAC-airHP-SpltPkg-65to134kBtuh-12p0eer-3p55cop | DEER2023 | D23 v1 | 2022-10-05 22:29 | Any | MBT | Ex | CZ02 | cDXHP | Cap-Tons | 340 | 200000 | None | 525 | 0.143 | 0 | 48.7 | 0.0309 | 0 | [6 empty] | DEER:HVAC_Split-Package_HP | Annual | 20 | [13 empty] | CZ2022 | None
NE-HVAC-airHP-SpltPkg-65to134kBtuh-12p0eer-3p55cop | DEER2023 | D23 v1 | 2022-10-05 22:29 | Any | MBT | Ex | CZ03 | cDXHP | Cap-Tons | 350 | 200000 | None | 521 | 0.116 | 0 | 33.8 | 0.0201 | 0 | [6 empty] | DEER:HVAC_Split-Package_HP | Annual | 20 | [13 empty] | CZ2022 | None
NE-HVAC-airHP-SpltPkg-65to134kBtuh-12p0eer-3p55cop | DEER2023 | D23 v1 | 2022-10-05 22:29 | Any | MBT | Ex | CZ04 | cDXHP | Cap-Tons | 351 | 200000 | None | 513 | 0.15 | 0 | 55.3 | 0.0337 | 0 | [6 empty] | DEER:HVAC_Split-Package_HP | Annual | 20 | [13 empty] | CZ2022 | None
NE-HVAC-airHP-SpltPkg-65to134kBtuh-12p0eer-3p55cop | DEER2023 | D23 v1 | 2022-10-05 22:29 | Any | MBT | Ex | CZ05 | cDXHP | Cap-Tons | 348 | 200000 | None | 482 | 0.0967 | 0 | 39.5 | 0.0143 | 0 | [6 empty] | DEER:HVAC_Split-Package_HP | Annual | 20 | [13 empty] | CZ2022 | None
NE-HVAC-airHP-SpltPkg-65to134kBtuh-12p0eer-3p55cop | DEER2023 | D23 v1 | 2022-10-05 22:29 | Any | MBT | Ex | CZ06 | cDXHP | Cap-Tons | 379 | 200000 | None | 459 | 0.12 | 0 | 60.2 | 0.0235 | 0 | [6 empty] | DEER:HVAC_Split-Package_HP | Annual | 20 | [13 empty] | CZ2022 | None
NE-HVAC-airHP-SpltPkg-65to134kBtuh-12p0eer-3p55cop | DEER2023 | D23 v1 | 2022-10-05 22:29 | Any | MBT | Ex | CZ07 | cDXHP | Cap-Tons | 371 | 200000 | None | 463 | 0.106 | 0 | 51.8 | 0.0201 | 0 | [6 empty] | DEER:HVAC_Split-Package_HP | Annual | 20 | [13 empty] | CZ2022 | None
NE-HVAC-airHP-SpltPkg-65to134kBtuh-12p0eer-3p55cop | DEER2023 | D23 v1 | 2022-10-05 22:29 | Any | MBT | Ex | CZ08 | cDXHP | Cap-Tons | 384 | 200000 | None | 498 | 0.134 | 0 | 70.9 | 0.0279 | 0 | [6 empty] | DEER:HVAC_Split-Package_HP | Annual | 20 | [13 empty] | CZ2022 | None
NE-HVAC-airHP-SpltPkg-65to134kBtuh-12p0eer-3p55cop | DEER2023 | D23 v1 | 2022-10-05 22:29 | Any | MBT | Ex | CZ09 | cDXHP | Cap-Tons | 456 | 200000 | None | 501 | 0.147 | 0 | 55.8 | 0.0285 | 0 | [6 empty] | DEER:HVAC_Split-Package_HP | Annual | 20 | [13 empty] | CZ2022 | None
NE-HVAC-airHP-SpltPkg-65to134kBtuh-12p0eer-3p55cop | DEER2023 | D23 v1 | 2022-10-05 22:29 | Any | MBT | Ex | CZ10 | cDXHP | Cap-Tons | 403 | 200000 | None | 522 | 0.158 | 0 | 67.7 | 0.0341 | 0 | [6 empty] | DEER:HVAC_Split-Package_HP | Annual | 20 | [13 empty] | CZ2022 | None
NE-HVAC-airHP-SpltPkg-65to134kBtuh-12p0eer-3p55cop | DEER2023 | D23 v1 | 2022-10-05 22:29 | Any | MBT | Ex | CZ11 | cDXHP | Cap-Tons | 439 | 200000 | None | 524 | 0.173 | 0 | 62 | 0.0437 | 0 | [6 empty] | DEER:HVAC_Split-Package_HP | Annual | 20 | [13 empty] | CZ2022 | None
NE-HVAC-airHP-SpltPkg-65to134kBtuh-12p0eer-3p55cop | DEER2023 | D23 v1 | 2022-10-05 22:29 | Any | MBT | Ex | CZ12 | cDXHP | Cap-Tons | 399 | 200000 | None | 528 | 0.17 | 0 | 55.2 | 0.0414 | 0 | [6 empty] | DEER:HVAC_Split-Package_HP | Annual | 20 | [13 empty] | CZ2022 | None
NE-HVAC-airHP-SpltPkg-65to134kBtuh-12p0eer-3p55cop | DEER2023 | D23 v1 | 2022-10-05 22:29 | Any | MBT | Ex | CZ13 | cDXHP | Cap-Tons | 443 | 200000 | None | 531 | 0.175 | 0 | 66.5 | 0.0431 | 0 | [6 empty] | DEER:HVAC_Split-Package_HP | Annual | 20 | [13 empty] | CZ2022 | None
NE-HVAC-airHP-SpltPkg-65to134kBtuh-12p0eer-3p55cop | DEER2023 | D23 v1 | 2022-10-05 22:29 | Any | MBT | Ex | CZ14 | cDXHP | Cap-Tons | 446 | 200000 | None | 515 | 0.17 | 0 | 62.1 | 0.0389 | 0 | [6 empty] | DEER:HVAC_Split-Package_HP | Annual | 20 | [13 empty] | CZ2022 | None
NE-HVAC-airHP-SpltPkg-65to134kBtuh-12p0eer-3p55cop | DEER2023 | D23 v1 | 2022-10-05 22:29 | Any | MBT | Ex | CZ15 | cDXHP | Cap-Tons | 572 | 200000 | None | 541 | 0.194 | 0 | 85.9 | 0.0467 | 0 | [6 empty] | DEER:HVAC_Split-Package_HP | Annual | 20 | [13 empty] | CZ2022 | None
NE-HVAC-airHP-SpltPkg-65to134kBtuh-12p0eer-3p55cop | DEER2023 | D23 v1 | 2022-10-05 22:29 | Any | MBT | Ex | CZ16 | cDXHP | Cap-Tons | 349 | 200000 | None | 548 | 0.112 | 0 | 45.2 | 0.0213 | 0 | [6 empty] | DEER:HVAC_Split-Package_HP | Annual | 20 | [13 empty] | CZ2022 | None
NE-HVAC-airHP-SpltPkg-65to134kBtuh-12p0eer-3p55cop | DEER2023 | D23 v1 | 2022-10-05 22:29 | Any | MBT | Old | CZ01 | cDXHP | Cap-Tons | 357 | 200000 | None | 615 | 0.123 | 0 | 24.9 | 0.0107 | 0 | [6 empty] | DEER:HVAC_Split-Package_HP | Annual | 20 | [13 empty] | CZ2022 | None
NE-HVAC-airHP-SpltPkg-65to134kBtuh-12p0eer-3p55cop | DEER2023 | D23 v1 | 2022-10-05 22:29 | Any | MBT | Old | CZ02 | cDXHP | Cap-Tons | 381 | 200000 | None | 624 | 0.167 | 0 | 49 | 0.0312 | 0 | [6 empty] | DEER:HVAC_Split-Package_HP | Annual | 20 | [13 empty] | CZ2022 | None
NE-HVAC-airHP-SpltPkg-65to134kBtuh-12p0eer-3p55cop | DEER2023 | D23 v1 | 2022-10-05 22:29 | Any | MBT | Old | CZ03 | cDXHP | Cap-Tons | 375 | 200000 | None | 609 | 0.135 | 0 | 33.5 | 0.0202 | 0 | [6 empty] | DEER:HVAC_Split-Package_HP | Annual | 20 | [13 empty] | CZ2022 | None
NE-HVAC-airHP-SpltPkg-65to134kBtuh-12p0eer-3p55cop | DEER2023 | D23 v1 | 2022-10-05 22:29 | Any | MBT | Old | CZ04 | cDXHP | Cap-Tons | 381 | 200000 | None | 617 | 0.18 | 0 | 55 | 0.0338 | 0 | [6 empty] | DEER:HVAC_Split-Package_HP | Annual | 20 | [13 empty] | CZ2022 | None
NE-HVAC-airHP-SpltPkg-65to134kBtuh-12p0eer-3p55cop | DEER2023 | D23 v1 | 2022-10-05 22:29 | Any | MBT | Old | CZ05 | cDXHP | Cap-Tons | 375 | 200000 | None | 583 | 0.117 | 0 | 39.4 | 0.0144 | 0 | [6 empty] | DEER:HVAC_Split-Package_HP | Annual | 20 | [13 empty] | CZ2022 | None
NE-HVAC-airHP-SpltPkg-65to134kBtuh-12p0eer-3p55cop | DEER2023 | D23 v1 | 2022-10-05 22:29 | Any | MBT | Old | CZ06 | cDXHP | Cap-Tons | 395 | 200000 | None | 572 | 0.147 | 0 | 61.4 | 0.0237 | 0 | [6 empty] | DEER:HVAC_Split-Package_HP | Annual | 20 | [13 empty] | CZ2022 | None
NE-HVAC-airHP-SpltPkg-65to134kBtuh-12p0eer-3p55cop | DEER2023 | D23 v1 | 2022-10-05 22:29 | Any | MBT | Old | CZ07 | cDXHP | Cap-Tons | 388 | 200000 | None | 575 | 0.129 | 0 | 52.7 | 0.0202 | 0 | [6 empty] | DEER:HVAC_Split-Package_HP | Annual | 20 | [13 empty] | CZ2022 | None
NE-HVAC-airHP-SpltPkg-65to134kBtuh-12p0eer-3p55cop | DEER2023 | D23 v1 | 2022-10-05 22:29 | Any | MBT | Old | CZ08 | cDXHP | Cap-Tons | 401 | 200000 | None | 615 | 0.163 | 0 | 72.2 | 0.0281 | 0 | [6 empty] | DEER:HVAC_Split-Package_HP | Annual | 20 | [13 empty] | CZ2022 | None
NE-HVAC-airHP-SpltPkg-65to134kBtuh-12p0eer-3p55cop | DEER2023 | D23 v1 | 2022-10-05 22:29 | Any | MBT | Old | CZ09 | cDXHP | Cap-Tons | 483 | 200000 | None | 613 | 0.177 | 0 | 56.4 | 0.0288 | 0 | [6 empty] | DEER:HVAC_Split-Package_HP | Annual | 20 | [13 empty] | CZ2022 | None
NE-HVAC-airHP-SpltPkg-65to134kBtuh-12p0eer-3p55cop | DEER2023 | D23 v1 | 2022-10-05 22:29 | Any | MBT | Old | CZ10 | cDXHP | Cap-Tons | 454 | 200000 | None | 629 | 0.188 | 0 | 68.1 | 0.0346 | 0 | [6 empty] | DEER:HVAC_Split-Package_HP | Annual | 20 | [13 empty] | CZ2022 | None
NE-HVAC-airHP-SpltPkg-65to134kBtuh-12p0eer-3p55cop | DEER2023 | D23 v1 | 2022-10-05 22:29 | Any | MBT | Old | CZ11 | cDXHP | Cap-Tons | 484 | 200000 | None | 631 | 0.207 | 0 | 63.5 | 0.0446 | 0 | [6 empty] | DEER:HVAC_Split-Package_HP | Annual | 20 | [13 empty] | CZ2022 | None
NE-HVAC-airHP-SpltPkg-65to134kBtuh-12p0eer-3p55cop | DEER2023 | D23 v1 | 2022-10-05 22:29 | Any | MBT | Old | CZ12 | cDXHP | Cap-Tons | 442 | 200000 | None | 633 | 0.201 | 0 | 56 | 0.042 | 0 | [6 empty] | DEER:HVAC_Split-Package_HP | Annual | 20 | [13 empty] | CZ2022 | None
NE-HVAC-airHP-SpltPkg-65to134kBtuh-12p0eer-3p55cop | DEER2023 | D23 v1 | 2022-10-05 22:29 | Any | MBT | Old | CZ13 | cDXHP | Cap-Tons | 489 | 200000 | None | 648 | 0.211 | 0 | 68 | 0.0437 | 0 | [6 empty] | DEER:HVAC_Split-Package_HP | Annual | 20 | [13 empty] | CZ2022 | None
NE-HVAC-airHP-SpltPkg-65to134kBtuh-12p0eer-3p55cop | DEER2023 | D23 v1 | 2022-10-05 22:29 | Any | MBT | Old | CZ14 | cDXHP | Cap-Tons | 490 | 200000 | None | 622 | 0.202 | 0 | 63.4 | 0.0395 | 0 | [6 empty] | DEER:HVAC_Split-Package_HP | Annual | 20 | [13 empty] | CZ2022 | None
NE-HVAC-airHP-SpltPkg-65to134kBtuh-12p0eer-3p55cop | DEER2023 | D23 v1 | 2022-10-05 22:29 | Any | MBT | Old | CZ15 | cDXHP | Cap-Tons | 619 | 200000 | None | 656 | 0.232 | 0 | 88.9 | 0.0478 | 0 | [6 empty] | DEER:HVAC_Split-Package_HP | Annual | 20 | [13 empty] | CZ2022 | None
NE-HVAC-airHP-SpltPkg-65to134kBtuh-12p0eer-3p55cop | DEER2023 | D23 v1 | 2022-10-05 22:29 | Any | MBT | Old | CZ16 | cDXHP | Cap-Tons | 392 | 200000 | None | 657 | 0.135 | 0 | 45.6 | 0.0216 | 0 | [6 empty] | DEER:HVAC_Split-Package_HP | Annual | 20 | [13 empty] | CZ2022 | None
NE-HVAC-airHP-SpltPkg-65to134kBtuh-12p0eer-3p55cop | DEER2023 | D23 v1 | 2022-10-05 22:29 | Any | MBT | Rec | CZ01 | cDXHP | Cap-Tons | 294 | 200000 | None | 44.3 | 0.0157 | 0 | 26.4 | 0.0108 | 0 | [6 empty] | DEER:HVAC_Split-Package_HP | Annual | 20 | [13 empty] | CZ2022 | None
NE-HVAC-airHP-SpltPkg-65to134kBtuh-12p0eer-3p55cop | DEER2023 | D23 v1 | 2022-10-05 22:29 | Any | MBT | Rec | CZ02 | cDXHP | Cap-Tons | 307 | 200000 | None | 73.9 | 0.0441 | 0 | 50.1 | 0.0309 | 0 | [6 empty] | DEER:HVAC_Split-Package_HP | Annual | 20 | [13 empty] | CZ2022 | None
NE-HVAC-airHP-SpltPkg-65to134kBtuh-12p0eer-3p55cop | DEER2023 | D23 v1 | 2022-10-05 22:29 | Any | MBT | Rec | CZ03 | cDXHP | Cap-Tons | 307 | 200000 | None | 54.4 | 0.0286 | 0 | 35.8 | 0.0199 | 0 | [6 empty] | DEER:HVAC_Split-Package_HP | Annual | 20 | [13 empty] | CZ2022 | None
NE-HVAC-airHP-SpltPkg-65to134kBtuh-12p0eer-3p55cop | DEER2023 | D23 v1 | 2022-10-05 22:29 | Any | MBT | Rec | CZ04 | cDXHP | Cap-Tons | 305 | 200000 | None | 82.9 | 0.0462 | 0 | 57.2 | 0.0337 | 0 | [6 empty] | DEER:HVAC_Split-Package_HP | Annual | 20 | [13 empty] | CZ2022 | None
NE-HVAC-airHP-SpltPkg-65to134kBtuh-12p0eer-3p55cop | DEER2023 | D23 v1 | 2022-10-05 22:29 | Any | MBT | Rec | CZ05 | cDXHP | Cap-Tons | 304 | 200000 | None | 63 | 0.0214 | 0 | 42 | 0.0145 | 0 | [6 empty] | DEER:HVAC_Split-Package_HP | Annual | 20 | [13 empty] | CZ2022 | None
NE-HVAC-airHP-SpltPkg-65to134kBtuh-12p0eer-3p55cop | DEER2023 | D23 v1 | 2022-10-05 22:29 | Any | MBT | Rec | CZ06 | cDXHP | Cap-Tons | 328 | 200000 | None | 89.6 | 0.0336 | 0 | 63 | 0.0238 | 0 | [6 empty] | DEER:HVAC_Split-Package_HP | Annual | 20 | [13 empty] | CZ2022 | None
NE-HVAC-airHP-SpltPkg-65to134kBtuh-12p0eer-3p55cop | DEER2023 | D23 v1 | 2022-10-05 22:29 | Any | MBT | Rec | CZ07 | cDXHP | Cap-Tons | 324 | 200000 | None | 78.1 | 0.0289 | 0 | 54.5 | 0.0204 | 0 | [6 empty] | DEER:HVAC_Split-Package_HP | Annual | 20 | [13 empty] | CZ2022 | None
NE-HVAC-airHP-SpltPkg-65to134kBtuh-12p0eer-3p55cop | DEER2023 | D23 v1 | 2022-10-05 22:29 | Any | MBT | Rec | CZ08 | cDXHP | Cap-Tons | 334 | 200000 | None | 103 | 0.0388 | 0 | 72.6 | 0.0278 | 0 | [6 empty] | DEER:HVAC_Split-Package_HP | Annual | 20 | [13 empty] | CZ2022 | None
NE-HVAC-airHP-SpltPkg-65to134kBtuh-12p0eer-3p55cop | DEER2023 | D23 v1 | 2022-10-05 22:29 | Any | MBT | Rec | CZ09 | cDXHP | Cap-Tons | 393 | 200000 | None | 81.5 | 0.0395 | 0 | 56.5 | 0.0279 | 0 | [6 empty] | DEER:HVAC_Split-Package_HP | Annual | 20 | [13 empty] | CZ2022 | None
NE-HVAC-airHP-SpltPkg-65to134kBtuh-12p0eer-3p55cop | DEER2023 | D23 v1 | 2022-10-05 22:29 | Any | MBT | Rec | CZ10 | cDXHP | Cap-Tons | 365 | 200000 | None | 97.9 | 0.0455 | 0 | 68.8 | 0.0336 | 0 | [6 empty] | DEER:HVAC_Split-Package_HP | Annual | 20 | [13 empty] | CZ2022 | None
NE-HVAC-airHP-SpltPkg-65to134kBtuh-12p0eer-3p55cop | DEER2023 | D23 v1 | 2022-10-05 22:29 | Any | MBT | Rec | CZ11 | cDXHP | Cap-Tons | 398 | 200000 | None | 89.2 | 0.0573 | 0 | 61.5 | 0.0425 | 0 | [6 empty] | DEER:HVAC_Split-Package_HP | Annual | 20 | [13 empty] | CZ2022 | None
NE-HVAC-airHP-SpltPkg-65to134kBtuh-12p0eer-3p55cop | DEER2023 | D23 v1 | 2022-10-05 22:29 | Any | MBT | Rec | CZ12 | cDXHP | Cap-Tons | 360 | 200000 | None | 81.2 | 0.0537 | 0 | 55.6 | 0.0406 | 0 | [6 empty] | DEER:HVAC_Split-Package_HP | Annual | 20 | [13 empty] | CZ2022 | None
NE-HVAC-airHP-SpltPkg-65to134kBtuh-12p0eer-3p55cop | DEER2023 | D23 v1 | 2022-10-05 22:29 | Any | MBT | Rec | CZ13 | cDXHP | Cap-Tons | 402 | 200000 | None | 94.8 | 0.0545 | 0 | 65.7 | 0.042 | 0 | [6 empty] | DEER:HVAC_Split-Package_HP | Annual | 20 | [13 empty] | CZ2022 | None
NE-HVAC-airHP-SpltPkg-65to134kBtuh-12p0eer-3p55cop | DEER2023 | D23 v1 | 2022-10-05 22:29 | Any | MBT | Rec | CZ14 | cDXHP | Cap-Tons | 405 | 200000 | None | 90.5 | 0.0531 | 0 | 61.6 | 0.038 | 0 | [6 empty] | DEER:HVAC_Split-Package_HP | Annual | 20 | [13 empty] | CZ2022 | None
NE-HVAC-airHP-SpltPkg-65to134kBtuh-12p0eer-3p55cop | DEER2023 | D23 v1 | 2022-10-05 22:29 | Any | MBT | Rec | CZ15 | cDXHP | Cap-Tons | 524 | 200000 | None | 120 | 0.0577 | 0 | 84 | 0.0451 | 0 | [6 empty] | DEER:HVAC_Split-Package_HP | Annual | 20 | [13 empty] | CZ2022 | None
NE-HVAC-airHP-SpltPkg-65to134kBtuh-12p0eer-3p55cop | DEER2023 | D23 v1 | 2022-10-05 22:29 | Any | MBT | Rec | CZ16 | cDXHP | Cap-Tons | 317 | 200000 | None | 70.4 | 0.0309 | 0 | 44.1 | 0.021 | 0 | [6 empty] | DEER:HVAC_Split-Package_HP | Annual | 20 | [13 empty] | CZ2022 | None
NE-HVAC-airHP-SpltPkg-65to134kBtuh-12p0eer-3p55cop | DEER2023 | D23 v1 | 2022-10-05 22:29 | Any | MLI | Ex | CZ01 | cDXHP | Cap-Tons | 218 | 100000 | None | 385 | 0.0643 | 0 | 29.7 | 0.00515 | 0 | [6 empty] | DEER:HVAC_Split-Package_HP | Annual | 20 | [13 empty] | CZ2022 | None
NE-HVAC-airHP-SpltPkg-65to134kBtuh-12p0eer-3p55cop | DEER2023 | D23 v1 | 2022-10-05 22:29 | Any | MLI | Ex | CZ02 | cDXHP | Cap-Tons | 228 | 100000 | None | 417 | 0.103 | 0 | 37.9 | 0.0227 | 0 | [6 empty] | DEER:HVAC_Split-Package_HP | Annual | 20 | [13 empty] | CZ2022 | None
NE-HVAC-airHP-SpltPkg-65to134kBtuh-12p0eer-3p55cop | DEER2023 | D23 v1 | 2022-10-05 22:29 | Any | MLI | Ex | CZ03 | cDXHP | Cap-Tons | 227 | 100000 | None | 372 | 0.0805 | 0 | 22 | 0.0123 | 0 | [6 empty] | DEER:HVAC_Split-Package_HP | Annual | 20 | [13 empty] | CZ2022 | None
NE-HVAC-airHP-SpltPkg-65to134kBtuh-12p0eer-3p55cop | DEER2023 | D23 v1 | 2022-10-05 22:29 | Any | MLI | Ex | CZ04 | cDXHP | Cap-Tons | 231 | 100000 | None | 402 | 0.109 | 0 | 37.2 | 0.0242 | 0 | [6 empty] | DEER:HVAC_Split-Package_HP | Annual | 20 | [13 empty] | CZ2022 | None
NE-HVAC-airHP-SpltPkg-65to134kBtuh-12p0eer-3p55cop | DEER2023 | D23 v1 | 2022-10-05 22:29 | Any | MLI | Ex | CZ05 | cDXHP | Cap-Tons | 227 | 100000 | None | 368 | 0.0686 | 0 | 25.3 | 0.0093 | 0 | [6 empty] | DEER:HVAC_Split-Package_HP | Annual | 20 | [13 empty] | CZ2022 | None
NE-HVAC-airHP-SpltPkg-65to134kBtuh-12p0eer-3p55cop | DEER2023 | D23 v1 | 2022-10-05 22:29 | Any | MLI | Ex | CZ06 | cDXHP | Cap-Tons | 250 | 100000 | None | 369 | 0.0834 | 0 | 33.9 | 0.0148 | 0 | [6 empty] | DEER:HVAC_Split-Package_HP | Annual | 20 | [13 empty] | CZ2022 | None
NE-HVAC-airHP-SpltPkg-65to134kBtuh-12p0eer-3p55cop | DEER2023 | D23 v1 | 2022-10-05 22:29 | Any | MLI | Ex | CZ07 | cDXHP | Cap-Tons | 235 | 100000 | None | 367 | 0.0761 | 0 | 28.4 | 0.0126 | 0 | [6 empty] | DEER:HVAC_Split-Package_HP | Annual | 20 | [13 empty] | CZ2022 | None
NE-HVAC-airHP-SpltPkg-65to134kBtuh-12p0eer-3p55cop | DEER2023 | D23 v1 | 2022-10-05 22:29 | Any | MLI | Ex | CZ08 | cDXHP | Cap-Tons | 236 | 100000 | None | 412 | 0.098 | 0 | 50.5 | 0.0222 | 0 | [6 empty] | DEER:HVAC_Split-Package_HP | Annual | 20 | [13 empty] | CZ2022 | None
NE-HVAC-airHP-SpltPkg-65to134kBtuh-12p0eer-3p55cop | DEER2023 | D23 v1 | 2022-10-05 22:29 | Any | MLI | Ex | CZ09 | cDXHP | Cap-Tons | 283 | 100000 | None | 404 | 0.105 | 0 | 41 | 0.0222 | 0 | [6 empty] | DEER:HVAC_Split-Package_HP | Annual | 20 | [13 empty] | CZ2022 | None
NE-HVAC-airHP-SpltPkg-65to134kBtuh-12p0eer-3p55cop | DEER2023 | D23 v1 | 2022-10-05 22:29 | Any | MLI | Ex | CZ10 | cDXHP | Cap-Tons | 259 | 100000 | None | 428 | 0.11 | 0 | 51.4 | 0.0262 | 0 | [6 empty] | DEER:HVAC_Split-Package_HP | Annual | 20 | [13 empty] | CZ2022 | None
NE-HVAC-airHP-SpltPkg-65to134kBtuh-12p0eer-3p55cop | DEER2023 | D23 v1 | 2022-10-05 22:29 | Any | MLI | Ex | CZ11 | cDXHP | Cap-Tons | 274 | 100000 | None | 439 | 0.119 | 0 | 53.7 | 0.0354 | 0 | [6 empty] | DEER:HVAC_Split-Package_HP | Annual | 20 | [13 empty] | CZ2022 | None
NE-HVAC-airHP-SpltPkg-65to134kBtuh-12p0eer-3p55cop | DEER2023 | D23 v1 | 2022-10-05 22:29 | Any | MLI | Ex | CZ12 | cDXHP | Cap-Tons | 259 | 100000 | None | 428 | 0.119 | 0 | 44.1 | 0.0323 | 0 | [6 empty] | DEER:HVAC_Split-Package_HP | Annual | 20 | [13 empty] | CZ2022 | None
NE-HVAC-airHP-SpltPkg-65to134kBtuh-12p0eer-3p55cop | DEER2023 | D23 v1 | 2022-10-05 22:29 | Any | MLI | Ex | CZ13 | cDXHP | Cap-Tons | 279 | 100000 | None | 451 | 0.12 | 0 | 56.9 | 0.0337 | 0 | [6 empty] | DEER:HVAC_Split-Package_HP | Annual | 20 | [13 empty] | CZ2022 | None
NE-HVAC-airHP-SpltPkg-65to134kBtuh-12p0eer-3p55cop | DEER2023 | D23 v1 | 2022-10-05 22:29 | Any | MLI | Ex | CZ14 | cDXHP | Cap-Tons | 276 | 100000 | None | 440 | 0.118 | 0 | 53.9 | 0.0308 | 0 | [6 empty] | DEER:HVAC_Split-Package_HP | Annual | 20 | [13 empty] | CZ2022 | None
NE-HVAC-airHP-SpltPkg-65to134kBtuh-12p0eer-3p55cop | DEER2023 | D23 v1 | 2022-10-05 22:29 | Any | MLI | Ex | CZ15 | cDXHP | Cap-Tons | 348 | 100000 | None | 483 | 0.132 | 0 | 76.8 | 0.0395 | 0 | [6 empty] | DEER:HVAC_Split-Package_HP | Annual | 20 | [13 empty] | CZ2022 | None
NE-HVAC-airHP-SpltPkg-65to134kBtuh-12p0eer-3p55cop | DEER2023 | D23 v1 | 2022-10-05 22:29 | Any | MLI | Ex | CZ16 | cDXHP | Cap-Tons | 256 | 100000 | None | 455 | 0.0773 | 0 | 42.3 | 0.0135 | 0 | [6 empty] | DEER:HVAC_Split-Package_HP | Annual | 20 | [13 empty] | CZ2022 | None
NE-HVAC-airHP-SpltPkg-65to134kBtuh-12p0eer-3p55cop | DEER2023 | D23 v1 | 2022-10-05 22:29 | Any | MLI | Old | CZ01 | cDXHP | Cap-Tons | 226 | 100000 | None | 452 | 0.0778 | 0 | 29.8 | 0.00529 | 0 | [6 empty] | DEER:HVAC_Split-Package_HP | Annual | 20 | [13 empty] | CZ2022 | None
NE-HVAC-airHP-SpltPkg-65to134kBtuh-12p0eer-3p55cop | DEER2023 | D23 v1 | 2022-10-05 22:29 | Any | MLI | Old | CZ02 | cDXHP | Cap-Tons | 235 | 100000 | None | 494 | 0.123 | 0 | 38.4 | 0.023 | 0 | [6 empty] | DEER:HVAC_Split-Package_HP | Annual | 20 | [13 empty] | CZ2022 | None
NE-HVAC-airHP-SpltPkg-65to134kBtuh-12p0eer-3p55cop | DEER2023 | D23 v1 | 2022-10-05 22:29 | Any | MLI | Old | CZ03 | cDXHP | Cap-Tons | 233 | 100000 | None | 432 | 0.0936 | 0 | 22.1 | 0.0125 | 0 | [6 empty] | DEER:HVAC_Split-Package_HP | Annual | 20 | [13 empty] | CZ2022 | None
NE-HVAC-airHP-SpltPkg-65to134kBtuh-12p0eer-3p55cop | DEER2023 | D23 v1 | 2022-10-05 22:29 | Any | MLI | Old | CZ04 | cDXHP | Cap-Tons | 238 | 100000 | None | 483 | 0.131 | 0 | 37.6 | 0.0244 | 0 | [6 empty] | DEER:HVAC_Split-Package_HP | Annual | 20 | [13 empty] | CZ2022 | None
NE-HVAC-airHP-SpltPkg-65to134kBtuh-12p0eer-3p55cop | DEER2023 | D23 v1 | 2022-10-05 22:29 | Any | MLI | Old | CZ05 | cDXHP | Cap-Tons | 233 | 100000 | None | 442 | 0.0825 | 0 | 25.5 | 0.00947 | 0 | [6 empty] | DEER:HVAC_Split-Package_HP | Annual | 20 | [13 empty] | CZ2022 | None
NE-HVAC-airHP-SpltPkg-65to134kBtuh-12p0eer-3p55cop | DEER2023 | D23 v1 | 2022-10-05 22:29 | Any | MLI | Old | CZ06 | cDXHP | Cap-Tons | 248 | 100000 | None | 454 | 0.103 | 0 | 34.8 | 0.0151 | 0 | [6 empty] | DEER:HVAC_Split-Package_HP | Annual | 20 | [13 empty] | CZ2022 | None
NE-HVAC-airHP-SpltPkg-65to134kBtuh-12p0eer-3p55cop | DEER2023 | D23 v1 | 2022-10-05 22:29 | Any | MLI | Old | CZ07 | cDXHP | Cap-Tons | 234 | 100000 | None | 451 | 0.093 | 0 | 29.2 | 0.0129 | 0 | [6 empty] | DEER:HVAC_Split-Package_HP | Annual | 20 | [13 empty] | CZ2022 | None
NE-HVAC-airHP-SpltPkg-65to134kBtuh-12p0eer-3p55cop | DEER2023 | D23 v1 | 2022-10-05 22:29 | Any | MLI | Old | CZ08 | cDXHP | Cap-Tons | 235 | 100000 | None | 506 | 0.12 | 0 | 51.2 | 0.0224 | 0 | [6 empty] | DEER:HVAC_Split-Package_HP | Annual | 20 | [13 empty] | CZ2022 | None
NE-HVAC-airHP-SpltPkg-65to134kBtuh-12p0eer-3p55cop | DEER2023 | D23 v1 | 2022-10-05 22:29 | Any | MLI | Old | CZ09 | cDXHP | Cap-Tons | 287 | 100000 | None | 492 | 0.128 | 0 | 41.6 | 0.0223 | 0 | [6 empty] | DEER:HVAC_Split-Package_HP | Annual | 20 | [13 empty] | CZ2022 | None
NE-HVAC-airHP-SpltPkg-65to134kBtuh-12p0eer-3p55cop | DEER2023 | D23 v1 | 2022-10-05 22:29 | Any | MLI | Old | CZ10 | cDXHP | Cap-Tons | 272 | 100000 | None | 518 | 0.133 | 0 | 52.2 | 0.0264 | 0 | [6 empty] | DEER:HVAC_Split-Package_HP | Annual | 20 | [13 empty] | CZ2022 | None
NE-HVAC-airHP-SpltPkg-65to134kBtuh-12p0eer-3p55cop | DEER2023 | D23 v1 | 2022-10-05 22:29 | Any | MLI | Old | CZ11 | cDXHP | Cap-Tons | 295 | 100000 | None | 528 | 0.144 | 0 | 55.2 | 0.0364 | 0 | [6 empty] | DEER:HVAC_Split-Package_HP | Annual | 20 | [13 empty] | CZ2022 | None
NE-HVAC-airHP-SpltPkg-65to134kBtuh-12p0eer-3p55cop | DEER2023 | D23 v1 | 2022-10-05 22:29 | Any | MLI | Old | CZ12 | cDXHP | Cap-Tons | 270 | 100000 | None | 512 | 0.142 | 0 | 44.9 | 0.0327 | 0 | [6 empty] | DEER:HVAC_Split-Package_HP | Annual | 20 | [13 empty] | CZ2022 | None
NE-HVAC-airHP-SpltPkg-65to134kBtuh-12p0eer-3p55cop | DEER2023 | D23 v1 | 2022-10-05 22:29 | Any | MLI | Old | CZ13 | cDXHP | Cap-Tons | 297 | 100000 | None | 549 | 0.146 | 0 | 58.2 | 0.0342 | 0 | [6 empty] | DEER:HVAC_Split-Package_HP | Annual | 20 | [13 empty] | CZ2022 | None
NE-HVAC-airHP-SpltPkg-65to134kBtuh-12p0eer-3p55cop | DEER2023 | D23 v1 | 2022-10-05 22:29 | Any | MLI | Old | CZ14 | cDXHP | Cap-Tons | 296 | 100000 | None | 530 | 0.141 | 0 | 55.4 | 0.0312 | 0 | [6 empty] | DEER:HVAC_Split-Package_HP | Annual | 20 | [13 empty] | CZ2022 | None
NE-HVAC-airHP-SpltPkg-65to134kBtuh-12p0eer-3p55cop | DEER2023 | D23 v1 | 2022-10-05 22:29 | Any | MLI | Old | CZ15 | cDXHP | Cap-Tons | 371 | 100000 | None | 584 | 0.159 | 0 | 78.4 | 0.041 | 0 | [6 empty] | DEER:HVAC_Split-Package_HP | Annual | 20 | [13 empty] | CZ2022 | None
NE-HVAC-airHP-SpltPkg-65to134kBtuh-12p0eer-3p55cop | DEER2023 | D23 v1 | 2022-10-05 22:29 | Any | MLI | Old | CZ16 | cDXHP | Cap-Tons | 280 | 100000 | None | 545 | 0.0936 | 0 | 44.4 | 0.0135 | 0 | [6 empty] | DEER:HVAC_Split-Package_HP | Annual | 20 | [13 empty] | CZ2022 | None
NE-HVAC-airHP-SpltPkg-65to134kBtuh-12p0eer-3p55cop | DEER2023 | D23 v1 | 2022-10-05 22:29 | Any | MLI | Rec | CZ01 | cDXHP | Cap-Tons | 205 | 100000 | None | 45.7 | 0.00609 | 0 | 27.6 | 0.00499 | 0 | [6 empty] | DEER:HVAC_Split-Package_HP | Annual | 20 | [13 empty] | CZ2022 | None
NE-HVAC-airHP-SpltPkg-65to134kBtuh-12p0eer-3p55cop | DEER2023 | D23 v1 | 2022-10-05 22:29 | Any | MLI | Rec | CZ02 | cDXHP | Cap-Tons | 215 | 100000 | None | 52.7 | 0.0275 | 0 | 37 | 0.0225 | 0 | [6 empty] | DEER:HVAC_Split-Package_HP | Annual | 20 | [13 empty] | CZ2022 | None
NE-HVAC-airHP-SpltPkg-65to134kBtuh-12p0eer-3p55cop | DEER2023 | D23 v1 | 2022-10-05 22:29 | Any | MLI | Rec | CZ03 | cDXHP | Cap-Tons | 215 | 100000 | None | 32.4 | 0.0147 | 0 | 21.5 | 0.012 | 0 | [6 empty] | DEER:HVAC_Split-Package_HP | Annual | 20 | [13 empty] | CZ2022 | None
NE-HVAC-airHP-SpltPkg-65to134kBtuh-12p0eer-3p55cop | DEER2023 | D23 v1 | 2022-10-05 22:29 | Any | MLI | Rec | CZ04 | cDXHP | Cap-Tons | 219 | 100000 | None | 49 | 0.0293 | 0 | 36.4 | 0.024 | 0 | [6 empty] | DEER:HVAC_Split-Package_HP | Annual | 20 | [13 empty] | CZ2022 | None
NE-HVAC-airHP-SpltPkg-65to134kBtuh-12p0eer-3p55cop | DEER2023 | D23 v1 | 2022-10-05 22:29 | Any | MLI | Rec | CZ05 | cDXHP | Cap-Tons | 214 | 100000 | None | 36 | 0.0112 | 0 | 24.6 | 0.00917 | 0 | [6 empty] | DEER:HVAC_Split-Package_HP | Annual | 20 | [13 empty] | CZ2022 | None
NE-HVAC-airHP-SpltPkg-65to134kBtuh-12p0eer-3p55cop | DEER2023 | D23 v1 | 2022-10-05 22:29 | Any | MLI | Rec | CZ06 | cDXHP | Cap-Tons | 231 | 100000 | None | 43.5 | 0.0182 | 0 | 33.6 | 0.015 | 0 | [6 empty] | DEER:HVAC_Split-Package_HP | Annual | 20 | [13 empty] | CZ2022 | None
NE-HVAC-airHP-SpltPkg-65to134kBtuh-12p0eer-3p55cop | DEER2023 | D23 v1 | 2022-10-05 22:29 | Any | MLI | Rec | CZ07 | cDXHP | Cap-Tons | 218 | 100000 | None | 36.6 | 0.0156 | 0 | 28.3 | 0.0128 | 0 | [6 empty] | DEER:HVAC_Split-Package_HP | Annual | 20 | [13 empty] | CZ2022 | None
NE-HVAC-airHP-SpltPkg-65to134kBtuh-12p0eer-3p55cop | DEER2023 | D23 v1 | 2022-10-05 22:29 | Any | MLI | Rec | CZ08 | cDXHP | Cap-Tons | 221 | 100000 | None | 62.5 | 0.027 | 0 | 49.4 | 0.0222 | 0 | [6 empty] | DEER:HVAC_Split-Package_HP | Annual | 20 | [13 empty] | CZ2022 | None
NE-HVAC-airHP-SpltPkg-65to134kBtuh-12p0eer-3p55cop | DEER2023 | D23 v1 | 2022-10-05 22:29 | Any | MLI | Rec | CZ09 | cDXHP | Cap-Tons | 262 | 100000 | None | 50.8 | 0.0267 | 0 | 39.9 | 0.022 | 0 | [6 empty] | DEER:HVAC_Split-Package_HP | Annual | 20 | [13 empty] | CZ2022 | None
NE-HVAC-airHP-SpltPkg-65to134kBtuh-12p0eer-3p55cop | DEER2023 | D23 v1 | 2022-10-05 22:29 | Any | MLI | Rec | CZ10 | cDXHP | Cap-Tons | 245 | 100000 | None | 64.6 | 0.0318 | 0 | 50.6 | 0.0261 | 0 | [6 empty] | DEER:HVAC_Split-Package_HP | Annual | 20 | [13 empty] | CZ2022 | None
NE-HVAC-airHP-SpltPkg-65to134kBtuh-12p0eer-3p55cop | DEER2023 | D23 v1 | 2022-10-05 22:29 | Any | MLI | Rec | CZ11 | cDXHP | Cap-Tons | 241 | 100000 | None | 66.5 | 0.0413 | 0 | 51.2 | 0.0339 | 0 | [6 empty] | DEER:HVAC_Split-Package_HP | Annual | 20 | [13 empty] | CZ2022 | None
NE-HVAC-airHP-SpltPkg-65to134kBtuh-12p0eer-3p55cop | DEER2023 | D23 v1 | 2022-10-05 22:29 | Any | MLI | Rec | CZ12 | cDXHP | Cap-Tons | 238 | 100000 | None | 57.1 | 0.0385 | 0 | 42.7 | 0.0316 | 0 | [6 empty] | DEER:HVAC_Split-Package_HP | Annual | 20 | [13 empty] | CZ2022 | None
NE-HVAC-airHP-SpltPkg-65to134kBtuh-12p0eer-3p55cop | DEER2023 | D23 v1 | 2022-10-05 22:29 | Any | MLI | Rec | CZ13 | cDXHP | Cap-Tons | 251 | 100000 | None | 70.7 | 0.04 | 0 | 55 | 0.0328 | 0 | [6 empty] | DEER:HVAC_Split-Package_HP | Annual | 20 | [13 empty] | CZ2022 | None
NE-HVAC-airHP-SpltPkg-65to134kBtuh-12p0eer-3p55cop | DEER2023 | D23 v1 | 2022-10-05 22:29 | Any | MLI | Rec | CZ14 | cDXHP | Cap-Tons | 243 | 100000 | None | 67 | 0.0366 | 0 | 51.6 | 0.0301 | 0 | [6 empty] | DEER:HVAC_Split-Package_HP | Annual | 20 | [13 empty] | CZ2022 | None
NE-HVAC-airHP-SpltPkg-65to134kBtuh-12p0eer-3p55cop | DEER2023 | D23 v1 | 2022-10-05 22:29 | Any | MLI | Rec | CZ15 | cDXHP | Cap-Tons | 311 | 100000 | None | 91 | 0.0453 | 0 | 74.4 | 0.0372 | 0 | [6 empty] | DEER:HVAC_Split-Package_HP | Annual | 20 | [13 empty] | CZ2022 | None
NE-HVAC-airHP-SpltPkg-65to134kBtuh-12p0eer-3p55cop | DEER2023 | D23 v1 | 2022-10-05 22:29 | Any | MLI | Rec | CZ16 | cDXHP | Cap-Tons | 217 | 100000 | None | 58.6 | 0.0164 | 0 | 38.5 | 0.0135 | 0 | [6 empty] | DEER:HVAC_Split-Package_HP | Annual | 20 | [13 empty] | CZ2022 | None
NE-HVAC-airHP-SpltPkg-65to134kBtuh-12p0eer-3p55cop | DEER2023 | D23 v1 | 2022-10-05 22:29 | Any | Mtl | Ex | CZ01 | cDXHP | Cap-Tons | 8.82 | 30000 | None | 1150 | 0.139 | 0 | 29 | 0.0114 | 0 | [6 empty] | DEER:HVAC_Split-Package_HP | Annual | 20 | [13 empty] | CZ2022 | None
NE-HVAC-airHP-SpltPkg-65to134kBtuh-12p0eer-3p55cop | DEER2023 | D23 v1 | 2022-10-05 22:29 | Any | Mtl | Ex | CZ02 | cDXHP | Cap-Tons | 6.85 | 30000 | None | 1200 | 0.166 | 0 | 75.7 | 0.0457 | 0 | [6 empty] | DEER:HVAC_Split-Package_HP | Annual | 20 | [13 empty] | CZ2022 | None
NE-HVAC-airHP-SpltPkg-65to134kBtuh-12p0eer-3p55cop | DEER2023 | D23 v1 | 2022-10-05 22:29 | Any | Mtl | Ex | CZ03 | cDXHP | Cap-Tons | 9.34 | 30000 | None | 1100 | 0.147 | 0 | 33.9 | 0.0252 | 0 | [6 empty] | DEER:HVAC_Split-Package_HP | Annual | 20 | [13 empty] | CZ2022 | None
NE-HVAC-airHP-SpltPkg-65to134kBtuh-12p0eer-3p55cop | DEER2023 | D23 v1 | 2022-10-05 22:29 | Any | Mtl | Ex | CZ04 | cDXHP | Cap-Tons | 7.05 | 30000 | None | 1130 | 0.176 | 0 | 85.1 | 0.0511 | 0 | [6 empty] | DEER:HVAC_Split-Package_HP | Annual | 20 | [13 empty] | CZ2022 | None
NE-HVAC-airHP-SpltPkg-65to134kBtuh-12p0eer-3p55cop | DEER2023 | D23 v1 | 2022-10-05 22:29 | Any | Mtl | Ex | CZ05 | cDXHP | Cap-Tons | 9.22 | 30000 | None | 1040 | 0.131 | 0 | 40.2 | 0.0166 | 0 | [6 empty] | DEER:HVAC_Split-Package_HP | Annual | 20 | [13 empty] | CZ2022 | None
NE-HVAC-airHP-SpltPkg-65to134kBtuh-12p0eer-3p55cop | DEER2023 | D23 v1 | 2022-10-05 22:29 | Any | Mtl | Ex | CZ06 | cDXHP | Cap-Tons | 9.54 | 30000 | None | 1070 | 0.156 | 0 | 74.8 | 0.0301 | 0 | [6 empty] | DEER:HVAC_Split-Package_HP | Annual | 20 | [13 empty] | CZ2022 | None
NE-HVAC-airHP-SpltPkg-65to134kBtuh-12p0eer-3p55cop | DEER2023 | D23 v1 | 2022-10-05 22:29 | Any | Mtl | Ex | CZ07 | cDXHP | Cap-Tons | 9.44 | 30000 | None | 1060 | 0.136 | 0 | 63.1 | 0.0259 | 0 | [6 empty] | DEER:HVAC_Split-Package_HP | Annual | 20 | [13 empty] | CZ2022 | None
NE-HVAC-airHP-SpltPkg-65to134kBtuh-12p0eer-3p55cop | DEER2023 | D23 v1 | 2022-10-05 22:29 | Any | Mtl | Ex | CZ08 | cDXHP | Cap-Tons | 7.26 | 30000 | None | 1130 | 0.166 | 0 | 116 | 0.0423 | 0 | [6 empty] | DEER:HVAC_Split-Package_HP | Annual | 20 | [13 empty] | CZ2022 | None
NE-HVAC-airHP-SpltPkg-65to134kBtuh-12p0eer-3p55cop | DEER2023 | D23 v1 | 2022-10-05 22:29 | Any | Mtl | Ex | CZ09 | cDXHP | Cap-Tons | 8.79 | 30000 | None | 1100 | 0.182 | 0 | 91.2 | 0.0419 | 0 | [6 empty] | DEER:HVAC_Split-Package_HP | Annual | 20 | [13 empty] | CZ2022 | None
NE-HVAC-airHP-SpltPkg-65to134kBtuh-12p0eer-3p55cop | DEER2023 | D23 v1 | 2022-10-05 22:29 | Any | Mtl | Ex | CZ10 | cDXHP | Cap-Tons | 8.24 | 30000 | None | 1150 | 0.189 | 0 | 109 | 0.0473 | 0 | [6 empty] | DEER:HVAC_Split-Package_HP | Annual | 20 | [13 empty] | CZ2022 | None
NE-HVAC-airHP-SpltPkg-65to134kBtuh-12p0eer-3p55cop | DEER2023 | D23 v1 | 2022-10-05 22:29 | Any | Mtl | Ex | CZ11 | cDXHP | Cap-Tons | 8.79 | 30000 | None | 1190 | 0.202 | 0 | 109 | 0.0617 | 0 | [6 empty] | DEER:HVAC_Split-Package_HP | Annual | 20 | [13 empty] | CZ2022 | None
NE-HVAC-airHP-SpltPkg-65to134kBtuh-12p0eer-3p55cop | DEER2023 | D23 v1 | 2022-10-05 22:29 | Any | Mtl | Ex | CZ12 | cDXHP | Cap-Tons | 7.97 | 30000 | None | 1150 | 0.191 | 0 | 91.1 | 0.0595 | 0 | [6 empty] | DEER:HVAC_Split-Package_HP | Annual | 20 | [13 empty] | CZ2022 | None
NE-HVAC-airHP-SpltPkg-65to134kBtuh-12p0eer-3p55cop | DEER2023 | D23 v1 | 2022-10-05 22:29 | Any | Mtl | Ex | CZ13 | cDXHP | Cap-Tons | 8.88 | 30000 | None | 1190 | 0.201 | 0 | 119 | 0.0609 | 0 | [6 empty] | DEER:HVAC_Split-Package_HP | Annual | 20 | [13 empty] | CZ2022 | None
NE-HVAC-airHP-SpltPkg-65to134kBtuh-12p0eer-3p55cop | DEER2023 | D23 v1 | 2022-10-05 22:29 | Any | Mtl | Ex | CZ14 | cDXHP | Cap-Tons | 8.76 | 30000 | None | 1180 | 0.196 | 0 | 107 | 0.0534 | 0 | [6 empty] | DEER:HVAC_Split-Package_HP | Annual | 20 | [13 empty] | CZ2022 | None
NE-HVAC-airHP-SpltPkg-65to134kBtuh-12p0eer-3p55cop | DEER2023 | D23 v1 | 2022-10-05 22:29 | Any | Mtl | Ex | CZ15 | cDXHP | Cap-Tons | 11.6 | 30000 | None | 1210 | 0.236 | 0 | 150 | 0.0619 | 0 | [6 empty] | DEER:HVAC_Split-Package_HP | Annual | 20 | [13 empty] | CZ2022 | None
NE-HVAC-airHP-SpltPkg-65to134kBtuh-12p0eer-3p55cop | DEER2023 | D23 v1 | 2022-10-05 22:29 | Any | Mtl | Ex | CZ16 | cDXHP | Cap-Tons | 9.21 | 30000 | None | 1170 | 0.13 | 0 | 63.3 | 0.0265 | 0 | [6 empty] | DEER:HVAC_Split-Package_HP | Annual | 20 | [13 empty] | CZ2022 | None
NE-HVAC-airHP-SpltPkg-65to134kBtuh-12p0eer-3p55cop | DEER2023 | D23 v1 | 2022-10-05 22:29 | Any | Mtl | Old | CZ01 | cDXHP | Cap-Tons | 11 | 30000 | None | 1310 | 0.18 | 0 | 26.3 | 0.0132 | 0 | [6 empty] | DEER:HVAC_Split-Package_HP | Annual | 20 | [13 empty] | CZ2022 | None
NE-HVAC-airHP-SpltPkg-65to134kBtuh-12p0eer-3p55cop | DEER2023 | D23 v1 | 2022-10-05 22:29 | Any | Mtl | Old | CZ02 | cDXHP | Cap-Tons | 9.29 | 30000 | None | 1360 | 0.188 | 0 | 80.1 | 0.0465 | 0 | [6 empty] | DEER:HVAC_Split-Package_HP | Annual | 20 | [13 empty] | CZ2022 | None
NE-HVAC-airHP-SpltPkg-65to134kBtuh-12p0eer-3p55cop | DEER2023 | D23 v1 | 2022-10-05 22:29 | Any | Mtl | Old | CZ03 | cDXHP | Cap-Tons | 11.6 | 30000 | None | 1290 | 0.166 | 0 | 38.5 | 0.0271 | 0 | [6 empty] | DEER:HVAC_Split-Package_HP | Annual | 20 | [13 empty] | CZ2022 | None
NE-HVAC-airHP-SpltPkg-65to134kBtuh-12p0eer-3p55cop | DEER2023 | D23 v1 | 2022-10-05 22:29 | Any | Mtl | Old | CZ04 | cDXHP | Cap-Tons | 9.31 | 30000 | None | 1350 | 0.199 | 0 | 88.9 | 0.0514 | 0 | [6 empty] | DEER:HVAC_Split-Package_HP | Annual | 20 | [13 empty] | CZ2022 | None
NE-HVAC-airHP-SpltPkg-65to134kBtuh-12p0eer-3p55cop | DEER2023 | D23 v1 | 2022-10-05 22:29 | Any | Mtl | Old | CZ05 | cDXHP | Cap-Tons | 11.6 | 30000 | None | 1290 | 0.164 | 0 | 45.4 | 0.0181 | 0 | [6 empty] | DEER:HVAC_Split-Package_HP | Annual | 20 | [13 empty] | CZ2022 | None
NE-HVAC-airHP-SpltPkg-65to134kBtuh-12p0eer-3p55cop | DEER2023 | D23 v1 | 2022-10-05 22:29 | Any | Mtl | Old | CZ06 | cDXHP | Cap-Tons | 12 | 30000 | None | 1270 | 0.18 | 0 | 76.6 | 0.0298 | 0 | [6 empty] | DEER:HVAC_Split-Package_HP | Annual | 20 | [13 empty] | CZ2022 | None
NE-HVAC-airHP-SpltPkg-65to134kBtuh-12p0eer-3p55cop | DEER2023 | D23 v1 | 2022-10-05 22:29 | Any | Mtl | Old | CZ07 | cDXHP | Cap-Tons | 11.8 | 30000 | None | 1300 | 0.162 | 0 | 64.4 | 0.0252 | 0 | [6 empty] | DEER:HVAC_Split-Package_HP | Annual | 20 | [13 empty] | CZ2022 | None
NE-HVAC-airHP-SpltPkg-65to134kBtuh-12p0eer-3p55cop | DEER2023 | D23 v1 | 2022-10-05 22:29 | Any | Mtl | Old | CZ08 | cDXHP | Cap-Tons | 9.63 | 30000 | None | 1330 | 0.186 | 0 | 114 | 0.0411 | 0 | [6 empty] | DEER:HVAC_Split-Package_HP | Annual | 20 | [13 empty] | CZ2022 | None
NE-HVAC-airHP-SpltPkg-65to134kBtuh-12p0eer-3p55cop | DEER2023 | D23 v1 | 2022-10-05 22:29 | Any | Mtl | Old | CZ09 | cDXHP | Cap-Tons | 11.4 | 30000 | None | 1340 | 0.211 | 0 | 93.6 | 0.0418 | 0 | [6 empty] | DEER:HVAC_Split-Package_HP | Annual | 20 | [13 empty] | CZ2022 | None
NE-HVAC-airHP-SpltPkg-65to134kBtuh-12p0eer-3p55cop | DEER2023 | D23 v1 | 2022-10-05 22:29 | Any | Mtl | Old | CZ10 | cDXHP | Cap-Tons | 10.9 | 30000 | None | 1360 | 0.213 | 0 | 111 | 0.047 | 0 | [6 empty] | DEER:HVAC_Split-Package_HP | Annual | 20 | [13 empty] | CZ2022 | None
NE-HVAC-airHP-SpltPkg-65to134kBtuh-12p0eer-3p55cop | DEER2023 | D23 v1 | 2022-10-05 22:29 | Any | Mtl | Old | CZ11 | cDXHP | Cap-Tons | 11.4 | 30000 | None | 1380 | 0.228 | 0 | 112 | 0.0619 | 0 | [6 empty] | DEER:HVAC_Split-Package_HP | Annual | 20 | [13 empty] | CZ2022 | None
NE-HVAC-airHP-SpltPkg-65to134kBtuh-12p0eer-3p55cop | DEER2023 | D23 v1 | 2022-10-05 22:29 | Any | Mtl | Old | CZ12 | cDXHP | Cap-Tons | 10.2 | 30000 | None | 1360 | 0.218 | 0 | 94.4 | 0.0596 | 0 | [6 empty] | DEER:HVAC_Split-Package_HP | Annual | 20 | [13 empty] | CZ2022 | None
NE-HVAC-airHP-SpltPkg-65to134kBtuh-12p0eer-3p55cop | DEER2023 | D23 v1 | 2022-10-05 22:29 | Any | Mtl | Old | CZ13 | cDXHP | Cap-Tons | 11.5 | 30000 | None | 1400 | 0.229 | 0 | 119 | 0.0608 | 0 | [6 empty] | DEER:HVAC_Split-Package_HP | Annual | 20 | [13 empty] | CZ2022 | None
NE-HVAC-airHP-SpltPkg-65to134kBtuh-12p0eer-3p55cop | DEER2023 | D23 v1 | 2022-10-05 22:29 | Any | Mtl | Old | CZ14 | cDXHP | Cap-Tons | 11.1 | 30000 | None | 1410 | 0.23 | 0 | 109 | 0.0529 | 0 | [6 empty] | DEER:HVAC_Split-Package_HP | Annual | 20 | [13 empty] | CZ2022 | None
NE-HVAC-airHP-SpltPkg-65to134kBtuh-12p0eer-3p55cop | DEER2023 | D23 v1 | 2022-10-05 22:29 | Any | Mtl | Old | CZ15 | cDXHP | Cap-Tons | 14.1 | 30000 | None | 1450 | 0.271 | 0 | 151 | 0.0613 | 0 | [6 empty] | DEER:HVAC_Split-Package_HP | Annual | 20 | [13 empty] | CZ2022 | None
NE-HVAC-airHP-SpltPkg-65to134kBtuh-12p0eer-3p55cop | DEER2023 | D23 v1 | 2022-10-05 22:29 | Any | Mtl | Old | CZ16 | cDXHP | Cap-Tons | 11.6 | 30000 | None | 1450 | 0.163 | 0 | 62.4 | 0.0279 | 0 | [6 empty] | DEER:HVAC_Split-Package_HP | Annual | 20 | [13 empty] | CZ2022 | None
NE-HVAC-airHP-SpltPkg-65to134kBtuh-12p0eer-3p55cop | DEER2023 | D23 v1 | 2022-10-05 22:29 | Any | Mtl | Rec | CZ01 | cDXHP | Cap-Tons | 8.13 | 30000 | None | 41 | 0.0141 | 0 | 25.1 | 0.0115 | 0 | [6 empty] | DEER:HVAC_Split-Package_HP | Annual | 20 | [13 empty] | CZ2022 | None
NE-HVAC-airHP-SpltPkg-65to134kBtuh-12p0eer-3p55cop | DEER2023 | D23 v1 | 2022-10-05 22:29 | Any | Mtl | Rec | CZ02 | cDXHP | Cap-Tons | 6.14 | 30000 | None | 99.2 | 0.057 | 0 | 75 | 0.0469 | 0 | [6 empty] | DEER:HVAC_Split-Package_HP | Annual | 20 | [13 empty] | CZ2022 | None
NE-HVAC-airHP-SpltPkg-65to134kBtuh-12p0eer-3p55cop | DEER2023 | D23 v1 | 2022-10-05 22:29 | Any | Mtl | Rec | CZ03 | cDXHP | Cap-Tons | 8.47 | 30000 | None | 41.9 | 0.0311 | 0 | 31.6 | 0.0256 | 0 | [6 empty] | DEER:HVAC_Split-Package_HP | Annual | 20 | [13 empty] | CZ2022 | None
NE-HVAC-airHP-SpltPkg-65to134kBtuh-12p0eer-3p55cop | DEER2023 | D23 v1 | 2022-10-05 22:29 | Any | Mtl | Rec | CZ04 | cDXHP | Cap-Tons | 6.24 | 30000 | None | 109 | 0.0635 | 0 | 85.9 | 0.0521 | 0 | [6 empty] | DEER:HVAC_Split-Package_HP | Annual | 20 | [13 empty] | CZ2022 | None
NE-HVAC-airHP-SpltPkg-65to134kBtuh-12p0eer-3p55cop | DEER2023 | D23 v1 | 2022-10-05 22:29 | Any | Mtl | Rec | CZ05 | cDXHP | Cap-Tons | 8.43 | 30000 | None | 49.5 | 0.0205 | 0 | 37.7 | 0.0168 | 0 | [6 empty] | DEER:HVAC_Split-Package_HP | Annual | 20 | [13 empty] | CZ2022 | None
NE-HVAC-airHP-SpltPkg-65to134kBtuh-12p0eer-3p55cop | DEER2023 | D23 v1 | 2022-10-05 22:29 | Any | Mtl | Rec | CZ06 | cDXHP | Cap-Tons | 8.72 | 30000 | None | 91 | 0.0367 | 0 | 74.1 | 0.0301 | 0 | [6 empty] | DEER:HVAC_Split-Package_HP | Annual | 20 | [13 empty] | CZ2022 | None
NE-HVAC-airHP-SpltPkg-65to134kBtuh-12p0eer-3p55cop | DEER2023 | D23 v1 | 2022-10-05 22:29 | Any | Mtl | Rec | CZ07 | cDXHP | Cap-Tons | 8.66 | 30000 | None | 76.7 | 0.0318 | 0 | 62.6 | 0.026 | 0 | [6 empty] | DEER:HVAC_Split-Package_HP | Annual | 20 | [13 empty] | CZ2022 | None
NE-HVAC-airHP-SpltPkg-65to134kBtuh-12p0eer-3p55cop | DEER2023 | D23 v1 | 2022-10-05 22:29 | Any | Mtl | Rec | CZ08 | cDXHP | Cap-Tons | 6.54 | 30000 | None | 142 | 0.0517 | 0 | 115 | 0.0424 | 0 | [6 empty] | DEER:HVAC_Split-Package_HP | Annual | 20 | [13 empty] | CZ2022 | None
NE-HVAC-airHP-SpltPkg-65to134kBtuh-12p0eer-3p55cop | DEER2023 | D23 v1 | 2022-10-05 22:29 | Any | Mtl | Rec | CZ09 | cDXHP | Cap-Tons | 8.02 | 30000 | None | 111 | 0.0508 | 0 | 89.7 | 0.0416 | 0 | [6 empty] | DEER:HVAC_Split-Package_HP | Annual | 20 | [13 empty] | CZ2022 | None
NE-HVAC-airHP-SpltPkg-65to134kBtuh-12p0eer-3p55cop | DEER2023 | D23 v1 | 2022-10-05 22:29 | Any | Mtl | Rec | CZ10 | cDXHP | Cap-Tons | 7.5 | 30000 | None | 136 | 0.0581 | 0 | 109 | 0.0478 | 0 | [6 empty] | DEER:HVAC_Split-Package_HP | Annual | 20 | [13 empty] | CZ2022 | None
NE-HVAC-airHP-SpltPkg-65to134kBtuh-12p0eer-3p55cop | DEER2023 | D23 v1 | 2022-10-05 22:29 | Any | Mtl | Rec | CZ11 | cDXHP | Cap-Tons | 7.89 | 30000 | None | 139 | 0.0754 | 0 | 110 | 0.0619 | 0 | [6 empty] | DEER:HVAC_Split-Package_HP | Annual | 20 | [13 empty] | CZ2022 | None
NE-HVAC-airHP-SpltPkg-65to134kBtuh-12p0eer-3p55cop | DEER2023 | D23 v1 | 2022-10-05 22:29 | Any | Mtl | Rec | CZ12 | cDXHP | Cap-Tons | 7.22 | 30000 | None | 117 | 0.0729 | 0 | 91.1 | 0.0599 | 0 | [6 empty] | DEER:HVAC_Split-Package_HP | Annual | 20 | [13 empty] | CZ2022 | None
NE-HVAC-airHP-SpltPkg-65to134kBtuh-12p0eer-3p55cop | DEER2023 | D23 v1 | 2022-10-05 22:29 | Any | Mtl | Rec | CZ13 | cDXHP | Cap-Tons | 8.08 | 30000 | None | 149 | 0.0745 | 0 | 119 | 0.0612 | 0 | [6 empty] | DEER:HVAC_Split-Package_HP | Annual | 20 | [13 empty] | CZ2022 | None
NE-HVAC-airHP-SpltPkg-65to134kBtuh-12p0eer-3p55cop | DEER2023 | D23 v1 | 2022-10-05 22:29 | Any | Mtl | Rec | CZ14 | cDXHP | Cap-Tons | 7.96 | 30000 | None | 136 | 0.0648 | 0 | 107 | 0.0532 | 0 | [6 empty] | DEER:HVAC_Split-Package_HP | Annual | 20 | [13 empty] | CZ2022 | None
NE-HVAC-airHP-SpltPkg-65to134kBtuh-12p0eer-3p55cop | DEER2023 | D23 v1 | 2022-10-05 22:29 | Any | Mtl | Rec | CZ15 | cDXHP | Cap-Tons | 10.6 | 30000 | None | 184 | 0.0743 | 0 | 151 | 0.061 | 0 | [6 empty] | DEER:HVAC_Split-Package_HP | Annual | 20 | [13 empty] | CZ2022 | None
NE-HVAC-airHP-SpltPkg-65to134kBtuh-12p0eer-3p55cop | DEER2023 | D23 v1 | 2022-10-05 22:29 | Any | Mtl | Rec | CZ16 | cDXHP | Cap-Tons | 8.46 | 30000 | None | 88.9 | 0.0324 | 0 | 60.9 | 0.0266 | 0 | [6 empty] | DEER:HVAC_Split-Package_HP | Annual | 20 | [13 empty] | CZ2022 | None
NE-HVAC-airHP-SpltPkg-65to134kBtuh-12p0eer-3p55cop | DEER2023 | D23 v1 | 2022-10-05 22:29 | Any | Nrs | Ex | CZ01 | cDXHP | Cap-Tons | 96.3 | 60700 | None | 967 | 0.127 | 0 | 38.6 | 0.00885 | 0 | [6 empty] | DEER:HVAC_Split-Package_HP | Annual | 20 | [13 empty] | CZ2022 | None
NE-HVAC-airHP-SpltPkg-65to134kBtuh-12p0eer-3p55cop | DEER2023 | D23 v1 | 2022-10-05 22:29 | Any | Nrs | Ex | CZ02 | cDXHP | Cap-Tons | 96.9 | 60700 | None | 933 | 0.142 | 0 | 56.5 | 0.0291 | 0 | [6 empty] | DEER:HVAC_Split-Package_HP | Annual | 20 | [13 empty] | CZ2022 | None
NE-HVAC-airHP-SpltPkg-65to134kBtuh-12p0eer-3p55cop | DEER2023 | D23 v1 | 2022-10-05 22:29 | Any | Nrs | Ex | CZ03 | cDXHP | Cap-Tons | 100 | 60700 | None | 866 | 0.117 | 0 | 36.5 | 0.0206 | 0 | [6 empty] | DEER:HVAC_Split-Package_HP | Annual | 20 | [13 empty] | CZ2022 | None
NE-HVAC-airHP-SpltPkg-65to134kBtuh-12p0eer-3p55cop | DEER2023 | D23 v1 | 2022-10-05 22:29 | Any | Nrs | Ex | CZ04 | cDXHP | Cap-Tons | 102 | 60700 | None | 943 | 0.157 | 0 | 58.4 | 0.0338 | 0 | [6 empty] | DEER:HVAC_Split-Package_HP | Annual | 20 | [13 empty] | CZ2022 | None
NE-HVAC-airHP-SpltPkg-65to134kBtuh-12p0eer-3p55cop | DEER2023 | D23 v1 | 2022-10-05 22:29 | Any | Nrs | Ex | CZ05 | cDXHP | Cap-Tons | 100 | 60700 | None | 876 | 0.112 | 0 | 41.8 | 0.0137 | 0 | [6 empty] | DEER:HVAC_Split-Package_HP | Annual | 20 | [13 empty] | CZ2022 | None
NE-HVAC-airHP-SpltPkg-65to134kBtuh-12p0eer-3p55cop | DEER2023 | D23 v1 | 2022-10-05 22:29 | Any | Nrs | Ex | CZ06 | cDXHP | Cap-Tons | 103 | 60700 | None | 938 | 0.144 | 0 | 61.7 | 0.0257 | 0 | [6 empty] | DEER:HVAC_Split-Package_HP | Annual | 20 | [13 empty] | CZ2022 | None
NE-HVAC-airHP-SpltPkg-65to134kBtuh-12p0eer-3p55cop | DEER2023 | D23 v1 | 2022-10-05 22:29 | Any | Nrs | Ex | CZ07 | cDXHP | Cap-Tons | 102 | 60700 | None | 886 | 0.118 | 0 | 50.6 | 0.0218 | 0 | [6 empty] | DEER:HVAC_Split-Package_HP | Annual | 20 | [13 empty] | CZ2022 | None
NE-HVAC-airHP-SpltPkg-65to134kBtuh-12p0eer-3p55cop | DEER2023 | D23 v1 | 2022-10-05 22:29 | Any | Nrs | Ex | CZ08 | cDXHP | Cap-Tons | 104 | 60700 | None | 971 | 0.149 | 0 | 73.6 | 0.0285 | 0 | [6 empty] | DEER:HVAC_Split-Package_HP | Annual | 20 | [13 empty] | CZ2022 | None
NE-HVAC-airHP-SpltPkg-65to134kBtuh-12p0eer-3p55cop | DEER2023 | D23 v1 | 2022-10-05 22:29 | Any | Nrs | Ex | CZ09 | cDXHP | Cap-Tons | 106 | 60700 | None | 941 | 0.157 | 0 | 71.1 | 0.0334 | 0 | [6 empty] | DEER:HVAC_Split-Package_HP | Annual | 20 | [13 empty] | CZ2022 | None
NE-HVAC-airHP-SpltPkg-65to134kBtuh-12p0eer-3p55cop | DEER2023 | D23 v1 | 2022-10-05 22:29 | Any | Nrs | Ex | CZ10 | cDXHP | Cap-Tons | 98.5 | 60700 | None | 922 | 0.161 | 0 | 80.1 | 0.0356 | 0 | [6 empty] | DEER:HVAC_Split-Package_HP | Annual | 20 | [13 empty] | CZ2022 | None
NE-HVAC-airHP-SpltPkg-65to134kBtuh-12p0eer-3p55cop | DEER2023 | D23 v1 | 2022-10-05 22:29 | Any | Nrs | Ex | CZ11 | cDXHP | Cap-Tons | 99.7 | 60700 | None | 944 | 0.175 | 0 | 87.9 | 0.0487 | 0 | [6 empty] | DEER:HVAC_Split-Package_HP | Annual | 20 | [13 empty] | CZ2022 | None
NE-HVAC-airHP-SpltPkg-65to134kBtuh-12p0eer-3p55cop | DEER2023 | D23 v1 | 2022-10-05 22:29 | Any | Nrs | Ex | CZ12 | cDXHP | Cap-Tons | 98.1 | 60700 | None | 952 | 0.174 | 0 | 69.8 | 0.0432 | 0 | [6 empty] | DEER:HVAC_Split-Package_HP | Annual | 20 | [13 empty] | CZ2022 | None
NE-HVAC-airHP-SpltPkg-65to134kBtuh-12p0eer-3p55cop | DEER2023 | D23 v1 | 2022-10-05 22:29 | Any | Nrs | Ex | CZ13 | cDXHP | Cap-Tons | 100 | 60700 | None | 1010 | 0.189 | 0 | 92.7 | 0.0481 | 0 | [6 empty] | DEER:HVAC_Split-Package_HP | Annual | 20 | [13 empty] | CZ2022 | None
NE-HVAC-airHP-SpltPkg-65to134kBtuh-12p0eer-3p55cop | DEER2023 | D23 v1 | 2022-10-05 22:29 | Any | Nrs | Ex | CZ14 | cDXHP | Cap-Tons | 100 | 60700 | None | 908 | 0.16 | 0 | 87.3 | 0.043 | 0 | [6 empty] | DEER:HVAC_Split-Package_HP | Annual | 20 | [13 empty] | CZ2022 | None
NE-HVAC-airHP-SpltPkg-65to134kBtuh-12p0eer-3p55cop | DEER2023 | D23 v1 | 2022-10-05 22:29 | Any | Nrs | Ex | CZ15 | cDXHP | Cap-Tons | 113 | 60700 | None | 901 | 0.189 | 0 | 129 | 0.0567 | 0 | [6 empty] | DEER:HVAC_Split-Package_HP | Annual | 20 | [13 empty] | CZ2022 | None
NE-HVAC-airHP-SpltPkg-65to134kBtuh-12p0eer-3p55cop | DEER2023 | D23 v1 | 2022-10-05 22:29 | Any | Nrs | Ex | CZ16 | cDXHP | Cap-Tons | 96.7 | 60700 | None | 985 | 0.12 | 0 | 61.4 | 0.0216 | 0 | [6 empty] | DEER:HVAC_Split-Package_HP | Annual | 20 | [13 empty] | CZ2022 | None
NE-HVAC-airHP-SpltPkg-65to134kBtuh-12p0eer-3p55cop | DEER2023 | D23 v1 | 2022-10-05 22:29 | Any | Nrs | Old | CZ01 | cDXHP | Cap-Tons | 101 | 60700 | None | 1120 | 0.153 | 0 | 39 | 0.0101 | 0 | [6 empty] | DEER:HVAC_Split-Package_HP | Annual | 20 | [13 empty] | CZ2022 | None
NE-HVAC-airHP-SpltPkg-65to134kBtuh-12p0eer-3p55cop | DEER2023 | D23 v1 | 2022-10-05 22:29 | Any | Nrs | Old | CZ02 | cDXHP | Cap-Tons | 106 | 60700 | None | 1120 | 0.17 | 0 | 60.3 | 0.0313 | 0 | [6 empty] | DEER:HVAC_Split-Package_HP | Annual | 20 | [13 empty] | CZ2022 | None
NE-HVAC-airHP-SpltPkg-65to134kBtuh-12p0eer-3p55cop | DEER2023 | D23 v1 | 2022-10-05 22:29 | Any | Nrs | Old | CZ03 | cDXHP | Cap-Tons | 104 | 60700 | None | 1100 | 0.15 | 0 | 38.7 | 0.0217 | 0 | [6 empty] | DEER:HVAC_Split-Package_HP | Annual | 20 | [13 empty] | CZ2022 | None
NE-HVAC-airHP-SpltPkg-65to134kBtuh-12p0eer-3p55cop | DEER2023 | D23 v1 | 2022-10-05 22:29 | Any | Nrs | Old | CZ04 | cDXHP | Cap-Tons | 106 | 60700 | None | 1130 | 0.188 | 0 | 61.1 | 0.0353 | 0 | [6 empty] | DEER:HVAC_Split-Package_HP | Annual | 20 | [13 empty] | CZ2022 | None
NE-HVAC-airHP-SpltPkg-65to134kBtuh-12p0eer-3p55cop | DEER2023 | D23 v1 | 2022-10-05 22:29 | Any | Nrs | Old | CZ05 | cDXHP | Cap-Tons | 104 | 60700 | None | 1060 | 0.136 | 0 | 43.9 | 0.0144 | 0 | [6 empty] | DEER:HVAC_Split-Package_HP | Annual | 20 | [13 empty] | CZ2022 | None
NE-HVAC-airHP-SpltPkg-65to134kBtuh-12p0eer-3p55cop | DEER2023 | D23 v1 | 2022-10-05 22:29 | Any | Nrs | Old | CZ06 | cDXHP | Cap-Tons | 106 | 60700 | None | 1090 | 0.166 | 0 | 63.6 | 0.0264 | 0 | [6 empty] | DEER:HVAC_Split-Package_HP | Annual | 20 | [13 empty] | CZ2022 | None
NE-HVAC-airHP-SpltPkg-65to134kBtuh-12p0eer-3p55cop | DEER2023 | D23 v1 | 2022-10-05 22:29 | Any | Nrs | Old | CZ07 | cDXHP | Cap-Tons | 105 | 60700 | None | 1050 | 0.139 | 0 | 52.2 | 0.0222 | 0 | [6 empty] | DEER:HVAC_Split-Package_HP | Annual | 20 | [13 empty] | CZ2022 | None
NE-HVAC-airHP-SpltPkg-65to134kBtuh-12p0eer-3p55cop | DEER2023 | D23 v1 | 2022-10-05 22:29 | Any | Nrs | Old | CZ08 | cDXHP | Cap-Tons | 107 | 60700 | None | 1130 | 0.173 | 0 | 75.5 | 0.0291 | 0 | [6 empty] | DEER:HVAC_Split-Package_HP | Annual | 20 | [13 empty] | CZ2022 | None
NE-HVAC-airHP-SpltPkg-65to134kBtuh-12p0eer-3p55cop | DEER2023 | D23 v1 | 2022-10-05 22:29 | Any | Nrs | Old | CZ09 | cDXHP | Cap-Tons | 110 | 60700 | None | 1110 | 0.185 | 0 | 73.4 | 0.0344 | 0 | [6 empty] | DEER:HVAC_Split-Package_HP | Annual | 20 | [13 empty] | CZ2022 | None
NE-HVAC-airHP-SpltPkg-65to134kBtuh-12p0eer-3p55cop | DEER2023 | D23 v1 | 2022-10-05 22:29 | Any | Nrs | Old | CZ10 | cDXHP | Cap-Tons | 109 | 60700 | None | 1160 | 0.199 | 0 | 84.6 | 0.0372 | 0 | [6 empty] | DEER:HVAC_Split-Package_HP | Annual | 20 | [13 empty] | CZ2022 | None
NE-HVAC-airHP-SpltPkg-65to134kBtuh-12p0eer-3p55cop | DEER2023 | D23 v1 | 2022-10-05 22:29 | Any | Nrs | Old | CZ11 | cDXHP | Cap-Tons | 109 | 60700 | None | 1120 | 0.206 | 0 | 91.6 | 0.0505 | 0 | [6 empty] | DEER:HVAC_Split-Package_HP | Annual | 20 | [13 empty] | CZ2022 | None
NE-HVAC-airHP-SpltPkg-65to134kBtuh-12p0eer-3p55cop | DEER2023 | D23 v1 | 2022-10-05 22:29 | Any | Nrs | Old | CZ12 | cDXHP | Cap-Tons | 107 | 60700 | None | 1160 | 0.21 | 0 | 73.3 | 0.0451 | 0 | [6 empty] | DEER:HVAC_Split-Package_HP | Annual | 20 | [13 empty] | CZ2022 | None
NE-HVAC-airHP-SpltPkg-65to134kBtuh-12p0eer-3p55cop | DEER2023 | D23 v1 | 2022-10-05 22:29 | Any | Nrs | Old | CZ13 | cDXHP | Cap-Tons | 110 | 60700 | None | 1200 | 0.22 | 0 | 96.4 | 0.0499 | 0 | [6 empty] | DEER:HVAC_Split-Package_HP | Annual | 20 | [13 empty] | CZ2022 | None
NE-HVAC-airHP-SpltPkg-65to134kBtuh-12p0eer-3p55cop | DEER2023 | D23 v1 | 2022-10-05 22:29 | Any | Nrs | Old | CZ14 | cDXHP | Cap-Tons | 110 | 60700 | None | 1120 | 0.196 | 0 | 91.2 | 0.0448 | 0 | [6 empty] | DEER:HVAC_Split-Package_HP | Annual | 20 | [13 empty] | CZ2022 | None
NE-HVAC-airHP-SpltPkg-65to134kBtuh-12p0eer-3p55cop | DEER2023 | D23 v1 | 2022-10-05 22:29 | Any | Nrs | Old | CZ15 | cDXHP | Cap-Tons | 124 | 60700 | None | 1140 | 0.232 | 0 | 133 | 0.0583 | 0 | [6 empty] | DEER:HVAC_Split-Package_HP | Annual | 20 | [13 empty] | CZ2022 | None
NE-HVAC-airHP-SpltPkg-65to134kBtuh-12p0eer-3p55cop | DEER2023 | D23 v1 | 2022-10-05 22:29 | Any | Nrs | Old | CZ16 | cDXHP | Cap-Tons | 104 | 60700 | None | 1210 | 0.151 | 0 | 64.6 | 0.0235 | 0 | [6 empty] | DEER:HVAC_Split-Package_HP | Annual | 20 | [13 empty] | CZ2022 | None
NE-HVAC-airHP-SpltPkg-65to134kBtuh-12p0eer-3p55cop | DEER2023 | D23 v1 | 2022-10-05 22:29 | Any | Nrs | Rec | CZ01 | cDXHP | Cap-Tons | 95.9 | 60700 | None | 65.9 | 0.00989 | 0 | 38.9 | 0.00796 | 0 | [6 empty] | DEER:HVAC_Split-Package_HP | Annual | 20 | [13 empty] | CZ2022 | None
NE-HVAC-airHP-SpltPkg-65to134kBtuh-12p0eer-3p55cop | DEER2023 | D23 v1 | 2022-10-05 22:29 | Any | Nrs | Rec | CZ02 | cDXHP | Cap-Tons | 96 | 60700 | None | 77.7 | 0.0328 | 0 | 53.7 | 0.027 | 0 | [6 empty] | DEER:HVAC_Split-Package_HP | Annual | 20 | [13 empty] | CZ2022 | None
NE-HVAC-airHP-SpltPkg-65to134kBtuh-12p0eer-3p55cop | DEER2023 | D23 v1 | 2022-10-05 22:29 | Any | Nrs | Rec | CZ03 | cDXHP | Cap-Tons | 95.9 | 60700 | None | 53.4 | 0.0223 | 0 | 35 | 0.0183 | 0 | [6 empty] | DEER:HVAC_Split-Package_HP | Annual | 20 | [13 empty] | CZ2022 | None
NE-HVAC-airHP-SpltPkg-65to134kBtuh-12p0eer-3p55cop | DEER2023 | D23 v1 | 2022-10-05 22:29 | Any | Nrs | Rec | CZ04 | cDXHP | Cap-Tons | 96 | 60700 | None | 73.9 | 0.0376 | 0 | 53.8 | 0.0309 | 0 | [6 empty] | DEER:HVAC_Split-Package_HP | Annual | 20 | [13 empty] | CZ2022 | None
NE-HVAC-airHP-SpltPkg-65to134kBtuh-12p0eer-3p55cop | DEER2023 | D23 v1 | 2022-10-05 22:29 | Any | Nrs | Rec | CZ05 | cDXHP | Cap-Tons | 95.9 | 60700 | None | 58.7 | 0.0146 | 0 | 39.3 | 0.012 | 0 | [6 empty] | DEER:HVAC_Split-Package_HP | Annual | 20 | [13 empty] | CZ2022 | None
NE-HVAC-airHP-SpltPkg-65to134kBtuh-12p0eer-3p55cop | DEER2023 | D23 v1 | 2022-10-05 22:29 | Any | Nrs | Rec | CZ06 | cDXHP | Cap-Tons | 96 | 60700 | None | 73.8 | 0.029 | 0 | 56.1 | 0.0238 | 0 | [6 empty] | DEER:HVAC_Split-Package_HP | Annual | 20 | [13 empty] | CZ2022 | None
NE-HVAC-airHP-SpltPkg-65to134kBtuh-12p0eer-3p55cop | DEER2023 | D23 v1 | 2022-10-05 22:29 | Any | Nrs | Rec | CZ07 | cDXHP | Cap-Tons | 96 | 60700 | None | 60.2 | 0.0244 | 0 | 45.8 | 0.0201 | 0 | [6 empty] | DEER:HVAC_Split-Package_HP | Annual | 20 | [13 empty] | CZ2022 | None
NE-HVAC-airHP-SpltPkg-65to134kBtuh-12p0eer-3p55cop | DEER2023 | D23 v1 | 2022-10-05 22:29 | Any | Nrs | Rec | CZ08 | cDXHP | Cap-Tons | 96.3 | 60700 | None | 87.9 | 0.0323 | 0 | 68 | 0.0265 | 0 | [6 empty] | DEER:HVAC_Split-Package_HP | Annual | 20 | [13 empty] | CZ2022 | None
NE-HVAC-airHP-SpltPkg-65to134kBtuh-12p0eer-3p55cop | DEER2023 | D23 v1 | 2022-10-05 22:29 | Any | Nrs | Rec | CZ09 | cDXHP | Cap-Tons | 97.7 | 60700 | None | 85.1 | 0.0376 | 0 | 65.3 | 0.0309 | 0 | [6 empty] | DEER:HVAC_Split-Package_HP | Annual | 20 | [13 empty] | CZ2022 | None
NE-HVAC-airHP-SpltPkg-65to134kBtuh-12p0eer-3p55cop | DEER2023 | D23 v1 | 2022-10-05 22:29 | Any | Nrs | Rec | CZ10 | cDXHP | Cap-Tons | 96.7 | 60700 | None | 98.8 | 0.0408 | 0 | 75.8 | 0.0335 | 0 | [6 empty] | DEER:HVAC_Split-Package_HP | Annual | 20 | [13 empty] | CZ2022 | None
NE-HVAC-airHP-SpltPkg-65to134kBtuh-12p0eer-3p55cop | DEER2023 | D23 v1 | 2022-10-05 22:29 | Any | Nrs | Rec | CZ11 | cDXHP | Cap-Tons | 97.1 | 60700 | None | 111 | 0.0556 | 0 | 82.9 | 0.0457 | 0 | [6 empty] | DEER:HVAC_Split-Package_HP | Annual | 20 | [13 empty] | CZ2022 | None
NE-HVAC-airHP-SpltPkg-65to134kBtuh-12p0eer-3p55cop | DEER2023 | D23 v1 | 2022-10-05 22:29 | Any | Nrs | Rec | CZ12 | cDXHP | Cap-Tons | 96.4 | 60700 | None | 90.3 | 0.0493 | 0 | 66.1 | 0.0404 | 0 | [6 empty] | DEER:HVAC_Split-Package_HP | Annual | 20 | [13 empty] | CZ2022 | None
NE-HVAC-airHP-SpltPkg-65to134kBtuh-12p0eer-3p55cop | DEER2023 | D23 v1 | 2022-10-05 22:29 | Any | Nrs | Rec | CZ13 | cDXHP | Cap-Tons | 97.6 | 60700 | None | 115 | 0.0552 | 0 | 87.8 | 0.0454 | 0 | [6 empty] | DEER:HVAC_Split-Package_HP | Annual | 20 | [13 empty] | CZ2022 | None
NE-HVAC-airHP-SpltPkg-65to134kBtuh-12p0eer-3p55cop | DEER2023 | D23 v1 | 2022-10-05 22:29 | Any | Nrs | Rec | CZ14 | cDXHP | Cap-Tons | 97.8 | 60700 | None | 111 | 0.0495 | 0 | 83 | 0.0407 | 0 | [6 empty] | DEER:HVAC_Split-Package_HP | Annual | 20 | [13 empty] | CZ2022 | None
NE-HVAC-airHP-SpltPkg-65to134kBtuh-12p0eer-3p55cop | DEER2023 | D23 v1 | 2022-10-05 22:29 | Any | Nrs | Rec | CZ15 | cDXHP | Cap-Tons | 108 | 60700 | None | 154 | 0.0663 | 0 | 124 | 0.0545 | 0 | [6 empty] | DEER:HVAC_Split-Package_HP | Annual | 20 | [13 empty] | CZ2022 | None
NE-HVAC-airHP-SpltPkg-65to134kBtuh-12p0eer-3p55cop | DEER2023 | D23 v1 | 2022-10-05 22:29 | Any | Nrs | Rec | CZ16 | cDXHP | Cap-Tons | 96 | 60700 | None | 90.9 | 0.0244 | 0 | 58.4 | 0.0199 | 0 | [6 empty] | DEER:HVAC_Split-Package_HP | Annual | 20 | [13 empty] | CZ2022 | None
NE-HVAC-airHP-SpltPkg-65to134kBtuh-12p0eer-3p55cop | DEER2023 | D23 v1 | 2022-10-05 22:29 | Any | OfL | Ex | CZ01 | cDXHP | Cap-Tons | 480 | 175000 | None | 559 | 0.0695 | 0 | 11.5 | 0.00961 | 0 | [6 empty] | DEER:HVAC_Split-Package_HP | Annual | 20 | [13 empty] | CZ2022 | None
NE-HVAC-airHP-SpltPkg-65to134kBtuh-12p0eer-3p55cop | DEER2023 | D23 v1 | 2022-10-05 22:29 | Any | OfL | Ex | CZ02 | cDXHP | Cap-Tons | 429 | 175000 | None | 541 | 0.0728 | 0 | 50.2 | 0.0224 | 0 | [6 empty] | DEER:HVAC_Split-Package_HP | Annual | 20 | [13 empty] | CZ2022 | None
NE-HVAC-airHP-SpltPkg-65to134kBtuh-12p0eer-3p55cop | DEER2023 | D23 v1 | 2022-10-05 22:29 | Any | OfL | Ex | CZ03 | cDXHP | Cap-Tons | 529 | 175000 | None | 541 | 0.0601 | 0 | 25.8 | 0.0136 | 0 | [6 empty] | DEER:HVAC_Split-Package_HP | Annual | 20 | [13 empty] | CZ2022 | None
NE-HVAC-airHP-SpltPkg-65to134kBtuh-12p0eer-3p55cop | DEER2023 | D23 v1 | 2022-10-05 22:29 | Any | OfL | Ex | CZ04 | cDXHP | Cap-Tons | 455 | 175000 | None | 535 | 0.0727 | 0 | 56.3 | 0.0234 | 0 | [6 empty] | DEER:HVAC_Split-Package_HP | Annual | 20 | [13 empty] | CZ2022 | None
NE-HVAC-airHP-SpltPkg-65to134kBtuh-12p0eer-3p55cop | DEER2023 | D23 v1 | 2022-10-05 22:29 | Any | OfL | Ex | CZ05 | cDXHP | Cap-Tons | 524 | 175000 | None | 531 | 0.0559 | 0 | 33.2 | 0.0114 | 0 | [6 empty] | DEER:HVAC_Split-Package_HP | Annual | 20 | [13 empty] | CZ2022 | None
NE-HVAC-airHP-SpltPkg-65to134kBtuh-12p0eer-3p55cop | DEER2023 | D23 v1 | 2022-10-05 22:29 | Any | OfL | Ex | CZ06 | cDXHP | Cap-Tons | 560 | 175000 | None | 517 | 0.0623 | 0 | 54.3 | 0.014 | 0 | [6 empty] | DEER:HVAC_Split-Package_HP | Annual | 20 | [13 empty] | CZ2022 | None
NE-HVAC-airHP-SpltPkg-65to134kBtuh-12p0eer-3p55cop | DEER2023 | D23 v1 | 2022-10-05 22:29 | Any | OfL | Ex | CZ07 | cDXHP | Cap-Tons | 549 | 175000 | None | 535 | 0.0592 | 0 | 46.1 | 0.0124 | 0 | [6 empty] | DEER:HVAC_Split-Package_HP | Annual | 20 | [13 empty] | CZ2022 | None
NE-HVAC-airHP-SpltPkg-65to134kBtuh-12p0eer-3p55cop | DEER2023 | D23 v1 | 2022-10-05 22:29 | Any | OfL | Ex | CZ08 | cDXHP | Cap-Tons | 490 | 175000 | None | 532 | 0.0675 | 0 | 74.2 | 0.0189 | 0 | [6 empty] | DEER:HVAC_Split-Package_HP | Annual | 20 | [13 empty] | CZ2022 | None
NE-HVAC-airHP-SpltPkg-65to134kBtuh-12p0eer-3p55cop | DEER2023 | D23 v1 | 2022-10-05 22:29 | Any | OfL | Ex | CZ09 | cDXHP | Cap-Tons | 559 | 175000 | None | 513 | 0.0708 | 0 | 60.9 | 0.0191 | 0 | [6 empty] | DEER:HVAC_Split-Package_HP | Annual | 20 | [13 empty] | CZ2022 | None
NE-HVAC-airHP-SpltPkg-65to134kBtuh-12p0eer-3p55cop | DEER2023 | D23 v1 | 2022-10-05 22:29 | Any | OfL | Ex | CZ10 | cDXHP | Cap-Tons | 499 | 175000 | None | 543 | 0.0739 | 0 | 73.8 | 0.0222 | 0 | [6 empty] | DEER:HVAC_Split-Package_HP | Annual | 20 | [13 empty] | CZ2022 | None
NE-HVAC-airHP-SpltPkg-65to134kBtuh-12p0eer-3p55cop | DEER2023 | D23 v1 | 2022-10-05 22:29 | Any | OfL | Ex | CZ11 | cDXHP | Cap-Tons | 524 | 175000 | None | 520 | 0.0822 | 0 | 65.8 | 0.029 | 0 | [6 empty] | DEER:HVAC_Split-Package_HP | Annual | 20 | [13 empty] | CZ2022 | None
NE-HVAC-airHP-SpltPkg-65to134kBtuh-12p0eer-3p55cop | DEER2023 | D23 v1 | 2022-10-05 22:29 | Any | OfL | Ex | CZ12 | cDXHP | Cap-Tons | 491 | 175000 | None | 542 | 0.0806 | 0 | 58.4 | 0.0277 | 0 | [6 empty] | DEER:HVAC_Split-Package_HP | Annual | 20 | [13 empty] | CZ2022 | None
NE-HVAC-airHP-SpltPkg-65to134kBtuh-12p0eer-3p55cop | DEER2023 | D23 v1 | 2022-10-05 22:29 | Any | OfL | Ex | CZ13 | cDXHP | Cap-Tons | 533 | 175000 | None | 524 | 0.0796 | 0 | 70 | 0.0277 | 0 | [6 empty] | DEER:HVAC_Split-Package_HP | Annual | 20 | [13 empty] | CZ2022 | None
NE-HVAC-airHP-SpltPkg-65to134kBtuh-12p0eer-3p55cop | DEER2023 | D23 v1 | 2022-10-05 22:29 | Any | OfL | Ex | CZ14 | cDXHP | Cap-Tons | 536 | 175000 | None | 518 | 0.0787 | 0 | 66.1 | 0.0247 | 0 | [6 empty] | DEER:HVAC_Split-Package_HP | Annual | 20 | [13 empty] | CZ2022 | None
NE-HVAC-airHP-SpltPkg-65to134kBtuh-12p0eer-3p55cop | DEER2023 | D23 v1 | 2022-10-05 22:29 | Any | OfL | Ex | CZ15 | cDXHP | Cap-Tons | 646 | 175000 | None | 547 | 0.0907 | 0 | 94.7 | 0.0293 | 0 | [6 empty] | DEER:HVAC_Split-Package_HP | Annual | 20 | [13 empty] | CZ2022 | None
NE-HVAC-airHP-SpltPkg-65to134kBtuh-12p0eer-3p55cop | DEER2023 | D23 v1 | 2022-10-05 22:29 | Any | OfL | Ex | CZ16 | cDXHP | Cap-Tons | 532 | 175000 | None | 500 | 0.0575 | 0 | 34.3 | 0.0139 | 0 | [6 empty] | DEER:HVAC_Split-Package_HP | Annual | 20 | [13 empty] | CZ2022 | None
NE-HVAC-airHP-SpltPkg-65to134kBtuh-12p0eer-3p55cop | DEER2023 | D23 v1 | 2022-10-05 22:29 | Any | OfL | Old | CZ01 | cDXHP | Cap-Tons | 615 | 175000 | None | 636 | 0.0834 | 0 | 11.9 | 0.00991 | 0 | [6 empty] | DEER:HVAC_Split-Package_HP | Annual | 20 | [13 empty] | CZ2022 | None
NE-HVAC-airHP-SpltPkg-65to134kBtuh-12p0eer-3p55cop | DEER2023 | D23 v1 | 2022-10-05 22:29 | Any | OfL | Old | CZ02 | cDXHP | Cap-Tons | 542 | 175000 | None | 625 | 0.0863 | 0 | 53 | 0.0255 | 0 | [6 empty] | DEER:HVAC_Split-Package_HP | Annual | 20 | [13 empty] | CZ2022 | None
NE-HVAC-airHP-SpltPkg-65to134kBtuh-12p0eer-3p55cop | DEER2023 | D23 v1 | 2022-10-05 22:29 | Any | OfL | Old | CZ03 | cDXHP | Cap-Tons | 651 | 175000 | None | 656 | 0.0715 | 0 | 27.3 | 0.0151 | 0 | [6 empty] | DEER:HVAC_Split-Package_HP | Annual | 20 | [13 empty] | CZ2022 | None
NE-HVAC-airHP-SpltPkg-65to134kBtuh-12p0eer-3p55cop | DEER2023 | D23 v1 | 2022-10-05 22:29 | Any | OfL | Old | CZ04 | cDXHP | Cap-Tons | 544 | 175000 | None | 642 | 0.0873 | 0 | 60.2 | 0.027 | 0 | [6 empty] | DEER:HVAC_Split-Package_HP | Annual | 20 | [13 empty] | CZ2022 | None
NE-HVAC-airHP-SpltPkg-65to134kBtuh-12p0eer-3p55cop | DEER2023 | D23 v1 | 2022-10-05 22:29 | Any | OfL | Old | CZ05 | cDXHP | Cap-Tons | 644 | 175000 | None | 642 | 0.0658 | 0 | 34.6 | 0.0123 | 0 | [6 empty] | DEER:HVAC_Split-Package_HP | Annual | 20 | [13 empty] | CZ2022 | None
NE-HVAC-airHP-SpltPkg-65to134kBtuh-12p0eer-3p55cop | DEER2023 | D23 v1 | 2022-10-05 22:29 | Any | OfL | Old | CZ06 | cDXHP | Cap-Tons | 684 | 175000 | None | 624 | 0.0733 | 0 | 56.6 | 0.0151 | 0 | [6 empty] | DEER:HVAC_Split-Package_HP | Annual | 20 | [13 empty] | CZ2022 | None
NE-HVAC-airHP-SpltPkg-65to134kBtuh-12p0eer-3p55cop | DEER2023 | D23 v1 | 2022-10-05 22:29 | Any | OfL | Old | CZ07 | cDXHP | Cap-Tons | 669 | 175000 | None | 647 | 0.0691 | 0 | 47.6 | 0.0129 | 0 | [6 empty] | DEER:HVAC_Split-Package_HP | Annual | 20 | [13 empty] | CZ2022 | None
NE-HVAC-airHP-SpltPkg-65to134kBtuh-12p0eer-3p55cop | DEER2023 | D23 v1 | 2022-10-05 22:29 | Any | OfL | Old | CZ08 | cDXHP | Cap-Tons | 583 | 175000 | None | 638 | 0.08 | 0 | 78.3 | 0.0209 | 0 | [6 empty] | DEER:HVAC_Split-Package_HP | Annual | 20 | [13 empty] | CZ2022 | None
NE-HVAC-airHP-SpltPkg-65to134kBtuh-12p0eer-3p55cop | DEER2023 | D23 v1 | 2022-10-05 22:29 | Any | OfL | Old | CZ09 | cDXHP | Cap-Tons | 660 | 175000 | None | 641 | 0.0873 | 0 | 66.5 | 0.022 | 0 | [6 empty] | DEER:HVAC_Split-Package_HP | Annual | 20 | [13 empty] | CZ2022 | None
NE-HVAC-airHP-SpltPkg-65to134kBtuh-12p0eer-3p55cop | DEER2023 | D23 v1 | 2022-10-05 22:29 | Any | OfL | Old | CZ10 | cDXHP | Cap-Tons | 623 | 175000 | None | 640 | 0.0897 | 0 | 78.1 | 0.0252 | 0 | [6 empty] | DEER:HVAC_Split-Package_HP | Annual | 20 | [13 empty] | CZ2022 | None
NE-HVAC-airHP-SpltPkg-65to134kBtuh-12p0eer-3p55cop | DEER2023 | D23 v1 | 2022-10-05 22:29 | Any | OfL | Old | CZ11 | cDXHP | Cap-Tons | 643 | 175000 | None | 618 | 0.103 | 0 | 71.3 | 0.0345 | 0 | [6 empty] | DEER:HVAC_Split-Package_HP | Annual | 20 | [13 empty] | CZ2022 | None
NE-HVAC-airHP-SpltPkg-65to134kBtuh-12p0eer-3p55cop | DEER2023 | D23 v1 | 2022-10-05 22:29 | Any | OfL | Old | CZ12 | cDXHP | Cap-Tons | 597 | 175000 | None | 638 | 0.099 | 0 | 62.3 | 0.032 | 0 | [6 empty] | DEER:HVAC_Split-Package_HP | Annual | 20 | [13 empty] | CZ2022 | None
NE-HVAC-airHP-SpltPkg-65to134kBtuh-12p0eer-3p55cop | DEER2023 | D23 v1 | 2022-10-05 22:29 | Any | OfL | Old | CZ13 | cDXHP | Cap-Tons | 655 | 175000 | None | 638 | 0.102 | 0 | 75.5 | 0.033 | 0 | [6 empty] | DEER:HVAC_Split-Package_HP | Annual | 20 | [13 empty] | CZ2022 | None
NE-HVAC-airHP-SpltPkg-65to134kBtuh-12p0eer-3p55cop | DEER2023 | D23 v1 | 2022-10-05 22:29 | Any | OfL | Old | CZ14 | cDXHP | Cap-Tons | 659 | 175000 | None | 639 | 0.0985 | 0 | 72.8 | 0.0299 | 0 | [6 empty] | DEER:HVAC_Split-Package_HP | Annual | 20 | [13 empty] | CZ2022 | None
NE-HVAC-airHP-SpltPkg-65to134kBtuh-12p0eer-3p55cop | DEER2023 | D23 v1 | 2022-10-05 22:29 | Any | OfL | Old | CZ15 | cDXHP | Cap-Tons | 783 | 175000 | None | 650 | 0.112 | 0 | 102 | 0.0354 | 0 | [6 empty] | DEER:HVAC_Split-Package_HP | Annual | 20 | [13 empty] | CZ2022 | None
NE-HVAC-airHP-SpltPkg-65to134kBtuh-12p0eer-3p55cop | DEER2023 | D23 v1 | 2022-10-05 22:29 | Any | OfL | Old | CZ16 | cDXHP | Cap-Tons | 688 | 175000 | None | 624 | 0.0717 | 0 | 36.3 | 0.0152 | 0 | [6 empty] | DEER:HVAC_Split-Package_HP | Annual | 20 | [13 empty] | CZ2022 | None
NE-HVAC-airHP-SpltPkg-65to134kBtuh-12p0eer-3p55cop | DEER2023 | D23 v1 | 2022-10-05 22:29 | Any | OfL | Rec | CZ01 | cDXHP | Cap-Tons | 461 | 175000 | None | 13.7 | 0.0108 | 0 | 10.6 | 0.00886 | 0 | [6 empty] | DEER:HVAC_Split-Package_HP | Annual | 20 | [13 empty] | CZ2022 | None
NE-HVAC-airHP-SpltPkg-65to134kBtuh-12p0eer-3p55cop | DEER2023 | D23 v1 | 2022-10-05 22:29 | Any | OfL | Rec | CZ02 | cDXHP | Cap-Tons | 409 | 175000 | None | 59.5 | 0.0268 | 0 | 48.6 | 0.022 | 0 | [6 empty] | DEER:HVAC_Split-Package_HP | Annual | 20 | [13 empty] | CZ2022 | None
NE-HVAC-airHP-SpltPkg-65to134kBtuh-12p0eer-3p55cop | DEER2023 | D23 v1 | 2022-10-05 22:29 | Any | OfL | Rec | CZ03 | cDXHP | Cap-Tons | 484 | 175000 | None | 30.6 | 0.0161 | 0 | 25 | 0.0132 | 0 | [6 empty] | DEER:HVAC_Split-Package_HP | Annual | 20 | [13 empty] | CZ2022 | None
NE-HVAC-airHP-SpltPkg-65to134kBtuh-12p0eer-3p55cop | DEER2023 | D23 v1 | 2022-10-05 22:29 | Any | OfL | Rec | CZ04 | cDXHP | Cap-Tons | 414 | 175000 | None | 67.6 | 0.0278 | 0 | 55.5 | 0.0228 | 0 | [6 empty] | DEER:HVAC_Split-Package_HP | Annual | 20 | [13 empty] | CZ2022 | None
NE-HVAC-airHP-SpltPkg-65to134kBtuh-12p0eer-3p55cop | DEER2023 | D23 v1 | 2022-10-05 22:29 | Any | OfL | Rec | CZ05 | cDXHP | Cap-Tons | 477 | 175000 | None | 39.8 | 0.0137 | 0 | 32.7 | 0.0112 | 0 | [6 empty] | DEER:HVAC_Split-Package_HP | Annual | 20 | [13 empty] | CZ2022 | None
NE-HVAC-airHP-SpltPkg-65to134kBtuh-12p0eer-3p55cop | DEER2023 | D23 v1 | 2022-10-05 22:29 | Any | OfL | Rec | CZ06 | cDXHP | Cap-Tons | 513 | 175000 | None | 65.6 | 0.0166 | 0 | 53.9 | 0.0136 | 0 | [6 empty] | DEER:HVAC_Split-Package_HP | Annual | 20 | [13 empty] | CZ2022 | None
NE-HVAC-airHP-SpltPkg-65to134kBtuh-12p0eer-3p55cop | DEER2023 | D23 v1 | 2022-10-05 22:29 | Any | OfL | Rec | CZ07 | cDXHP | Cap-Tons | 504 | 175000 | None | 55.6 | 0.0149 | 0 | 45.7 | 0.0123 | 0 | [6 empty] | DEER:HVAC_Split-Package_HP | Annual | 20 | [13 empty] | CZ2022 | None
NE-HVAC-airHP-SpltPkg-65to134kBtuh-12p0eer-3p55cop | DEER2023 | D23 v1 | 2022-10-05 22:29 | Any | OfL | Rec | CZ08 | cDXHP | Cap-Tons | 449 | 175000 | None | 89.3 | 0.0225 | 0 | 73.4 | 0.0185 | 0 | [6 empty] | DEER:HVAC_Split-Package_HP | Annual | 20 | [13 empty] | CZ2022 | None
NE-HVAC-airHP-SpltPkg-65to134kBtuh-12p0eer-3p55cop | DEER2023 | D23 v1 | 2022-10-05 22:29 | Any | OfL | Rec | CZ09 | cDXHP | Cap-Tons | 518 | 175000 | None | 72 | 0.0223 | 0 | 59.2 | 0.0183 | 0 | [6 empty] | DEER:HVAC_Split-Package_HP | Annual | 20 | [13 empty] | CZ2022 | None
NE-HVAC-airHP-SpltPkg-65to134kBtuh-12p0eer-3p55cop | DEER2023 | D23 v1 | 2022-10-05 22:29 | Any | OfL | Rec | CZ10 | cDXHP | Cap-Tons | 481 | 175000 | None | 86.7 | 0.0261 | 0 | 71.3 | 0.0215 | 0 | [6 empty] | DEER:HVAC_Split-Package_HP | Annual | 20 | [13 empty] | CZ2022 | None
NE-HVAC-airHP-SpltPkg-65to134kBtuh-12p0eer-3p55cop | DEER2023 | D23 v1 | 2022-10-05 22:29 | Any | OfL | Rec | CZ11 | cDXHP | Cap-Tons | 505 | 175000 | None | 78 | 0.034 | 0 | 63.6 | 0.0279 | 0 | [6 empty] | DEER:HVAC_Split-Package_HP | Annual | 20 | [13 empty] | CZ2022 | None
NE-HVAC-airHP-SpltPkg-65to134kBtuh-12p0eer-3p55cop | DEER2023 | D23 v1 | 2022-10-05 22:29 | Any | OfL | Rec | CZ12 | cDXHP | Cap-Tons | 471 | 175000 | None | 69.1 | 0.0326 | 0 | 56.4 | 0.0268 | 0 | [6 empty] | DEER:HVAC_Split-Package_HP | Annual | 20 | [13 empty] | CZ2022 | None
NE-HVAC-airHP-SpltPkg-65to134kBtuh-12p0eer-3p55cop | DEER2023 | D23 v1 | 2022-10-05 22:29 | Any | OfL | Rec | CZ13 | cDXHP | Cap-Tons | 514 | 175000 | None | 82.8 | 0.0325 | 0 | 67.8 | 0.0267 | 0 | [6 empty] | DEER:HVAC_Split-Package_HP | Annual | 20 | [13 empty] | CZ2022 | None
NE-HVAC-airHP-SpltPkg-65to134kBtuh-12p0eer-3p55cop | DEER2023 | D23 v1 | 2022-10-05 22:29 | Any | OfL | Rec | CZ14 | cDXHP | Cap-Tons | 520 | 175000 | None | 77.9 | 0.0292 | 0 | 63.9 | 0.024 | 0 | [6 empty] | DEER:HVAC_Split-Package_HP | Annual | 20 | [13 empty] | CZ2022 | None
NE-HVAC-airHP-SpltPkg-65to134kBtuh-12p0eer-3p55cop | DEER2023 | D23 v1 | 2022-10-05 22:29 | Any | OfL | Rec | CZ15 | cDXHP | Cap-Tons | 629 | 175000 | None | 112 | 0.0346 | 0 | 91.9 | 0.0284 | 0 | [6 empty] | DEER:HVAC_Split-Package_HP | Annual | 20 | [13 empty] | CZ2022 | None
NE-HVAC-airHP-SpltPkg-65to134kBtuh-12p0eer-3p55cop | DEER2023 | D23 v1 | 2022-10-05 22:29 | Any | OfL | Rec | CZ16 | cDXHP | Cap-Tons | 516 | 175000 | None | 42.3 | 0.0158 | 0 | 32.7 | 0.013 | 0 | [6 empty] | DEER:HVAC_Split-Package_HP | Annual | 20 | [13 empty] | CZ2022 | None
NE-HVAC-airHP-SpltPkg-65to134kBtuh-12p0eer-3p55cop | DEER2023 | D23 v1 | 2022-10-05 22:29 | Any | OfS | Ex | CZ01 | cDXHP | Cap-Tons | 30.7 | 10000 | None | 438 | 0.061 | 0 | 18.7 | 0.00872 | 0 | [6 empty] | DEER:HVAC_Split-Package_HP | Annual | 20 | [13 empty] | CZ2022 | None
NE-HVAC-airHP-SpltPkg-65to134kBtuh-12p0eer-3p55cop | DEER2023 | D23 v1 | 2022-10-05 22:29 | Any | OfS | Ex | CZ02 | cDXHP | Cap-Tons | 29.3 | 10000 | None | 450 | 0.0696 | 0 | 47.4 | 0.0214 | 0 | [6 empty] | DEER:HVAC_Split-Package_HP | Annual | 20 | [13 empty] | CZ2022 | None
NE-HVAC-airHP-SpltPkg-65to134kBtuh-12p0eer-3p55cop | DEER2023 | D23 v1 | 2022-10-05 22:29 | Any | OfS | Ex | CZ03 | cDXHP | Cap-Tons | 35.2 | 10000 | None | 431 | 0.0556 | 0 | 25.8 | 0.013 | 0 | [6 empty] | DEER:HVAC_Split-Package_HP | Annual | 20 | [13 empty] | CZ2022 | None
NE-HVAC-airHP-SpltPkg-65to134kBtuh-12p0eer-3p55cop | DEER2023 | D23 v1 | 2022-10-05 22:29 | Any | OfS | Ex | CZ04 | cDXHP | Cap-Tons | 31.8 | 10000 | None | 450 | 0.0705 | 0 | 51.7 | 0.0226 | 0 | [6 empty] | DEER:HVAC_Split-Package_HP | Annual | 20 | [13 empty] | CZ2022 | None
NE-HVAC-airHP-SpltPkg-65to134kBtuh-12p0eer-3p55cop | DEER2023 | D23 v1 | 2022-10-05 22:29 | Any | OfS | Ex | CZ05 | cDXHP | Cap-Tons | 34.8 | 10000 | None | 432 | 0.0521 | 0 | 31.6 | 0.0106 | 0 | [6 empty] | DEER:HVAC_Split-Package_HP | Annual | 20 | [13 empty] | CZ2022 | None
NE-HVAC-airHP-SpltPkg-65to134kBtuh-12p0eer-3p55cop | DEER2023 | D23 v1 | 2022-10-05 22:29 | Any | OfS | Ex | CZ06 | cDXHP | Cap-Tons | 37 | 10000 | None | 428 | 0.0578 | 0 | 49.4 | 0.0137 | 0 | [6 empty] | DEER:HVAC_Split-Package_HP | Annual | 20 | [13 empty] | CZ2022 | None
NE-HVAC-airHP-SpltPkg-65to134kBtuh-12p0eer-3p55cop | DEER2023 | D23 v1 | 2022-10-05 22:29 | Any | OfS | Ex | CZ07 | cDXHP | Cap-Tons | 36.2 | 10000 | None | 451 | 0.0559 | 0 | 41.4 | 0.0119 | 0 | [6 empty] | DEER:HVAC_Split-Package_HP | Annual | 20 | [13 empty] | CZ2022 | None
NE-HVAC-airHP-SpltPkg-65to134kBtuh-12p0eer-3p55cop | DEER2023 | D23 v1 | 2022-10-05 22:29 | Any | OfS | Ex | CZ08 | cDXHP | Cap-Tons | 33.5 | 10000 | None | 449 | 0.0632 | 0 | 67.3 | 0.0188 | 0 | [6 empty] | DEER:HVAC_Split-Package_HP | Annual | 20 | [13 empty] | CZ2022 | None
NE-HVAC-airHP-SpltPkg-65to134kBtuh-12p0eer-3p55cop | DEER2023 | D23 v1 | 2022-10-05 22:29 | Any | OfS | Ex | CZ09 | cDXHP | Cap-Tons | 38.7 | 10000 | None | 454 | 0.0696 | 0 | 56.2 | 0.0189 | 0 | [6 empty] | DEER:HVAC_Split-Package_HP | Annual | 20 | [13 empty] | CZ2022 | None
NE-HVAC-airHP-SpltPkg-65to134kBtuh-12p0eer-3p55cop | DEER2023 | D23 v1 | 2022-10-05 22:29 | Any | OfS | Ex | CZ10 | cDXHP | Cap-Tons | 34.2 | 10000 | None | 483 | 0.0735 | 0 | 67.7 | 0.0217 | 0 | [6 empty] | DEER:HVAC_Split-Package_HP | Annual | 20 | [13 empty] | CZ2022 | None
NE-HVAC-airHP-SpltPkg-65to134kBtuh-12p0eer-3p55cop | DEER2023 | D23 v1 | 2022-10-05 22:29 | Any | OfS | Ex | CZ11 | cDXHP | Cap-Tons | 36.2 | 10000 | None | 471 | 0.0834 | 0 | 64.2 | 0.0292 | 0 | [6 empty] | DEER:HVAC_Split-Package_HP | Annual | 20 | [13 empty] | CZ2022 | None
NE-HVAC-airHP-SpltPkg-65to134kBtuh-12p0eer-3p55cop | DEER2023 | D23 v1 | 2022-10-05 22:29 | Any | OfS | Ex | CZ12 | cDXHP | Cap-Tons | 33.6 | 10000 | None | 471 | 0.0804 | 0 | 55.7 | 0.0273 | 0 | [6 empty] | DEER:HVAC_Split-Package_HP | Annual | 20 | [13 empty] | CZ2022 | None
NE-HVAC-airHP-SpltPkg-65to134kBtuh-12p0eer-3p55cop | DEER2023 | D23 v1 | 2022-10-05 22:29 | Any | OfS | Ex | CZ13 | cDXHP | Cap-Tons | 36.9 | 10000 | None | 488 | 0.0829 | 0 | 67.5 | 0.0277 | 0 | [6 empty] | DEER:HVAC_Split-Package_HP | Annual | 20 | [13 empty] | CZ2022 | None
NE-HVAC-airHP-SpltPkg-65to134kBtuh-12p0eer-3p55cop | DEER2023 | D23 v1 | 2022-10-05 22:29 | Any | OfS | Ex | CZ14 | cDXHP | Cap-Tons | 36.7 | 10000 | None | 476 | 0.079 | 0 | 63.5 | 0.0245 | 0 | [6 empty] | DEER:HVAC_Split-Package_HP | Annual | 20 | [13 empty] | CZ2022 | None
NE-HVAC-airHP-SpltPkg-65to134kBtuh-12p0eer-3p55cop | DEER2023 | D23 v1 | 2022-10-05 22:29 | Any | OfS | Ex | CZ15 | cDXHP | Cap-Tons | 44.2 | 10000 | None | 508 | 0.0896 | 0 | 91.3 | 0.0304 | 0 | [6 empty] | DEER:HVAC_Split-Package_HP | Annual | 20 | [13 empty] | CZ2022 | None
NE-HVAC-airHP-SpltPkg-65to134kBtuh-12p0eer-3p55cop | DEER2023 | D23 v1 | 2022-10-05 22:29 | Any | OfS | Ex | CZ16 | cDXHP | Cap-Tons | 34.6 | 10000 | None | 480 | 0.0579 | 0 | 40.2 | 0.0141 | 0 | [6 empty] | DEER:HVAC_Split-Package_HP | Annual | 20 | [13 empty] | CZ2022 | None
NE-HVAC-airHP-SpltPkg-65to134kBtuh-12p0eer-3p55cop | DEER2023 | D23 v1 | 2022-10-05 22:29 | Any | OfS | Old | CZ01 | cDXHP | Cap-Tons | 42.8 | 10000 | None | 553 | 0.0809 | 0 | 17.6 | 0.00911 | 0 | [6 empty] | DEER:HVAC_Split-Package_HP | Annual | 20 | [13 empty] | CZ2022 | None
NE-HVAC-airHP-SpltPkg-65to134kBtuh-12p0eer-3p55cop | DEER2023 | D23 v1 | 2022-10-05 22:29 | Any | OfS | Old | CZ02 | cDXHP | Cap-Tons | 40 | 10000 | None | 568 | 0.0866 | 0 | 52.4 | 0.025 | 0 | [6 empty] | DEER:HVAC_Split-Package_HP | Annual | 20 | [13 empty] | CZ2022 | None
NE-HVAC-airHP-SpltPkg-65to134kBtuh-12p0eer-3p55cop | DEER2023 | D23 v1 | 2022-10-05 22:29 | Any | OfS | Old | CZ03 | cDXHP | Cap-Tons | 46.7 | 10000 | None | 581 | 0.0708 | 0 | 27.4 | 0.0148 | 0 | [6 empty] | DEER:HVAC_Split-Package_HP | Annual | 20 | [13 empty] | CZ2022 | None
NE-HVAC-airHP-SpltPkg-65to134kBtuh-12p0eer-3p55cop | DEER2023 | D23 v1 | 2022-10-05 22:29 | Any | OfS | Old | CZ04 | cDXHP | Cap-Tons | 40.3 | 10000 | None | 582 | 0.0889 | 0 | 57.1 | 0.0266 | 0 | [6 empty] | DEER:HVAC_Split-Package_HP | Annual | 20 | [13 empty] | CZ2022 | None
NE-HVAC-airHP-SpltPkg-65to134kBtuh-12p0eer-3p55cop | DEER2023 | D23 v1 | 2022-10-05 22:29 | Any | OfS | Old | CZ05 | cDXHP | Cap-Tons | 46.3 | 10000 | None | 574 | 0.0655 | 0 | 33.5 | 0.0117 | 0 | [6 empty] | DEER:HVAC_Split-Package_HP | Annual | 20 | [13 empty] | CZ2022 | None
NE-HVAC-airHP-SpltPkg-65to134kBtuh-12p0eer-3p55cop | DEER2023 | D23 v1 | 2022-10-05 22:29 | Any | OfS | Old | CZ06 | cDXHP | Cap-Tons | 48.7 | 10000 | None | 567 | 0.072 | 0 | 51.8 | 0.0147 | 0 | [6 empty] | DEER:HVAC_Split-Package_HP | Annual | 20 | [13 empty] | CZ2022 | None
NE-HVAC-airHP-SpltPkg-65to134kBtuh-12p0eer-3p55cop | DEER2023 | D23 v1 | 2022-10-05 22:29 | Any | OfS | Old | CZ07 | cDXHP | Cap-Tons | 47.3 | 10000 | None | 582 | 0.068 | 0 | 43.1 | 0.0122 | 0 | [6 empty] | DEER:HVAC_Split-Package_HP | Annual | 20 | [13 empty] | CZ2022 | None
NE-HVAC-airHP-SpltPkg-65to134kBtuh-12p0eer-3p55cop | DEER2023 | D23 v1 | 2022-10-05 22:29 | Any | OfS | Old | CZ08 | cDXHP | Cap-Tons | 42 | 10000 | None | 586 | 0.0796 | 0 | 72.9 | 0.0208 | 0 | [6 empty] | DEER:HVAC_Split-Package_HP | Annual | 20 | [13 empty] | CZ2022 | None
NE-HVAC-airHP-SpltPkg-65to134kBtuh-12p0eer-3p55cop | DEER2023 | D23 v1 | 2022-10-05 22:29 | Any | OfS | Old | CZ09 | cDXHP | Cap-Tons | 47.7 | 10000 | None | 586 | 0.0874 | 0 | 63.1 | 0.0221 | 0 | [6 empty] | DEER:HVAC_Split-Package_HP | Annual | 20 | [13 empty] | CZ2022 | None
NE-HVAC-airHP-SpltPkg-65to134kBtuh-12p0eer-3p55cop | DEER2023 | D23 v1 | 2022-10-05 22:29 | Any | OfS | Old | CZ10 | cDXHP | Cap-Tons | 45.6 | 10000 | None | 590 | 0.0901 | 0 | 74.2 | 0.0252 | 0 | [6 empty] | DEER:HVAC_Split-Package_HP | Annual | 20 | [13 empty] | CZ2022 | None
NE-HVAC-airHP-SpltPkg-65to134kBtuh-12p0eer-3p55cop | DEER2023 | D23 v1 | 2022-10-05 22:29 | Any | OfS | Old | CZ11 | cDXHP | Cap-Tons | 46.9 | 10000 | None | 576 | 0.105 | 0 | 71.3 | 0.0355 | 0 | [6 empty] | DEER:HVAC_Split-Package_HP | Annual | 20 | [13 empty] | CZ2022 | None
NE-HVAC-airHP-SpltPkg-65to134kBtuh-12p0eer-3p55cop | DEER2023 | D23 v1 | 2022-10-05 22:29 | Any | OfS | Old | CZ12 | cDXHP | Cap-Tons | 43.9 | 10000 | None | 585 | 0.101 | 0 | 61.4 | 0.0325 | 0 | [6 empty] | DEER:HVAC_Split-Package_HP | Annual | 20 | [13 empty] | CZ2022 | None
NE-HVAC-airHP-SpltPkg-65to134kBtuh-12p0eer-3p55cop | DEER2023 | D23 v1 | 2022-10-05 22:29 | Any | OfS | Old | CZ13 | cDXHP | Cap-Tons | 47.7 | 10000 | None | 596 | 0.104 | 0 | 74.5 | 0.0336 | 0 | [6 empty] | DEER:HVAC_Split-Package_HP | Annual | 20 | [13 empty] | CZ2022 | None
NE-HVAC-airHP-SpltPkg-65to134kBtuh-12p0eer-3p55cop | DEER2023 | D23 v1 | 2022-10-05 22:29 | Any | OfS | Old | CZ14 | cDXHP | Cap-Tons | 47.2 | 10000 | None | 598 | 0.0985 | 0 | 71.5 | 0.03 | 0 | [6 empty] | DEER:HVAC_Split-Package_HP | Annual | 20 | [13 empty] | CZ2022 | None
NE-HVAC-airHP-SpltPkg-65to134kBtuh-12p0eer-3p55cop | DEER2023 | D23 v1 | 2022-10-05 22:29 | Any | OfS | Old | CZ15 | cDXHP | Cap-Tons | 56.2 | 10000 | None | 618 | 0.111 | 0 | 101 | 0.037 | 0 | [6 empty] | DEER:HVAC_Split-Package_HP | Annual | 20 | [13 empty] | CZ2022 | None
NE-HVAC-airHP-SpltPkg-65to134kBtuh-12p0eer-3p55cop | DEER2023 | D23 v1 | 2022-10-05 22:29 | Any | OfS | Old | CZ16 | cDXHP | Cap-Tons | 47.9 | 10000 | None | 595 | 0.0709 | 0 | 40.9 | 0.0152 | 0 | [6 empty] | DEER:HVAC_Split-Package_HP | Annual | 20 | [13 empty] | CZ2022 | None
NE-HVAC-airHP-SpltPkg-65to134kBtuh-12p0eer-3p55cop | DEER2023 | D23 v1 | 2022-10-05 22:29 | Any | OfS | Rec | CZ01 | cDXHP | Cap-Tons | 27.3 | 10000 | None | 28.2 | 0.01 | 0 | 18.6 | 0.00824 | 0 | [6 empty] | DEER:HVAC_Split-Package_HP | Annual | 20 | [13 empty] | CZ2022 | None
NE-HVAC-airHP-SpltPkg-65to134kBtuh-12p0eer-3p55cop | DEER2023 | D23 v1 | 2022-10-05 22:29 | Any | OfS | Rec | CZ02 | cDXHP | Cap-Tons | 26.1 | 10000 | None | 59.2 | 0.0252 | 0 | 46.5 | 0.0207 | 0 | [6 empty] | DEER:HVAC_Split-Package_HP | Annual | 20 | [13 empty] | CZ2022 | None
NE-HVAC-airHP-SpltPkg-65to134kBtuh-12p0eer-3p55cop | DEER2023 | D23 v1 | 2022-10-05 22:29 | Any | OfS | Rec | CZ03 | cDXHP | Cap-Tons | 29.1 | 10000 | None | 34.2 | 0.0157 | 0 | 26.2 | 0.0129 | 0 | [6 empty] | DEER:HVAC_Split-Package_HP | Annual | 20 | [13 empty] | CZ2022 | None
NE-HVAC-airHP-SpltPkg-65to134kBtuh-12p0eer-3p55cop | DEER2023 | D23 v1 | 2022-10-05 22:29 | Any | OfS | Rec | CZ04 | cDXHP | Cap-Tons | 26.5 | 10000 | None | 63.9 | 0.0265 | 0 | 51.3 | 0.0218 | 0 | [6 empty] | DEER:HVAC_Split-Package_HP | Annual | 20 | [13 empty] | CZ2022 | None
NE-HVAC-airHP-SpltPkg-65to134kBtuh-12p0eer-3p55cop | DEER2023 | D23 v1 | 2022-10-05 22:29 | Any | OfS | Rec | CZ05 | cDXHP | Cap-Tons | 28.8 | 10000 | None | 41 | 0.013 | 0 | 32.1 | 0.0107 | 0 | [6 empty] | DEER:HVAC_Split-Package_HP | Annual | 20 | [13 empty] | CZ2022 | None
NE-HVAC-airHP-SpltPkg-65to134kBtuh-12p0eer-3p55cop | DEER2023 | D23 v1 | 2022-10-05 22:29 | Any | OfS | Rec | CZ06 | cDXHP | Cap-Tons | 30.7 | 10000 | None | 62.6 | 0.0169 | 0 | 50.8 | 0.0138 | 0 | [6 empty] | DEER:HVAC_Split-Package_HP | Annual | 20 | [13 empty] | CZ2022 | None
NE-HVAC-airHP-SpltPkg-65to134kBtuh-12p0eer-3p55cop | DEER2023 | D23 v1 | 2022-10-05 22:29 | Any | OfS | Rec | CZ07 | cDXHP | Cap-Tons | 30 | 10000 | None | 52.7 | 0.0149 | 0 | 42.8 | 0.0123 | 0 | [6 empty] | DEER:HVAC_Split-Package_HP | Annual | 20 | [13 empty] | CZ2022 | None
NE-HVAC-airHP-SpltPkg-65to134kBtuh-12p0eer-3p55cop | DEER2023 | D23 v1 | 2022-10-05 22:29 | Any | OfS | Rec | CZ08 | cDXHP | Cap-Tons | 28.7 | 10000 | None | 81.7 | 0.0224 | 0 | 66.7 | 0.0184 | 0 | [6 empty] | DEER:HVAC_Split-Package_HP | Annual | 20 | [13 empty] | CZ2022 | None
NE-HVAC-airHP-SpltPkg-65to134kBtuh-12p0eer-3p55cop | DEER2023 | D23 v1 | 2022-10-05 22:29 | Any | OfS | Rec | CZ09 | cDXHP | Cap-Tons | 32.9 | 10000 | None | 67.2 | 0.0219 | 0 | 54.9 | 0.018 | 0 | [6 empty] | DEER:HVAC_Split-Package_HP | Annual | 20 | [13 empty] | CZ2022 | None
NE-HVAC-airHP-SpltPkg-65to134kBtuh-12p0eer-3p55cop | DEER2023 | D23 v1 | 2022-10-05 22:29 | Any | OfS | Rec | CZ10 | cDXHP | Cap-Tons | 30.8 | 10000 | None | 81.2 | 0.0254 | 0 | 66.2 | 0.0209 | 0 | [6 empty] | DEER:HVAC_Split-Package_HP | Annual | 20 | [13 empty] | CZ2022 | None
NE-HVAC-airHP-SpltPkg-65to134kBtuh-12p0eer-3p55cop | DEER2023 | D23 v1 | 2022-10-05 22:29 | Any | OfS | Rec | CZ11 | cDXHP | Cap-Tons | 32.3 | 10000 | None | 77.5 | 0.033 | 0 | 62.1 | 0.0271 | 0 | [6 empty] | DEER:HVAC_Split-Package_HP | Annual | 20 | [13 empty] | CZ2022 | None
NE-HVAC-airHP-SpltPkg-65to134kBtuh-12p0eer-3p55cop | DEER2023 | D23 v1 | 2022-10-05 22:29 | Any | OfS | Rec | CZ12 | cDXHP | Cap-Tons | 30.2 | 10000 | None | 68.1 | 0.0314 | 0 | 54.3 | 0.0259 | 0 | [6 empty] | DEER:HVAC_Split-Package_HP | Annual | 20 | [13 empty] | CZ2022 | None
NE-HVAC-airHP-SpltPkg-65to134kBtuh-12p0eer-3p55cop | DEER2023 | D23 v1 | 2022-10-05 22:29 | Any | OfS | Rec | CZ13 | cDXHP | Cap-Tons | 33.3 | 10000 | None | 81.2 | 0.0317 | 0 | 65.4 | 0.0261 | 0 | [6 empty] | DEER:HVAC_Split-Package_HP | Annual | 20 | [13 empty] | CZ2022 | None
NE-HVAC-airHP-SpltPkg-65to134kBtuh-12p0eer-3p55cop | DEER2023 | D23 v1 | 2022-10-05 22:29 | Any | OfS | Rec | CZ14 | cDXHP | Cap-Tons | 33.4 | 10000 | None | 76.3 | 0.0285 | 0 | 61.5 | 0.0234 | 0 | [6 empty] | DEER:HVAC_Split-Package_HP | Annual | 20 | [13 empty] | CZ2022 | None
NE-HVAC-airHP-SpltPkg-65to134kBtuh-12p0eer-3p55cop | DEER2023 | D23 v1 | 2022-10-05 22:29 | Any | OfS | Rec | CZ15 | cDXHP | Cap-Tons | 40.1 | 10000 | None | 108 | 0.0338 | 0 | 88.4 | 0.0277 | 0 | [6 empty] | DEER:HVAC_Split-Package_HP | Annual | 20 | [13 empty] | CZ2022 | None
NE-HVAC-airHP-SpltPkg-65to134kBtuh-12p0eer-3p55cop | DEER2023 | D23 v1 | 2022-10-05 22:29 | Any | OfS | Rec | CZ16 | cDXHP | Cap-Tons | 30.6 | 10000 | None | 53.1 | 0.0159 | 0 | 38.3 | 0.0131 | 0 | [6 empty] | DEER:HVAC_Split-Package_HP | Annual | 20 | [13 empty] | CZ2022 | None
NE-HVAC-airHP-SpltPkg-65to134kBtuh-12p0eer-3p55cop | DEER2023 | D23 v1 | 2022-10-05 22:29 | Any | RFF | Ex | CZ01 | cDXHP | Cap-Tons | 6.84 | 2500 | None | 819 | 0.0849 | 0 | 46.2 | 0.0175 | 0 | [6 empty] | DEER:HVAC_Split-Package_HP | Annual | 20 | [13 empty] | CZ2022 | None
NE-HVAC-airHP-SpltPkg-65to134kBtuh-12p0eer-3p55cop | DEER2023 | D23 v1 | 2022-10-05 22:29 | Any | RFF | Ex | CZ02 | cDXHP | Cap-Tons | 6.71 | 2500 | None | 759 | 0.143 | 0 | 90.5 | 0.0552 | 0 | [6 empty] | DEER:HVAC_Split-Package_HP | Annual | 20 | [13 empty] | CZ2022 | None
NE-HVAC-airHP-SpltPkg-65to134kBtuh-12p0eer-3p55cop | DEER2023 | D23 v1 | 2022-10-05 22:29 | Any | RFF | Ex | CZ03 | cDXHP | Cap-Tons | 7.88 | 2500 | None | 639 | 0.12 | 0 | 47.6 | 0.0335 | 0 | [6 empty] | DEER:HVAC_Split-Package_HP | Annual | 20 | [13 empty] | CZ2022 | None
NE-HVAC-airHP-SpltPkg-65to134kBtuh-12p0eer-3p55cop | DEER2023 | D23 v1 | 2022-10-05 22:29 | Any | RFF | Ex | CZ04 | cDXHP | Cap-Tons | 7.12 | 2500 | None | 709 | 0.146 | 0 | 100 | 0.0626 | 0 | [6 empty] | DEER:HVAC_Split-Package_HP | Annual | 20 | [13 empty] | CZ2022 | None
NE-HVAC-airHP-SpltPkg-65to134kBtuh-12p0eer-3p55cop | DEER2023 | D23 v1 | 2022-10-05 22:29 | Any | RFF | Ex | CZ05 | cDXHP | Cap-Tons | 7.56 | 2500 | None | 658 | 0.107 | 0 | 53.8 | 0.0236 | 0 | [6 empty] | DEER:HVAC_Split-Package_HP | Annual | 20 | [13 empty] | CZ2022 | None
NE-HVAC-airHP-SpltPkg-65to134kBtuh-12p0eer-3p55cop | DEER2023 | D23 v1 | 2022-10-05 22:29 | Any | RFF | Ex | CZ06 | cDXHP | Cap-Tons | 8.78 | 2500 | None | 606 | 0.136 | 0 | 82.7 | 0.0377 | 0 | [6 empty] | DEER:HVAC_Split-Package_HP | Annual | 20 | [13 empty] | CZ2022 | None
NE-HVAC-airHP-SpltPkg-65to134kBtuh-12p0eer-3p55cop | DEER2023 | D23 v1 | 2022-10-05 22:29 | Any | RFF | Ex | CZ07 | cDXHP | Cap-Tons | 8.49 | 2500 | None | 602 | 0.119 | 0 | 74 | 0.0333 | 0 | [6 empty] | DEER:HVAC_Split-Package_HP | Annual | 20 | [13 empty] | CZ2022 | None
NE-HVAC-airHP-SpltPkg-65to134kBtuh-12p0eer-3p55cop | DEER2023 | D23 v1 | 2022-10-05 22:29 | Any | RFF | Ex | CZ08 | cDXHP | Cap-Tons | 7.86 | 2500 | None | 680 | 0.138 | 0 | 124 | 0.0504 | 0 | [6 empty] | DEER:HVAC_Split-Package_HP | Annual | 20 | [13 empty] | CZ2022 | None
NE-HVAC-airHP-SpltPkg-65to134kBtuh-12p0eer-3p55cop | DEER2023 | D23 v1 | 2022-10-05 22:29 | Any | RFF | Ex | CZ09 | cDXHP | Cap-Tons | 10.1 | 2500 | None | 711 | 0.168 | 0 | 91.1 | 0.0451 | 0 | [6 empty] | DEER:HVAC_Split-Package_HP | Annual | 20 | [13 empty] | CZ2022 | None
NE-HVAC-airHP-SpltPkg-65to134kBtuh-12p0eer-3p55cop | DEER2023 | D23 v1 | 2022-10-05 22:29 | Any | RFF | Ex | CZ10 | cDXHP | Cap-Tons | 8.8 | 2500 | None | 797 | 0.163 | 0 | 118 | 0.0589 | 0 | [6 empty] | DEER:HVAC_Split-Package_HP | Annual | 20 | [13 empty] | CZ2022 | None
NE-HVAC-airHP-SpltPkg-65to134kBtuh-12p0eer-3p55cop | DEER2023 | D23 v1 | 2022-10-05 22:29 | Any | RFF | Ex | CZ11 | cDXHP | Cap-Tons | 9.69 | 2500 | None | 816 | 0.177 | 0 | 116 | 0.0678 | 0 | [6 empty] | DEER:HVAC_Split-Package_HP | Annual | 20 | [13 empty] | CZ2022 | None
NE-HVAC-airHP-SpltPkg-65to134kBtuh-12p0eer-3p55cop | DEER2023 | D23 v1 | 2022-10-05 22:29 | Any | RFF | Ex | CZ12 | cDXHP | Cap-Tons | 8.65 | 2500 | None | 788 | 0.166 | 0 | 101 | 0.0691 | 0 | [6 empty] | DEER:HVAC_Split-Package_HP | Annual | 20 | [13 empty] | CZ2022 | None
NE-HVAC-airHP-SpltPkg-65to134kBtuh-12p0eer-3p55cop | DEER2023 | D23 v1 | 2022-10-05 22:29 | Any | RFF | Ex | CZ13 | cDXHP | Cap-Tons | 9.79 | 2500 | None | 828 | 0.17 | 0 | 127 | 0.0709 | 0 | [6 empty] | DEER:HVAC_Split-Package_HP | Annual | 20 | [13 empty] | CZ2022 | None
NE-HVAC-airHP-SpltPkg-65to134kBtuh-12p0eer-3p55cop | DEER2023 | D23 v1 | 2022-10-05 22:29 | Any | RFF | Ex | CZ14 | cDXHP | Cap-Tons | 9.78 | 2500 | None | 838 | 0.188 | 0 | 108 | 0.0591 | 0 | [6 empty] | DEER:HVAC_Split-Package_HP | Annual | 20 | [13 empty] | CZ2022 | None
NE-HVAC-airHP-SpltPkg-65to134kBtuh-12p0eer-3p55cop | DEER2023 | D23 v1 | 2022-10-05 22:29 | Any | RFF | Ex | CZ15 | cDXHP | Cap-Tons | 13.2 | 2500 | None | 895 | 0.213 | 0 | 148 | 0.0693 | 0 | [6 empty] | DEER:HVAC_Split-Package_HP | Annual | 20 | [13 empty] | CZ2022 | None
NE-HVAC-airHP-SpltPkg-65to134kBtuh-12p0eer-3p55cop | DEER2023 | D23 v1 | 2022-10-05 22:29 | Any | RFF | Ex | CZ16 | cDXHP | Cap-Tons | 8.36 | 2500 | None | 1010 | 0.135 | 0 | 84.7 | 0.0346 | 0 | [6 empty] | DEER:HVAC_Split-Package_HP | Annual | 20 | [13 empty] | CZ2022 | None
NE-HVAC-airHP-SpltPkg-65to134kBtuh-12p0eer-3p55cop | DEER2023 | D23 v1 | 2022-10-05 22:29 | Any | RFF | Old | CZ01 | cDXHP | Cap-Tons | 7.85 | 2500 | None | 955 | 0.122 | 0 | 44.9 | 0.0189 | 0 | [6 empty] | DEER:HVAC_Split-Package_HP | Annual | 20 | [13 empty] | CZ2022 | None
NE-HVAC-airHP-SpltPkg-65to134kBtuh-12p0eer-3p55cop | DEER2023 | D23 v1 | 2022-10-05 22:29 | Any | RFF | Old | CZ02 | cDXHP | Cap-Tons | 7.77 | 2500 | None | 917 | 0.172 | 0 | 93.1 | 0.0566 | 0 | [6 empty] | DEER:HVAC_Split-Package_HP | Annual | 20 | [13 empty] | CZ2022 | None
NE-HVAC-airHP-SpltPkg-65to134kBtuh-12p0eer-3p55cop | DEER2023 | D23 v1 | 2022-10-05 22:29 | Any | RFF | Old | CZ03 | cDXHP | Cap-Tons | 8.85 | 2500 | None | 800 | 0.151 | 0 | 49.6 | 0.035 | 0 | [6 empty] | DEER:HVAC_Split-Package_HP | Annual | 20 | [13 empty] | CZ2022 | None
NE-HVAC-airHP-SpltPkg-65to134kBtuh-12p0eer-3p55cop | DEER2023 | D23 v1 | 2022-10-05 22:29 | Any | RFF | Old | CZ04 | cDXHP | Cap-Tons | 7.98 | 2500 | None | 870 | 0.172 | 0 | 103 | 0.0643 | 0 | [6 empty] | DEER:HVAC_Split-Package_HP | Annual | 20 | [13 empty] | CZ2022 | None
NE-HVAC-airHP-SpltPkg-65to134kBtuh-12p0eer-3p55cop | DEER2023 | D23 v1 | 2022-10-05 22:29 | Any | RFF | Old | CZ05 | cDXHP | Cap-Tons | 8.5 | 2500 | None | 800 | 0.136 | 0 | 56 | 0.0247 | 0 | [6 empty] | DEER:HVAC_Split-Package_HP | Annual | 20 | [13 empty] | CZ2022 | None
NE-HVAC-airHP-SpltPkg-65to134kBtuh-12p0eer-3p55cop | DEER2023 | D23 v1 | 2022-10-05 22:29 | Any | RFF | Old | CZ06 | cDXHP | Cap-Tons | 9.63 | 2500 | None | 789 | 0.17 | 0 | 87.9 | 0.039 | 0 | [6 empty] | DEER:HVAC_Split-Package_HP | Annual | 20 | [13 empty] | CZ2022 | None
NE-HVAC-airHP-SpltPkg-65to134kBtuh-12p0eer-3p55cop | DEER2023 | D23 v1 | 2022-10-05 22:29 | Any | RFF | Old | CZ07 | cDXHP | Cap-Tons | 9.31 | 2500 | None | 773 | 0.149 | 0 | 77.6 | 0.0339 | 0 | [6 empty] | DEER:HVAC_Split-Package_HP | Annual | 20 | [13 empty] | CZ2022 | None
NE-HVAC-airHP-SpltPkg-65to134kBtuh-12p0eer-3p55cop | DEER2023 | D23 v1 | 2022-10-05 22:29 | Any | RFF | Old | CZ08 | cDXHP | Cap-Tons | 8.53 | 2500 | None | 871 | 0.17 | 0 | 129 | 0.052 | 0 | [6 empty] | DEER:HVAC_Split-Package_HP | Annual | 20 | [13 empty] | CZ2022 | None
NE-HVAC-airHP-SpltPkg-65to134kBtuh-12p0eer-3p55cop | DEER2023 | D23 v1 | 2022-10-05 22:29 | Any | RFF | Old | CZ09 | cDXHP | Cap-Tons | 11 | 2500 | None | 891 | 0.198 | 0 | 95.4 | 0.0473 | 0 | [6 empty] | DEER:HVAC_Split-Package_HP | Annual | 20 | [13 empty] | CZ2022 | None
NE-HVAC-airHP-SpltPkg-65to134kBtuh-12p0eer-3p55cop | DEER2023 | D23 v1 | 2022-10-05 22:29 | Any | RFF | Old | CZ10 | cDXHP | Cap-Tons | 10.1 | 2500 | None | 932 | 0.188 | 0 | 119 | 0.0588 | 0 | [6 empty] | DEER:HVAC_Split-Package_HP | Annual | 20 | [13 empty] | CZ2022 | None
NE-HVAC-airHP-SpltPkg-65to134kBtuh-12p0eer-3p55cop | DEER2023 | D23 v1 | 2022-10-05 22:29 | Any | RFF | Old | CZ11 | cDXHP | Cap-Tons | 11 | 2500 | None | 977 | 0.208 | 0 | 119 | 0.0695 | 0 | [6 empty] | DEER:HVAC_Split-Package_HP | Annual | 20 | [13 empty] | CZ2022 | None
NE-HVAC-airHP-SpltPkg-65to134kBtuh-12p0eer-3p55cop | DEER2023 | D23 v1 | 2022-10-05 22:29 | Any | RFF | Old | CZ12 | cDXHP | Cap-Tons | 9.74 | 2500 | None | 943 | 0.192 | 0 | 103 | 0.0706 | 0 | [6 empty] | DEER:HVAC_Split-Package_HP | Annual | 20 | [13 empty] | CZ2022 | None
NE-HVAC-airHP-SpltPkg-65to134kBtuh-12p0eer-3p55cop | DEER2023 | D23 v1 | 2022-10-05 22:29 | Any | RFF | Old | CZ13 | cDXHP | Cap-Tons | 11 | 2500 | None | 998 | 0.201 | 0 | 129 | 0.0723 | 0 | [6 empty] | DEER:HVAC_Split-Package_HP | Annual | 20 | [13 empty] | CZ2022 | None
NE-HVAC-airHP-SpltPkg-65to134kBtuh-12p0eer-3p55cop | DEER2023 | D23 v1 | 2022-10-05 22:29 | Any | RFF | Old | CZ14 | cDXHP | Cap-Tons | 11 | 2500 | None | 968 | 0.213 | 0 | 112 | 0.0611 | 0 | [6 empty] | DEER:HVAC_Split-Package_HP | Annual | 20 | [13 empty] | CZ2022 | None
NE-HVAC-airHP-SpltPkg-65to134kBtuh-12p0eer-3p55cop | DEER2023 | D23 v1 | 2022-10-05 22:29 | Any | RFF | Old | CZ15 | cDXHP | Cap-Tons | 14.5 | 2500 | None | 1040 | 0.24 | 0 | 154 | 0.0715 | 0 | [6 empty] | DEER:HVAC_Split-Package_HP | Annual | 20 | [13 empty] | CZ2022 | None
NE-HVAC-airHP-SpltPkg-65to134kBtuh-12p0eer-3p55cop | DEER2023 | D23 v1 | 2022-10-05 22:29 | Any | RFF | Old | CZ16 | cDXHP | Cap-Tons | 9.66 | 2500 | None | 1120 | 0.156 | 0 | 85.8 | 0.0359 | 0 | [6 empty] | DEER:HVAC_Split-Package_HP | Annual | 20 | [13 empty] | CZ2022 | None
NE-HVAC-airHP-SpltPkg-65to134kBtuh-12p0eer-3p55cop | DEER2023 | D23 v1 | 2022-10-05 22:29 | Any | RFF | Rec | CZ01 | cDXHP | Cap-Tons | 6.46 | 2500 | None | 87.6 | 0.0195 | 0 | 51.8 | 0.0161 | 0 | [6 empty] | DEER:HVAC_Split-Package_HP | Annual | 20 | [13 empty] | CZ2022 | None
NE-HVAC-airHP-SpltPkg-65to134kBtuh-12p0eer-3p55cop | DEER2023 | D23 v1 | 2022-10-05 22:29 | Any | RFF | Rec | CZ02 | cDXHP | Cap-Tons | 6.52 | 2500 | None | 124 | 0.0649 | 0 | 89.4 | 0.0532 | 0 | [6 empty] | DEER:HVAC_Split-Package_HP | Annual | 20 | [13 empty] | CZ2022 | None
NE-HVAC-airHP-SpltPkg-65to134kBtuh-12p0eer-3p55cop | DEER2023 | D23 v1 | 2022-10-05 22:29 | Any | RFF | Rec | CZ03 | cDXHP | Cap-Tons | 7.34 | 2500 | None | 68.2 | 0.0398 | 0 | 47.6 | 0.0327 | 0 | [6 empty] | DEER:HVAC_Split-Package_HP | Annual | 20 | [13 empty] | CZ2022 | None
NE-HVAC-airHP-SpltPkg-65to134kBtuh-12p0eer-3p55cop | DEER2023 | D23 v1 | 2022-10-05 22:29 | Any | RFF | Rec | CZ04 | cDXHP | Cap-Tons | 6.68 | 2500 | None | 129 | 0.0753 | 0 | 98.3 | 0.0618 | 0 | [6 empty] | DEER:HVAC_Split-Package_HP | Annual | 20 | [13 empty] | CZ2022 | None
NE-HVAC-airHP-SpltPkg-65to134kBtuh-12p0eer-3p55cop | DEER2023 | D23 v1 | 2022-10-05 22:29 | Any | RFF | Rec | CZ05 | cDXHP | Cap-Tons | 6.95 | 2500 | None | 74.7 | 0.0283 | 0 | 53.8 | 0.0232 | 0 | [6 empty] | DEER:HVAC_Split-Package_HP | Annual | 20 | [13 empty] | CZ2022 | None
NE-HVAC-airHP-SpltPkg-65to134kBtuh-12p0eer-3p55cop | DEER2023 | D23 v1 | 2022-10-05 22:29 | Any | RFF | Rec | CZ06 | cDXHP | Cap-Tons | 8.05 | 2500 | None | 104 | 0.0461 | 0 | 81.9 | 0.0379 | 0 | [6 empty] | DEER:HVAC_Split-Package_HP | Annual | 20 | [13 empty] | CZ2022 | None
NE-HVAC-airHP-SpltPkg-65to134kBtuh-12p0eer-3p55cop | DEER2023 | D23 v1 | 2022-10-05 22:29 | Any | RFF | Rec | CZ07 | cDXHP | Cap-Tons | 7.83 | 2500 | None | 91.2 | 0.0404 | 0 | 72.9 | 0.0332 | 0 | [6 empty] | DEER:HVAC_Split-Package_HP | Annual | 20 | [13 empty] | CZ2022 | None
NE-HVAC-airHP-SpltPkg-65to134kBtuh-12p0eer-3p55cop | DEER2023 | D23 v1 | 2022-10-05 22:29 | Any | RFF | Rec | CZ08 | cDXHP | Cap-Tons | 7.35 | 2500 | None | 151 | 0.061 | 0 | 121 | 0.0501 | 0 | [6 empty] | DEER:HVAC_Split-Package_HP | Annual | 20 | [13 empty] | CZ2022 | None
NE-HVAC-airHP-SpltPkg-65to134kBtuh-12p0eer-3p55cop | DEER2023 | D23 v1 | 2022-10-05 22:29 | Any | RFF | Rec | CZ09 | cDXHP | Cap-Tons | 9.49 | 2500 | None | 112 | 0.0536 | 0 | 88.8 | 0.0441 | 0 | [6 empty] | DEER:HVAC_Split-Package_HP | Annual | 20 | [13 empty] | CZ2022 | None
NE-HVAC-airHP-SpltPkg-65to134kBtuh-12p0eer-3p55cop | DEER2023 | D23 v1 | 2022-10-05 22:29 | Any | RFF | Rec | CZ10 | cDXHP | Cap-Tons | 8.53 | 2500 | None | 144 | 0.0702 | 0 | 114 | 0.0576 | 0 | [6 empty] | DEER:HVAC_Split-Package_HP | Annual | 20 | [13 empty] | CZ2022 | None
NE-HVAC-airHP-SpltPkg-65to134kBtuh-12p0eer-3p55cop | DEER2023 | D23 v1 | 2022-10-05 22:29 | Any | RFF | Rec | CZ11 | cDXHP | Cap-Tons | 9.05 | 2500 | None | 148 | 0.0807 | 0 | 114 | 0.0663 | 0 | [6 empty] | DEER:HVAC_Split-Package_HP | Annual | 20 | [13 empty] | CZ2022 | None
NE-HVAC-airHP-SpltPkg-65to134kBtuh-12p0eer-3p55cop | DEER2023 | D23 v1 | 2022-10-05 22:29 | Any | RFF | Rec | CZ12 | cDXHP | Cap-Tons | 8.23 | 2500 | None | 131 | 0.0829 | 0 | 99.5 | 0.0681 | 0 | [6 empty] | DEER:HVAC_Split-Package_HP | Annual | 20 | [13 empty] | CZ2022 | None
NE-HVAC-airHP-SpltPkg-65to134kBtuh-12p0eer-3p55cop | DEER2023 | D23 v1 | 2022-10-05 22:29 | Any | RFF | Rec | CZ13 | cDXHP | Cap-Tons | 9.24 | 2500 | None | 159 | 0.0847 | 0 | 124 | 0.0695 | 0 | [6 empty] | DEER:HVAC_Split-Package_HP | Annual | 20 | [13 empty] | CZ2022 | None
NE-HVAC-airHP-SpltPkg-65to134kBtuh-12p0eer-3p55cop | DEER2023 | D23 v1 | 2022-10-05 22:29 | Any | RFF | Rec | CZ14 | cDXHP | Cap-Tons | 9.11 | 2500 | None | 137 | 0.0693 | 0 | 106 | 0.0569 | 0 | [6 empty] | DEER:HVAC_Split-Package_HP | Annual | 20 | [13 empty] | CZ2022 | None
NE-HVAC-airHP-SpltPkg-65to134kBtuh-12p0eer-3p55cop | DEER2023 | D23 v1 | 2022-10-05 22:29 | Any | RFF | Rec | CZ15 | cDXHP | Cap-Tons | 12.4 | 2500 | None | 176 | 0.0812 | 0 | 144 | 0.0667 | 0 | [6 empty] | DEER:HVAC_Split-Package_HP | Annual | 20 | [13 empty] | CZ2022 | None
NE-HVAC-airHP-SpltPkg-65to134kBtuh-12p0eer-3p55cop | DEER2023 | D23 v1 | 2022-10-05 22:29 | Any | RFF | Rec | CZ16 | cDXHP | Cap-Tons | 7.61 | 2500 | None | 129 | 0.0404 | 0 | 85.2 | 0.0333 | 0 | [6 empty] | DEER:HVAC_Split-Package_HP | Annual | 20 | [13 empty] | CZ2022 | None
NE-HVAC-airHP-SpltPkg-65to134kBtuh-12p0eer-3p55cop | DEER2023 | D23 v1 | 2022-10-05 22:29 | Any | RSD | Ex | CZ01 | cDXHP | Cap-Tons | 11.9 | 5600 | None | 544 | 0.0768 | 0 | 29.4 | 0.0177 | 0 | [6 empty] | DEER:HVAC_Split-Package_HP | Annual | 20 | [13 empty] | CZ2022 | None
NE-HVAC-airHP-SpltPkg-65to134kBtuh-12p0eer-3p55cop | DEER2023 | D23 v1 | 2022-10-05 22:29 | Any | RSD | Ex | CZ02 | cDXHP | Cap-Tons | 12.3 | 5600 | None | 528 | 0.156 | 0 | 75.3 | 0.05 | 0 | [6 empty] | DEER:HVAC_Split-Package_HP | Annual | 20 | [13 empty] | CZ2022 | None
NE-HVAC-airHP-SpltPkg-65to134kBtuh-12p0eer-3p55cop | DEER2023 | D23 v1 | 2022-10-05 22:29 | Any | RSD | Ex | CZ03 | cDXHP | Cap-Tons | 13.4 | 5600 | None | 448 | 0.119 | 0 | 46.1 | 0.0348 | 0 | [6 empty] | DEER:HVAC_Split-Package_HP | Annual | 20 | [13 empty] | CZ2022 | None
NE-HVAC-airHP-SpltPkg-65to134kBtuh-12p0eer-3p55cop | DEER2023 | D23 v1 | 2022-10-05 22:29 | Any | RSD | Ex | CZ04 | cDXHP | Cap-Tons | 13 | 5600 | None | 527 | 0.157 | 0 | 90.6 | 0.0591 | 0 | [6 empty] | DEER:HVAC_Split-Package_HP | Annual | 20 | [13 empty] | CZ2022 | None
NE-HVAC-airHP-SpltPkg-65to134kBtuh-12p0eer-3p55cop | DEER2023 | D23 v1 | 2022-10-05 22:29 | Any | RSD | Ex | CZ05 | cDXHP | Cap-Tons | 13.4 | 5600 | None | 454 | 0.0993 | 0 | 51.3 | 0.0237 | 0 | [6 empty] | DEER:HVAC_Split-Package_HP | Annual | 20 | [13 empty] | CZ2022 | None
NE-HVAC-airHP-SpltPkg-65to134kBtuh-12p0eer-3p55cop | DEER2023 | D23 v1 | 2022-10-05 22:29 | Any | RSD | Ex | CZ06 | cDXHP | Cap-Tons | 15 | 5600 | None | 455 | 0.135 | 0 | 87.4 | 0.0405 | 0 | [6 empty] | DEER:HVAC_Split-Package_HP | Annual | 20 | [13 empty] | CZ2022 | None
NE-HVAC-airHP-SpltPkg-65to134kBtuh-12p0eer-3p55cop | DEER2023 | D23 v1 | 2022-10-05 22:29 | Any | RSD | Ex | CZ07 | cDXHP | Cap-Tons | 14.5 | 5600 | None | 435 | 0.114 | 0 | 78.3 | 0.036 | 0 | [6 empty] | DEER:HVAC_Split-Package_HP | Annual | 20 | [13 empty] | CZ2022 | None
NE-HVAC-airHP-SpltPkg-65to134kBtuh-12p0eer-3p55cop | DEER2023 | D23 v1 | 2022-10-05 22:29 | Any | RSD | Ex | CZ08 | cDXHP | Cap-Tons | 15 | 5600 | None | 523 | 0.145 | 0 | 108 | 0.0455 | 0 | [6 empty] | DEER:HVAC_Split-Package_HP | Annual | 20 | [13 empty] | CZ2022 | None
NE-HVAC-airHP-SpltPkg-65to134kBtuh-12p0eer-3p55cop | DEER2023 | D23 v1 | 2022-10-05 22:29 | Any | RSD | Ex | CZ09 | cDXHP | Cap-Tons | 18.8 | 5600 | None | 554 | 0.178 | 0 | 81.6 | 0.0416 | 0 | [6 empty] | DEER:HVAC_Split-Package_HP | Annual | 20 | [13 empty] | CZ2022 | None
NE-HVAC-airHP-SpltPkg-65to134kBtuh-12p0eer-3p55cop | DEER2023 | D23 v1 | 2022-10-05 22:29 | Any | RSD | Ex | CZ10 | cDXHP | Cap-Tons | 16.3 | 5600 | None | 615 | 0.18 | 0 | 102 | 0.053 | 0 | [6 empty] | DEER:HVAC_Split-Package_HP | Annual | 20 | [13 empty] | CZ2022 | None
NE-HVAC-airHP-SpltPkg-65to134kBtuh-12p0eer-3p55cop | DEER2023 | D23 v1 | 2022-10-05 22:29 | Any | RSD | Ex | CZ11 | cDXHP | Cap-Tons | 18 | 5600 | None | 631 | 0.2 | 0 | 94.6 | 0.0617 | 0 | [6 empty] | DEER:HVAC_Split-Package_HP | Annual | 20 | [13 empty] | CZ2022 | None
NE-HVAC-airHP-SpltPkg-65to134kBtuh-12p0eer-3p55cop | DEER2023 | D23 v1 | 2022-10-05 22:29 | Any | RSD | Ex | CZ12 | cDXHP | Cap-Tons | 15.9 | 5600 | None | 601 | 0.186 | 0 | 85.9 | 0.0632 | 0 | [6 empty] | DEER:HVAC_Split-Package_HP | Annual | 20 | [13 empty] | CZ2022 | None
NE-HVAC-airHP-SpltPkg-65to134kBtuh-12p0eer-3p55cop | DEER2023 | D23 v1 | 2022-10-05 22:29 | Any | RSD | Ex | CZ13 | cDXHP | Cap-Tons | 18.2 | 5600 | None | 648 | 0.189 | 0 | 105 | 0.0656 | 0 | [6 empty] | DEER:HVAC_Split-Package_HP | Annual | 20 | [13 empty] | CZ2022 | None
NE-HVAC-airHP-SpltPkg-65to134kBtuh-12p0eer-3p55cop | DEER2023 | D23 v1 | 2022-10-05 22:29 | Any | RSD | Ex | CZ14 | cDXHP | Cap-Tons | 18.4 | 5600 | None | 636 | 0.209 | 0 | 87.9 | 0.053 | 0 | [6 empty] | DEER:HVAC_Split-Package_HP | Annual | 20 | [13 empty] | CZ2022 | None
NE-HVAC-airHP-SpltPkg-65to134kBtuh-12p0eer-3p55cop | DEER2023 | D23 v1 | 2022-10-05 22:29 | Any | RSD | Ex | CZ15 | cDXHP | Cap-Tons | 24.7 | 5600 | None | 712 | 0.242 | 0 | 122 | 0.0622 | 0 | [6 empty] | DEER:HVAC_Split-Package_HP | Annual | 20 | [13 empty] | CZ2022 | None
NE-HVAC-airHP-SpltPkg-65to134kBtuh-12p0eer-3p55cop | DEER2023 | D23 v1 | 2022-10-05 22:29 | Any | RSD | Ex | CZ16 | cDXHP | Cap-Tons | 13.6 | 5600 | None | 806 | 0.139 | 0 | 67.2 | 0.0341 | 0 | [6 empty] | DEER:HVAC_Split-Package_HP | Annual | 20 | [13 empty] | CZ2022 | None
NE-HVAC-airHP-SpltPkg-65to134kBtuh-12p0eer-3p55cop | DEER2023 | D23 v1 | 2022-10-05 22:29 | Any | RSD | Old | CZ01 | cDXHP | Cap-Tons | 13.1 | 5600 | None | 693 | 0.0989 | 0 | 27.2 | 0.019 | 0 | [6 empty] | DEER:HVAC_Split-Package_HP | Annual | 20 | [13 empty] | CZ2022 | None
NE-HVAC-airHP-SpltPkg-65to134kBtuh-12p0eer-3p55cop | DEER2023 | D23 v1 | 2022-10-05 22:29 | Any | RSD | Old | CZ02 | cDXHP | Cap-Tons | 13.7 | 5600 | None | 657 | 0.188 | 0 | 76 | 0.0506 | 0 | [6 empty] | DEER:HVAC_Split-Package_HP | Annual | 20 | [13 empty] | CZ2022 | None
NE-HVAC-airHP-SpltPkg-65to134kBtuh-12p0eer-3p55cop | DEER2023 | D23 v1 | 2022-10-05 22:29 | Any | RSD | Old | CZ03 | cDXHP | Cap-Tons | 14.2 | 5600 | None | 564 | 0.148 | 0 | 46.2 | 0.0351 | 0 | [6 empty] | DEER:HVAC_Split-Package_HP | Annual | 20 | [13 empty] | CZ2022 | None
NE-HVAC-airHP-SpltPkg-65to134kBtuh-12p0eer-3p55cop | DEER2023 | D23 v1 | 2022-10-05 22:29 | Any | RSD | Old | CZ04 | cDXHP | Cap-Tons | 13.8 | 5600 | None | 647 | 0.19 | 0 | 90.1 | 0.0594 | 0 | [6 empty] | DEER:HVAC_Split-Package_HP | Annual | 20 | [13 empty] | CZ2022 | None
NE-HVAC-airHP-SpltPkg-65to134kBtuh-12p0eer-3p55cop | DEER2023 | D23 v1 | 2022-10-05 22:29 | Any | RSD | Old | CZ05 | cDXHP | Cap-Tons | 14 | 5600 | None | 555 | 0.121 | 0 | 51.7 | 0.0238 | 0 | [6 empty] | DEER:HVAC_Split-Package_HP | Annual | 20 | [13 empty] | CZ2022 | None
NE-HVAC-airHP-SpltPkg-65to134kBtuh-12p0eer-3p55cop | DEER2023 | D23 v1 | 2022-10-05 22:29 | Any | RSD | Old | CZ06 | cDXHP | Cap-Tons | 15.4 | 5600 | None | 577 | 0.171 | 0 | 89.5 | 0.0411 | 0 | [6 empty] | DEER:HVAC_Split-Package_HP | Annual | 20 | [13 empty] | CZ2022 | None
NE-HVAC-airHP-SpltPkg-65to134kBtuh-12p0eer-3p55cop | DEER2023 | D23 v1 | 2022-10-05 22:29 | Any | RSD | Old | CZ07 | cDXHP | Cap-Tons | 14.9 | 5600 | None | 543 | 0.141 | 0 | 79.3 | 0.0362 | 0 | [6 empty] | DEER:HVAC_Split-Package_HP | Annual | 20 | [13 empty] | CZ2022 | None
NE-HVAC-airHP-SpltPkg-65to134kBtuh-12p0eer-3p55cop | DEER2023 | D23 v1 | 2022-10-05 22:29 | Any | RSD | Old | CZ08 | cDXHP | Cap-Tons | 15.3 | 5600 | None | 659 | 0.182 | 0 | 110 | 0.0461 | 0 | [6 empty] | DEER:HVAC_Split-Package_HP | Annual | 20 | [13 empty] | CZ2022 | None
NE-HVAC-airHP-SpltPkg-65to134kBtuh-12p0eer-3p55cop | DEER2023 | D23 v1 | 2022-10-05 22:29 | Any | RSD | Old | CZ09 | cDXHP | Cap-Tons | 19.6 | 5600 | None | 680 | 0.217 | 0 | 81.7 | 0.0421 | 0 | [6 empty] | DEER:HVAC_Split-Package_HP | Annual | 20 | [13 empty] | CZ2022 | None
NE-HVAC-airHP-SpltPkg-65to134kBtuh-12p0eer-3p55cop | DEER2023 | D23 v1 | 2022-10-05 22:29 | Any | RSD | Old | CZ10 | cDXHP | Cap-Tons | 18 | 5600 | None | 720 | 0.205 | 0 | 102 | 0.0536 | 0 | [6 empty] | DEER:HVAC_Split-Package_HP | Annual | 20 | [13 empty] | CZ2022 | None
NE-HVAC-airHP-SpltPkg-65to134kBtuh-12p0eer-3p55cop | DEER2023 | D23 v1 | 2022-10-05 22:29 | Any | RSD | Old | CZ11 | cDXHP | Cap-Tons | 19.6 | 5600 | None | 760 | 0.236 | 0 | 96.5 | 0.0629 | 0 | [6 empty] | DEER:HVAC_Split-Package_HP | Annual | 20 | [13 empty] | CZ2022 | None
NE-HVAC-airHP-SpltPkg-65to134kBtuh-12p0eer-3p55cop | DEER2023 | D23 v1 | 2022-10-05 22:29 | Any | RSD | Old | CZ12 | cDXHP | Cap-Tons | 17.3 | 5600 | None | 723 | 0.218 | 0 | 87.2 | 0.0642 | 0 | [6 empty] | DEER:HVAC_Split-Package_HP | Annual | 20 | [13 empty] | CZ2022 | None
NE-HVAC-airHP-SpltPkg-65to134kBtuh-12p0eer-3p55cop | DEER2023 | D23 v1 | 2022-10-05 22:29 | Any | RSD | Old | CZ13 | cDXHP | Cap-Tons | 19.7 | 5600 | None | 781 | 0.225 | 0 | 107 | 0.0666 | 0 | [6 empty] | DEER:HVAC_Split-Package_HP | Annual | 20 | [13 empty] | CZ2022 | None
NE-HVAC-airHP-SpltPkg-65to134kBtuh-12p0eer-3p55cop | DEER2023 | D23 v1 | 2022-10-05 22:29 | Any | RSD | Old | CZ14 | cDXHP | Cap-Tons | 19.9 | 5600 | None | 738 | 0.237 | 0 | 90.1 | 0.0543 | 0 | [6 empty] | DEER:HVAC_Split-Package_HP | Annual | 20 | [13 empty] | CZ2022 | None
NE-HVAC-airHP-SpltPkg-65to134kBtuh-12p0eer-3p55cop | DEER2023 | D23 v1 | 2022-10-05 22:29 | Any | RSD | Old | CZ15 | cDXHP | Cap-Tons | 26.6 | 5600 | None | 827 | 0.274 | 0 | 124 | 0.0636 | 0 | [6 empty] | DEER:HVAC_Split-Package_HP | Annual | 20 | [13 empty] | CZ2022 | None
NE-HVAC-airHP-SpltPkg-65to134kBtuh-12p0eer-3p55cop | DEER2023 | D23 v1 | 2022-10-05 22:29 | Any | RSD | Old | CZ16 | cDXHP | Cap-Tons | 15.1 | 5600 | None | 906 | 0.161 | 0 | 67.6 | 0.0347 | 0 | [6 empty] | DEER:HVAC_Split-Package_HP | Annual | 20 | [13 empty] | CZ2022 | None
NE-HVAC-airHP-SpltPkg-65to134kBtuh-12p0eer-3p55cop | DEER2023 | D23 v1 | 2022-10-05 22:29 | Any | RSD | Rec | CZ01 | cDXHP | Cap-Tons | 10.9 | 5600 | None | 60.8 | 0.0193 | 0 | 37.1 | 0.0157 | 0 | [6 empty] | DEER:HVAC_Split-Package_HP | Annual | 20 | [13 empty] | CZ2022 | None
NE-HVAC-airHP-SpltPkg-65to134kBtuh-12p0eer-3p55cop | DEER2023 | D23 v1 | 2022-10-05 22:29 | Any | RSD | Rec | CZ02 | cDXHP | Cap-Tons | 11.6 | 5600 | None | 95.1 | 0.0606 | 0 | 73.8 | 0.0498 | 0 | [6 empty] | DEER:HVAC_Split-Package_HP | Annual | 20 | [13 empty] | CZ2022 | None
NE-HVAC-airHP-SpltPkg-65to134kBtuh-12p0eer-3p55cop | DEER2023 | D23 v1 | 2022-10-05 22:29 | Any | RSD | Rec | CZ03 | cDXHP | Cap-Tons | 11.9 | 5600 | None | 57.7 | 0.0409 | 0 | 44 | 0.0337 | 0 | [6 empty] | DEER:HVAC_Split-Package_HP | Annual | 20 | [13 empty] | CZ2022 | None
NE-HVAC-airHP-SpltPkg-65to134kBtuh-12p0eer-3p55cop | DEER2023 | D23 v1 | 2022-10-05 22:29 | Any | RSD | Rec | CZ04 | cDXHP | Cap-Tons | 11.6 | 5600 | None | 109 | 0.0711 | 0 | 87.6 | 0.0583 | 0 | [6 empty] | DEER:HVAC_Split-Package_HP | Annual | 20 | [13 empty] | CZ2022 | None
NE-HVAC-airHP-SpltPkg-65to134kBtuh-12p0eer-3p55cop | DEER2023 | D23 v1 | 2022-10-05 22:29 | Any | RSD | Rec | CZ05 | cDXHP | Cap-Tons | 11.7 | 5600 | None | 62.6 | 0.0276 | 0 | 48.6 | 0.0227 | 0 | [6 empty] | DEER:HVAC_Split-Package_HP | Annual | 20 | [13 empty] | CZ2022 | None
NE-HVAC-airHP-SpltPkg-65to134kBtuh-12p0eer-3p55cop | DEER2023 | D23 v1 | 2022-10-05 22:29 | Any | RSD | Rec | CZ06 | cDXHP | Cap-Tons | 13.1 | 5600 | None | 104 | 0.0497 | 0 | 85.2 | 0.0409 | 0 | [6 empty] | DEER:HVAC_Split-Package_HP | Annual | 20 | [13 empty] | CZ2022 | None
NE-HVAC-airHP-SpltPkg-65to134kBtuh-12p0eer-3p55cop | DEER2023 | D23 v1 | 2022-10-05 22:29 | Any | RSD | Rec | CZ07 | cDXHP | Cap-Tons | 12.8 | 5600 | None | 91.6 | 0.0437 | 0 | 74.8 | 0.0359 | 0 | [6 empty] | DEER:HVAC_Split-Package_HP | Annual | 20 | [13 empty] | CZ2022 | None
NE-HVAC-airHP-SpltPkg-65to134kBtuh-12p0eer-3p55cop | DEER2023 | D23 v1 | 2022-10-05 22:29 | Any | RSD | Rec | CZ08 | cDXHP | Cap-Tons | 13.7 | 5600 | None | 125 | 0.0539 | 0 | 103 | 0.0443 | 0 | [6 empty] | DEER:HVAC_Split-Package_HP | Annual | 20 | [13 empty] | CZ2022 | None
NE-HVAC-airHP-SpltPkg-65to134kBtuh-12p0eer-3p55cop | DEER2023 | D23 v1 | 2022-10-05 22:29 | Any | RSD | Rec | CZ09 | cDXHP | Cap-Tons | 16.9 | 5600 | None | 95.8 | 0.0492 | 0 | 78.4 | 0.0404 | 0 | [6 empty] | DEER:HVAC_Split-Package_HP | Annual | 20 | [13 empty] | CZ2022 | None
NE-HVAC-airHP-SpltPkg-65to134kBtuh-12p0eer-3p55cop | DEER2023 | D23 v1 | 2022-10-05 22:29 | Any | RSD | Rec | CZ10 | cDXHP | Cap-Tons | 15.4 | 5600 | None | 122 | 0.0631 | 0 | 99 | 0.0518 | 0 | [6 empty] | DEER:HVAC_Split-Package_HP | Annual | 20 | [13 empty] | CZ2022 | None
NE-HVAC-airHP-SpltPkg-65to134kBtuh-12p0eer-3p55cop | DEER2023 | D23 v1 | 2022-10-05 22:29 | Any | RSD | Rec | CZ11 | cDXHP | Cap-Tons | 16.9 | 5600 | None | 117 | 0.0737 | 0 | 93.2 | 0.0605 | 0 | [6 empty] | DEER:HVAC_Split-Package_HP | Annual | 20 | [13 empty] | CZ2022 | None
NE-HVAC-airHP-SpltPkg-65to134kBtuh-12p0eer-3p55cop | DEER2023 | D23 v1 | 2022-10-05 22:29 | Any | RSD | Rec | CZ12 | cDXHP | Cap-Tons | 15 | 5600 | None | 106 | 0.0759 | 0 | 84.2 | 0.0623 | 0 | [6 empty] | DEER:HVAC_Split-Package_HP | Annual | 20 | [13 empty] | CZ2022 | None
NE-HVAC-airHP-SpltPkg-65to134kBtuh-12p0eer-3p55cop | DEER2023 | D23 v1 | 2022-10-05 22:29 | Any | RSD | Rec | CZ13 | cDXHP | Cap-Tons | 17.2 | 5600 | None | 128 | 0.0785 | 0 | 103 | 0.0644 | 0 | [6 empty] | DEER:HVAC_Split-Package_HP | Annual | 20 | [13 empty] | CZ2022 | None
NE-HVAC-airHP-SpltPkg-65to134kBtuh-12p0eer-3p55cop | DEER2023 | D23 v1 | 2022-10-05 22:29 | Any | RSD | Rec | CZ14 | cDXHP | Cap-Tons | 17.4 | 5600 | None | 107 | 0.0629 | 0 | 85.9 | 0.0516 | 0 | [6 empty] | DEER:HVAC_Split-Package_HP | Annual | 20 | [13 empty] | CZ2022 | None
NE-HVAC-airHP-SpltPkg-65to134kBtuh-12p0eer-3p55cop | DEER2023 | D23 v1 | 2022-10-05 22:29 | Any | RSD | Rec | CZ15 | cDXHP | Cap-Tons | 23.4 | 5600 | None | 145 | 0.0736 | 0 | 119 | 0.0604 | 0 | [6 empty] | DEER:HVAC_Split-Package_HP | Annual | 20 | [13 empty] | CZ2022 | None
NE-HVAC-airHP-SpltPkg-65to134kBtuh-12p0eer-3p55cop | DEER2023 | D23 v1 | 2022-10-05 22:29 | Any | RSD | Rec | CZ16 | cDXHP | Cap-Tons | 12.5 | 5600 | None | 103 | 0.0408 | 0 | 71 | 0.0335 | 0 | [6 empty] | DEER:HVAC_Split-Package_HP | Annual | 20 | [13 empty] | CZ2022 | None
NE-HVAC-airHP-SpltPkg-65to134kBtuh-12p0eer-3p55cop | DEER2023 | D23 v1 | 2022-10-05 22:29 | Any | Rt3 | Ex | CZ01 | cDXHP | Cap-Tons | 205 | 120000 | None | 653 | 0.156 | 0 | 19.6 | 0.0223 | 0 | [6 empty] | DEER:HVAC_Split-Package_HP | Annual | 20 | [13 empty] | CZ2022 | None
NE-HVAC-airHP-SpltPkg-65to134kBtuh-12p0eer-3p55cop | DEER2023 | D23 v1 | 2022-10-05 22:29 | Any | Rt3 | Ex | CZ02 | cDXHP | Cap-Tons | 240 | 120000 | None | 702 | 0.165 | 0 | 68.7 | 0.0508 | 0 | [6 empty] | DEER:HVAC_Split-Package_HP | Annual | 20 | [13 empty] | CZ2022 | None
NE-HVAC-airHP-SpltPkg-65to134kBtuh-12p0eer-3p55cop | DEER2023 | D23 v1 | 2022-10-05 22:29 | Any | Rt3 | Ex | CZ03 | cDXHP | Cap-Tons | 217 | 120000 | None | 681 | 0.142 | 0 | 49.2 | 0.0413 | 0 | [6 empty] | DEER:HVAC_Split-Package_HP | Annual | 20 | [13 empty] | CZ2022 | None
NE-HVAC-airHP-SpltPkg-65to134kBtuh-12p0eer-3p55cop | DEER2023 | D23 v1 | 2022-10-05 22:29 | Any | Rt3 | Ex | CZ04 | cDXHP | Cap-Tons | 243 | 120000 | None | 712 | 0.166 | 0 | 82.5 | 0.0573 | 0 | [6 empty] | DEER:HVAC_Split-Package_HP | Annual | 20 | [13 empty] | CZ2022 | None
NE-HVAC-airHP-SpltPkg-65to134kBtuh-12p0eer-3p55cop | DEER2023 | D23 v1 | 2022-10-05 22:29 | Any | Rt3 | Ex | CZ05 | cDXHP | Cap-Tons | 217 | 120000 | None | 691 | 0.148 | 0 | 57.2 | 0.03 | 0 | [6 empty] | DEER:HVAC_Split-Package_HP | Annual | 20 | [13 empty] | CZ2022 | None
NE-HVAC-airHP-SpltPkg-65to134kBtuh-12p0eer-3p55cop | DEER2023 | D23 v1 | 2022-10-05 22:29 | Any | Rt3 | Ex | CZ06 | cDXHP | Cap-Tons | 234 | 120000 | None | 696 | 0.153 | 0 | 99.5 | 0.0474 | 0 | [6 empty] | DEER:HVAC_Split-Package_HP | Annual | 20 | [13 empty] | CZ2022 | None
NE-HVAC-airHP-SpltPkg-65to134kBtuh-12p0eer-3p55cop | DEER2023 | D23 v1 | 2022-10-05 22:29 | Any | Rt3 | Ex | CZ07 | cDXHP | Cap-Tons | 228 | 120000 | None | 718 | 0.14 | 0 | 91.6 | 0.044 | 0 | [6 empty] | DEER:HVAC_Split-Package_HP | Annual | 20 | [13 empty] | CZ2022 | None
NE-HVAC-airHP-SpltPkg-65to134kBtuh-12p0eer-3p55cop | DEER2023 | D23 v1 | 2022-10-05 22:29 | Any | Rt3 | Ex | CZ08 | cDXHP | Cap-Tons | 263 | 120000 | None | 741 | 0.158 | 0 | 110 | 0.0487 | 0 | [6 empty] | DEER:HVAC_Split-Package_HP | Annual | 20 | [13 empty] | CZ2022 | None
NE-HVAC-airHP-SpltPkg-65to134kBtuh-12p0eer-3p55cop | DEER2023 | D23 v1 | 2022-10-05 22:29 | Any | Rt3 | Ex | CZ09 | cDXHP | Cap-Tons | 328 | 120000 | None | 728 | 0.186 | 0 | 82 | 0.0437 | 0 | [6 empty] | DEER:HVAC_Split-Package_HP | Annual | 20 | [13 empty] | CZ2022 | None
NE-HVAC-airHP-SpltPkg-65to134kBtuh-12p0eer-3p55cop | DEER2023 | D23 v1 | 2022-10-05 22:29 | Any | Rt3 | Ex | CZ10 | cDXHP | Cap-Tons | 299 | 120000 | None | 746 | 0.172 | 0 | 101 | 0.0558 | 0 | [6 empty] | DEER:HVAC_Split-Package_HP | Annual | 20 | [13 empty] | CZ2022 | None
NE-HVAC-airHP-SpltPkg-65to134kBtuh-12p0eer-3p55cop | DEER2023 | D23 v1 | 2022-10-05 22:29 | Any | Rt3 | Ex | CZ11 | cDXHP | Cap-Tons | 323 | 120000 | None | 717 | 0.194 | 0 | 90.8 | 0.0633 | 0 | [6 empty] | DEER:HVAC_Split-Package_HP | Annual | 20 | [13 empty] | CZ2022 | None
NE-HVAC-airHP-SpltPkg-65to134kBtuh-12p0eer-3p55cop | DEER2023 | D23 v1 | 2022-10-05 22:29 | Any | Rt3 | Ex | CZ12 | cDXHP | Cap-Tons | 295 | 120000 | None | 736 | 0.185 | 0 | 81.2 | 0.0634 | 0 | [6 empty] | DEER:HVAC_Split-Package_HP | Annual | 20 | [13 empty] | CZ2022 | None
NE-HVAC-airHP-SpltPkg-65to134kBtuh-12p0eer-3p55cop | DEER2023 | D23 v1 | 2022-10-05 22:29 | Any | Rt3 | Ex | CZ13 | cDXHP | Cap-Tons | 326 | 120000 | None | 734 | 0.187 | 0 | 99.6 | 0.0652 | 0 | [6 empty] | DEER:HVAC_Split-Package_HP | Annual | 20 | [13 empty] | CZ2022 | None
NE-HVAC-airHP-SpltPkg-65to134kBtuh-12p0eer-3p55cop | DEER2023 | D23 v1 | 2022-10-05 22:29 | Any | Rt3 | Ex | CZ14 | cDXHP | Cap-Tons | 327 | 120000 | None | 698 | 0.195 | 0 | 86.8 | 0.056 | 0 | [6 empty] | DEER:HVAC_Split-Package_HP | Annual | 20 | [13 empty] | CZ2022 | None
NE-HVAC-airHP-SpltPkg-65to134kBtuh-12p0eer-3p55cop | DEER2023 | D23 v1 | 2022-10-05 22:29 | Any | Rt3 | Ex | CZ15 | cDXHP | Cap-Tons | 419 | 120000 | None | 782 | 0.22 | 0 | 126 | 0.0664 | 0 | [6 empty] | DEER:HVAC_Split-Package_HP | Annual | 20 | [13 empty] | CZ2022 | None
NE-HVAC-airHP-SpltPkg-65to134kBtuh-12p0eer-3p55cop | DEER2023 | D23 v1 | 2022-10-05 22:29 | Any | Rt3 | Ex | CZ16 | cDXHP | Cap-Tons | 231 | 120000 | None | 770 | 0.146 | 0 | 63.4 | 0.0409 | 0 | [6 empty] | DEER:HVAC_Split-Package_HP | Annual | 20 | [13 empty] | CZ2022 | None
NE-HVAC-airHP-SpltPkg-65to134kBtuh-12p0eer-3p55cop | DEER2023 | D23 v1 | 2022-10-05 22:29 | Any | Rt3 | Old | CZ01 | cDXHP | Cap-Tons | 213 | 120000 | None | 801 | 0.193 | 0 | 19.7 | 0.0226 | 0 | [6 empty] | DEER:HVAC_Split-Package_HP | Annual | 20 | [13 empty] | CZ2022 | None
NE-HVAC-airHP-SpltPkg-65to134kBtuh-12p0eer-3p55cop | DEER2023 | D23 v1 | 2022-10-05 22:29 | Any | Rt3 | Old | CZ02 | cDXHP | Cap-Tons | 247 | 120000 | None | 857 | 0.2 | 0 | 69.6 | 0.0511 | 0 | [6 empty] | DEER:HVAC_Split-Package_HP | Annual | 20 | [13 empty] | CZ2022 | None
NE-HVAC-airHP-SpltPkg-65to134kBtuh-12p0eer-3p55cop | DEER2023 | D23 v1 | 2022-10-05 22:29 | Any | Rt3 | Old | CZ03 | cDXHP | Cap-Tons | 224 | 120000 | None | 843 | 0.174 | 0 | 50.1 | 0.0415 | 0 | [6 empty] | DEER:HVAC_Split-Package_HP | Annual | 20 | [13 empty] | CZ2022 | None
NE-HVAC-airHP-SpltPkg-65to134kBtuh-12p0eer-3p55cop | DEER2023 | D23 v1 | 2022-10-05 22:29 | Any | Rt3 | Old | CZ04 | cDXHP | Cap-Tons | 250 | 120000 | None | 866 | 0.201 | 0 | 83.5 | 0.0576 | 0 | [6 empty] | DEER:HVAC_Split-Package_HP | Annual | 20 | [13 empty] | CZ2022 | None
NE-HVAC-airHP-SpltPkg-65to134kBtuh-12p0eer-3p55cop | DEER2023 | D23 v1 | 2022-10-05 22:29 | Any | Rt3 | Old | CZ05 | cDXHP | Cap-Tons | 224 | 120000 | None | 845 | 0.18 | 0 | 58.3 | 0.0302 | 0 | [6 empty] | DEER:HVAC_Split-Package_HP | Annual | 20 | [13 empty] | CZ2022 | None
NE-HVAC-airHP-SpltPkg-65to134kBtuh-12p0eer-3p55cop | DEER2023 | D23 v1 | 2022-10-05 22:29 | Any | Rt3 | Old | CZ06 | cDXHP | Cap-Tons | 241 | 120000 | None | 863 | 0.187 | 0 | 101 | 0.0473 | 0 | [6 empty] | DEER:HVAC_Split-Package_HP | Annual | 20 | [13 empty] | CZ2022 | None
NE-HVAC-airHP-SpltPkg-65to134kBtuh-12p0eer-3p55cop | DEER2023 | D23 v1 | 2022-10-05 22:29 | Any | Rt3 | Old | CZ07 | cDXHP | Cap-Tons | 235 | 120000 | None | 883 | 0.169 | 0 | 92.8 | 0.0439 | 0 | [6 empty] | DEER:HVAC_Split-Package_HP | Annual | 20 | [13 empty] | CZ2022 | None
NE-HVAC-airHP-SpltPkg-65to134kBtuh-12p0eer-3p55cop | DEER2023 | D23 v1 | 2022-10-05 22:29 | Any | Rt3 | Old | CZ08 | cDXHP | Cap-Tons | 268 | 120000 | None | 914 | 0.193 | 0 | 112 | 0.049 | 0 | [6 empty] | DEER:HVAC_Split-Package_HP | Annual | 20 | [13 empty] | CZ2022 | None
NE-HVAC-airHP-SpltPkg-65to134kBtuh-12p0eer-3p55cop | DEER2023 | D23 v1 | 2022-10-05 22:29 | Any | Rt3 | Old | CZ09 | cDXHP | Cap-Tons | 334 | 120000 | None | 894 | 0.226 | 0 | 83.3 | 0.0441 | 0 | [6 empty] | DEER:HVAC_Split-Package_HP | Annual | 20 | [13 empty] | CZ2022 | None
NE-HVAC-airHP-SpltPkg-65to134kBtuh-12p0eer-3p55cop | DEER2023 | D23 v1 | 2022-10-05 22:29 | Any | Rt3 | Old | CZ10 | cDXHP | Cap-Tons | 308 | 120000 | None | 904 | 0.208 | 0 | 102 | 0.056 | 0 | [6 empty] | DEER:HVAC_Split-Package_HP | Annual | 20 | [13 empty] | CZ2022 | None
NE-HVAC-airHP-SpltPkg-65to134kBtuh-12p0eer-3p55cop | DEER2023 | D23 v1 | 2022-10-05 22:29 | Any | Rt3 | Old | CZ11 | cDXHP | Cap-Tons | 339 | 120000 | None | 866 | 0.233 | 0 | 91.7 | 0.0642 | 0 | [6 empty] | DEER:HVAC_Split-Package_HP | Annual | 20 | [13 empty] | CZ2022 | None
NE-HVAC-airHP-SpltPkg-65to134kBtuh-12p0eer-3p55cop | DEER2023 | D23 v1 | 2022-10-05 22:29 | Any | Rt3 | Old | CZ12 | cDXHP | Cap-Tons | 304 | 120000 | None | 878 | 0.219 | 0 | 82 | 0.0639 | 0 | [6 empty] | DEER:HVAC_Split-Package_HP | Annual | 20 | [13 empty] | CZ2022 | None
NE-HVAC-airHP-SpltPkg-65to134kBtuh-12p0eer-3p55cop | DEER2023 | D23 v1 | 2022-10-05 22:29 | Any | Rt3 | Old | CZ13 | cDXHP | Cap-Tons | 340 | 120000 | None | 898 | 0.227 | 0 | 101 | 0.0659 | 0 | [6 empty] | DEER:HVAC_Split-Package_HP | Annual | 20 | [13 empty] | CZ2022 | None
NE-HVAC-airHP-SpltPkg-65to134kBtuh-12p0eer-3p55cop | DEER2023 | D23 v1 | 2022-10-05 22:29 | Any | Rt3 | Old | CZ14 | cDXHP | Cap-Tons | 343 | 120000 | None | 841 | 0.233 | 0 | 87.5 | 0.0568 | 0 | [6 empty] | DEER:HVAC_Split-Package_HP | Annual | 20 | [13 empty] | CZ2022 | None
NE-HVAC-airHP-SpltPkg-65to134kBtuh-12p0eer-3p55cop | DEER2023 | D23 v1 | 2022-10-05 22:29 | Any | Rt3 | Old | CZ15 | cDXHP | Cap-Tons | 437 | 120000 | None | 943 | 0.263 | 0 | 128 | 0.0675 | 0 | [6 empty] | DEER:HVAC_Split-Package_HP | Annual | 20 | [13 empty] | CZ2022 | None
NE-HVAC-airHP-SpltPkg-65to134kBtuh-12p0eer-3p55cop | DEER2023 | D23 v1 | 2022-10-05 22:29 | Any | Rt3 | Old | CZ16 | cDXHP | Cap-Tons | 246 | 120000 | None | 931 | 0.177 | 0 | 64.6 | 0.0413 | 0 | [6 empty] | DEER:HVAC_Split-Package_HP | Annual | 20 | [13 empty] | CZ2022 | None
NE-HVAC-airHP-SpltPkg-65to134kBtuh-12p0eer-3p55cop | DEER2023 | D23 v1 | 2022-10-05 22:29 | Any | Rt3 | Rec | CZ01 | cDXHP | Cap-Tons | 190 | 120000 | None | 27.1 | 0.0263 | 0 | 19.7 | 0.0216 | 0 | [6 empty] | DEER:HVAC_Split-Package_HP | Annual | 20 | [13 empty] | CZ2022 | None
NE-HVAC-airHP-SpltPkg-65to134kBtuh-12p0eer-3p55cop | DEER2023 | D23 v1 | 2022-10-05 22:29 | Any | Rt3 | Rec | CZ02 | cDXHP | Cap-Tons | 228 | 120000 | None | 82.8 | 0.061 | 0 | 66.6 | 0.05 | 0 | [6 empty] | DEER:HVAC_Split-Package_HP | Annual | 20 | [13 empty] | CZ2022 | None
NE-HVAC-airHP-SpltPkg-65to134kBtuh-12p0eer-3p55cop | DEER2023 | D23 v1 | 2022-10-05 22:29 | Any | Rt3 | Rec | CZ03 | cDXHP | Cap-Tons | 204 | 120000 | None | 58 | 0.0493 | 0 | 46.7 | 0.0405 | 0 | [6 empty] | DEER:HVAC_Split-Package_HP | Annual | 20 | [13 empty] | CZ2022 | None
NE-HVAC-airHP-SpltPkg-65to134kBtuh-12p0eer-3p55cop | DEER2023 | D23 v1 | 2022-10-05 22:29 | Any | Rt3 | Rec | CZ04 | cDXHP | Cap-Tons | 230 | 120000 | None | 97.8 | 0.069 | 0 | 79.6 | 0.0566 | 0 | [6 empty] | DEER:HVAC_Split-Package_HP | Annual | 20 | [13 empty] | CZ2022 | None
NE-HVAC-airHP-SpltPkg-65to134kBtuh-12p0eer-3p55cop | DEER2023 | D23 v1 | 2022-10-05 22:29 | Any | Rt3 | Rec | CZ05 | cDXHP | Cap-Tons | 204 | 120000 | None | 66.5 | 0.0356 | 0 | 54.2 | 0.0292 | 0 | [6 empty] | DEER:HVAC_Split-Package_HP | Annual | 20 | [13 empty] | CZ2022 | None
NE-HVAC-airHP-SpltPkg-65to134kBtuh-12p0eer-3p55cop | DEER2023 | D23 v1 | 2022-10-05 22:29 | Any | Rt3 | Rec | CZ06 | cDXHP | Cap-Tons | 221 | 120000 | None | 117 | 0.0571 | 0 | 95.9 | 0.0468 | 0 | [6 empty] | DEER:HVAC_Split-Package_HP | Annual | 20 | [13 empty] | CZ2022 | None
NE-HVAC-airHP-SpltPkg-65to134kBtuh-12p0eer-3p55cop | DEER2023 | D23 v1 | 2022-10-05 22:29 | Any | Rt3 | Rec | CZ07 | cDXHP | Cap-Tons | 215 | 120000 | None | 107 | 0.0529 | 0 | 87.8 | 0.0435 | 0 | [6 empty] | DEER:HVAC_Split-Package_HP | Annual | 20 | [13 empty] | CZ2022 | None
NE-HVAC-airHP-SpltPkg-65to134kBtuh-12p0eer-3p55cop | DEER2023 | D23 v1 | 2022-10-05 22:29 | Any | Rt3 | Rec | CZ08 | cDXHP | Cap-Tons | 250 | 120000 | None | 129 | 0.0584 | 0 | 106 | 0.0479 | 0 | [6 empty] | DEER:HVAC_Split-Package_HP | Annual | 20 | [13 empty] | CZ2022 | None
NE-HVAC-airHP-SpltPkg-65to134kBtuh-12p0eer-3p55cop | DEER2023 | D23 v1 | 2022-10-05 22:29 | Any | Rt3 | Rec | CZ09 | cDXHP | Cap-Tons | 313 | 120000 | None | 96.3 | 0.0519 | 0 | 79 | 0.0426 | 0 | [6 empty] | DEER:HVAC_Split-Package_HP | Annual | 20 | [13 empty] | CZ2022 | None
NE-HVAC-airHP-SpltPkg-65to134kBtuh-12p0eer-3p55cop | DEER2023 | D23 v1 | 2022-10-05 22:29 | Any | Rt3 | Rec | CZ10 | cDXHP | Cap-Tons | 286 | 120000 | None | 119 | 0.0671 | 0 | 97.7 | 0.0551 | 0 | [6 empty] | DEER:HVAC_Split-Package_HP | Annual | 20 | [13 empty] | CZ2022 | None
NE-HVAC-airHP-SpltPkg-65to134kBtuh-12p0eer-3p55cop | DEER2023 | D23 v1 | 2022-10-05 22:29 | Any | Rt3 | Rec | CZ11 | cDXHP | Cap-Tons | 297 | 120000 | None | 109 | 0.075 | 0 | 88.6 | 0.0616 | 0 | [6 empty] | DEER:HVAC_Split-Package_HP | Annual | 20 | [13 empty] | CZ2022 | None
NE-HVAC-airHP-SpltPkg-65to134kBtuh-12p0eer-3p55cop | DEER2023 | D23 v1 | 2022-10-05 22:29 | Any | Rt3 | Rec | CZ12 | cDXHP | Cap-Tons | 278 | 120000 | None | 97.8 | 0.0758 | 0 | 79.2 | 0.0622 | 0 | [6 empty] | DEER:HVAC_Split-Package_HP | Annual | 20 | [13 empty] | CZ2022 | None
NE-HVAC-airHP-SpltPkg-65to134kBtuh-12p0eer-3p55cop | DEER2023 | D23 v1 | 2022-10-05 22:29 | Any | Rt3 | Rec | CZ13 | cDXHP | Cap-Tons | 304 | 120000 | None | 120 | 0.0777 | 0 | 97.4 | 0.0638 | 0 | [6 empty] | DEER:HVAC_Split-Package_HP | Annual | 20 | [13 empty] | CZ2022 | None
NE-HVAC-airHP-SpltPkg-65to134kBtuh-12p0eer-3p55cop | DEER2023 | D23 v1 | 2022-10-05 22:29 | Any | Rt3 | Rec | CZ14 | cDXHP | Cap-Tons | 301 | 120000 | None | 104 | 0.0661 | 0 | 84.8 | 0.0543 | 0 | [6 empty] | DEER:HVAC_Split-Package_HP | Annual | 20 | [13 empty] | CZ2022 | None
NE-HVAC-airHP-SpltPkg-65to134kBtuh-12p0eer-3p55cop | DEER2023 | D23 v1 | 2022-10-05 22:29 | Any | Rt3 | Rec | CZ15 | cDXHP | Cap-Tons | 389 | 120000 | None | 148 | 0.0779 | 0 | 122 | 0.064 | 0 | [6 empty] | DEER:HVAC_Split-Package_HP | Annual | 20 | [13 empty] | CZ2022 | None
NE-HVAC-airHP-SpltPkg-65to134kBtuh-12p0eer-3p55cop | DEER2023 | D23 v1 | 2022-10-05 22:29 | Any | Rt3 | Rec | CZ16 | cDXHP | Cap-Tons | 207 | 120000 | None | 81.4 | 0.0486 | 0 | 61.6 | 0.0399 | 0 | [6 empty] | DEER:HVAC_Split-Package_HP | Annual | 20 | [13 empty] | CZ2022 | None
NE-HVAC-airHP-SpltPkg-65to134kBtuh-12p0eer-3p55cop | DEER2023 | D23 v1 | 2022-10-05 22:29 | Any | RtL | Ex | CZ01 | cDXHP | Cap-Tons | 177 | 130000 | None | 703 | 0.131 | 0 | 36.3 | 0.0231 | 0 | [6 empty] | DEER:HVAC_Split-Package_HP | Annual | 20 | [13 empty] | CZ2022 | None
NE-HVAC-airHP-SpltPkg-65to134kBtuh-12p0eer-3p55cop | DEER2023 | D23 v1 | 2022-10-05 22:29 | Any | RtL | Ex | CZ02 | cDXHP | Cap-Tons | 209 | 130000 | None | 750 | 0.168 | 0 | 76.4 | 0.0496 | 0 | [6 empty] | DEER:HVAC_Split-Package_HP | Annual | 20 | [13 empty] | CZ2022 | None
NE-HVAC-airHP-SpltPkg-65to134kBtuh-12p0eer-3p55cop | DEER2023 | D23 v1 | 2022-10-05 22:29 | Any | RtL | Ex | CZ03 | cDXHP | Cap-Tons | 184 | 130000 | None | 679 | 0.135 | 0 | 65 | 0.0405 | 0 | [6 empty] | DEER:HVAC_Split-Package_HP | Annual | 20 | [13 empty] | CZ2022 | None
NE-HVAC-airHP-SpltPkg-65to134kBtuh-12p0eer-3p55cop | DEER2023 | D23 v1 | 2022-10-05 22:29 | Any | RtL | Ex | CZ04 | cDXHP | Cap-Tons | 207 | 130000 | None | 743 | 0.17 | 0 | 93.2 | 0.057 | 0 | [6 empty] | DEER:HVAC_Split-Package_HP | Annual | 20 | [13 empty] | CZ2022 | None
NE-HVAC-airHP-SpltPkg-65to134kBtuh-12p0eer-3p55cop | DEER2023 | D23 v1 | 2022-10-05 22:29 | Any | RtL | Ex | CZ05 | cDXHP | Cap-Tons | 184 | 130000 | None | 685 | 0.133 | 0 | 72 | 0.0286 | 0 | [6 empty] | DEER:HVAC_Split-Package_HP | Annual | 20 | [13 empty] | CZ2022 | None
NE-HVAC-airHP-SpltPkg-65to134kBtuh-12p0eer-3p55cop | DEER2023 | D23 v1 | 2022-10-05 22:29 | Any | RtL | Ex | CZ06 | cDXHP | Cap-Tons | 197 | 130000 | None | 676 | 0.147 | 0 | 116 | 0.048 | 0 | [6 empty] | DEER:HVAC_Split-Package_HP | Annual | 20 | [13 empty] | CZ2022 | None
NE-HVAC-airHP-SpltPkg-65to134kBtuh-12p0eer-3p55cop | DEER2023 | D23 v1 | 2022-10-05 22:29 | Any | RtL | Ex | CZ07 | cDXHP | Cap-Tons | 192 | 130000 | None | 686 | 0.131 | 0 | 105 | 0.0436 | 0 | [6 empty] | DEER:HVAC_Split-Package_HP | Annual | 20 | [13 empty] | CZ2022 | None
NE-HVAC-airHP-SpltPkg-65to134kBtuh-12p0eer-3p55cop | DEER2023 | D23 v1 | 2022-10-05 22:29 | Any | RtL | Ex | CZ08 | cDXHP | Cap-Tons | 238 | 130000 | None | 754 | 0.164 | 0 | 112 | 0.0455 | 0 | [6 empty] | DEER:HVAC_Split-Package_HP | Annual | 20 | [13 empty] | CZ2022 | None
NE-HVAC-airHP-SpltPkg-65to134kBtuh-12p0eer-3p55cop | DEER2023 | D23 v1 | 2022-10-05 22:29 | Any | RtL | Ex | CZ09 | cDXHP | Cap-Tons | 289 | 130000 | None | 753 | 0.19 | 0 | 85.9 | 0.0426 | 0 | [6 empty] | DEER:HVAC_Split-Package_HP | Annual | 20 | [13 empty] | CZ2022 | None
NE-HVAC-airHP-SpltPkg-65to134kBtuh-12p0eer-3p55cop | DEER2023 | D23 v1 | 2022-10-05 22:29 | Any | RtL | Ex | CZ10 | cDXHP | Cap-Tons | 261 | 130000 | None | 788 | 0.182 | 0 | 106 | 0.0528 | 0 | [6 empty] | DEER:HVAC_Split-Package_HP | Annual | 20 | [13 empty] | CZ2022 | None
NE-HVAC-airHP-SpltPkg-65to134kBtuh-12p0eer-3p55cop | DEER2023 | D23 v1 | 2022-10-05 22:29 | Any | RtL | Ex | CZ11 | cDXHP | Cap-Tons | 283 | 130000 | None | 786 | 0.2 | 0 | 98.6 | 0.0637 | 0 | [6 empty] | DEER:HVAC_Split-Package_HP | Annual | 20 | [13 empty] | CZ2022 | None
NE-HVAC-airHP-SpltPkg-65to134kBtuh-12p0eer-3p55cop | DEER2023 | D23 v1 | 2022-10-05 22:29 | Any | RtL | Ex | CZ12 | cDXHP | Cap-Tons | 256 | 130000 | None | 789 | 0.194 | 0 | 87.5 | 0.0618 | 0 | [6 empty] | DEER:HVAC_Split-Package_HP | Annual | 20 | [13 empty] | CZ2022 | None
NE-HVAC-airHP-SpltPkg-65to134kBtuh-12p0eer-3p55cop | DEER2023 | D23 v1 | 2022-10-05 22:29 | Any | RtL | Ex | CZ13 | cDXHP | Cap-Tons | 286 | 130000 | None | 799 | 0.195 | 0 | 107 | 0.0643 | 0 | [6 empty] | DEER:HVAC_Split-Package_HP | Annual | 20 | [13 empty] | CZ2022 | None
NE-HVAC-airHP-SpltPkg-65to134kBtuh-12p0eer-3p55cop | DEER2023 | D23 v1 | 2022-10-05 22:29 | Any | RtL | Ex | CZ14 | cDXHP | Cap-Tons | 288 | 130000 | None | 766 | 0.2 | 0 | 94.4 | 0.0561 | 0 | [6 empty] | DEER:HVAC_Split-Package_HP | Annual | 20 | [13 empty] | CZ2022 | None
NE-HVAC-airHP-SpltPkg-65to134kBtuh-12p0eer-3p55cop | DEER2023 | D23 v1 | 2022-10-05 22:29 | Any | RtL | Ex | CZ15 | cDXHP | Cap-Tons | 376 | 130000 | None | 847 | 0.229 | 0 | 131 | 0.0658 | 0 | [6 empty] | DEER:HVAC_Split-Package_HP | Annual | 20 | [13 empty] | CZ2022 | None
NE-HVAC-airHP-SpltPkg-65to134kBtuh-12p0eer-3p55cop | DEER2023 | D23 v1 | 2022-10-05 22:29 | Any | RtL | Ex | CZ16 | cDXHP | Cap-Tons | 191 | 130000 | None | 901 | 0.142 | 0 | 74.6 | 0.0404 | 0 | [6 empty] | DEER:HVAC_Split-Package_HP | Annual | 20 | [13 empty] | CZ2022 | None
NE-HVAC-airHP-SpltPkg-65to134kBtuh-12p0eer-3p55cop | DEER2023 | D23 v1 | 2022-10-05 22:29 | Any | RtL | Old | CZ01 | cDXHP | Cap-Tons | 185 | 130000 | None | 858 | 0.163 | 0 | 36.2 | 0.0233 | 0 | [6 empty] | DEER:HVAC_Split-Package_HP | Annual | 20 | [13 empty] | CZ2022 | None
NE-HVAC-airHP-SpltPkg-65to134kBtuh-12p0eer-3p55cop | DEER2023 | D23 v1 | 2022-10-05 22:29 | Any | RtL | Old | CZ02 | cDXHP | Cap-Tons | 219 | 130000 | None | 910 | 0.203 | 0 | 77 | 0.0496 | 0 | [6 empty] | DEER:HVAC_Split-Package_HP | Annual | 20 | [13 empty] | CZ2022 | None
NE-HVAC-airHP-SpltPkg-65to134kBtuh-12p0eer-3p55cop | DEER2023 | D23 v1 | 2022-10-05 22:29 | Any | RtL | Old | CZ03 | cDXHP | Cap-Tons | 191 | 130000 | None | 840 | 0.166 | 0 | 65.3 | 0.0405 | 0 | [6 empty] | DEER:HVAC_Split-Package_HP | Annual | 20 | [13 empty] | CZ2022 | None
NE-HVAC-airHP-SpltPkg-65to134kBtuh-12p0eer-3p55cop | DEER2023 | D23 v1 | 2022-10-05 22:29 | Any | RtL | Old | CZ04 | cDXHP | Cap-Tons | 215 | 130000 | None | 899 | 0.205 | 0 | 93.6 | 0.0568 | 0 | [6 empty] | DEER:HVAC_Split-Package_HP | Annual | 20 | [13 empty] | CZ2022 | None
NE-HVAC-airHP-SpltPkg-65to134kBtuh-12p0eer-3p55cop | DEER2023 | D23 v1 | 2022-10-05 22:29 | Any | RtL | Old | CZ05 | cDXHP | Cap-Tons | 191 | 130000 | None | 838 | 0.162 | 0 | 72.7 | 0.0288 | 0 | [6 empty] | DEER:HVAC_Split-Package_HP | Annual | 20 | [13 empty] | CZ2022 | None
NE-HVAC-airHP-SpltPkg-65to134kBtuh-12p0eer-3p55cop | DEER2023 | D23 v1 | 2022-10-05 22:29 | Any | RtL | Old | CZ06 | cDXHP | Cap-Tons | 201 | 130000 | None | 845 | 0.179 | 0 | 118 | 0.0483 | 0 | [6 empty] | DEER:HVAC_Split-Package_HP | Annual | 20 | [13 empty] | CZ2022 | None
NE-HVAC-airHP-SpltPkg-65to134kBtuh-12p0eer-3p55cop | DEER2023 | D23 v1 | 2022-10-05 22:29 | Any | RtL | Old | CZ07 | cDXHP | Cap-Tons | 197 | 130000 | None | 852 | 0.16 | 0 | 107 | 0.0439 | 0 | [6 empty] | DEER:HVAC_Split-Package_HP | Annual | 20 | [13 empty] | CZ2022 | None
NE-HVAC-airHP-SpltPkg-65to134kBtuh-12p0eer-3p55cop | DEER2023 | D23 v1 | 2022-10-05 22:29 | Any | RtL | Old | CZ08 | cDXHP | Cap-Tons | 240 | 130000 | None | 936 | 0.198 | 0 | 115 | 0.0462 | 0 | [6 empty] | DEER:HVAC_Split-Package_HP | Annual | 20 | [13 empty] | CZ2022 | None
NE-HVAC-airHP-SpltPkg-65to134kBtuh-12p0eer-3p55cop | DEER2023 | D23 v1 | 2022-10-05 22:29 | Any | RtL | Old | CZ09 | cDXHP | Cap-Tons | 296 | 130000 | None | 926 | 0.231 | 0 | 87.2 | 0.0431 | 0 | [6 empty] | DEER:HVAC_Split-Package_HP | Annual | 20 | [13 empty] | CZ2022 | None
NE-HVAC-airHP-SpltPkg-65to134kBtuh-12p0eer-3p55cop | DEER2023 | D23 v1 | 2022-10-05 22:29 | Any | RtL | Old | CZ10 | cDXHP | Cap-Tons | 274 | 130000 | None | 949 | 0.218 | 0 | 106 | 0.0529 | 0 | [6 empty] | DEER:HVAC_Split-Package_HP | Annual | 20 | [13 empty] | CZ2022 | None
NE-HVAC-airHP-SpltPkg-65to134kBtuh-12p0eer-3p55cop | DEER2023 | D23 v1 | 2022-10-05 22:29 | Any | RtL | Old | CZ11 | cDXHP | Cap-Tons | 299 | 130000 | None | 946 | 0.24 | 0 | 99 | 0.0642 | 0 | [6 empty] | DEER:HVAC_Split-Package_HP | Annual | 20 | [13 empty] | CZ2022 | None
NE-HVAC-airHP-SpltPkg-65to134kBtuh-12p0eer-3p55cop | DEER2023 | D23 v1 | 2022-10-05 22:29 | Any | RtL | Old | CZ12 | cDXHP | Cap-Tons | 268 | 130000 | None | 937 | 0.23 | 0 | 88 | 0.062 | 0 | [6 empty] | DEER:HVAC_Split-Package_HP | Annual | 20 | [13 empty] | CZ2022 | None
NE-HVAC-airHP-SpltPkg-65to134kBtuh-12p0eer-3p55cop | DEER2023 | D23 v1 | 2022-10-05 22:29 | Any | RtL | Old | CZ13 | cDXHP | Cap-Tons | 300 | 130000 | None | 972 | 0.236 | 0 | 109 | 0.0648 | 0 | [6 empty] | DEER:HVAC_Split-Package_HP | Annual | 20 | [13 empty] | CZ2022 | None
NE-HVAC-airHP-SpltPkg-65to134kBtuh-12p0eer-3p55cop | DEER2023 | D23 v1 | 2022-10-05 22:29 | Any | RtL | Old | CZ14 | cDXHP | Cap-Tons | 303 | 130000 | None | 921 | 0.239 | 0 | 95 | 0.0567 | 0 | [6 empty] | DEER:HVAC_Split-Package_HP | Annual | 20 | [13 empty] | CZ2022 | None
NE-HVAC-airHP-SpltPkg-65to134kBtuh-12p0eer-3p55cop | DEER2023 | D23 v1 | 2022-10-05 22:29 | Any | RtL | Old | CZ15 | cDXHP | Cap-Tons | 392 | 130000 | None | 1020 | 0.273 | 0 | 133 | 0.0669 | 0 | [6 empty] | DEER:HVAC_Split-Package_HP | Annual | 20 | [13 empty] | CZ2022 | None
NE-HVAC-airHP-SpltPkg-65to134kBtuh-12p0eer-3p55cop | DEER2023 | D23 v1 | 2022-10-05 22:29 | Any | RtL | Old | CZ16 | cDXHP | Cap-Tons | 204 | 130000 | None | 1070 | 0.172 | 0 | 75 | 0.0403 | 0 | [6 empty] | DEER:HVAC_Split-Package_HP | Annual | 20 | [13 empty] | CZ2022 | None
NE-HVAC-airHP-SpltPkg-65to134kBtuh-12p0eer-3p55cop | DEER2023 | D23 v1 | 2022-10-05 22:29 | Any | RtL | Rec | CZ01 | cDXHP | Cap-Tons | 164 | 130000 | None | 59.9 | 0.0327 | 0 | 36.9 | 0.0236 | 0 | [6 empty] | DEER:HVAC_Split-Package_HP | Annual | 20 | [13 empty] | CZ2022 | None
NE-HVAC-airHP-SpltPkg-65to134kBtuh-12p0eer-3p55cop | DEER2023 | D23 v1 | 2022-10-05 22:29 | Any | RtL | Rec | CZ02 | cDXHP | Cap-Tons | 195 | 130000 | None | 112 | 0.0695 | 0 | 76.2 | 0.05 | 0 | [6 empty] | DEER:HVAC_Split-Package_HP | Annual | 20 | [13 empty] | CZ2022 | None
NE-HVAC-airHP-SpltPkg-65to134kBtuh-12p0eer-3p55cop | DEER2023 | D23 v1 | 2022-10-05 22:29 | Any | RtL | Rec | CZ03 | cDXHP | Cap-Tons | 171 | 130000 | None | 96.5 | 0.055 | 0 | 65.4 | 0.0406 | 0 | [6 empty] | DEER:HVAC_Split-Package_HP | Annual | 20 | [13 empty] | CZ2022 | None
NE-HVAC-airHP-SpltPkg-65to134kBtuh-12p0eer-3p55cop | DEER2023 | D23 v1 | 2022-10-05 22:29 | Any | RtL | Rec | CZ04 | cDXHP | Cap-Tons | 191 | 130000 | None | 133 | 0.0757 | 0 | 93.7 | 0.0578 | 0 | [6 empty] | DEER:HVAC_Split-Package_HP | Annual | 20 | [13 empty] | CZ2022 | None
NE-HVAC-airHP-SpltPkg-65to134kBtuh-12p0eer-3p55cop | DEER2023 | D23 v1 | 2022-10-05 22:29 | Any | RtL | Rec | CZ05 | cDXHP | Cap-Tons | 170 | 130000 | None | 107 | 0.0415 | 0 | 72.8 | 0.0291 | 0 | [6 empty] | DEER:HVAC_Split-Package_HP | Annual | 20 | [13 empty] | CZ2022 | None
NE-HVAC-airHP-SpltPkg-65to134kBtuh-12p0eer-3p55cop | DEER2023 | D23 v1 | 2022-10-05 22:29 | Any | RtL | Rec | CZ06 | cDXHP | Cap-Tons | 182 | 130000 | None | 162 | 0.0647 | 0 | 117 | 0.0487 | 0 | [6 empty] | DEER:HVAC_Split-Package_HP | Annual | 20 | [13 empty] | CZ2022 | None
NE-HVAC-airHP-SpltPkg-65to134kBtuh-12p0eer-3p55cop | DEER2023 | D23 v1 | 2022-10-05 22:29 | Any | RtL | Rec | CZ07 | cDXHP | Cap-Tons | 179 | 130000 | None | 148 | 0.0588 | 0 | 106 | 0.0443 | 0 | [6 empty] | DEER:HVAC_Split-Package_HP | Annual | 20 | [13 empty] | CZ2022 | None
NE-HVAC-airHP-SpltPkg-65to134kBtuh-12p0eer-3p55cop | DEER2023 | D23 v1 | 2022-10-05 22:29 | Any | RtL | Rec | CZ08 | cDXHP | Cap-Tons | 219 | 130000 | None | 158 | 0.0612 | 0 | 113 | 0.046 | 0 | [6 empty] | DEER:HVAC_Split-Package_HP | Annual | 20 | [13 empty] | CZ2022 | None
NE-HVAC-airHP-SpltPkg-65to134kBtuh-12p0eer-3p55cop | DEER2023 | D23 v1 | 2022-10-05 22:29 | Any | RtL | Rec | CZ09 | cDXHP | Cap-Tons | 266 | 130000 | None | 123 | 0.0592 | 0 | 85.4 | 0.0425 | 0 | [6 empty] | DEER:HVAC_Split-Package_HP | Annual | 20 | [13 empty] | CZ2022 | None
NE-HVAC-airHP-SpltPkg-65to134kBtuh-12p0eer-3p55cop | DEER2023 | D23 v1 | 2022-10-05 22:29 | Any | RtL | Rec | CZ10 | cDXHP | Cap-Tons | 244 | 130000 | None | 150 | 0.069 | 0 | 106 | 0.0529 | 0 | [6 empty] | DEER:HVAC_Split-Package_HP | Annual | 20 | [13 empty] | CZ2022 | None
NE-HVAC-airHP-SpltPkg-65to134kBtuh-12p0eer-3p55cop | DEER2023 | D23 v1 | 2022-10-05 22:29 | Any | RtL | Rec | CZ11 | cDXHP | Cap-Tons | 258 | 130000 | None | 141 | 0.0836 | 0 | 98.5 | 0.0635 | 0 | [6 empty] | DEER:HVAC_Split-Package_HP | Annual | 20 | [13 empty] | CZ2022 | None
NE-HVAC-airHP-SpltPkg-65to134kBtuh-12p0eer-3p55cop | DEER2023 | D23 v1 | 2022-10-05 22:29 | Any | RtL | Rec | CZ12 | cDXHP | Cap-Tons | 236 | 130000 | None | 126 | 0.0795 | 0 | 87.8 | 0.0621 | 0 | [6 empty] | DEER:HVAC_Split-Package_HP | Annual | 20 | [13 empty] | CZ2022 | None
NE-HVAC-airHP-SpltPkg-65to134kBtuh-12p0eer-3p55cop | DEER2023 | D23 v1 | 2022-10-05 22:29 | Any | RtL | Rec | CZ13 | cDXHP | Cap-Tons | 262 | 130000 | None | 152 | 0.0808 | 0 | 107 | 0.0643 | 0 | [6 empty] | DEER:HVAC_Split-Package_HP | Annual | 20 | [13 empty] | CZ2022 | None
NE-HVAC-airHP-SpltPkg-65to134kBtuh-12p0eer-3p55cop | DEER2023 | D23 v1 | 2022-10-05 22:29 | Any | RtL | Rec | CZ14 | cDXHP | Cap-Tons | 263 | 130000 | None | 138 | 0.0765 | 0 | 94 | 0.0557 | 0 | [6 empty] | DEER:HVAC_Split-Package_HP | Annual | 20 | [13 empty] | CZ2022 | None
NE-HVAC-airHP-SpltPkg-65to134kBtuh-12p0eer-3p55cop | DEER2023 | D23 v1 | 2022-10-05 22:29 | Any | RtL | Rec | CZ15 | cDXHP | Cap-Tons | 346 | 130000 | None | 184 | 0.0811 | 0 | 130 | 0.0645 | 0 | [6 empty] | DEER:HVAC_Split-Package_HP | Annual | 20 | [13 empty] | CZ2022 | None
NE-HVAC-airHP-SpltPkg-65to134kBtuh-12p0eer-3p55cop | DEER2023 | D23 v1 | 2022-10-05 22:29 | Any | RtL | Rec | CZ16 | cDXHP | Cap-Tons | 173 | 130000 | None | 116 | 0.0577 | 0 | 73.9 | 0.0406 | 0 | [6 empty] | DEER:HVAC_Split-Package_HP | Annual | 20 | [13 empty] | CZ2022 | None
NE-HVAC-airHP-SpltPkg-65to134kBtuh-12p0eer-3p55cop | DEER2023 | D23 v1 | 2022-10-05 22:29 | Any | RtS | Ex | CZ01 | cDXHP | Cap-Tons | 13.4 | 8000 | None | 632 | 0.128 | 0 | 36.7 | 0.0149 | 0 | [6 empty] | DEER:HVAC_Split-Package_HP | Annual | 20 | [13 empty] | CZ2022 | None
NE-HVAC-airHP-SpltPkg-65to134kBtuh-12p0eer-3p55cop | DEER2023 | D23 v1 | 2022-10-05 22:29 | Any | RtS | Ex | CZ02 | cDXHP | Cap-Tons | 15.5 | 8000 | None | 637 | 0.168 | 0 | 66.8 | 0.0461 | 0 | [6 empty] | DEER:HVAC_Split-Package_HP | Annual | 20 | [13 empty] | CZ2022 | None
NE-HVAC-airHP-SpltPkg-65to134kBtuh-12p0eer-3p55cop | DEER2023 | D23 v1 | 2022-10-05 22:29 | Any | RtS | Ex | CZ03 | cDXHP | Cap-Tons | 14.8 | 8000 | None | 591 | 0.144 | 0 | 42.4 | 0.0318 | 0 | [6 empty] | DEER:HVAC_Split-Package_HP | Annual | 20 | [13 empty] | CZ2022 | None
NE-HVAC-airHP-SpltPkg-65to134kBtuh-12p0eer-3p55cop | DEER2023 | D23 v1 | 2022-10-05 22:29 | Any | RtS | Ex | CZ04 | cDXHP | Cap-Tons | 16.3 | 8000 | None | 636 | 0.176 | 0 | 73.5 | 0.0513 | 0 | [6 empty] | DEER:HVAC_Split-Package_HP | Annual | 20 | [13 empty] | CZ2022 | None
NE-HVAC-airHP-SpltPkg-65to134kBtuh-12p0eer-3p55cop | DEER2023 | D23 v1 | 2022-10-05 22:29 | Any | RtS | Ex | CZ05 | cDXHP | Cap-Tons | 14.5 | 8000 | None | 594 | 0.138 | 0 | 47.4 | 0.0209 | 0 | [6 empty] | DEER:HVAC_Split-Package_HP | Annual | 20 | [13 empty] | CZ2022 | None
NE-HVAC-airHP-SpltPkg-65to134kBtuh-12p0eer-3p55cop | DEER2023 | D23 v1 | 2022-10-05 22:29 | Any | RtS | Ex | CZ06 | cDXHP | Cap-Tons | 16.1 | 8000 | None | 603 | 0.16 | 0 | 77.7 | 0.0385 | 0 | [6 empty] | DEER:HVAC_Split-Package_HP | Annual | 20 | [13 empty] | CZ2022 | None
NE-HVAC-airHP-SpltPkg-65to134kBtuh-12p0eer-3p55cop | DEER2023 | D23 v1 | 2022-10-05 22:29 | Any | RtS | Ex | CZ07 | cDXHP | Cap-Tons | 15.5 | 8000 | None | 612 | 0.144 | 0 | 67.6 | 0.0337 | 0 | [6 empty] | DEER:HVAC_Split-Package_HP | Annual | 20 | [13 empty] | CZ2022 | None
NE-HVAC-airHP-SpltPkg-65to134kBtuh-12p0eer-3p55cop | DEER2023 | D23 v1 | 2022-10-05 22:29 | Any | RtS | Ex | CZ08 | cDXHP | Cap-Tons | 18.1 | 8000 | None | 648 | 0.165 | 0 | 92 | 0.0429 | 0 | [6 empty] | DEER:HVAC_Split-Package_HP | Annual | 20 | [13 empty] | CZ2022 | None
NE-HVAC-airHP-SpltPkg-65to134kBtuh-12p0eer-3p55cop | DEER2023 | D23 v1 | 2022-10-05 22:29 | Any | RtS | Ex | CZ09 | cDXHP | Cap-Tons | 22.4 | 8000 | None | 635 | 0.183 | 0 | 72.2 | 0.0402 | 0 | [6 empty] | DEER:HVAC_Split-Package_HP | Annual | 20 | [13 empty] | CZ2022 | None
NE-HVAC-airHP-SpltPkg-65to134kBtuh-12p0eer-3p55cop | DEER2023 | D23 v1 | 2022-10-05 22:29 | Any | RtS | Ex | CZ10 | cDXHP | Cap-Tons | 19.9 | 8000 | None | 670 | 0.182 | 0 | 90.5 | 0.0505 | 0 | [6 empty] | DEER:HVAC_Split-Package_HP | Annual | 20 | [13 empty] | CZ2022 | None
NE-HVAC-airHP-SpltPkg-65to134kBtuh-12p0eer-3p55cop | DEER2023 | D23 v1 | 2022-10-05 22:29 | Any | RtS | Ex | CZ11 | cDXHP | Cap-Tons | 21.5 | 8000 | None | 657 | 0.195 | 0 | 90.6 | 0.0627 | 0 | [6 empty] | DEER:HVAC_Split-Package_HP | Annual | 20 | [13 empty] | CZ2022 | None
NE-HVAC-airHP-SpltPkg-65to134kBtuh-12p0eer-3p55cop | DEER2023 | D23 v1 | 2022-10-05 22:29 | Any | RtS | Ex | CZ12 | cDXHP | Cap-Tons | 19.3 | 8000 | None | 670 | 0.194 | 0 | 79.1 | 0.0599 | 0 | [6 empty] | DEER:HVAC_Split-Package_HP | Annual | 20 | [13 empty] | CZ2022 | None
NE-HVAC-airHP-SpltPkg-65to134kBtuh-12p0eer-3p55cop | DEER2023 | D23 v1 | 2022-10-05 22:29 | Any | RtS | Ex | CZ13 | cDXHP | Cap-Tons | 21.9 | 8000 | None | 676 | 0.194 | 0 | 96.5 | 0.0622 | 0 | [6 empty] | DEER:HVAC_Split-Package_HP | Annual | 20 | [13 empty] | CZ2022 | None
NE-HVAC-airHP-SpltPkg-65to134kBtuh-12p0eer-3p55cop | DEER2023 | D23 v1 | 2022-10-05 22:29 | Any | RtS | Ex | CZ14 | cDXHP | Cap-Tons | 21.8 | 8000 | None | 643 | 0.193 | 0 | 85.3 | 0.0545 | 0 | [6 empty] | DEER:HVAC_Split-Package_HP | Annual | 20 | [13 empty] | CZ2022 | None
NE-HVAC-airHP-SpltPkg-65to134kBtuh-12p0eer-3p55cop | DEER2023 | D23 v1 | 2022-10-05 22:29 | Any | RtS | Ex | CZ15 | cDXHP | Cap-Tons | 28.4 | 8000 | None | 718 | 0.219 | 0 | 121 | 0.066 | 0 | [6 empty] | DEER:HVAC_Split-Package_HP | Annual | 20 | [13 empty] | CZ2022 | None
NE-HVAC-airHP-SpltPkg-65to134kBtuh-12p0eer-3p55cop | DEER2023 | D23 v1 | 2022-10-05 22:29 | Any | RtS | Ex | CZ16 | cDXHP | Cap-Tons | 15.9 | 8000 | None | 765 | 0.143 | 0 | 71.6 | 0.0343 | 0 | [6 empty] | DEER:HVAC_Split-Package_HP | Annual | 20 | [13 empty] | CZ2022 | None
NE-HVAC-airHP-SpltPkg-65to134kBtuh-12p0eer-3p55cop | DEER2023 | D23 v1 | 2022-10-05 22:29 | Any | RtS | Old | CZ01 | cDXHP | Cap-Tons | 16.5 | 8000 | None | 749 | 0.172 | 0 | 33.5 | 0.0156 | 0 | [6 empty] | DEER:HVAC_Split-Package_HP | Annual | 20 | [13 empty] | CZ2022 | None
NE-HVAC-airHP-SpltPkg-65to134kBtuh-12p0eer-3p55cop | DEER2023 | D23 v1 | 2022-10-05 22:29 | Any | RtS | Old | CZ02 | cDXHP | Cap-Tons | 18.5 | 8000 | None | 772 | 0.199 | 0 | 70 | 0.0475 | 0 | [6 empty] | DEER:HVAC_Split-Package_HP | Annual | 20 | [13 empty] | CZ2022 | None
NE-HVAC-airHP-SpltPkg-65to134kBtuh-12p0eer-3p55cop | DEER2023 | D23 v1 | 2022-10-05 22:29 | Any | RtS | Old | CZ03 | cDXHP | Cap-Tons | 17.5 | 8000 | None | 751 | 0.177 | 0 | 44.1 | 0.0334 | 0 | [6 empty] | DEER:HVAC_Split-Package_HP | Annual | 20 | [13 empty] | CZ2022 | None
NE-HVAC-airHP-SpltPkg-65to134kBtuh-12p0eer-3p55cop | DEER2023 | D23 v1 | 2022-10-05 22:29 | Any | RtS | Old | CZ04 | cDXHP | Cap-Tons | 18.9 | 8000 | None | 777 | 0.206 | 0 | 77.5 | 0.0532 | 0 | [6 empty] | DEER:HVAC_Split-Package_HP | Annual | 20 | [13 empty] | CZ2022 | None
NE-HVAC-airHP-SpltPkg-65to134kBtuh-12p0eer-3p55cop | DEER2023 | D23 v1 | 2022-10-05 22:29 | Any | RtS | Old | CZ05 | cDXHP | Cap-Tons | 17 | 8000 | None | 748 | 0.173 | 0 | 49.7 | 0.0221 | 0 | [6 empty] | DEER:HVAC_Split-Package_HP | Annual | 20 | [13 empty] | CZ2022 | None
NE-HVAC-airHP-SpltPkg-65to134kBtuh-12p0eer-3p55cop | DEER2023 | D23 v1 | 2022-10-05 22:29 | Any | RtS | Old | CZ06 | cDXHP | Cap-Tons | 18.9 | 8000 | None | 769 | 0.194 | 0 | 80.3 | 0.0386 | 0 | [6 empty] | DEER:HVAC_Split-Package_HP | Annual | 20 | [13 empty] | CZ2022 | None
NE-HVAC-airHP-SpltPkg-65to134kBtuh-12p0eer-3p55cop | DEER2023 | D23 v1 | 2022-10-05 22:29 | Any | RtS | Old | CZ07 | cDXHP | Cap-Tons | 18.3 | 8000 | None | 778 | 0.176 | 0 | 69.3 | 0.0334 | 0 | [6 empty] | DEER:HVAC_Split-Package_HP | Annual | 20 | [13 empty] | CZ2022 | None
NE-HVAC-airHP-SpltPkg-65to134kBtuh-12p0eer-3p55cop | DEER2023 | D23 v1 | 2022-10-05 22:29 | Any | RtS | Old | CZ08 | cDXHP | Cap-Tons | 20 | 8000 | None | 813 | 0.197 | 0 | 98.2 | 0.0445 | 0 | [6 empty] | DEER:HVAC_Split-Package_HP | Annual | 20 | [13 empty] | CZ2022 | None
NE-HVAC-airHP-SpltPkg-65to134kBtuh-12p0eer-3p55cop | DEER2023 | D23 v1 | 2022-10-05 22:29 | Any | RtS | Old | CZ09 | cDXHP | Cap-Tons | 25.1 | 8000 | None | 794 | 0.218 | 0 | 77.2 | 0.0421 | 0 | [6 empty] | DEER:HVAC_Split-Package_HP | Annual | 20 | [13 empty] | CZ2022 | None
NE-HVAC-airHP-SpltPkg-65to134kBtuh-12p0eer-3p55cop | DEER2023 | D23 v1 | 2022-10-05 22:29 | Any | RtS | Old | CZ10 | cDXHP | Cap-Tons | 23.5 | 8000 | None | 811 | 0.214 | 0 | 94.8 | 0.0513 | 0 | [6 empty] | DEER:HVAC_Split-Package_HP | Annual | 20 | [13 empty] | CZ2022 | None
NE-HVAC-airHP-SpltPkg-65to134kBtuh-12p0eer-3p55cop | DEER2023 | D23 v1 | 2022-10-05 22:29 | Any | RtS | Old | CZ11 | cDXHP | Cap-Tons | 25.1 | 8000 | None | 789 | 0.227 | 0 | 95.2 | 0.0649 | 0 | [6 empty] | DEER:HVAC_Split-Package_HP | Annual | 20 | [13 empty] | CZ2022 | None
NE-HVAC-airHP-SpltPkg-65to134kBtuh-12p0eer-3p55cop | DEER2023 | D23 v1 | 2022-10-05 22:29 | Any | RtS | Old | CZ12 | cDXHP | Cap-Tons | 22.3 | 8000 | None | 797 | 0.223 | 0 | 82.7 | 0.0616 | 0 | [6 empty] | DEER:HVAC_Split-Package_HP | Annual | 20 | [13 empty] | CZ2022 | None
NE-HVAC-airHP-SpltPkg-65to134kBtuh-12p0eer-3p55cop | DEER2023 | D23 v1 | 2022-10-05 22:29 | Any | RtS | Old | CZ13 | cDXHP | Cap-Tons | 25.4 | 8000 | None | 824 | 0.229 | 0 | 101 | 0.064 | 0 | [6 empty] | DEER:HVAC_Split-Package_HP | Annual | 20 | [13 empty] | CZ2022 | None
NE-HVAC-airHP-SpltPkg-65to134kBtuh-12p0eer-3p55cop | DEER2023 | D23 v1 | 2022-10-05 22:29 | Any | RtS | Old | CZ14 | cDXHP | Cap-Tons | 25.3 | 8000 | None | 779 | 0.226 | 0 | 90 | 0.0567 | 0 | [6 empty] | DEER:HVAC_Split-Package_HP | Annual | 20 | [13 empty] | CZ2022 | None
NE-HVAC-airHP-SpltPkg-65to134kBtuh-12p0eer-3p55cop | DEER2023 | D23 v1 | 2022-10-05 22:29 | Any | RtS | Old | CZ15 | cDXHP | Cap-Tons | 32.3 | 8000 | None | 867 | 0.255 | 0 | 128 | 0.0683 | 0 | [6 empty] | DEER:HVAC_Split-Package_HP | Annual | 20 | [13 empty] | CZ2022 | None
NE-HVAC-airHP-SpltPkg-65to134kBtuh-12p0eer-3p55cop | DEER2023 | D23 v1 | 2022-10-05 22:29 | Any | RtS | Old | CZ16 | cDXHP | Cap-Tons | 19.7 | 8000 | None | 884 | 0.174 | 0 | 71.7 | 0.035 | 0 | [6 empty] | DEER:HVAC_Split-Package_HP | Annual | 20 | [13 empty] | CZ2022 | None
NE-HVAC-airHP-SpltPkg-65to134kBtuh-12p0eer-3p55cop | DEER2023 | D23 v1 | 2022-10-05 22:29 | Any | RtS | Rec | CZ01 | cDXHP | Cap-Tons | 12.5 | 8000 | None | 148 | 0.0218 | 0 | 38.3 | 0.0133 | 0 | [6 empty] | DEER:HVAC_Split-Package_HP | Annual | 20 | [13 empty] | CZ2022 | None
NE-HVAC-airHP-SpltPkg-65to134kBtuh-12p0eer-3p55cop | DEER2023 | D23 v1 | 2022-10-05 22:29 | Any | RtS | Rec | CZ02 | cDXHP | Cap-Tons | 14.8 | 8000 | None | 142 | 0.0683 | 0 | 64.2 | 0.0445 | 0 | [6 empty] | DEER:HVAC_Split-Package_HP | Annual | 20 | [13 empty] | CZ2022 | None
NE-HVAC-airHP-SpltPkg-65to134kBtuh-12p0eer-3p55cop | DEER2023 | D23 v1 | 2022-10-05 22:29 | Any | RtS | Rec | CZ03 | cDXHP | Cap-Tons | 13.5 | 8000 | None | 100 | 0.0463 | 0 | 41.1 | 0.031 | 0 | [6 empty] | DEER:HVAC_Split-Package_HP | Annual | 20 | [13 empty] | CZ2022 | None
NE-HVAC-airHP-SpltPkg-65to134kBtuh-12p0eer-3p55cop | DEER2023 | D23 v1 | 2022-10-05 22:29 | Any | RtS | Rec | CZ04 | cDXHP | Cap-Tons | 15 | 8000 | None | 136 | 0.0732 | 0 | 71.5 | 0.0508 | 0 | [6 empty] | DEER:HVAC_Split-Package_HP | Annual | 20 | [13 empty] | CZ2022 | None
NE-HVAC-airHP-SpltPkg-65to134kBtuh-12p0eer-3p55cop | DEER2023 | D23 v1 | 2022-10-05 22:29 | Any | RtS | Rec | CZ05 | cDXHP | Cap-Tons | 13.3 | 8000 | None | 98.3 | 0.0319 | 0 | 44.9 | 0.02 | 0 | [6 empty] | DEER:HVAC_Split-Package_HP | Annual | 20 | [13 empty] | CZ2022 | None
NE-HVAC-airHP-SpltPkg-65to134kBtuh-12p0eer-3p55cop | DEER2023 | D23 v1 | 2022-10-05 22:29 | Any | RtS | Rec | CZ06 | cDXHP | Cap-Tons | 14.5 | 8000 | None | 123 | 0.0568 | 0 | 75.7 | 0.0386 | 0 | [6 empty] | DEER:HVAC_Split-Package_HP | Annual | 20 | [13 empty] | CZ2022 | None
NE-HVAC-airHP-SpltPkg-65to134kBtuh-12p0eer-3p55cop | DEER2023 | D23 v1 | 2022-10-05 22:29 | Any | RtS | Rec | CZ07 | cDXHP | Cap-Tons | 14.2 | 8000 | None | 104 | 0.047 | 0 | 65 | 0.0336 | 0 | [6 empty] | DEER:HVAC_Split-Package_HP | Annual | 20 | [13 empty] | CZ2022 | None
NE-HVAC-airHP-SpltPkg-65to134kBtuh-12p0eer-3p55cop | DEER2023 | D23 v1 | 2022-10-05 22:29 | Any | RtS | Rec | CZ08 | cDXHP | Cap-Tons | 16.5 | 8000 | None | 149 | 0.0643 | 0 | 89.5 | 0.0425 | 0 | [6 empty] | DEER:HVAC_Split-Package_HP | Annual | 20 | [13 empty] | CZ2022 | None
NE-HVAC-airHP-SpltPkg-65to134kBtuh-12p0eer-3p55cop | DEER2023 | D23 v1 | 2022-10-05 22:29 | Any | RtS | Rec | CZ09 | cDXHP | Cap-Tons | 20.5 | 8000 | None | 137 | 0.0691 | 0 | 69.9 | 0.0396 | 0 | [6 empty] | DEER:HVAC_Split-Package_HP | Annual | 20 | [13 empty] | CZ2022 | None
NE-HVAC-airHP-SpltPkg-65to134kBtuh-12p0eer-3p55cop | DEER2023 | D23 v1 | 2022-10-05 22:29 | Any | RtS | Rec | CZ10 | cDXHP | Cap-Tons | 18.9 | 8000 | None | 160 | 0.0723 | 0 | 87.6 | 0.0494 | 0 | [6 empty] | DEER:HVAC_Split-Package_HP | Annual | 20 | [13 empty] | CZ2022 | None
NE-HVAC-airHP-SpltPkg-65to134kBtuh-12p0eer-3p55cop | DEER2023 | D23 v1 | 2022-10-05 22:29 | Any | RtS | Rec | CZ11 | cDXHP | Cap-Tons | 19.8 | 8000 | None | 179 | 0.0886 | 0 | 88 | 0.0607 | 0 | [6 empty] | DEER:HVAC_Split-Package_HP | Annual | 20 | [13 empty] | CZ2022 | None
NE-HVAC-airHP-SpltPkg-65to134kBtuh-12p0eer-3p55cop | DEER2023 | D23 v1 | 2022-10-05 22:29 | Any | RtS | Rec | CZ12 | cDXHP | Cap-Tons | 18.1 | 8000 | None | 155 | 0.0827 | 0 | 76.9 | 0.0586 | 0 | [6 empty] | DEER:HVAC_Split-Package_HP | Annual | 20 | [13 empty] | CZ2022 | None
NE-HVAC-airHP-SpltPkg-65to134kBtuh-12p0eer-3p55cop | DEER2023 | D23 v1 | 2022-10-05 22:29 | Any | RtS | Rec | CZ13 | cDXHP | Cap-Tons | 20.4 | 8000 | None | 179 | 0.0848 | 0 | 93.7 | 0.0604 | 0 | [6 empty] | DEER:HVAC_Split-Package_HP | Annual | 20 | [13 empty] | CZ2022 | None
NE-HVAC-airHP-SpltPkg-65to134kBtuh-12p0eer-3p55cop | DEER2023 | D23 v1 | 2022-10-05 22:29 | Any | RtS | Rec | CZ14 | cDXHP | Cap-Tons | 20 | 8000 | None | 170 | 0.0836 | 0 | 82.4 | 0.0522 | 0 | [6 empty] | DEER:HVAC_Split-Package_HP | Annual | 20 | [13 empty] | CZ2022 | None
NE-HVAC-airHP-SpltPkg-65to134kBtuh-12p0eer-3p55cop | DEER2023 | D23 v1 | 2022-10-05 22:29 | Any | RtS | Rec | CZ15 | cDXHP | Cap-Tons | 26.4 | 8000 | None | 214 | 0.0959 | 0 | 117 | 0.0639 | 0 | [6 empty] | DEER:HVAC_Split-Package_HP | Annual | 20 | [13 empty] | CZ2022 | None
NE-HVAC-airHP-SpltPkg-65to134kBtuh-12p0eer-3p55cop | DEER2023 | D23 v1 | 2022-10-05 22:29 | Any | RtS | Rec | CZ16 | cDXHP | Cap-Tons | 14.6 | 8000 | None | 186 | 0.0505 | 0 | 69.6 | 0.0322 | 0 | [6 empty] | DEER:HVAC_Split-Package_HP | Annual | 20 | [13 empty] | CZ2022 | None
NE-HVAC-airHP-SpltPkg-65to134kBtuh-12p0eer-3p55cop | DEER2023 | D23 v1 | 2022-10-05 22:29 | Any | SCn | Ex | CZ01 | cDXHP | Cap-Tons | 364 | 250000 | None | 571 | 0.029 | 0 | 46.3 | 0.00071 | 0 | [6 empty] | DEER:HVAC_Split-Package_HP | Annual | 20 | [13 empty] | CZ2022 | None
NE-HVAC-airHP-SpltPkg-65to134kBtuh-12p0eer-3p55cop | DEER2023 | D23 v1 | 2022-10-05 22:29 | Any | SCn | Ex | CZ02 | cDXHP | Cap-Tons | 318 | 250000 | None | 521 | 0.106 | 0 | 39.1 | 0.0202 | 0 | [6 empty] | DEER:HVAC_Split-Package_HP | Annual | 20 | [13 empty] | CZ2022 | None
NE-HVAC-airHP-SpltPkg-65to134kBtuh-12p0eer-3p55cop | DEER2023 | D23 v1 | 2022-10-05 22:29 | Any | SCn | Ex | CZ03 | cDXHP | Cap-Tons | 364 | 250000 | None | 420 | 0.0603 | 0 | 24.3 | 0.0066 | 0 | [6 empty] | DEER:HVAC_Split-Package_HP | Annual | 20 | [13 empty] | CZ2022 | None
NE-HVAC-airHP-SpltPkg-65to134kBtuh-12p0eer-3p55cop | DEER2023 | D23 v1 | 2022-10-05 22:29 | Any | SCn | Ex | CZ04 | cDXHP | Cap-Tons | 319 | 250000 | None | 496 | 0.113 | 0 | 38.3 | 0.0228 | 0 | [6 empty] | DEER:HVAC_Split-Package_HP | Annual | 20 | [13 empty] | CZ2022 | None
NE-HVAC-airHP-SpltPkg-65to134kBtuh-12p0eer-3p55cop | DEER2023 | D23 v1 | 2022-10-05 22:29 | Any | SCn | Ex | CZ05 | cDXHP | Cap-Tons | 359 | 250000 | None | 443 | 0.0556 | 0 | 23.6 | 0.0028 | 0 | [6 empty] | DEER:HVAC_Split-Package_HP | Annual | 20 | [13 empty] | CZ2022 | None
NE-HVAC-airHP-SpltPkg-65to134kBtuh-12p0eer-3p55cop | DEER2023 | D23 v1 | 2022-10-05 22:29 | Any | SCn | Ex | CZ06 | cDXHP | Cap-Tons | 350 | 250000 | None | 425 | 0.0808 | 0 | 26.3 | 0.0127 | 0 | [6 empty] | DEER:HVAC_Split-Package_HP | Annual | 20 | [13 empty] | CZ2022 | None
NE-HVAC-airHP-SpltPkg-65to134kBtuh-12p0eer-3p55cop | DEER2023 | D23 v1 | 2022-10-05 22:29 | Any | SCn | Ex | CZ07 | cDXHP | Cap-Tons | 335 | 250000 | None | 417 | 0.0688 | 0 | 21.7 | 0.00919 | 0 | [6 empty] | DEER:HVAC_Split-Package_HP | Annual | 20 | [13 empty] | CZ2022 | None
NE-HVAC-airHP-SpltPkg-65to134kBtuh-12p0eer-3p55cop | DEER2023 | D23 v1 | 2022-10-05 22:29 | Any | SCn | Ex | CZ08 | cDXHP | Cap-Tons | 318 | 250000 | None | 488 | 0.106 | 0 | 47.6 | 0.0223 | 0 | [6 empty] | DEER:HVAC_Split-Package_HP | Annual | 20 | [13 empty] | CZ2022 | None
NE-HVAC-airHP-SpltPkg-65to134kBtuh-12p0eer-3p55cop | DEER2023 | D23 v1 | 2022-10-05 22:29 | Any | SCn | Ex | CZ09 | cDXHP | Cap-Tons | 391 | 250000 | None | 491 | 0.112 | 0 | 39.4 | 0.0214 | 0 | [6 empty] | DEER:HVAC_Split-Package_HP | Annual | 20 | [13 empty] | CZ2022 | None
NE-HVAC-airHP-SpltPkg-65to134kBtuh-12p0eer-3p55cop | DEER2023 | D23 v1 | 2022-10-05 22:29 | Any | SCn | Ex | CZ10 | cDXHP | Cap-Tons | 329 | 250000 | None | 522 | 0.118 | 0 | 54.3 | 0.0268 | 0 | [6 empty] | DEER:HVAC_Split-Package_HP | Annual | 20 | [13 empty] | CZ2022 | None
NE-HVAC-airHP-SpltPkg-65to134kBtuh-12p0eer-3p55cop | DEER2023 | D23 v1 | 2022-10-05 22:29 | Any | SCn | Ex | CZ11 | cDXHP | Cap-Tons | 367 | 250000 | None | 593 | 0.127 | 0 | 66.6 | 0.0363 | 0 | [6 empty] | DEER:HVAC_Split-Package_HP | Annual | 20 | [13 empty] | CZ2022 | None
NE-HVAC-airHP-SpltPkg-65to134kBtuh-12p0eer-3p55cop | DEER2023 | D23 v1 | 2022-10-05 22:29 | Any | SCn | Ex | CZ12 | cDXHP | Cap-Tons | 331 | 250000 | None | 556 | 0.124 | 0 | 51.8 | 0.0337 | 0 | [6 empty] | DEER:HVAC_Split-Package_HP | Annual | 20 | [13 empty] | CZ2022 | None
NE-HVAC-airHP-SpltPkg-65to134kBtuh-12p0eer-3p55cop | DEER2023 | D23 v1 | 2022-10-05 22:29 | Any | SCn | Ex | CZ13 | cDXHP | Cap-Tons | 377 | 250000 | None | 603 | 0.133 | 0 | 68.2 | 0.0342 | 0 | [6 empty] | DEER:HVAC_Split-Package_HP | Annual | 20 | [13 empty] | CZ2022 | None
NE-HVAC-airHP-SpltPkg-65to134kBtuh-12p0eer-3p55cop | DEER2023 | D23 v1 | 2022-10-05 22:29 | Any | SCn | Ex | CZ14 | cDXHP | Cap-Tons | 367 | 250000 | None | 571 | 0.127 | 0 | 65.9 | 0.0318 | 0 | [6 empty] | DEER:HVAC_Split-Package_HP | Annual | 20 | [13 empty] | CZ2022 | None
NE-HVAC-airHP-SpltPkg-65to134kBtuh-12p0eer-3p55cop | DEER2023 | D23 v1 | 2022-10-05 22:29 | Any | SCn | Ex | CZ15 | cDXHP | Cap-Tons | 510 | 250000 | None | 599 | 0.144 | 0 | 82.4 | 0.0375 | 0 | [6 empty] | DEER:HVAC_Split-Package_HP | Annual | 20 | [13 empty] | CZ2022 | None
NE-HVAC-airHP-SpltPkg-65to134kBtuh-12p0eer-3p55cop | DEER2023 | D23 v1 | 2022-10-05 22:29 | Any | SCn | Ex | CZ16 | cDXHP | Cap-Tons | 400 | 250000 | None | 619 | 0.0718 | 0 | 54.3 | 0.0109 | 0 | [6 empty] | DEER:HVAC_Split-Package_HP | Annual | 20 | [13 empty] | CZ2022 | None
NE-HVAC-airHP-SpltPkg-65to134kBtuh-12p0eer-3p55cop | DEER2023 | D23 v1 | 2022-10-05 22:29 | Any | SCn | Old | CZ01 | cDXHP | Cap-Tons | 369 | 250000 | None | 646 | 0.0556 | 0 | 46.8 | 0.00075 | 0 | [6 empty] | DEER:HVAC_Split-Package_HP | Annual | 20 | [13 empty] | CZ2022 | None
NE-HVAC-airHP-SpltPkg-65to134kBtuh-12p0eer-3p55cop | DEER2023 | D23 v1 | 2022-10-05 22:29 | Any | SCn | Old | CZ02 | cDXHP | Cap-Tons | 330 | 250000 | None | 613 | 0.126 | 0 | 40.1 | 0.0205 | 0 | [6 empty] | DEER:HVAC_Split-Package_HP | Annual | 20 | [13 empty] | CZ2022 | None
NE-HVAC-airHP-SpltPkg-65to134kBtuh-12p0eer-3p55cop | DEER2023 | D23 v1 | 2022-10-05 22:29 | Any | SCn | Old | CZ03 | cDXHP | Cap-Tons | 368 | 250000 | None | 519 | 0.0795 | 0 | 25.7 | 0.00643 | 0 | [6 empty] | DEER:HVAC_Split-Package_HP | Annual | 20 | [13 empty] | CZ2022 | None
NE-HVAC-airHP-SpltPkg-65to134kBtuh-12p0eer-3p55cop | DEER2023 | D23 v1 | 2022-10-05 22:29 | Any | SCn | Old | CZ04 | cDXHP | Cap-Tons | 330 | 250000 | None | 585 | 0.134 | 0 | 39.3 | 0.0229 | 0 | [6 empty] | DEER:HVAC_Split-Package_HP | Annual | 20 | [13 empty] | CZ2022 | None
NE-HVAC-airHP-SpltPkg-65to134kBtuh-12p0eer-3p55cop | DEER2023 | D23 v1 | 2022-10-05 22:29 | Any | SCn | Old | CZ05 | cDXHP | Cap-Tons | 361 | 250000 | None | 515 | 0.0658 | 0 | 24.2 | 0.00301 | 0 | [6 empty] | DEER:HVAC_Split-Package_HP | Annual | 20 | [13 empty] | CZ2022 | None
NE-HVAC-airHP-SpltPkg-65to134kBtuh-12p0eer-3p55cop | DEER2023 | D23 v1 | 2022-10-05 22:29 | Any | SCn | Old | CZ06 | cDXHP | Cap-Tons | 349 | 250000 | None | 504 | 0.0964 | 0 | 25.9 | 0.0126 | 0 | [6 empty] | DEER:HVAC_Split-Package_HP | Annual | 20 | [13 empty] | CZ2022 | None
NE-HVAC-airHP-SpltPkg-65to134kBtuh-12p0eer-3p55cop | DEER2023 | D23 v1 | 2022-10-05 22:29 | Any | SCn | Old | CZ07 | cDXHP | Cap-Tons | 335 | 250000 | None | 491 | 0.0815 | 0 | 21.5 | 0.0094 | 0 | [6 empty] | DEER:HVAC_Split-Package_HP | Annual | 20 | [13 empty] | CZ2022 | None
NE-HVAC-airHP-SpltPkg-65to134kBtuh-12p0eer-3p55cop | DEER2023 | D23 v1 | 2022-10-05 22:29 | Any | SCn | Old | CZ08 | cDXHP | Cap-Tons | 304 | 250000 | None | 585 | 0.128 | 0 | 48.7 | 0.0227 | 0 | [6 empty] | DEER:HVAC_Split-Package_HP | Annual | 20 | [13 empty] | CZ2022 | None
NE-HVAC-airHP-SpltPkg-65to134kBtuh-12p0eer-3p55cop | DEER2023 | D23 v1 | 2022-10-05 22:29 | Any | SCn | Old | CZ09 | cDXHP | Cap-Tons | 393 | 250000 | None | 578 | 0.134 | 0 | 40 | 0.0214 | 0 | [6 empty] | DEER:HVAC_Split-Package_HP | Annual | 20 | [13 empty] | CZ2022 | None
NE-HVAC-airHP-SpltPkg-65to134kBtuh-12p0eer-3p55cop | DEER2023 | D23 v1 | 2022-10-05 22:29 | Any | SCn | Old | CZ10 | cDXHP | Cap-Tons | 365 | 250000 | None | 630 | 0.144 | 0 | 54.4 | 0.0262 | 0 | [6 empty] | DEER:HVAC_Split-Package_HP | Annual | 20 | [13 empty] | CZ2022 | None
NE-HVAC-airHP-SpltPkg-65to134kBtuh-12p0eer-3p55cop | DEER2023 | D23 v1 | 2022-10-05 22:29 | Any | SCn | Old | CZ11 | cDXHP | Cap-Tons | 402 | 250000 | None | 692 | 0.151 | 0 | 66.4 | 0.0361 | 0 | [6 empty] | DEER:HVAC_Split-Package_HP | Annual | 20 | [13 empty] | CZ2022 | None
NE-HVAC-airHP-SpltPkg-65to134kBtuh-12p0eer-3p55cop | DEER2023 | D23 v1 | 2022-10-05 22:29 | Any | SCn | Old | CZ12 | cDXHP | Cap-Tons | 354 | 250000 | None | 656 | 0.148 | 0 | 52.4 | 0.0337 | 0 | [6 empty] | DEER:HVAC_Split-Package_HP | Annual | 20 | [13 empty] | CZ2022 | None
NE-HVAC-airHP-SpltPkg-65to134kBtuh-12p0eer-3p55cop | DEER2023 | D23 v1 | 2022-10-05 22:29 | Any | SCn | Old | CZ13 | cDXHP | Cap-Tons | 409 | 250000 | None | 702 | 0.158 | 0 | 68 | 0.0337 | 0 | [6 empty] | DEER:HVAC_Split-Package_HP | Annual | 20 | [13 empty] | CZ2022 | None
NE-HVAC-airHP-SpltPkg-65to134kBtuh-12p0eer-3p55cop | DEER2023 | D23 v1 | 2022-10-05 22:29 | Any | SCn | Old | CZ14 | cDXHP | Cap-Tons | 408 | 250000 | None | 681 | 0.154 | 0 | 65.6 | 0.0314 | 0 | [6 empty] | DEER:HVAC_Split-Package_HP | Annual | 20 | [13 empty] | CZ2022 | None
NE-HVAC-airHP-SpltPkg-65to134kBtuh-12p0eer-3p55cop | DEER2023 | D23 v1 | 2022-10-05 22:29 | Any | SCn | Old | CZ15 | cDXHP | Cap-Tons | 555 | 250000 | None | 731 | 0.175 | 0 | 82.8 | 0.0382 | 0 | [6 empty] | DEER:HVAC_Split-Package_HP | Annual | 20 | [13 empty] | CZ2022 | None
NE-HVAC-airHP-SpltPkg-65to134kBtuh-12p0eer-3p55cop | DEER2023 | D23 v1 | 2022-10-05 22:29 | Any | SCn | Old | CZ16 | cDXHP | Cap-Tons | 424 | 250000 | None | 749 | 0.0886 | 0 | 57.6 | 0.0114 | 0 | [6 empty] | DEER:HVAC_Split-Package_HP | Annual | 20 | [13 empty] | CZ2022 | None
NE-HVAC-airHP-SpltPkg-65to134kBtuh-12p0eer-3p55cop | DEER2023 | D23 v1 | 2022-10-05 22:29 | Any | SCn | Rec | CZ01 | cDXHP | Cap-Tons | 348 | 250000 | None | 129 | 0.00728 | 0 | 40 | 0.00072 | 0 | [6 empty] | DEER:HVAC_Split-Package_HP | Annual | 20 | [13 empty] | CZ2022 | None
NE-HVAC-airHP-SpltPkg-65to134kBtuh-12p0eer-3p55cop | DEER2023 | D23 v1 | 2022-10-05 22:29 | Any | SCn | Rec | CZ02 | cDXHP | Cap-Tons | 289 | 250000 | None | 122 | 0.0361 | 0 | 37.3 | 0.0202 | 0 | [6 empty] | DEER:HVAC_Split-Package_HP | Annual | 20 | [13 empty] | CZ2022 | None
NE-HVAC-airHP-SpltPkg-65to134kBtuh-12p0eer-3p55cop | DEER2023 | D23 v1 | 2022-10-05 22:29 | Any | SCn | Rec | CZ03 | cDXHP | Cap-Tons | 359 | 250000 | None | 79.8 | 0.0135 | 0 | 22.3 | 0.00524 | 0 | [6 empty] | DEER:HVAC_Split-Package_HP | Annual | 20 | [13 empty] | CZ2022 | None
NE-HVAC-airHP-SpltPkg-65to134kBtuh-12p0eer-3p55cop | DEER2023 | D23 v1 | 2022-10-05 22:29 | Any | SCn | Rec | CZ04 | cDXHP | Cap-Tons | 290 | 250000 | None | 117 | 0.0396 | 0 | 36.4 | 0.0227 | 0 | [6 empty] | DEER:HVAC_Split-Package_HP | Annual | 20 | [13 empty] | CZ2022 | None
NE-HVAC-airHP-SpltPkg-65to134kBtuh-12p0eer-3p55cop | DEER2023 | D23 v1 | 2022-10-05 22:29 | Any | SCn | Rec | CZ05 | cDXHP | Cap-Tons | 352 | 250000 | None | 88.5 | 0.0104 | 0 | 20.3 | 0.00245 | 0 | [6 empty] | DEER:HVAC_Split-Package_HP | Annual | 20 | [13 empty] | CZ2022 | None
NE-HVAC-airHP-SpltPkg-65to134kBtuh-12p0eer-3p55cop | DEER2023 | D23 v1 | 2022-10-05 22:29 | Any | SCn | Rec | CZ06 | cDXHP | Cap-Tons | 343 | 250000 | None | 77.9 | 0.0208 | 0 | 23 | 0.0118 | 0 | [6 empty] | DEER:HVAC_Split-Package_HP | Annual | 20 | [13 empty] | CZ2022 | None
NE-HVAC-airHP-SpltPkg-65to134kBtuh-12p0eer-3p55cop | DEER2023 | D23 v1 | 2022-10-05 22:29 | Any | SCn | Rec | CZ07 | cDXHP | Cap-Tons | 329 | 250000 | None | 73.3 | 0.0159 | 0 | 19.1 | 0.00879 | 0 | [6 empty] | DEER:HVAC_Split-Package_HP | Annual | 20 | [13 empty] | CZ2022 | None
NE-HVAC-airHP-SpltPkg-65to134kBtuh-12p0eer-3p55cop | DEER2023 | D23 v1 | 2022-10-05 22:29 | Any | SCn | Rec | CZ08 | cDXHP | Cap-Tons | 271 | 250000 | None | 113 | 0.0374 | 0 | 47.7 | 0.0231 | 0 | [6 empty] | DEER:HVAC_Split-Package_HP | Annual | 20 | [13 empty] | CZ2022 | None
NE-HVAC-airHP-SpltPkg-65to134kBtuh-12p0eer-3p55cop | DEER2023 | D23 v1 | 2022-10-05 22:29 | Any | SCn | Rec | CZ09 | cDXHP | Cap-Tons | 318 | 250000 | None | 110 | 0.0405 | 0 | 39 | 0.0223 | 0 | [6 empty] | DEER:HVAC_Split-Package_HP | Annual | 20 | [13 empty] | CZ2022 | None
NE-HVAC-airHP-SpltPkg-65to134kBtuh-12p0eer-3p55cop | DEER2023 | D23 v1 | 2022-10-05 22:29 | Any | SCn | Rec | CZ10 | cDXHP | Cap-Tons | 293 | 250000 | None | 132 | 0.0436 | 0 | 54.1 | 0.0275 | 0 | [6 empty] | DEER:HVAC_Split-Package_HP | Annual | 20 | [13 empty] | CZ2022 | None
NE-HVAC-airHP-SpltPkg-65to134kBtuh-12p0eer-3p55cop | DEER2023 | D23 v1 | 2022-10-05 22:29 | Any | SCn | Rec | CZ11 | cDXHP | Cap-Tons | 300 | 250000 | None | 167 | 0.053 | 0 | 66.6 | 0.0368 | 0 | [6 empty] | DEER:HVAC_Split-Package_HP | Annual | 20 | [13 empty] | CZ2022 | None
NE-HVAC-airHP-SpltPkg-65to134kBtuh-12p0eer-3p55cop | DEER2023 | D23 v1 | 2022-10-05 22:29 | Any | SCn | Rec | CZ12 | cDXHP | Cap-Tons | 292 | 250000 | None | 142 | 0.0493 | 0 | 50.2 | 0.0336 | 0 | [6 empty] | DEER:HVAC_Split-Package_HP | Annual | 20 | [13 empty] | CZ2022 | None
NE-HVAC-airHP-SpltPkg-65to134kBtuh-12p0eer-3p55cop | DEER2023 | D23 v1 | 2022-10-05 22:29 | Any | SCn | Rec | CZ13 | cDXHP | Cap-Tons | 312 | 250000 | None | 157 | 0.0508 | 0 | 68.9 | 0.0352 | 0 | [6 empty] | DEER:HVAC_Split-Package_HP | Annual | 20 | [13 empty] | CZ2022 | None
NE-HVAC-airHP-SpltPkg-65to134kBtuh-12p0eer-3p55cop | DEER2023 | D23 v1 | 2022-10-05 22:29 | Any | SCn | Rec | CZ14 | cDXHP | Cap-Tons | 299 | 250000 | None | 170 | 0.0506 | 0 | 67.2 | 0.0331 | 0 | [6 empty] | DEER:HVAC_Split-Package_HP | Annual | 20 | [13 empty] | CZ2022 | None
NE-HVAC-airHP-SpltPkg-65to134kBtuh-12p0eer-3p55cop | DEER2023 | D23 v1 | 2022-10-05 22:29 | Any | SCn | Rec | CZ15 | cDXHP | Cap-Tons | 429 | 250000 | None | 177 | 0.0573 | 0 | 84 | 0.0378 | 0 | [6 empty] | DEER:HVAC_Split-Package_HP | Annual | 20 | [13 empty] | CZ2022 | None
NE-HVAC-airHP-SpltPkg-65to134kBtuh-12p0eer-3p55cop | DEER2023 | D23 v1 | 2022-10-05 22:29 | Any | SCn | Rec | CZ16 | cDXHP | Cap-Tons | 364 | 250000 | None | 157 | 0.0199 | 0 | 48.3 | 0.00994 | 0 | [6 empty] | DEER:HVAC_Split-Package_HP | Annual | 20 | [13 empty] | CZ2022 | None
NE-HVAC-airHP-SpltPkg-65to134kBtuh-12p0eer-3p55cop-wPreEcono | DEER2023 | D23 v1 | 2022-10-06 00:17 | Any | Asm | New | CZ01 | cDXHP | Cap-Tons | 285 | 100000 | None | 92.4 | 0.0185 | 0 | 54.7 | 0.015 | 0 | [6 empty] | DEER:HVAC_Split-Package_HP | Annual | 20 | [13 empty] | CZ2022 | None
NE-HVAC-airHP-SpltPkg-65to134kBtuh-12p0eer-3p55cop-wPreEcono | DEER2023 | D23 v1 | 2022-10-06 00:17 | Any | Asm | New | CZ02 | cDXHP | Cap-Tons | 286 | 100000 | None | 104 | 0.0591 | 0 | 77.5 | 0.0485 | 0 | [6 empty] | DEER:HVAC_Split-Package_HP | Annual | 20 | [13 empty] | CZ2022 | None
NE-HVAC-airHP-SpltPkg-65to134kBtuh-12p0eer-3p55cop-wPreEcono | DEER2023 | D23 v1 | 2022-10-06 00:17 | Any | Asm | New | CZ03 | cDXHP | Cap-Tons | 304 | 100000 | None | 69.6 | 0.0373 | 0 | 46.8 | 0.0306 | 0 | [6 empty] | DEER:HVAC_Split-Package_HP | Annual | 20 | [13 empty] | CZ2022 | None
NE-HVAC-airHP-SpltPkg-65to134kBtuh-12p0eer-3p55cop-wPreEcono | DEER2023 | D23 v1 | 2022-10-06 00:17 | Any | Asm | New | CZ04 | cDXHP | Cap-Tons | 285 | 100000 | None | 109 | 0.0702 | 0 | 84.4 | 0.0576 | 0 | [6 empty] | DEER:HVAC_Split-Package_HP | Annual | 20 | [13 empty] | CZ2022 | None
NE-HVAC-airHP-SpltPkg-65to134kBtuh-12p0eer-3p55cop-wPreEcono | DEER2023 | D23 v1 | 2022-10-06 00:17 | Any | Asm | New | CZ05 | cDXHP | Cap-Tons | 295 | 100000 | None | 73.5 | 0.0251 | 0 | 51.1 | 0.0206 | 0 | [6 empty] | DEER:HVAC_Split-Package_HP | Annual | 20 | [13 empty] | CZ2022 | None
NE-HVAC-airHP-SpltPkg-65to134kBtuh-12p0eer-3p55cop-wPreEcono | DEER2023 | D23 v1 | 2022-10-06 00:17 | Any | Asm | New | CZ06 | cDXHP | Cap-Tons | 327 | 100000 | None | 89 | 0.0454 | 0 | 69.1 | 0.0373 | 0 | [6 empty] | DEER:HVAC_Split-Package_HP | Annual | 20 | [13 empty] | CZ2022 | None
NE-HVAC-airHP-SpltPkg-65to134kBtuh-12p0eer-3p55cop-wPreEcono | DEER2023 | D23 v1 | 2022-10-06 00:17 | Any | Asm | New | CZ07 | cDXHP | Cap-Tons | 317 | 100000 | None | 75.7 | 0.0385 | 0 | 58.3 | 0.0316 | 0 | [6 empty] | DEER:HVAC_Split-Package_HP | Annual | 20 | [13 empty] | CZ2022 | None
NE-HVAC-airHP-SpltPkg-65to134kBtuh-12p0eer-3p55cop-wPreEcono | DEER2023 | D23 v1 | 2022-10-06 00:17 | Any | Asm | New | CZ08 | cDXHP | Cap-Tons | 320 | 100000 | None | 116 | 0.0533 | 0 | 92.1 | 0.0437 | 0 | [6 empty] | DEER:HVAC_Split-Package_HP | Annual | 20 | [13 empty] | CZ2022 | None
NE-HVAC-airHP-SpltPkg-65to134kBtuh-12p0eer-3p55cop-wPreEcono | DEER2023 | D23 v1 | 2022-10-06 00:17 | Any | Asm | New | CZ09 | cDXHP | Cap-Tons | 415 | 100000 | None | 89.7 | 0.0485 | 0 | 71 | 0.0398 | 0 | [6 empty] | DEER:HVAC_Split-Package_HP | Annual | 20 | [13 empty] | CZ2022 | None
NE-HVAC-airHP-SpltPkg-65to134kBtuh-12p0eer-3p55cop-wPreEcono | DEER2023 | D23 v1 | 2022-10-06 00:17 | Any | Asm | New | CZ10 | cDXHP | Cap-Tons | 374 | 100000 | None | 116 | 0.0633 | 0 | 91.4 | 0.052 | 0 | [6 empty] | DEER:HVAC_Split-Package_HP | Annual | 20 | [13 empty] | CZ2022 | None
NE-HVAC-airHP-SpltPkg-65to134kBtuh-12p0eer-3p55cop-wPreEcono | DEER2023 | D23 v1 | 2022-10-06 00:17 | Any | Asm | New | CZ11 | cDXHP | Cap-Tons | 400 | 100000 | None | 117 | 0.0733 | 0 | 90.4 | 0.0602 | 0 | [6 empty] | DEER:HVAC_Split-Package_HP | Annual | 20 | [13 empty] | CZ2022 | None
NE-HVAC-airHP-SpltPkg-65to134kBtuh-12p0eer-3p55cop-wPreEcono | DEER2023 | D23 v1 | 2022-10-06 00:17 | Any | Asm | New | CZ12 | cDXHP | Cap-Tons | 361 | 100000 | None | 110 | 0.0764 | 0 | 83.1 | 0.0628 | 0 | [6 empty] | DEER:HVAC_Split-Package_HP | Annual | 20 | [13 empty] | CZ2022 | None
NE-HVAC-airHP-SpltPkg-65to134kBtuh-12p0eer-3p55cop-wPreEcono | DEER2023 | D23 v1 | 2022-10-06 00:17 | Any | Asm | New | CZ13 | cDXHP | Cap-Tons | 408 | 100000 | None | 123 | 0.0771 | 0 | 96.2 | 0.0634 | 0 | [6 empty] | DEER:HVAC_Split-Package_HP | Annual | 20 | [13 empty] | CZ2022 | None
NE-HVAC-airHP-SpltPkg-65to134kBtuh-12p0eer-3p55cop-wPreEcono | DEER2023 | D23 v1 | 2022-10-06 00:17 | Any | Asm | New | CZ14 | cDXHP | Cap-Tons | 409 | 100000 | None | 108 | 0.0618 | 0 | 83.9 | 0.0508 | 0 | [6 empty] | DEER:HVAC_Split-Package_HP | Annual | 20 | [13 empty] | CZ2022 | None
NE-HVAC-airHP-SpltPkg-65to134kBtuh-12p0eer-3p55cop-wPreEcono | DEER2023 | D23 v1 | 2022-10-06 00:17 | Any | Asm | New | CZ15 | cDXHP | Cap-Tons | 546 | 100000 | None | 134 | 0.0723 | 0 | 109 | 0.0594 | 0 | [6 empty] | DEER:HVAC_Split-Package_HP | Annual | 20 | [13 empty] | CZ2022 | None
NE-HVAC-airHP-SpltPkg-65to134kBtuh-12p0eer-3p55cop-wPreEcono | DEER2023 | D23 v1 | 2022-10-06 00:17 | Any | Asm | New | CZ16 | cDXHP | Cap-Tons | 312 | 100000 | None | 122 | 0.0377 | 0 | 79.3 | 0.0309 | 0 | [6 empty] | DEER:HVAC_Split-Package_HP | Annual | 20 | [13 empty] | CZ2022 | None
NE-HVAC-airHP-SpltPkg-65to134kBtuh-12p0eer-3p55cop-wPreEcono | DEER2023 | D23 v1 | 2022-10-06 00:17 | Any | ECC | New | CZ01 | cDXHP | Cap-Tons | 696 | 300000 | None | 40.4 | 0.0197 | 0 | 25.3 | 0.0161 | 0 | [6 empty] | DEER:HVAC_Split-Package_HP | Annual | 20 | [13 empty] | CZ2022 | None
NE-HVAC-airHP-SpltPkg-65to134kBtuh-12p0eer-3p55cop-wPreEcono | DEER2023 | D23 v1 | 2022-10-06 00:17 | Any | ECC | New | CZ02 | cDXHP | Cap-Tons | 724 | 300000 | None | 60.7 | 0.0535 | 0 | 46.1 | 0.0439 | 0 | [6 empty] | DEER:HVAC_Split-Package_HP | Annual | 20 | [13 empty] | CZ2022 | None
NE-HVAC-airHP-SpltPkg-65to134kBtuh-12p0eer-3p55cop-wPreEcono | DEER2023 | D23 v1 | 2022-10-06 00:17 | Any | ECC | New | CZ03 | cDXHP | Cap-Tons | 750 | 300000 | None | 37.4 | 0.0371 | 0 | 27.7 | 0.0305 | 0 | [6 empty] | DEER:HVAC_Split-Package_HP | Annual | 20 | [13 empty] | CZ2022 | None
NE-HVAC-airHP-SpltPkg-65to134kBtuh-12p0eer-3p55cop-wPreEcono | DEER2023 | D23 v1 | 2022-10-06 00:17 | Any | ECC | New | CZ04 | cDXHP | Cap-Tons | 735 | 300000 | None | 65.2 | 0.0608 | 0 | 51.4 | 0.0499 | 0 | [6 empty] | DEER:HVAC_Split-Package_HP | Annual | 20 | [13 empty] | CZ2022 | None
NE-HVAC-airHP-SpltPkg-65to134kBtuh-12p0eer-3p55cop-wPreEcono | DEER2023 | D23 v1 | 2022-10-06 00:17 | Any | ECC | New | CZ05 | cDXHP | Cap-Tons | 733 | 300000 | None | 42.2 | 0.026 | 0 | 32.2 | 0.0214 | 0 | [6 empty] | DEER:HVAC_Split-Package_HP | Annual | 20 | [13 empty] | CZ2022 | None
NE-HVAC-airHP-SpltPkg-65to134kBtuh-12p0eer-3p55cop-wPreEcono | DEER2023 | D23 v1 | 2022-10-06 00:17 | Any | ECC | New | CZ06 | cDXHP | Cap-Tons | 787 | 300000 | None | 67 | 0.0439 | 0 | 54.2 | 0.0361 | 0 | [6 empty] | DEER:HVAC_Split-Package_HP | Annual | 20 | [13 empty] | CZ2022 | None
NE-HVAC-airHP-SpltPkg-65to134kBtuh-12p0eer-3p55cop-wPreEcono | DEER2023 | D23 v1 | 2022-10-06 00:17 | Any | ECC | New | CZ07 | cDXHP | Cap-Tons | 778 | 300000 | None | 57.1 | 0.0386 | 0 | 46.2 | 0.0317 | 0 | [6 empty] | DEER:HVAC_Split-Package_HP | Annual | 20 | [13 empty] | CZ2022 | None
NE-HVAC-airHP-SpltPkg-65to134kBtuh-12p0eer-3p55cop-wPreEcono | DEER2023 | D23 v1 | 2022-10-06 00:17 | Any | ECC | New | CZ08 | cDXHP | Cap-Tons | 778 | 300000 | None | 85.6 | 0.0509 | 0 | 69.7 | 0.0418 | 0 | [6 empty] | DEER:HVAC_Split-Package_HP | Annual | 20 | [13 empty] | CZ2022 | None
NE-HVAC-airHP-SpltPkg-65to134kBtuh-12p0eer-3p55cop-wPreEcono | DEER2023 | D23 v1 | 2022-10-06 00:17 | Any | ECC | New | CZ09 | cDXHP | Cap-Tons | 957 | 300000 | None | 65.8 | 0.0477 | 0 | 53.2 | 0.0392 | 0 | [6 empty] | DEER:HVAC_Split-Package_HP | Annual | 20 | [13 empty] | CZ2022 | None
NE-HVAC-airHP-SpltPkg-65to134kBtuh-12p0eer-3p55cop-wPreEcono | DEER2023 | D23 v1 | 2022-10-06 00:17 | Any | ECC | New | CZ10 | cDXHP | Cap-Tons | 875 | 300000 | None | 82.5 | 0.0406 | 0 | 66.6 | 0.0334 | 0 | [6 empty] | DEER:HVAC_Split-Package_HP | Annual | 20 | [13 empty] | CZ2022 | None
NE-HVAC-airHP-SpltPkg-65to134kBtuh-12p0eer-3p55cop-wPreEcono | DEER2023 | D23 v1 | 2022-10-06 00:17 | Any | ECC | New | CZ11 | cDXHP | Cap-Tons | 834 | 300000 | None | 85.1 | 0.054 | 0 | 67.2 | 0.0444 | 0 | [6 empty] | DEER:HVAC_Split-Package_HP | Annual | 20 | [13 empty] | CZ2022 | None
NE-HVAC-airHP-SpltPkg-65to134kBtuh-12p0eer-3p55cop-wPreEcono | DEER2023 | D23 v1 | 2022-10-06 00:17 | Any | ECC | New | CZ12 | cDXHP | Cap-Tons | 774 | 300000 | None | 76.3 | 0.0524 | 0 | 59.8 | 0.043 | 0 | [6 empty] | DEER:HVAC_Split-Package_HP | Annual | 20 | [13 empty] | CZ2022 | None
NE-HVAC-airHP-SpltPkg-65to134kBtuh-12p0eer-3p55cop-wPreEcono | DEER2023 | D23 v1 | 2022-10-06 00:17 | Any | ECC | New | CZ13 | cDXHP | Cap-Tons | 862 | 300000 | None | 91.5 | 0.0539 | 0 | 73.1 | 0.0443 | 0 | [6 empty] | DEER:HVAC_Split-Package_HP | Annual | 20 | [13 empty] | CZ2022 | None
NE-HVAC-airHP-SpltPkg-65to134kBtuh-12p0eer-3p55cop-wPreEcono | DEER2023 | D23 v1 | 2022-10-06 00:17 | Any | ECC | New | CZ14 | cDXHP | Cap-Tons | 904 | 300000 | None | 77.7 | 0.0441 | 0 | 61.8 | 0.0362 | 0 | [6 empty] | DEER:HVAC_Split-Package_HP | Annual | 20 | [13 empty] | CZ2022 | None
NE-HVAC-airHP-SpltPkg-65to134kBtuh-12p0eer-3p55cop-wPreEcono | DEER2023 | D23 v1 | 2022-10-06 00:17 | Any | ECC | New | CZ15 | cDXHP | Cap-Tons | 1220 | 300000 | None | 106 | 0.052 | 0 | 87.1 | 0.0427 | 0 | [6 empty] | DEER:HVAC_Split-Package_HP | Annual | 20 | [13 empty] | CZ2022 | None
NE-HVAC-airHP-SpltPkg-65to134kBtuh-12p0eer-3p55cop-wPreEcono | DEER2023 | D23 v1 | 2022-10-06 00:17 | Any | ECC | New | CZ16 | cDXHP | Cap-Tons | 783 | 300000 | None | 61.4 | 0.00444 | 0 | 42.5 | 0.00365 | 0 | [6 empty] | DEER:HVAC_Split-Package_HP | Annual | 20 | [13 empty] | CZ2022 | None
NE-HVAC-airHP-SpltPkg-65to134kBtuh-12p0eer-3p55cop-wPreEcono | DEER2023 | D23 v1 | 2022-10-06 00:17 | Any | EPr | New | CZ01 | cDXHP | Cap-Tons | 107 | 50000 | None | 48.1 | 0.00985 | 0 | 29.4 | 0.00791 | 0 | [6 empty] | DEER:HVAC_Split-Package_HP | Annual | 20 | [13 empty] | CZ2022 | None
NE-HVAC-airHP-SpltPkg-65to134kBtuh-12p0eer-3p55cop-wPreEcono | DEER2023 | D23 v1 | 2022-10-06 00:17 | Any | EPr | New | CZ02 | cDXHP | Cap-Tons | 113 | 50000 | None | 47.9 | 0.0311 | 0 | 34.9 | 0.0256 | 0 | [6 empty] | DEER:HVAC_Split-Package_HP | Annual | 20 | [13 empty] | CZ2022 | None
NE-HVAC-airHP-SpltPkg-65to134kBtuh-12p0eer-3p55cop-wPreEcono | DEER2023 | D23 v1 | 2022-10-06 00:17 | Any | EPr | New | CZ03 | cDXHP | Cap-Tons | 117 | 50000 | None | 34.2 | 0.0184 | 0 | 23.8 | 0.0151 | 0 | [6 empty] | DEER:HVAC_Split-Package_HP | Annual | 20 | [13 empty] | CZ2022 | None
NE-HVAC-airHP-SpltPkg-65to134kBtuh-12p0eer-3p55cop-wPreEcono | DEER2023 | D23 v1 | 2022-10-06 00:17 | Any | EPr | New | CZ04 | cDXHP | Cap-Tons | 115 | 50000 | None | 47.6 | 0.0342 | 0 | 36.4 | 0.0281 | 0 | [6 empty] | DEER:HVAC_Split-Package_HP | Annual | 20 | [13 empty] | CZ2022 | None
NE-HVAC-airHP-SpltPkg-65to134kBtuh-12p0eer-3p55cop-wPreEcono | DEER2023 | D23 v1 | 2022-10-06 00:17 | Any | EPr | New | CZ05 | cDXHP | Cap-Tons | 114 | 50000 | None | 38.1 | 0.014 | 0 | 27.6 | 0.0115 | 0 | [6 empty] | DEER:HVAC_Split-Package_HP | Annual | 20 | [13 empty] | CZ2022 | None
NE-HVAC-airHP-SpltPkg-65to134kBtuh-12p0eer-3p55cop-wPreEcono | DEER2023 | D23 v1 | 2022-10-06 00:17 | Any | EPr | New | CZ06 | cDXHP | Cap-Tons | 125 | 50000 | None | 45.8 | 0.0229 | 0 | 36.1 | 0.0188 | 0 | [6 empty] | DEER:HVAC_Split-Package_HP | Annual | 20 | [13 empty] | CZ2022 | None
NE-HVAC-airHP-SpltPkg-65to134kBtuh-12p0eer-3p55cop-wPreEcono | DEER2023 | D23 v1 | 2022-10-06 00:17 | Any | EPr | New | CZ07 | cDXHP | Cap-Tons | 123 | 50000 | None | 38.3 | 0.0194 | 0 | 29.8 | 0.0159 | 0 | [6 empty] | DEER:HVAC_Split-Package_HP | Annual | 20 | [13 empty] | CZ2022 | None
NE-HVAC-airHP-SpltPkg-65to134kBtuh-12p0eer-3p55cop-wPreEcono | DEER2023 | D23 v1 | 2022-10-06 00:17 | Any | EPr | New | CZ08 | cDXHP | Cap-Tons | 129 | 50000 | None | 55.8 | 0.0275 | 0 | 44.8 | 0.0226 | 0 | [6 empty] | DEER:HVAC_Split-Package_HP | Annual | 20 | [13 empty] | CZ2022 | None
NE-HVAC-airHP-SpltPkg-65to134kBtuh-12p0eer-3p55cop-wPreEcono | DEER2023 | D23 v1 | 2022-10-06 00:17 | Any | EPr | New | CZ09 | cDXHP | Cap-Tons | 159 | 50000 | None | 42.9 | 0.0267 | 0 | 34.1 | 0.0219 | 0 | [6 empty] | DEER:HVAC_Split-Package_HP | Annual | 20 | [13 empty] | CZ2022 | None
NE-HVAC-airHP-SpltPkg-65to134kBtuh-12p0eer-3p55cop-wPreEcono | DEER2023 | D23 v1 | 2022-10-06 00:17 | Any | EPr | New | CZ10 | cDXHP | Cap-Tons | 144 | 50000 | None | 55 | 0.00301 | 0 | 43.9 | 0.00247 | 0 | [6 empty] | DEER:HVAC_Split-Package_HP | Annual | 20 | [13 empty] | CZ2022 | None
NE-HVAC-airHP-SpltPkg-65to134kBtuh-12p0eer-3p55cop-wPreEcono | DEER2023 | D23 v1 | 2022-10-06 00:17 | Any | EPr | New | CZ11 | cDXHP | Cap-Tons | 140 | 50000 | None | 60.1 | 0.00762 | 0 | 46.1 | 0.00626 | 0 | [6 empty] | DEER:HVAC_Split-Package_HP | Annual | 20 | [13 empty] | CZ2022 | None
NE-HVAC-airHP-SpltPkg-65to134kBtuh-12p0eer-3p55cop-wPreEcono | DEER2023 | D23 v1 | 2022-10-06 00:17 | Any | EPr | New | CZ12 | cDXHP | Cap-Tons | 125 | 50000 | None | 53.9 | 0.00371 | 0 | 40.9 | 0.00304 | 0 | [6 empty] | DEER:HVAC_Split-Package_HP | Annual | 20 | [13 empty] | CZ2022 | None
NE-HVAC-airHP-SpltPkg-65to134kBtuh-12p0eer-3p55cop-wPreEcono | DEER2023 | D23 v1 | 2022-10-06 00:17 | Any | EPr | New | CZ13 | cDXHP | Cap-Tons | 145 | 50000 | None | 61.7 | 0.0101 | 0 | 48.1 | 0.00831 | 0 | [6 empty] | DEER:HVAC_Split-Package_HP | Annual | 20 | [13 empty] | CZ2022 | None
NE-HVAC-airHP-SpltPkg-65to134kBtuh-12p0eer-3p55cop-wPreEcono | DEER2023 | D23 v1 | 2022-10-06 00:17 | Any | EPr | New | CZ14 | cDXHP | Cap-Tons | 155 | 50000 | None | 53.6 | 0.0058 | 0 | 41.5 | 0.00476 | 0 | [6 empty] | DEER:HVAC_Split-Package_HP | Annual | 20 | [13 empty] | CZ2022 | None
NE-HVAC-airHP-SpltPkg-65to134kBtuh-12p0eer-3p55cop-wPreEcono | DEER2023 | D23 v1 | 2022-10-06 00:17 | Any | EPr | New | CZ15 | cDXHP | Cap-Tons | 218 | 50000 | None | 70.7 | 0.0141 | 0 | 57.7 | 0.0116 | 0 | [6 empty] | DEER:HVAC_Split-Package_HP | Annual | 20 | [13 empty] | CZ2022 | None
NE-HVAC-airHP-SpltPkg-65to134kBtuh-12p0eer-3p55cop-wPreEcono | DEER2023 | D23 v1 | 2022-10-06 00:17 | Any | EPr | New | CZ16 | cDXHP | Cap-Tons | 124 | 50000 | None | 61.5 | 0.00095 | 0 | 39.8 | 0.00078 | 0 | [6 empty] | DEER:HVAC_Split-Package_HP | Annual | 20 | [13 empty] | CZ2022 | None
NE-HVAC-airHP-SpltPkg-65to134kBtuh-12p0eer-3p55cop-wPreEcono | DEER2023 | D23 v1 | 2022-10-06 00:17 | Any | ERC | New | CZ01 | cDXHP | Cap-Tons | 4.6 | 1920 | None | 218 | 0.00065 | 0 | 41.9 | 0.00065 | 0 | [6 empty] | DEER:HVAC_Split-Package_HP | Annual | 20 | [13 empty] | CZ2022 | None
NE-HVAC-airHP-SpltPkg-65to134kBtuh-12p0eer-3p55cop-wPreEcono | DEER2023 | D23 v1 | 2022-10-06 00:17 | Any | ERC | New | CZ02 | cDXHP | Cap-Tons | 5.02 | 1920 | None | 147 | 0.00957 | 0 | 43.2 | 0.00977 | 0 | [6 empty] | DEER:HVAC_Split-Package_HP | Annual | 20 | [13 empty] | CZ2022 | None
NE-HVAC-airHP-SpltPkg-65to134kBtuh-12p0eer-3p55cop-wPreEcono | DEER2023 | D23 v1 | 2022-10-06 00:17 | Any | ERC | New | CZ03 | cDXHP | Cap-Tons | 5.25 | 1920 | None | 101 | 0.0021 | 0 | 30.8 | 0.00343 | 0 | [6 empty] | DEER:HVAC_Split-Package_HP | Annual | 20 | [13 empty] | CZ2022 | None
NE-HVAC-airHP-SpltPkg-65to134kBtuh-12p0eer-3p55cop-wPreEcono | DEER2023 | D23 v1 | 2022-10-06 00:17 | Any | ERC | New | CZ04 | cDXHP | Cap-Tons | 5.31 | 1920 | None | 109 | 0.0096 | 0 | 39.7 | 0.0113 | 0 | [6 empty] | DEER:HVAC_Split-Package_HP | Annual | 20 | [13 empty] | CZ2022 | None
NE-HVAC-airHP-SpltPkg-65to134kBtuh-12p0eer-3p55cop-wPreEcono | DEER2023 | D23 v1 | 2022-10-06 00:17 | Any | ERC | New | CZ05 | cDXHP | Cap-Tons | 4.95 | 1920 | None | 99.8 | 0.00141 | 0 | 39 | 0.00202 | 0 | [6 empty] | DEER:HVAC_Split-Package_HP | Annual | 20 | [13 empty] | CZ2022 | None
NE-HVAC-airHP-SpltPkg-65to134kBtuh-12p0eer-3p55cop-wPreEcono | DEER2023 | D23 v1 | 2022-10-06 00:17 | Any | ERC | New | CZ06 | cDXHP | Cap-Tons | 5.79 | 1920 | None | 61.9 | 0.00156 | 0 | 38.7 | 0.00449 | 0 | [6 empty] | DEER:HVAC_Split-Package_HP | Annual | 20 | [13 empty] | CZ2022 | None
NE-HVAC-airHP-SpltPkg-65to134kBtuh-12p0eer-3p55cop-wPreEcono | DEER2023 | D23 v1 | 2022-10-06 00:17 | Any | ERC | New | CZ07 | cDXHP | Cap-Tons | 5.58 | 1920 | None | 49.6 | 0.00072 | 0 | 32.2 | 0.00233 | 0 | [6 empty] | DEER:HVAC_Split-Package_HP | Annual | 20 | [13 empty] | CZ2022 | None
NE-HVAC-airHP-SpltPkg-65to134kBtuh-12p0eer-3p55cop-wPreEcono | DEER2023 | D23 v1 | 2022-10-06 00:17 | Any | ERC | New | CZ08 | cDXHP | Cap-Tons | 6.07 | 1920 | None | 87.5 | 0.00461 | 0 | 46.8 | 0.00939 | 0 | [6 empty] | DEER:HVAC_Split-Package_HP | Annual | 20 | [13 empty] | CZ2022 | None
NE-HVAC-airHP-SpltPkg-65to134kBtuh-12p0eer-3p55cop-wPreEcono | DEER2023 | D23 v1 | 2022-10-06 00:17 | Any | ERC | New | CZ09 | cDXHP | Cap-Tons | 7.7 | 1920 | None | 94.6 | 0.00649 | 0 | 33.7 | 0.00857 | 0 | [6 empty] | DEER:HVAC_Split-Package_HP | Annual | 20 | [13 empty] | CZ2022 | None
NE-HVAC-airHP-SpltPkg-65to134kBtuh-12p0eer-3p55cop-wPreEcono | DEER2023 | D23 v1 | 2022-10-06 00:17 | Any | ERC | New | CZ10 | cDXHP | Cap-Tons | 6.88 | 1920 | None | 114 | 0 | 0 | 45.2 | 0.00756 | 0 | [6 empty] | DEER:HVAC_Split-Package_HP | Annual | 20 | [13 empty] | CZ2022 | None
NE-HVAC-airHP-SpltPkg-65to134kBtuh-12p0eer-3p55cop-wPreEcono | DEER2023 | D23 v1 | 2022-10-06 00:17 | Any | ERC | New | CZ11 | cDXHP | Cap-Tons | 6.75 | 1920 | None | 158 | 0.00474 | 0 | 49.2 | 0.0163 | 0 | [6 empty] | DEER:HVAC_Split-Package_HP | Annual | 20 | [13 empty] | CZ2022 | None
NE-HVAC-airHP-SpltPkg-65to134kBtuh-12p0eer-3p55cop-wPreEcono | DEER2023 | D23 v1 | 2022-10-06 00:17 | Any | ERC | New | CZ12 | cDXHP | Cap-Tons | 5.9 | 1920 | None | 131 | 0.00424 | 0 | 44.8 | 0.0134 | 0 | [6 empty] | DEER:HVAC_Split-Package_HP | Annual | 20 | [13 empty] | CZ2022 | None
NE-HVAC-airHP-SpltPkg-65to134kBtuh-12p0eer-3p55cop-wPreEcono | DEER2023 | D23 v1 | 2022-10-06 00:17 | Any | ERC | New | CZ13 | cDXHP | Cap-Tons | 7.05 | 1920 | None | 129 | -0.00397 | 0 | 51.9 | 0.0169 | 0 | [6 empty] | DEER:HVAC_Split-Package_HP | Annual | 20 | [13 empty] | CZ2022 | None
NE-HVAC-airHP-SpltPkg-65to134kBtuh-12p0eer-3p55cop-wPreEcono | DEER2023 | D23 v1 | 2022-10-06 00:17 | Any | ERC | New | CZ14 | cDXHP | Cap-Tons | 7.52 | 1920 | None | 143 | 0.00293 | 0 | 45.9 | 0.0124 | 0 | [6 empty] | DEER:HVAC_Split-Package_HP | Annual | 20 | [13 empty] | CZ2022 | None
NE-HVAC-airHP-SpltPkg-65to134kBtuh-12p0eer-3p55cop-wPreEcono | DEER2023 | D23 v1 | 2022-10-06 00:17 | Any | ERC | New | CZ15 | cDXHP | Cap-Tons | 10.2 | 1920 | None | 150 | -0.0001 | 0 | 60.3 | 0.0184 | 0 | [6 empty] | DEER:HVAC_Split-Package_HP | Annual | 20 | [13 empty] | CZ2022 | None
NE-HVAC-airHP-SpltPkg-65to134kBtuh-12p0eer-3p55cop-wPreEcono | DEER2023 | D23 v1 | 2022-10-06 00:17 | Any | ERC | New | CZ16 | cDXHP | Cap-Tons | 5.33 | 1920 | None | 212 | 0.00038 | 0 | 51.4 | 0.00094 | 0 | [6 empty] | DEER:HVAC_Split-Package_HP | Annual | 20 | [13 empty] | CZ2022 | None
NE-HVAC-airHP-SpltPkg-65to134kBtuh-12p0eer-3p55cop-wPreEcono | DEER2023 | D23 v1 | 2022-10-06 00:17 | Any | ESe | New | CZ01 | cDXHP | Cap-Tons | 351 | 150000 | None | 42 | 0.00994 | 0 | 26 | 0.00808 | 0 | [6 empty] | DEER:HVAC_Split-Package_HP | Annual | 20 | [13 empty] | CZ2022 | None
NE-HVAC-airHP-SpltPkg-65to134kBtuh-12p0eer-3p55cop-wPreEcono | DEER2023 | D23 v1 | 2022-10-06 00:17 | Any | ESe | New | CZ02 | cDXHP | Cap-Tons | 386 | 150000 | None | 48 | 0.0299 | 0 | 34.8 | 0.0245 | 0 | [6 empty] | DEER:HVAC_Split-Package_HP | Annual | 20 | [13 empty] | CZ2022 | None
NE-HVAC-airHP-SpltPkg-65to134kBtuh-12p0eer-3p55cop-wPreEcono | DEER2023 | D23 v1 | 2022-10-06 00:17 | Any | ESe | New | CZ03 | cDXHP | Cap-Tons | 382 | 150000 | None | 33 | 0.0193 | 0 | 23.2 | 0.0158 | 0 | [6 empty] | DEER:HVAC_Split-Package_HP | Annual | 20 | [13 empty] | CZ2022 | None
NE-HVAC-airHP-SpltPkg-65to134kBtuh-12p0eer-3p55cop-wPreEcono | DEER2023 | D23 v1 | 2022-10-06 00:17 | Any | ESe | New | CZ04 | cDXHP | Cap-Tons | 393 | 150000 | None | 48.1 | 0.0328 | 0 | 36.5 | 0.0269 | 0 | [6 empty] | DEER:HVAC_Split-Package_HP | Annual | 20 | [13 empty] | CZ2022 | None
NE-HVAC-airHP-SpltPkg-65to134kBtuh-12p0eer-3p55cop-wPreEcono | DEER2023 | D23 v1 | 2022-10-06 00:17 | Any | ESe | New | CZ05 | cDXHP | Cap-Tons | 369 | 150000 | None | 37.1 | 0.0156 | 0 | 27.2 | 0.0128 | 0 | [6 empty] | DEER:HVAC_Split-Package_HP | Annual | 20 | [13 empty] | CZ2022 | None
NE-HVAC-airHP-SpltPkg-65to134kBtuh-12p0eer-3p55cop-wPreEcono | DEER2023 | D23 v1 | 2022-10-06 00:17 | Any | ESe | New | CZ06 | cDXHP | Cap-Tons | 398 | 150000 | None | 47.1 | 0.023 | 0 | 37.3 | 0.0189 | 0 | [6 empty] | DEER:HVAC_Split-Package_HP | Annual | 20 | [13 empty] | CZ2022 | None
NE-HVAC-airHP-SpltPkg-65to134kBtuh-12p0eer-3p55cop-wPreEcono | DEER2023 | D23 v1 | 2022-10-06 00:17 | Any | ESe | New | CZ07 | cDXHP | Cap-Tons | 389 | 150000 | None | 40.4 | 0.0202 | 0 | 31.9 | 0.0166 | 0 | [6 empty] | DEER:HVAC_Split-Package_HP | Annual | 20 | [13 empty] | CZ2022 | None
NE-HVAC-airHP-SpltPkg-65to134kBtuh-12p0eer-3p55cop-wPreEcono | DEER2023 | D23 v1 | 2022-10-06 00:17 | Any | ESe | New | CZ08 | cDXHP | Cap-Tons | 399 | 150000 | None | 62.1 | 0.0286 | 0 | 49.9 | 0.0235 | 0 | [6 empty] | DEER:HVAC_Split-Package_HP | Annual | 20 | [13 empty] | CZ2022 | None
NE-HVAC-airHP-SpltPkg-65to134kBtuh-12p0eer-3p55cop-wPreEcono | DEER2023 | D23 v1 | 2022-10-06 00:17 | Any | ESe | New | CZ09 | cDXHP | Cap-Tons | 498 | 150000 | None | 47.4 | 0.0272 | 0 | 37.7 | 0.0224 | 0 | [6 empty] | DEER:HVAC_Split-Package_HP | Annual | 20 | [13 empty] | CZ2022 | None
NE-HVAC-airHP-SpltPkg-65to134kBtuh-12p0eer-3p55cop-wPreEcono | DEER2023 | D23 v1 | 2022-10-06 00:17 | Any | ESe | New | CZ10 | cDXHP | Cap-Tons | 450 | 150000 | None | 61.5 | 0.0127 | 0 | 48.8 | 0.0104 | 0 | [6 empty] | DEER:HVAC_Split-Package_HP | Annual | 20 | [13 empty] | CZ2022 | None
NE-HVAC-airHP-SpltPkg-65to134kBtuh-12p0eer-3p55cop-wPreEcono | DEER2023 | D23 v1 | 2022-10-06 00:17 | Any | ESe | New | CZ11 | cDXHP | Cap-Tons | 429 | 150000 | None | 65.3 | 0.0163 | 0 | 50.2 | 0.0134 | 0 | [6 empty] | DEER:HVAC_Split-Package_HP | Annual | 20 | [13 empty] | CZ2022 | None
NE-HVAC-airHP-SpltPkg-65to134kBtuh-12p0eer-3p55cop-wPreEcono | DEER2023 | D23 v1 | 2022-10-06 00:17 | Any | ESe | New | CZ12 | cDXHP | Cap-Tons | 405 | 150000 | None | 57.3 | 0.0146 | 0 | 43.4 | 0.012 | 0 | [6 empty] | DEER:HVAC_Split-Package_HP | Annual | 20 | [13 empty] | CZ2022 | None
NE-HVAC-airHP-SpltPkg-65to134kBtuh-12p0eer-3p55cop-wPreEcono | DEER2023 | D23 v1 | 2022-10-06 00:17 | Any | ESe | New | CZ13 | cDXHP | Cap-Tons | 442 | 150000 | None | 68.5 | 0.0168 | 0 | 53.6 | 0.0138 | 0 | [6 empty] | DEER:HVAC_Split-Package_HP | Annual | 20 | [13 empty] | CZ2022 | None
NE-HVAC-airHP-SpltPkg-65to134kBtuh-12p0eer-3p55cop-wPreEcono | DEER2023 | D23 v1 | 2022-10-06 00:17 | Any | ESe | New | CZ14 | cDXHP | Cap-Tons | 470 | 150000 | None | 57.6 | 0.0124 | 0 | 44.7 | 0.0102 | 0 | [6 empty] | DEER:HVAC_Split-Package_HP | Annual | 20 | [13 empty] | CZ2022 | None
NE-HVAC-airHP-SpltPkg-65to134kBtuh-12p0eer-3p55cop-wPreEcono | DEER2023 | D23 v1 | 2022-10-06 00:17 | Any | ESe | New | CZ15 | cDXHP | Cap-Tons | 640 | 150000 | None | 78.6 | 0.0174 | 0 | 64.2 | 0.0143 | 0 | [6 empty] | DEER:HVAC_Split-Package_HP | Annual | 20 | [13 empty] | CZ2022 | None
NE-HVAC-airHP-SpltPkg-65to134kBtuh-12p0eer-3p55cop-wPreEcono | DEER2023 | D23 v1 | 2022-10-06 00:17 | Any | ESe | New | CZ16 | cDXHP | Cap-Tons | 402 | 150000 | None | 56 | 0.004 | 0 | 37.1 | 0.00328 | 0 | [6 empty] | DEER:HVAC_Split-Package_HP | Annual | 20 | [13 empty] | CZ2022 | None
NE-HVAC-airHP-SpltPkg-65to134kBtuh-12p0eer-3p55cop-wPreEcono | DEER2023 | D23 v1 | 2022-10-06 00:17 | Any | EUn | New | CZ01 | cDXHP | Cap-Tons | 1860 | 930000 | None | 51.2 | 0.0216 | 0 | 31.8 | 0.0177 | 0 | [6 empty] | DEER:HVAC_Split-Package_HP | Annual | 20 | [13 empty] | CZ2022 | None
NE-HVAC-airHP-SpltPkg-65to134kBtuh-12p0eer-3p55cop-wPreEcono | DEER2023 | D23 v1 | 2022-10-06 00:17 | Any | EUn | New | CZ02 | cDXHP | Cap-Tons | 1890 | 930000 | None | 76.7 | 0.0581 | 0 | 57.3 | 0.0477 | 0 | [6 empty] | DEER:HVAC_Split-Package_HP | Annual | 20 | [13 empty] | CZ2022 | None
NE-HVAC-airHP-SpltPkg-65to134kBtuh-12p0eer-3p55cop-wPreEcono | DEER2023 | D23 v1 | 2022-10-06 00:17 | Any | EUn | New | CZ03 | cDXHP | Cap-Tons | 1970 | 930000 | None | 48.6 | 0.0399 | 0 | 35.2 | 0.0327 | 0 | [6 empty] | DEER:HVAC_Split-Package_HP | Annual | 20 | [13 empty] | CZ2022 | None
NE-HVAC-airHP-SpltPkg-65to134kBtuh-12p0eer-3p55cop-wPreEcono | DEER2023 | D23 v1 | 2022-10-06 00:17 | Any | EUn | New | CZ04 | cDXHP | Cap-Tons | 1930 | 930000 | None | 79.4 | 0.065 | 0 | 61.7 | 0.0534 | 0 | [6 empty] | DEER:HVAC_Split-Package_HP | Annual | 20 | [13 empty] | CZ2022 | None
NE-HVAC-airHP-SpltPkg-65to134kBtuh-12p0eer-3p55cop-wPreEcono | DEER2023 | D23 v1 | 2022-10-06 00:17 | Any | EUn | New | CZ05 | cDXHP | Cap-Tons | 1920 | 930000 | None | 54.2 | 0.0285 | 0 | 40.4 | 0.0234 | 0 | [6 empty] | DEER:HVAC_Split-Package_HP | Annual | 20 | [13 empty] | CZ2022 | None
NE-HVAC-airHP-SpltPkg-65to134kBtuh-12p0eer-3p55cop-wPreEcono | DEER2023 | D23 v1 | 2022-10-06 00:17 | Any | EUn | New | CZ06 | cDXHP | Cap-Tons | 2040 | 930000 | None | 78.1 | 0.0465 | 0 | 62.4 | 0.0382 | 0 | [6 empty] | DEER:HVAC_Split-Package_HP | Annual | 20 | [13 empty] | CZ2022 | None
NE-HVAC-airHP-SpltPkg-65to134kBtuh-12p0eer-3p55cop-wPreEcono | DEER2023 | D23 v1 | 2022-10-06 00:17 | Any | EUn | New | CZ07 | cDXHP | Cap-Tons | 2010 | 930000 | None | 66.8 | 0.0409 | 0 | 53.2 | 0.0336 | 0 | [6 empty] | DEER:HVAC_Split-Package_HP | Annual | 20 | [13 empty] | CZ2022 | None
NE-HVAC-airHP-SpltPkg-65to134kBtuh-12p0eer-3p55cop-wPreEcono | DEER2023 | D23 v1 | 2022-10-06 00:17 | Any | EUn | New | CZ08 | cDXHP | Cap-Tons | 1970 | 930000 | None | 100 | 0.0551 | 0 | 81 | 0.0453 | 0 | [6 empty] | DEER:HVAC_Split-Package_HP | Annual | 20 | [13 empty] | CZ2022 | None
NE-HVAC-airHP-SpltPkg-65to134kBtuh-12p0eer-3p55cop-wPreEcono | DEER2023 | D23 v1 | 2022-10-06 00:17 | Any | EUn | New | CZ09 | cDXHP | Cap-Tons | 2450 | 930000 | None | 78.5 | 0.0514 | 0 | 62.9 | 0.0422 | 0 | [6 empty] | DEER:HVAC_Split-Package_HP | Annual | 20 | [13 empty] | CZ2022 | None
NE-HVAC-airHP-SpltPkg-65to134kBtuh-12p0eer-3p55cop-wPreEcono | DEER2023 | D23 v1 | 2022-10-06 00:17 | Any | EUn | New | CZ10 | cDXHP | Cap-Tons | 2250 | 930000 | None | 97.1 | 0.052 | 0 | 77.7 | 0.0427 | 0 | [6 empty] | DEER:HVAC_Split-Package_HP | Annual | 20 | [13 empty] | CZ2022 | None
NE-HVAC-airHP-SpltPkg-65to134kBtuh-12p0eer-3p55cop-wPreEcono | DEER2023 | D23 v1 | 2022-10-06 00:17 | Any | EUn | New | CZ11 | cDXHP | Cap-Tons | 2160 | 930000 | None | 102 | 0.0707 | 0 | 80.1 | 0.0581 | 0 | [6 empty] | DEER:HVAC_Split-Package_HP | Annual | 20 | [13 empty] | CZ2022 | None
NE-HVAC-airHP-SpltPkg-65to134kBtuh-12p0eer-3p55cop-wPreEcono | DEER2023 | D23 v1 | 2022-10-06 00:17 | Any | EUn | New | CZ12 | cDXHP | Cap-Tons | 2010 | 930000 | None | 92.7 | 0.0683 | 0 | 72 | 0.0561 | 0 | [6 empty] | DEER:HVAC_Split-Package_HP | Annual | 20 | [13 empty] | CZ2022 | None
NE-HVAC-airHP-SpltPkg-65to134kBtuh-12p0eer-3p55cop-wPreEcono | DEER2023 | D23 v1 | 2022-10-06 00:17 | Any | EUn | New | CZ13 | cDXHP | Cap-Tons | 2230 | 930000 | None | 108 | 0.0697 | 0 | 85.5 | 0.0572 | 0 | [6 empty] | DEER:HVAC_Split-Package_HP | Annual | 20 | [13 empty] | CZ2022 | None
NE-HVAC-airHP-SpltPkg-65to134kBtuh-12p0eer-3p55cop-wPreEcono | DEER2023 | D23 v1 | 2022-10-06 00:17 | Any | EUn | New | CZ14 | cDXHP | Cap-Tons | 2310 | 930000 | None | 93.8 | 0.057 | 0 | 74.1 | 0.0468 | 0 | [6 empty] | DEER:HVAC_Split-Package_HP | Annual | 20 | [13 empty] | CZ2022 | None
NE-HVAC-airHP-SpltPkg-65to134kBtuh-12p0eer-3p55cop-wPreEcono | DEER2023 | D23 v1 | 2022-10-06 00:17 | Any | EUn | New | CZ15 | cDXHP | Cap-Tons | 3110 | 930000 | None | 121 | 0.0656 | 0 | 98.7 | 0.0539 | 0 | [6 empty] | DEER:HVAC_Split-Package_HP | Annual | 20 | [13 empty] | CZ2022 | None
NE-HVAC-airHP-SpltPkg-65to134kBtuh-12p0eer-3p55cop-wPreEcono | DEER2023 | D23 v1 | 2022-10-06 00:17 | Any | EUn | New | CZ16 | cDXHP | Cap-Tons | 2010 | 930000 | None | 74.3 | 0.00434 | 0 | 51.1 | 0.00356 | 0 | [6 empty] | DEER:HVAC_Split-Package_HP | Annual | 20 | [13 empty] | CZ2022 | None
NE-HVAC-airHP-SpltPkg-65to134kBtuh-12p0eer-3p55cop-wPreEcono | DEER2023 | D23 v1 | 2022-10-06 00:17 | Any | Gro | New | CZ01 | cDXHP | Cap-Tons | 55.3 | 50000 | None | 225 | 0.0165 | -0.00033 | 140 | 0.0131 | 0.00021 | [6 empty] | DEER:HVAC_Split-Package_HP | Annual | 20 | [13 empty] | CZ2022 | None
NE-HVAC-airHP-SpltPkg-65to134kBtuh-12p0eer-3p55cop-wPreEcono | DEER2023 | D23 v1 | 2022-10-06 00:17 | Any | Gro | New | CZ02 | cDXHP | Cap-Tons | 97 | 50000 | None | 147 | 0.0327 | 0 | 106 | 0.0269 | 0 | [6 empty] | DEER:HVAC_Split-Package_HP | Annual | 20 | [13 empty] | CZ2022 | None
NE-HVAC-airHP-SpltPkg-65to134kBtuh-12p0eer-3p55cop-wPreEcono | DEER2023 | D23 v1 | 2022-10-06 00:17 | Any | Gro | New | CZ03 | cDXHP | Cap-Tons | 66.4 | 50000 | None | 156 | 0.0249 | 0 | 107 | 0.0204 | 0 | [6 empty] | DEER:HVAC_Split-Package_HP | Annual | 20 | [13 empty] | CZ2022 | None
NE-HVAC-airHP-SpltPkg-65to134kBtuh-12p0eer-3p55cop-wPreEcono | DEER2023 | D23 v1 | 2022-10-06 00:17 | Any | Gro | New | CZ04 | cDXHP | Cap-Tons | 87 | 50000 | None | 139 | 0.0429 | 0 | 102 | 0.0352 | 0 | [6 empty] | DEER:HVAC_Split-Package_HP | Annual | 20 | [13 empty] | CZ2022 | None
NE-HVAC-airHP-SpltPkg-65to134kBtuh-12p0eer-3p55cop-wPreEcono | DEER2023 | D23 v1 | 2022-10-06 00:17 | Any | Gro | New | CZ05 | cDXHP | Cap-Tons | 65.5 | 50000 | None | 154 | 0.0177 | -0.00024 | 105 | 0.0144 | 0 | [6 empty] | DEER:HVAC_Split-Package_HP | Annual | 20 | [13 empty] | CZ2022 | None
NE-HVAC-airHP-SpltPkg-65to134kBtuh-12p0eer-3p55cop-wPreEcono | DEER2023 | D23 v1 | 2022-10-06 00:17 | Any | Gro | New | CZ06 | cDXHP | Cap-Tons | 81.6 | 50000 | None | 125 | 0.0313 | 0 | 93.6 | 0.0257 | 0 | [6 empty] | DEER:HVAC_Split-Package_HP | Annual | 20 | [13 empty] | CZ2022 | None
NE-HVAC-airHP-SpltPkg-65to134kBtuh-12p0eer-3p55cop-wPreEcono | DEER2023 | D23 v1 | 2022-10-06 00:17 | Any | Gro | New | CZ07 | cDXHP | Cap-Tons | 72.7 | 50000 | None | 123 | 0.0263 | 0 | 91.5 | 0.0216 | 0 | [6 empty] | DEER:HVAC_Split-Package_HP | Annual | 20 | [13 empty] | CZ2022 | None
NE-HVAC-airHP-SpltPkg-65to134kBtuh-12p0eer-3p55cop-wPreEcono | DEER2023 | D23 v1 | 2022-10-06 00:17 | Any | Gro | New | CZ08 | cDXHP | Cap-Tons | 85 | 50000 | None | 135 | 0.0383 | 0 | 104 | 0.0314 | 0 | [6 empty] | DEER:HVAC_Split-Package_HP | Annual | 20 | [13 empty] | CZ2022 | None
NE-HVAC-airHP-SpltPkg-65to134kBtuh-12p0eer-3p55cop-wPreEcono | DEER2023 | D23 v1 | 2022-10-06 00:17 | Any | Gro | New | CZ09 | cDXHP | Cap-Tons | 77.8 | 50000 | None | 142 | 0.0499 | 0 | 107 | 0.041 | 0 | [6 empty] | DEER:HVAC_Split-Package_HP | Annual | 20 | [13 empty] | CZ2022 | None
NE-HVAC-airHP-SpltPkg-65to134kBtuh-12p0eer-3p55cop-wPreEcono | DEER2023 | D23 v1 | 2022-10-06 00:17 | Any | Gro | New | CZ10 | cDXHP | Cap-Tons | 90.6 | 50000 | None | 145 | 0.0512 | 0 | 111 | 0.0421 | 0 | [6 empty] | DEER:HVAC_Split-Package_HP | Annual | 20 | [13 empty] | CZ2022 | None
NE-HVAC-airHP-SpltPkg-65to134kBtuh-12p0eer-3p55cop-wPreEcono | DEER2023 | D23 v1 | 2022-10-06 00:17 | Any | Gro | New | CZ11 | cDXHP | Cap-Tons | 96.2 | 50000 | None | 159 | 0.0602 | 0 | 121 | 0.0494 | 0 | [6 empty] | DEER:HVAC_Split-Package_HP | Annual | 20 | [13 empty] | CZ2022 | None
NE-HVAC-airHP-SpltPkg-65to134kBtuh-12p0eer-3p55cop-wPreEcono | DEER2023 | D23 v1 | 2022-10-06 00:17 | Any | Gro | New | CZ12 | cDXHP | Cap-Tons | 104 | 50000 | None | 141 | 0.0515 | 0 | 106 | 0.0423 | 0 | [6 empty] | DEER:HVAC_Split-Package_HP | Annual | 20 | [13 empty] | CZ2022 | None
NE-HVAC-airHP-SpltPkg-65to134kBtuh-12p0eer-3p55cop-wPreEcono | DEER2023 | D23 v1 | 2022-10-06 00:17 | Any | Gro | New | CZ13 | cDXHP | Cap-Tons | 110 | 50000 | None | 146 | 0.0572 | 0 | 113 | 0.047 | 0 | [6 empty] | DEER:HVAC_Split-Package_HP | Annual | 20 | [13 empty] | CZ2022 | None
NE-HVAC-airHP-SpltPkg-65to134kBtuh-12p0eer-3p55cop-wPreEcono | DEER2023 | D23 v1 | 2022-10-06 00:17 | Any | Gro | New | CZ14 | cDXHP | Cap-Tons | 89.4 | 50000 | None | 163 | 0.0565 | 0 | 121 | 0.0464 | 0 | [6 empty] | DEER:HVAC_Split-Package_HP | Annual | 20 | [13 empty] | CZ2022 | None
NE-HVAC-airHP-SpltPkg-65to134kBtuh-12p0eer-3p55cop-wPreEcono | DEER2023 | D23 v1 | 2022-10-06 00:17 | Any | Gro | New | CZ15 | cDXHP | Cap-Tons | 120 | 50000 | None | 153 | 0.0702 | 0 | 123 | 0.0577 | 0 | [6 empty] | DEER:HVAC_Split-Package_HP | Annual | 20 | [13 empty] | CZ2022 | None
NE-HVAC-airHP-SpltPkg-65to134kBtuh-12p0eer-3p55cop-wPreEcono | DEER2023 | D23 v1 | 2022-10-06 00:17 | Any | Gro | New | CZ16 | cDXHP | Cap-Tons | 58 | 50000 | None | 194 | 0.0321 | 2e-05 | 103 | 0.0264 | 0 | [6 empty] | DEER:HVAC_Split-Package_HP | Annual | 20 | [13 empty] | CZ2022 | None
NE-HVAC-airHP-SpltPkg-65to134kBtuh-12p0eer-3p55cop-wPreEcono | DEER2023 | D23 v1 | 2022-10-06 00:17 | Any | Hsp | New | CZ01 | cDXHP | Cap-Tons | 680 | 236000 | None | 41.4 | 0.00882 | 0 | 24.6 | 0.00723 | 0 | [6 empty] | DEER:HVAC_Split-Package_HP | Annual | 20 | [13 empty] | CZ2022 | None
NE-HVAC-airHP-SpltPkg-65to134kBtuh-12p0eer-3p55cop-wPreEcono | DEER2023 | D23 v1 | 2022-10-06 00:17 | Any | Hsp | New | CZ02 | cDXHP | Cap-Tons | 680 | 236000 | None | 58.2 | 0.0324 | 0 | 42 | 0.0266 | 0 | [6 empty] | DEER:HVAC_Split-Package_HP | Annual | 20 | [13 empty] | CZ2022 | None
NE-HVAC-airHP-SpltPkg-65to134kBtuh-12p0eer-3p55cop-wPreEcono | DEER2023 | D23 v1 | 2022-10-06 00:17 | Any | Hsp | New | CZ03 | cDXHP | Cap-Tons | 680 | 236000 | None | 34.5 | 0.0232 | 0 | 23.9 | 0.019 | 0 | [6 empty] | DEER:HVAC_Split-Package_HP | Annual | 20 | [13 empty] | CZ2022 | None
NE-HVAC-airHP-SpltPkg-65to134kBtuh-12p0eer-3p55cop-wPreEcono | DEER2023 | D23 v1 | 2022-10-06 00:17 | Any | Hsp | New | CZ04 | cDXHP | Cap-Tons | 680 | 236000 | None | 61.1 | 0.0368 | 0 | 46.6 | 0.0302 | 0 | [6 empty] | DEER:HVAC_Split-Package_HP | Annual | 20 | [13 empty] | CZ2022 | None
NE-HVAC-airHP-SpltPkg-65to134kBtuh-12p0eer-3p55cop-wPreEcono | DEER2023 | D23 v1 | 2022-10-06 00:17 | Any | Hsp | New | CZ05 | cDXHP | Cap-Tons | 680 | 236000 | None | 37.3 | 0.0152 | 0 | 26.5 | 0.0125 | 0 | [6 empty] | DEER:HVAC_Split-Package_HP | Annual | 20 | [13 empty] | CZ2022 | None
NE-HVAC-airHP-SpltPkg-65to134kBtuh-12p0eer-3p55cop-wPreEcono | DEER2023 | D23 v1 | 2022-10-06 00:17 | Any | Hsp | New | CZ06 | cDXHP | Cap-Tons | 680 | 236000 | None | 65.8 | 0.0289 | 0 | 52.4 | 0.0238 | 0 | [6 empty] | DEER:HVAC_Split-Package_HP | Annual | 20 | [13 empty] | CZ2022 | None
NE-HVAC-airHP-SpltPkg-65to134kBtuh-12p0eer-3p55cop-wPreEcono | DEER2023 | D23 v1 | 2022-10-06 00:17 | Any | Hsp | New | CZ07 | cDXHP | Cap-Tons | 680 | 236000 | None | 54.7 | 0.0253 | 0 | 43.8 | 0.0208 | 0 | [6 empty] | DEER:HVAC_Split-Package_HP | Annual | 20 | [13 empty] | CZ2022 | None
NE-HVAC-airHP-SpltPkg-65to134kBtuh-12p0eer-3p55cop-wPreEcono | DEER2023 | D23 v1 | 2022-10-06 00:17 | Any | Hsp | New | CZ08 | cDXHP | Cap-Tons | 680 | 236000 | None | 80.6 | 0.0324 | 0 | 64.8 | 0.0266 | 0 | [6 empty] | DEER:HVAC_Split-Package_HP | Annual | 20 | [13 empty] | CZ2022 | None
NE-HVAC-airHP-SpltPkg-65to134kBtuh-12p0eer-3p55cop-wPreEcono | DEER2023 | D23 v1 | 2022-10-06 00:17 | Any | Hsp | New | CZ09 | cDXHP | Cap-Tons | 682 | 236000 | None | 77.3 | 0.0375 | 0 | 61.5 | 0.0308 | 0 | [6 empty] | DEER:HVAC_Split-Package_HP | Annual | 20 | [13 empty] | CZ2022 | None
NE-HVAC-airHP-SpltPkg-65to134kBtuh-12p0eer-3p55cop-wPreEcono | DEER2023 | D23 v1 | 2022-10-06 00:17 | Any | Hsp | New | CZ10 | cDXHP | Cap-Tons | 681 | 236000 | None | 89.9 | 0.0418 | 0 | 71.2 | 0.0343 | 0 | [6 empty] | DEER:HVAC_Split-Package_HP | Annual | 20 | [13 empty] | CZ2022 | None
NE-HVAC-airHP-SpltPkg-65to134kBtuh-12p0eer-3p55cop-wPreEcono | DEER2023 | D23 v1 | 2022-10-06 00:17 | Any | Hsp | New | CZ11 | cDXHP | Cap-Tons | 680 | 236000 | None | 97.2 | 0.0524 | 0 | 75.1 | 0.043 | 0 | [6 empty] | DEER:HVAC_Split-Package_HP | Annual | 20 | [13 empty] | CZ2022 | None
NE-HVAC-airHP-SpltPkg-65to134kBtuh-12p0eer-3p55cop-wPreEcono | DEER2023 | D23 v1 | 2022-10-06 00:17 | Any | Hsp | New | CZ12 | cDXHP | Cap-Tons | 680 | 236000 | None | 76.7 | 0.0473 | 0 | 58.1 | 0.0388 | 0 | [6 empty] | DEER:HVAC_Split-Package_HP | Annual | 20 | [13 empty] | CZ2022 | None
NE-HVAC-airHP-SpltPkg-65to134kBtuh-12p0eer-3p55cop-wPreEcono | DEER2023 | D23 v1 | 2022-10-06 00:17 | Any | Hsp | New | CZ13 | cDXHP | Cap-Tons | 680 | 236000 | None | 105 | 0.0526 | 0 | 82.5 | 0.0432 | 0 | [6 empty] | DEER:HVAC_Split-Package_HP | Annual | 20 | [13 empty] | CZ2022 | None
NE-HVAC-airHP-SpltPkg-65to134kBtuh-12p0eer-3p55cop-wPreEcono | DEER2023 | D23 v1 | 2022-10-06 00:17 | Any | Hsp | New | CZ14 | cDXHP | Cap-Tons | 680 | 236000 | None | 95.7 | 0.0465 | 0 | 73.7 | 0.0382 | 0 | [6 empty] | DEER:HVAC_Split-Package_HP | Annual | 20 | [13 empty] | CZ2022 | None
NE-HVAC-airHP-SpltPkg-65to134kBtuh-12p0eer-3p55cop-wPreEcono | DEER2023 | D23 v1 | 2022-10-06 00:17 | Any | Hsp | New | CZ15 | cDXHP | Cap-Tons | 718 | 236000 | None | 152 | 0.0665 | 0 | 124 | 0.0546 | 0 | [6 empty] | DEER:HVAC_Split-Package_HP | Annual | 20 | [13 empty] | CZ2022 | None
NE-HVAC-airHP-SpltPkg-65to134kBtuh-12p0eer-3p55cop-wPreEcono | DEER2023 | D23 v1 | 2022-10-06 00:17 | Any | Hsp | New | CZ16 | cDXHP | Cap-Tons | 680 | 236000 | None | 71.9 | 0.0238 | 0 | 47.8 | 0.0196 | 0 | [6 empty] | DEER:HVAC_Split-Package_HP | Annual | 20 | [13 empty] | CZ2022 | None
NE-HVAC-airHP-SpltPkg-65to134kBtuh-12p0eer-3p55cop-wPreEcono | DEER2023 | D23 v1 | 2022-10-06 00:17 | Any | Htl | New | CZ01 | cDXHP | Cap-Tons | 56.7 | 140000 | None | 116 | 0.0146 | 0 | 67.7 | 0.0116 | 0 | [6 empty] | DEER:HVAC_Split-Package_HP | Annual | 20 | [13 empty] | CZ2022 | None
NE-HVAC-airHP-SpltPkg-65to134kBtuh-12p0eer-3p55cop-wPreEcono | DEER2023 | D23 v1 | 2022-10-06 00:17 | Any | Htl | New | CZ02 | cDXHP | Cap-Tons | 56.2 | 140000 | None | 121 | 0.054 | 0 | 83.1 | 0.0444 | 0 | [6 empty] | DEER:HVAC_Split-Package_HP | Annual | 20 | [13 empty] | CZ2022 | None
NE-HVAC-airHP-SpltPkg-65to134kBtuh-12p0eer-3p55cop-wPreEcono | DEER2023 | D23 v1 | 2022-10-06 00:17 | Any | Htl | New | CZ03 | cDXHP | Cap-Tons | 59.4 | 140000 | None | 82.4 | 0.0324 | 0 | 52.9 | 0.0266 | 0 | [6 empty] | DEER:HVAC_Split-Package_HP | Annual | 20 | [13 empty] | CZ2022 | None
NE-HVAC-airHP-SpltPkg-65to134kBtuh-12p0eer-3p55cop-wPreEcono | DEER2023 | D23 v1 | 2022-10-06 00:17 | Any | Htl | New | CZ04 | cDXHP | Cap-Tons | 57.5 | 140000 | None | 114 | 0.0596 | 0 | 82.6 | 0.049 | 0 | [6 empty] | DEER:HVAC_Split-Package_HP | Annual | 20 | [13 empty] | CZ2022 | None
NE-HVAC-airHP-SpltPkg-65to134kBtuh-12p0eer-3p55cop-wPreEcono | DEER2023 | D23 v1 | 2022-10-06 00:17 | Any | Htl | New | CZ05 | cDXHP | Cap-Tons | 58.9 | 140000 | None | 86.4 | 0.0209 | 0 | 56.8 | 0.0171 | 0 | [6 empty] | DEER:HVAC_Split-Package_HP | Annual | 20 | [13 empty] | CZ2022 | None
NE-HVAC-airHP-SpltPkg-65to134kBtuh-12p0eer-3p55cop-wPreEcono | DEER2023 | D23 v1 | 2022-10-06 00:17 | Any | Htl | New | CZ06 | cDXHP | Cap-Tons | 61.8 | 140000 | None | 98.2 | 0.0401 | 0 | 74.3 | 0.033 | 0 | [6 empty] | DEER:HVAC_Split-Package_HP | Annual | 20 | [13 empty] | CZ2022 | None
NE-HVAC-airHP-SpltPkg-65to134kBtuh-12p0eer-3p55cop-wPreEcono | DEER2023 | D23 v1 | 2022-10-06 00:17 | Any | Htl | New | CZ07 | cDXHP | Cap-Tons | 61 | 140000 | None | 81.6 | 0.0329 | 0 | 61.5 | 0.027 | 0 | [6 empty] | DEER:HVAC_Split-Package_HP | Annual | 20 | [13 empty] | CZ2022 | None
NE-HVAC-airHP-SpltPkg-65to134kBtuh-12p0eer-3p55cop-wPreEcono | DEER2023 | D23 v1 | 2022-10-06 00:17 | Any | Htl | New | CZ08 | cDXHP | Cap-Tons | 54.5 | 140000 | None | 132 | 0.0507 | 0 | 103 | 0.0416 | 0 | [6 empty] | DEER:HVAC_Split-Package_HP | Annual | 20 | [13 empty] | CZ2022 | None
NE-HVAC-airHP-SpltPkg-65to134kBtuh-12p0eer-3p55cop-wPreEcono | DEER2023 | D23 v1 | 2022-10-06 00:17 | Any | Htl | New | CZ09 | cDXHP | Cap-Tons | 72 | 140000 | None | 106 | 0.05 | 0 | 81.8 | 0.0411 | 0 | [6 empty] | DEER:HVAC_Split-Package_HP | Annual | 20 | [13 empty] | CZ2022 | None
NE-HVAC-airHP-SpltPkg-65to134kBtuh-12p0eer-3p55cop-wPreEcono | DEER2023 | D23 v1 | 2022-10-06 00:17 | Any | Htl | New | CZ10 | cDXHP | Cap-Tons | 64.9 | 140000 | None | 135 | 0.0596 | 0 | 104 | 0.0489 | 0 | [6 empty] | DEER:HVAC_Split-Package_HP | Annual | 20 | [13 empty] | CZ2022 | None
NE-HVAC-airHP-SpltPkg-65to134kBtuh-12p0eer-3p55cop-wPreEcono | DEER2023 | D23 v1 | 2022-10-06 00:17 | Any | Htl | New | CZ11 | cDXHP | Cap-Tons | 68.5 | 140000 | None | 151 | 0.0794 | 0 | 113 | 0.0652 | 0 | [6 empty] | DEER:HVAC_Split-Package_HP | Annual | 20 | [13 empty] | CZ2022 | None
NE-HVAC-airHP-SpltPkg-65to134kBtuh-12p0eer-3p55cop-wPreEcono | DEER2023 | D23 v1 | 2022-10-06 00:17 | Any | Htl | New | CZ12 | cDXHP | Cap-Tons | 62.7 | 140000 | None | 131 | 0.075 | 0 | 95.5 | 0.0616 | 0 | [6 empty] | DEER:HVAC_Split-Package_HP | Annual | 20 | [13 empty] | CZ2022 | None
NE-HVAC-airHP-SpltPkg-65to134kBtuh-12p0eer-3p55cop-wPreEcono | DEER2023 | D23 v1 | 2022-10-06 00:17 | Any | Htl | New | CZ13 | cDXHP | Cap-Tons | 70.7 | 140000 | None | 153 | 0.076 | 0 | 117 | 0.0624 | 0 | [6 empty] | DEER:HVAC_Split-Package_HP | Annual | 20 | [13 empty] | CZ2022 | None
NE-HVAC-airHP-SpltPkg-65to134kBtuh-12p0eer-3p55cop-wPreEcono | DEER2023 | D23 v1 | 2022-10-06 00:17 | Any | Htl | New | CZ14 | cDXHP | Cap-Tons | 70.4 | 140000 | None | 143 | 0.0672 | 0 | 107 | 0.0552 | 0 | [6 empty] | DEER:HVAC_Split-Package_HP | Annual | 20 | [13 empty] | CZ2022 | None
NE-HVAC-airHP-SpltPkg-65to134kBtuh-12p0eer-3p55cop-wPreEcono | DEER2023 | D23 v1 | 2022-10-06 00:17 | Any | Htl | New | CZ15 | cDXHP | Cap-Tons | 96.2 | 140000 | None | 170 | 0.0786 | 0 | 137 | 0.0646 | 0 | [6 empty] | DEER:HVAC_Split-Package_HP | Annual | 20 | [13 empty] | CZ2022 | None
NE-HVAC-airHP-SpltPkg-65to134kBtuh-12p0eer-3p55cop-wPreEcono | DEER2023 | D23 v1 | 2022-10-06 00:17 | Any | Htl | New | CZ16 | cDXHP | Cap-Tons | 60.7 | 140000 | None | 144 | 0.035 | 0 | 91.8 | 0.0287 | 0 | [6 empty] | DEER:HVAC_Split-Package_HP | Annual | 20 | [13 empty] | CZ2022 | None
NE-HVAC-airHP-SpltPkg-65to134kBtuh-12p0eer-3p55cop-wPreEcono | DEER2023 | D23 v1 | 2022-10-06 00:17 | Any | MBT | New | CZ01 | cDXHP | Cap-Tons | 283 | 200000 | None | 62.9 | 0.0225 | 0 | 27 | 0.0106 | 0 | [6 empty] | DEER:HVAC_Split-Package_HP | Annual | 20 | [13 empty] | CZ2022 | None
NE-HVAC-airHP-SpltPkg-65to134kBtuh-12p0eer-3p55cop-wPreEcono | DEER2023 | D23 v1 | 2022-10-06 00:17 | Any | MBT | New | CZ02 | cDXHP | Cap-Tons | 299 | 200000 | None | 104 | 0.0634 | 0 | 48.9 | 0.0305 | 0 | [6 empty] | DEER:HVAC_Split-Package_HP | Annual | 20 | [13 empty] | CZ2022 | None
NE-HVAC-airHP-SpltPkg-65to134kBtuh-12p0eer-3p55cop-wPreEcono | DEER2023 | D23 v1 | 2022-10-06 00:17 | Any | MBT | New | CZ03 | cDXHP | Cap-Tons | 296 | 200000 | None | 77.9 | 0.0415 | 0 | 35.3 | 0.0197 | 0 | [6 empty] | DEER:HVAC_Split-Package_HP | Annual | 20 | [13 empty] | CZ2022 | None
NE-HVAC-airHP-SpltPkg-65to134kBtuh-12p0eer-3p55cop-wPreEcono | DEER2023 | D23 v1 | 2022-10-06 00:17 | Any | MBT | New | CZ04 | cDXHP | Cap-Tons | 298 | 200000 | None | 115 | 0.0614 | 0 | 55.5 | 0.0333 | 0 | [6 empty] | DEER:HVAC_Split-Package_HP | Annual | 20 | [13 empty] | CZ2022 | None
NE-HVAC-airHP-SpltPkg-65to134kBtuh-12p0eer-3p55cop-wPreEcono | DEER2023 | D23 v1 | 2022-10-06 00:17 | Any | MBT | New | CZ05 | cDXHP | Cap-Tons | 293 | 200000 | None | 90.4 | 0.0322 | 0 | 41.3 | 0.0141 | 0 | [6 empty] | DEER:HVAC_Split-Package_HP | Annual | 20 | [13 empty] | CZ2022 | None
NE-HVAC-airHP-SpltPkg-65to134kBtuh-12p0eer-3p55cop-wPreEcono | DEER2023 | D23 v1 | 2022-10-06 00:17 | Any | MBT | New | CZ06 | cDXHP | Cap-Tons | 317 | 200000 | None | 123 | 0.0471 | 0 | 61.5 | 0.0236 | 0 | [6 empty] | DEER:HVAC_Split-Package_HP | Annual | 20 | [13 empty] | CZ2022 | None
NE-HVAC-airHP-SpltPkg-65to134kBtuh-12p0eer-3p55cop-wPreEcono | DEER2023 | D23 v1 | 2022-10-06 00:17 | Any | MBT | New | CZ07 | cDXHP | Cap-Tons | 313 | 200000 | None | 109 | 0.0405 | 0 | 52.9 | 0.0201 | 0 | [6 empty] | DEER:HVAC_Split-Package_HP | Annual | 20 | [13 empty] | CZ2022 | None
NE-HVAC-airHP-SpltPkg-65to134kBtuh-12p0eer-3p55cop-wPreEcono | DEER2023 | D23 v1 | 2022-10-06 00:17 | Any | MBT | New | CZ08 | cDXHP | Cap-Tons | 325 | 200000 | None | 140 | 0.0526 | 0 | 70.7 | 0.0275 | 0 | [6 empty] | DEER:HVAC_Split-Package_HP | Annual | 20 | [13 empty] | CZ2022 | None
NE-HVAC-airHP-SpltPkg-65to134kBtuh-12p0eer-3p55cop-wPreEcono | DEER2023 | D23 v1 | 2022-10-06 00:17 | Any | MBT | New | CZ09 | cDXHP | Cap-Tons | 382 | 200000 | None | 117 | 0.0563 | 0 | 55.1 | 0.0277 | 0 | [6 empty] | DEER:HVAC_Split-Package_HP | Annual | 20 | [13 empty] | CZ2022 | None
NE-HVAC-airHP-SpltPkg-65to134kBtuh-12p0eer-3p55cop-wPreEcono | DEER2023 | D23 v1 | 2022-10-06 00:17 | Any | MBT | New | CZ10 | cDXHP | Cap-Tons | 354 | 200000 | None | 137 | 0.0588 | 0 | 67.4 | 0.0335 | 0 | [6 empty] | DEER:HVAC_Split-Package_HP | Annual | 20 | [13 empty] | CZ2022 | None
NE-HVAC-airHP-SpltPkg-65to134kBtuh-12p0eer-3p55cop-wPreEcono | DEER2023 | D23 v1 | 2022-10-06 00:17 | Any | MBT | New | CZ11 | cDXHP | Cap-Tons | 387 | 200000 | None | 127 | 0.0732 | 0 | 60.9 | 0.0426 | 0 | [6 empty] | DEER:HVAC_Split-Package_HP | Annual | 20 | [13 empty] | CZ2022 | None
NE-HVAC-airHP-SpltPkg-65to134kBtuh-12p0eer-3p55cop-wPreEcono | DEER2023 | D23 v1 | 2022-10-06 00:17 | Any | MBT | New | CZ12 | cDXHP | Cap-Tons | 349 | 200000 | None | 116 | 0.0667 | 0 | 54.8 | 0.0405 | 0 | [6 empty] | DEER:HVAC_Split-Package_HP | Annual | 20 | [13 empty] | CZ2022 | None
NE-HVAC-airHP-SpltPkg-65to134kBtuh-12p0eer-3p55cop-wPreEcono | DEER2023 | D23 v1 | 2022-10-06 00:17 | Any | MBT | New | CZ13 | cDXHP | Cap-Tons | 390 | 200000 | None | 134 | 0.0635 | 0 | 65 | 0.0421 | 0 | [6 empty] | DEER:HVAC_Split-Package_HP | Annual | 20 | [13 empty] | CZ2022 | None
NE-HVAC-airHP-SpltPkg-65to134kBtuh-12p0eer-3p55cop-wPreEcono | DEER2023 | D23 v1 | 2022-10-06 00:17 | Any | MBT | New | CZ14 | cDXHP | Cap-Tons | 394 | 200000 | None | 131 | 0.0724 | 0 | 60.9 | 0.0379 | 0 | [6 empty] | DEER:HVAC_Split-Package_HP | Annual | 20 | [13 empty] | CZ2022 | None
NE-HVAC-airHP-SpltPkg-65to134kBtuh-12p0eer-3p55cop-wPreEcono | DEER2023 | D23 v1 | 2022-10-06 00:17 | Any | MBT | New | CZ15 | cDXHP | Cap-Tons | 515 | 200000 | None | 164 | 0.0657 | 0 | 82.2 | 0.0449 | 0 | [6 empty] | DEER:HVAC_Split-Package_HP | Annual | 20 | [13 empty] | CZ2022 | None
NE-HVAC-airHP-SpltPkg-65to134kBtuh-12p0eer-3p55cop-wPreEcono | DEER2023 | D23 v1 | 2022-10-06 00:17 | Any | MBT | New | CZ16 | cDXHP | Cap-Tons | 306 | 200000 | None | 101 | 0.0468 | 0 | 44.5 | 0.0209 | 0 | [6 empty] | DEER:HVAC_Split-Package_HP | Annual | 20 | [13 empty] | CZ2022 | None
NE-HVAC-airHP-SpltPkg-65to134kBtuh-12p0eer-3p55cop-wPreEcono | DEER2023 | D23 v1 | 2022-10-06 00:17 | Any | MLI | New | CZ01 | cDXHP | Cap-Tons | 206 | 100000 | None | 50 | 0.00536 | 0 | 30 | 0.0044 | 0 | [6 empty] | DEER:HVAC_Split-Package_HP | Annual | 20 | [13 empty] | CZ2022 | None
NE-HVAC-airHP-SpltPkg-65to134kBtuh-12p0eer-3p55cop-wPreEcono | DEER2023 | D23 v1 | 2022-10-06 00:17 | Any | MLI | New | CZ02 | cDXHP | Cap-Tons | 211 | 100000 | None | 53.8 | 0.0268 | 0 | 37.1 | 0.022 | 0 | [6 empty] | DEER:HVAC_Split-Package_HP | Annual | 20 | [13 empty] | CZ2022 | None
NE-HVAC-airHP-SpltPkg-65to134kBtuh-12p0eer-3p55cop-wPreEcono | DEER2023 | D23 v1 | 2022-10-06 00:17 | Any | MLI | New | CZ03 | cDXHP | Cap-Tons | 215 | 100000 | None | 33.3 | 0.0136 | 0 | 21.6 | 0.0112 | 0 | [6 empty] | DEER:HVAC_Split-Package_HP | Annual | 20 | [13 empty] | CZ2022 | None
NE-HVAC-airHP-SpltPkg-65to134kBtuh-12p0eer-3p55cop-wPreEcono | DEER2023 | D23 v1 | 2022-10-06 00:17 | Any | MLI | New | CZ04 | cDXHP | Cap-Tons | 215 | 100000 | None | 48.8 | 0.0286 | 0 | 35.6 | 0.0235 | 0 | [6 empty] | DEER:HVAC_Split-Package_HP | Annual | 20 | [13 empty] | CZ2022 | None
NE-HVAC-airHP-SpltPkg-65to134kBtuh-12p0eer-3p55cop-wPreEcono | DEER2023 | D23 v1 | 2022-10-06 00:17 | Any | MLI | New | CZ05 | cDXHP | Cap-Tons | 214 | 100000 | None | 36.1 | 0.0102 | 0 | 24.2 | 0.00836 | 0 | [6 empty] | DEER:HVAC_Split-Package_HP | Annual | 20 | [13 empty] | CZ2022 | None
NE-HVAC-airHP-SpltPkg-65to134kBtuh-12p0eer-3p55cop-wPreEcono | DEER2023 | D23 v1 | 2022-10-06 00:17 | Any | MLI | New | CZ06 | cDXHP | Cap-Tons | 226 | 100000 | None | 41.9 | 0.0177 | 0 | 32 | 0.0145 | 0 | [6 empty] | DEER:HVAC_Split-Package_HP | Annual | 20 | [13 empty] | CZ2022 | None
NE-HVAC-airHP-SpltPkg-65to134kBtuh-12p0eer-3p55cop-wPreEcono | DEER2023 | D23 v1 | 2022-10-06 00:17 | Any | MLI | New | CZ07 | cDXHP | Cap-Tons | 212 | 100000 | None | 35.1 | 0.0149 | 0 | 26.7 | 0.0122 | 0 | [6 empty] | DEER:HVAC_Split-Package_HP | Annual | 20 | [13 empty] | CZ2022 | None
NE-HVAC-airHP-SpltPkg-65to134kBtuh-12p0eer-3p55cop-wPreEcono | DEER2023 | D23 v1 | 2022-10-06 00:17 | Any | MLI | New | CZ08 | cDXHP | Cap-Tons | 216 | 100000 | None | 60.5 | 0.0265 | 0 | 47.5 | 0.0217 | 0 | [6 empty] | DEER:HVAC_Split-Package_HP | Annual | 20 | [13 empty] | CZ2022 | None
NE-HVAC-airHP-SpltPkg-65to134kBtuh-12p0eer-3p55cop-wPreEcono | DEER2023 | D23 v1 | 2022-10-06 00:17 | Any | MLI | New | CZ09 | cDXHP | Cap-Tons | 255 | 100000 | None | 49.6 | 0.0265 | 0 | 38.6 | 0.0217 | 0 | [6 empty] | DEER:HVAC_Split-Package_HP | Annual | 20 | [13 empty] | CZ2022 | None
NE-HVAC-airHP-SpltPkg-65to134kBtuh-12p0eer-3p55cop-wPreEcono | DEER2023 | D23 v1 | 2022-10-06 00:17 | Any | MLI | New | CZ10 | cDXHP | Cap-Tons | 239 | 100000 | None | 63.3 | 0.0315 | 0 | 49.3 | 0.0259 | 0 | [6 empty] | DEER:HVAC_Split-Package_HP | Annual | 20 | [13 empty] | CZ2022 | None
NE-HVAC-airHP-SpltPkg-65to134kBtuh-12p0eer-3p55cop-wPreEcono | DEER2023 | D23 v1 | 2022-10-06 00:17 | Any | MLI | New | CZ11 | cDXHP | Cap-Tons | 235 | 100000 | None | 66.6 | 0.0411 | 0 | 50.7 | 0.0337 | 0 | [6 empty] | DEER:HVAC_Split-Package_HP | Annual | 20 | [13 empty] | CZ2022 | None
NE-HVAC-airHP-SpltPkg-65to134kBtuh-12p0eer-3p55cop-wPreEcono | DEER2023 | D23 v1 | 2022-10-06 00:17 | Any | MLI | New | CZ12 | cDXHP | Cap-Tons | 233 | 100000 | None | 57.2 | 0.0381 | 0 | 42.2 | 0.0313 | 0 | [6 empty] | DEER:HVAC_Split-Package_HP | Annual | 20 | [13 empty] | CZ2022 | None
NE-HVAC-airHP-SpltPkg-65to134kBtuh-12p0eer-3p55cop-wPreEcono | DEER2023 | D23 v1 | 2022-10-06 00:17 | Any | MLI | New | CZ13 | cDXHP | Cap-Tons | 245 | 100000 | None | 70.3 | 0.0397 | 0 | 54.3 | 0.0326 | 0 | [6 empty] | DEER:HVAC_Split-Package_HP | Annual | 20 | [13 empty] | CZ2022 | None
NE-HVAC-airHP-SpltPkg-65to134kBtuh-12p0eer-3p55cop-wPreEcono | DEER2023 | D23 v1 | 2022-10-06 00:17 | Any | MLI | New | CZ14 | cDXHP | Cap-Tons | 237 | 100000 | None | 66.9 | 0.0362 | 0 | 50.9 | 0.0298 | 0 | [6 empty] | DEER:HVAC_Split-Package_HP | Annual | 20 | [13 empty] | CZ2022 | None
NE-HVAC-airHP-SpltPkg-65to134kBtuh-12p0eer-3p55cop-wPreEcono | DEER2023 | D23 v1 | 2022-10-06 00:17 | Any | MLI | New | CZ15 | cDXHP | Cap-Tons | 305 | 100000 | None | 88.7 | 0.0451 | 0 | 72.4 | 0.037 | 0 | [6 empty] | DEER:HVAC_Split-Package_HP | Annual | 20 | [13 empty] | CZ2022 | None
NE-HVAC-airHP-SpltPkg-65to134kBtuh-12p0eer-3p55cop-wPreEcono | DEER2023 | D23 v1 | 2022-10-06 00:17 | Any | MLI | New | CZ16 | cDXHP | Cap-Tons | 213 | 100000 | None | 61.4 | 0.0157 | 0 | 39.8 | 0.0129 | 0 | [6 empty] | DEER:HVAC_Split-Package_HP | Annual | 20 | [13 empty] | CZ2022 | None
NE-HVAC-airHP-SpltPkg-65to134kBtuh-12p0eer-3p55cop-wPreEcono | DEER2023 | D23 v1 | 2022-10-06 00:17 | Any | Mtl | New | CZ01 | cDXHP | Cap-Tons | 8.06 | 30000 | None | 43.9 | 0.0137 | 0 | 26.6 | 0.0112 | 0 | [6 empty] | DEER:HVAC_Split-Package_HP | Annual | 20 | [13 empty] | CZ2022 | None
NE-HVAC-airHP-SpltPkg-65to134kBtuh-12p0eer-3p55cop-wPreEcono | DEER2023 | D23 v1 | 2022-10-06 00:17 | Any | Mtl | New | CZ02 | cDXHP | Cap-Tons | 6.09 | 30000 | None | 99.7 | 0.0565 | 0 | 74.7 | 0.0465 | 0 | [6 empty] | DEER:HVAC_Split-Package_HP | Annual | 20 | [13 empty] | CZ2022 | None
NE-HVAC-airHP-SpltPkg-65to134kBtuh-12p0eer-3p55cop-wPreEcono | DEER2023 | D23 v1 | 2022-10-06 00:17 | Any | Mtl | New | CZ03 | cDXHP | Cap-Tons | 8.4 | 30000 | None | 42.2 | 0.0306 | 0 | 31.5 | 0.0251 | 0 | [6 empty] | DEER:HVAC_Split-Package_HP | Annual | 20 | [13 empty] | CZ2022 | None
NE-HVAC-airHP-SpltPkg-65to134kBtuh-12p0eer-3p55cop-wPreEcono | DEER2023 | D23 v1 | 2022-10-06 00:17 | Any | Mtl | New | CZ04 | cDXHP | Cap-Tons | 6.18 | 30000 | None | 108 | 0.063 | 0 | 84.8 | 0.0516 | 0 | [6 empty] | DEER:HVAC_Split-Package_HP | Annual | 20 | [13 empty] | CZ2022 | None
NE-HVAC-airHP-SpltPkg-65to134kBtuh-12p0eer-3p55cop-wPreEcono | DEER2023 | D23 v1 | 2022-10-06 00:17 | Any | Mtl | New | CZ05 | cDXHP | Cap-Tons | 8.35 | 30000 | None | 49.7 | 0.0201 | 0 | 37.5 | 0.0165 | 0 | [6 empty] | DEER:HVAC_Split-Package_HP | Annual | 20 | [13 empty] | CZ2022 | None
NE-HVAC-airHP-SpltPkg-65to134kBtuh-12p0eer-3p55cop-wPreEcono | DEER2023 | D23 v1 | 2022-10-06 00:17 | Any | Mtl | New | CZ06 | cDXHP | Cap-Tons | 8.65 | 30000 | None | 89.3 | 0.0362 | 0 | 72.6 | 0.0297 | 0 | [6 empty] | DEER:HVAC_Split-Package_HP | Annual | 20 | [13 empty] | CZ2022 | None
NE-HVAC-airHP-SpltPkg-65to134kBtuh-12p0eer-3p55cop-wPreEcono | DEER2023 | D23 v1 | 2022-10-06 00:17 | Any | Mtl | New | CZ07 | cDXHP | Cap-Tons | 8.59 | 30000 | None | 75 | 0.0313 | 0 | 61.1 | 0.0257 | 0 | [6 empty] | DEER:HVAC_Split-Package_HP | Annual | 20 | [13 empty] | CZ2022 | None
NE-HVAC-airHP-SpltPkg-65to134kBtuh-12p0eer-3p55cop-wPreEcono | DEER2023 | D23 v1 | 2022-10-06 00:17 | Any | Mtl | New | CZ08 | cDXHP | Cap-Tons | 6.47 | 30000 | None | 140 | 0.0512 | 0 | 114 | 0.0421 | 0 | [6 empty] | DEER:HVAC_Split-Package_HP | Annual | 20 | [13 empty] | CZ2022 | None
NE-HVAC-airHP-SpltPkg-65to134kBtuh-12p0eer-3p55cop-wPreEcono | DEER2023 | D23 v1 | 2022-10-06 00:17 | Any | Mtl | New | CZ09 | cDXHP | Cap-Tons | 7.94 | 30000 | None | 109 | 0.0504 | 0 | 88.4 | 0.0414 | 0 | [6 empty] | DEER:HVAC_Split-Package_HP | Annual | 20 | [13 empty] | CZ2022 | None
NE-HVAC-airHP-SpltPkg-65to134kBtuh-12p0eer-3p55cop-wPreEcono | DEER2023 | D23 v1 | 2022-10-06 00:17 | Any | Mtl | New | CZ10 | cDXHP | Cap-Tons | 7.42 | 30000 | None | 135 | 0.0577 | 0 | 108 | 0.0473 | 0 | [6 empty] | DEER:HVAC_Split-Package_HP | Annual | 20 | [13 empty] | CZ2022 | None
NE-HVAC-airHP-SpltPkg-65to134kBtuh-12p0eer-3p55cop-wPreEcono | DEER2023 | D23 v1 | 2022-10-06 00:17 | Any | Mtl | New | CZ11 | cDXHP | Cap-Tons | 7.82 | 30000 | None | 138 | 0.075 | 0 | 109 | 0.0615 | 0 | [6 empty] | DEER:HVAC_Split-Package_HP | Annual | 20 | [13 empty] | CZ2022 | None
NE-HVAC-airHP-SpltPkg-65to134kBtuh-12p0eer-3p55cop-wPreEcono | DEER2023 | D23 v1 | 2022-10-06 00:17 | Any | Mtl | New | CZ12 | cDXHP | Cap-Tons | 7.15 | 30000 | None | 116 | 0.0724 | 0 | 90.5 | 0.0594 | 0 | [6 empty] | DEER:HVAC_Split-Package_HP | Annual | 20 | [13 empty] | CZ2022 | None
NE-HVAC-airHP-SpltPkg-65to134kBtuh-12p0eer-3p55cop-wPreEcono | DEER2023 | D23 v1 | 2022-10-06 00:17 | Any | Mtl | New | CZ13 | cDXHP | Cap-Tons | 8 | 30000 | None | 148 | 0.0742 | 0 | 118 | 0.061 | 0 | [6 empty] | DEER:HVAC_Split-Package_HP | Annual | 20 | [13 empty] | CZ2022 | None
NE-HVAC-airHP-SpltPkg-65to134kBtuh-12p0eer-3p55cop-wPreEcono | DEER2023 | D23 v1 | 2022-10-06 00:17 | Any | Mtl | New | CZ14 | cDXHP | Cap-Tons | 7.88 | 30000 | None | 136 | 0.0645 | 0 | 106 | 0.0529 | 0 | [6 empty] | DEER:HVAC_Split-Package_HP | Annual | 20 | [13 empty] | CZ2022 | None
NE-HVAC-airHP-SpltPkg-65to134kBtuh-12p0eer-3p55cop-wPreEcono | DEER2023 | D23 v1 | 2022-10-06 00:17 | Any | Mtl | New | CZ15 | cDXHP | Cap-Tons | 10.5 | 30000 | None | 182 | 0.0739 | 0 | 149 | 0.0607 | 0 | [6 empty] | DEER:HVAC_Split-Package_HP | Annual | 20 | [13 empty] | CZ2022 | None
NE-HVAC-airHP-SpltPkg-65to134kBtuh-12p0eer-3p55cop-wPreEcono | DEER2023 | D23 v1 | 2022-10-06 00:17 | Any | Mtl | New | CZ16 | cDXHP | Cap-Tons | 8.39 | 30000 | None | 90.5 | 0.0321 | 0 | 61.5 | 0.0263 | 0 | [6 empty] | DEER:HVAC_Split-Package_HP | Annual | 20 | [13 empty] | CZ2022 | None
NE-HVAC-airHP-SpltPkg-65to134kBtuh-12p0eer-3p55cop-wPreEcono | DEER2023 | D23 v1 | 2022-10-06 00:17 | Any | Nrs | New | CZ01 | cDXHP | Cap-Tons | 95.9 | 60700 | None | 67.6 | 0.00925 | 0 | 39.7 | 0.00744 | 0 | [6 empty] | DEER:HVAC_Split-Package_HP | Annual | 20 | [13 empty] | CZ2022 | None
NE-HVAC-airHP-SpltPkg-65to134kBtuh-12p0eer-3p55cop-wPreEcono | DEER2023 | D23 v1 | 2022-10-06 00:17 | Any | Nrs | New | CZ02 | cDXHP | Cap-Tons | 95.9 | 60700 | None | 76.9 | 0.0318 | 0 | 52.7 | 0.0261 | 0 | [6 empty] | DEER:HVAC_Split-Package_HP | Annual | 20 | [13 empty] | CZ2022 | None
NE-HVAC-airHP-SpltPkg-65to134kBtuh-12p0eer-3p55cop-wPreEcono | DEER2023 | D23 v1 | 2022-10-06 00:17 | Any | Nrs | New | CZ03 | cDXHP | Cap-Tons | 95.9 | 60700 | None | 52.9 | 0.0214 | 0 | 34.3 | 0.0176 | 0 | [6 empty] | DEER:HVAC_Split-Package_HP | Annual | 20 | [13 empty] | CZ2022 | None
NE-HVAC-airHP-SpltPkg-65to134kBtuh-12p0eer-3p55cop-wPreEcono | DEER2023 | D23 v1 | 2022-10-06 00:17 | Any | Nrs | New | CZ04 | cDXHP | Cap-Tons | 95.9 | 60700 | None | 72.2 | 0.0365 | 0 | 52.2 | 0.03 | 0 | [6 empty] | DEER:HVAC_Split-Package_HP | Annual | 20 | [13 empty] | CZ2022 | None
NE-HVAC-airHP-SpltPkg-65to134kBtuh-12p0eer-3p55cop-wPreEcono | DEER2023 | D23 v1 | 2022-10-06 00:17 | Any | Nrs | New | CZ05 | cDXHP | Cap-Tons | 95.9 | 60700 | None | 58.6 | 0.0138 | 0 | 38.7 | 0.0113 | 0 | [6 empty] | DEER:HVAC_Split-Package_HP | Annual | 20 | [13 empty] | CZ2022 | None
NE-HVAC-airHP-SpltPkg-65to134kBtuh-12p0eer-3p55cop-wPreEcono | DEER2023 | D23 v1 | 2022-10-06 00:17 | Any | Nrs | New | CZ06 | cDXHP | Cap-Tons | 95.9 | 60700 | None | 71 | 0.0281 | 0 | 53.6 | 0.0231 | 0 | [6 empty] | DEER:HVAC_Split-Package_HP | Annual | 20 | [13 empty] | CZ2022 | None
NE-HVAC-airHP-SpltPkg-65to134kBtuh-12p0eer-3p55cop-wPreEcono | DEER2023 | D23 v1 | 2022-10-06 00:17 | Any | Nrs | New | CZ07 | cDXHP | Cap-Tons | 95.9 | 60700 | None | 57.9 | 0.0232 | 0 | 43.5 | 0.0191 | 0 | [6 empty] | DEER:HVAC_Split-Package_HP | Annual | 20 | [13 empty] | CZ2022 | None
NE-HVAC-airHP-SpltPkg-65to134kBtuh-12p0eer-3p55cop-wPreEcono | DEER2023 | D23 v1 | 2022-10-06 00:17 | Any | Nrs | New | CZ08 | cDXHP | Cap-Tons | 96 | 60700 | None | 85 | 0.0314 | 0 | 65.5 | 0.0258 | 0 | [6 empty] | DEER:HVAC_Split-Package_HP | Annual | 20 | [13 empty] | CZ2022 | None
NE-HVAC-airHP-SpltPkg-65to134kBtuh-12p0eer-3p55cop-wPreEcono | DEER2023 | D23 v1 | 2022-10-06 00:17 | Any | Nrs | New | CZ09 | cDXHP | Cap-Tons | 97.2 | 60700 | None | 82.6 | 0.0367 | 0 | 63.2 | 0.0302 | 0 | [6 empty] | DEER:HVAC_Split-Package_HP | Annual | 20 | [13 empty] | CZ2022 | None
NE-HVAC-airHP-SpltPkg-65to134kBtuh-12p0eer-3p55cop-wPreEcono | DEER2023 | D23 v1 | 2022-10-06 00:17 | Any | Nrs | New | CZ10 | cDXHP | Cap-Tons | 96.4 | 60700 | None | 96.3 | 0.0399 | 0 | 73.6 | 0.0328 | 0 | [6 empty] | DEER:HVAC_Split-Package_HP | Annual | 20 | [13 empty] | CZ2022 | None
NE-HVAC-airHP-SpltPkg-65to134kBtuh-12p0eer-3p55cop-wPreEcono | DEER2023 | D23 v1 | 2022-10-06 00:17 | Any | Nrs | New | CZ11 | cDXHP | Cap-Tons | 96.7 | 60700 | None | 109 | 0.0543 | 0 | 81.2 | 0.0446 | 0 | [6 empty] | DEER:HVAC_Split-Package_HP | Annual | 20 | [13 empty] | CZ2022 | None
NE-HVAC-airHP-SpltPkg-65to134kBtuh-12p0eer-3p55cop-wPreEcono | DEER2023 | D23 v1 | 2022-10-06 00:17 | Any | Nrs | New | CZ12 | cDXHP | Cap-Tons | 96.2 | 60700 | None | 88.8 | 0.0481 | 0 | 64.6 | 0.0395 | 0 | [6 empty] | DEER:HVAC_Split-Package_HP | Annual | 20 | [13 empty] | CZ2022 | None
NE-HVAC-airHP-SpltPkg-65to134kBtuh-12p0eer-3p55cop-wPreEcono | DEER2023 | D23 v1 | 2022-10-06 00:17 | Any | Nrs | New | CZ13 | cDXHP | Cap-Tons | 97.1 | 60700 | None | 113 | 0.0541 | 0 | 85.9 | 0.0445 | 0 | [6 empty] | DEER:HVAC_Split-Package_HP | Annual | 20 | [13 empty] | CZ2022 | None
NE-HVAC-airHP-SpltPkg-65to134kBtuh-12p0eer-3p55cop-wPreEcono | DEER2023 | D23 v1 | 2022-10-06 00:17 | Any | Nrs | New | CZ14 | cDXHP | Cap-Tons | 97.3 | 60700 | None | 110 | 0.0484 | 0 | 81.4 | 0.0398 | 0 | [6 empty] | DEER:HVAC_Split-Package_HP | Annual | 20 | [13 empty] | CZ2022 | None
NE-HVAC-airHP-SpltPkg-65to134kBtuh-12p0eer-3p55cop-wPreEcono | DEER2023 | D23 v1 | 2022-10-06 00:17 | Any | Nrs | New | CZ15 | cDXHP | Cap-Tons | 107 | 60700 | None | 151 | 0.0654 | 0 | 121 | 0.0537 | 0 | [6 empty] | DEER:HVAC_Split-Package_HP | Annual | 20 | [13 empty] | CZ2022 | None
NE-HVAC-airHP-SpltPkg-65to134kBtuh-12p0eer-3p55cop-wPreEcono | DEER2023 | D23 v1 | 2022-10-06 00:17 | Any | Nrs | New | CZ16 | cDXHP | Cap-Tons | 95.9 | 60700 | None | 91.6 | 0.0235 | 0 | 58.4 | 0.0193 | 0 | [6 empty] | DEER:HVAC_Split-Package_HP | Annual | 20 | [13 empty] | CZ2022 | None
NE-HVAC-airHP-SpltPkg-65to134kBtuh-12p0eer-3p55cop-wPreEcono | DEER2023 | D23 v1 | 2022-10-06 00:17 | Any | OfL | New | CZ01 | cDXHP | Cap-Tons | 453 | 175000 | None | 14 | 0.0106 | 0 | 10.7 | 0.0087 | 0 | [6 empty] | DEER:HVAC_Split-Package_HP | Annual | 20 | [13 empty] | CZ2022 | None
NE-HVAC-airHP-SpltPkg-65to134kBtuh-12p0eer-3p55cop-wPreEcono | DEER2023 | D23 v1 | 2022-10-06 00:17 | Any | OfL | New | CZ02 | cDXHP | Cap-Tons | 401 | 175000 | None | 58.8 | 0.0266 | 0 | 48 | 0.0219 | 0 | [6 empty] | DEER:HVAC_Split-Package_HP | Annual | 20 | [13 empty] | CZ2022 | None
NE-HVAC-airHP-SpltPkg-65to134kBtuh-12p0eer-3p55cop-wPreEcono | DEER2023 | D23 v1 | 2022-10-06 00:17 | Any | OfL | New | CZ03 | cDXHP | Cap-Tons | 476 | 175000 | None | 30 | 0.0159 | 0 | 24.4 | 0.0131 | 0 | [6 empty] | DEER:HVAC_Split-Package_HP | Annual | 20 | [13 empty] | CZ2022 | None
NE-HVAC-airHP-SpltPkg-65to134kBtuh-12p0eer-3p55cop-wPreEcono | DEER2023 | D23 v1 | 2022-10-06 00:17 | Any | OfL | New | CZ04 | cDXHP | Cap-Tons | 407 | 175000 | None | 66.7 | 0.0276 | 0 | 54.7 | 0.0227 | 0 | [6 empty] | DEER:HVAC_Split-Package_HP | Annual | 20 | [13 empty] | CZ2022 | None
NE-HVAC-airHP-SpltPkg-65to134kBtuh-12p0eer-3p55cop-wPreEcono | DEER2023 | D23 v1 | 2022-10-06 00:17 | Any | OfL | New | CZ05 | cDXHP | Cap-Tons | 468 | 175000 | None | 39 | 0.0135 | 0 | 32 | 0.0111 | 0 | [6 empty] | DEER:HVAC_Split-Package_HP | Annual | 20 | [13 empty] | CZ2022 | None
NE-HVAC-airHP-SpltPkg-65to134kBtuh-12p0eer-3p55cop-wPreEcono | DEER2023 | D23 v1 | 2022-10-06 00:17 | Any | OfL | New | CZ06 | cDXHP | Cap-Tons | 505 | 175000 | None | 64.3 | 0.0164 | 0 | 52.9 | 0.0135 | 0 | [6 empty] | DEER:HVAC_Split-Package_HP | Annual | 20 | [13 empty] | CZ2022 | None
NE-HVAC-airHP-SpltPkg-65to134kBtuh-12p0eer-3p55cop-wPreEcono | DEER2023 | D23 v1 | 2022-10-06 00:17 | Any | OfL | New | CZ07 | cDXHP | Cap-Tons | 495 | 175000 | None | 54.5 | 0.0148 | 0 | 44.8 | 0.0121 | 0 | [6 empty] | DEER:HVAC_Split-Package_HP | Annual | 20 | [13 empty] | CZ2022 | None
NE-HVAC-airHP-SpltPkg-65to134kBtuh-12p0eer-3p55cop-wPreEcono | DEER2023 | D23 v1 | 2022-10-06 00:17 | Any | OfL | New | CZ08 | cDXHP | Cap-Tons | 442 | 175000 | None | 87.8 | 0.0223 | 0 | 72.1 | 0.0183 | 0 | [6 empty] | DEER:HVAC_Split-Package_HP | Annual | 20 | [13 empty] | CZ2022 | None
NE-HVAC-airHP-SpltPkg-65to134kBtuh-12p0eer-3p55cop-wPreEcono | DEER2023 | D23 v1 | 2022-10-06 00:17 | Any | OfL | New | CZ09 | cDXHP | Cap-Tons | 512 | 175000 | None | 70.7 | 0.0221 | 0 | 58.1 | 0.0181 | 0 | [6 empty] | DEER:HVAC_Split-Package_HP | Annual | 20 | [13 empty] | CZ2022 | None
NE-HVAC-airHP-SpltPkg-65to134kBtuh-12p0eer-3p55cop-wPreEcono | DEER2023 | D23 v1 | 2022-10-06 00:17 | Any | OfL | New | CZ10 | cDXHP | Cap-Tons | 474 | 175000 | None | 85.5 | 0.0259 | 0 | 70.3 | 0.0213 | 0 | [6 empty] | DEER:HVAC_Split-Package_HP | Annual | 20 | [13 empty] | CZ2022 | None
NE-HVAC-airHP-SpltPkg-65to134kBtuh-12p0eer-3p55cop-wPreEcono | DEER2023 | D23 v1 | 2022-10-06 00:17 | Any | OfL | New | CZ11 | cDXHP | Cap-Tons | 498 | 175000 | None | 77.4 | 0.0338 | 0 | 63 | 0.0278 | 0 | [6 empty] | DEER:HVAC_Split-Package_HP | Annual | 20 | [13 empty] | CZ2022 | None
NE-HVAC-airHP-SpltPkg-65to134kBtuh-12p0eer-3p55cop-wPreEcono | DEER2023 | D23 v1 | 2022-10-06 00:17 | Any | OfL | New | CZ12 | cDXHP | Cap-Tons | 464 | 175000 | None | 68.4 | 0.0324 | 0 | 55.8 | 0.0266 | 0 | [6 empty] | DEER:HVAC_Split-Package_HP | Annual | 20 | [13 empty] | CZ2022 | None
NE-HVAC-airHP-SpltPkg-65to134kBtuh-12p0eer-3p55cop-wPreEcono | DEER2023 | D23 v1 | 2022-10-06 00:17 | Any | OfL | New | CZ13 | cDXHP | Cap-Tons | 508 | 175000 | None | 82 | 0.0323 | 0 | 67.1 | 0.0265 | 0 | [6 empty] | DEER:HVAC_Split-Package_HP | Annual | 20 | [13 empty] | CZ2022 | None
NE-HVAC-airHP-SpltPkg-65to134kBtuh-12p0eer-3p55cop-wPreEcono | DEER2023 | D23 v1 | 2022-10-06 00:17 | Any | OfL | New | CZ14 | cDXHP | Cap-Tons | 512 | 175000 | None | 77.1 | 0.029 | 0 | 63.1 | 0.0238 | 0 | [6 empty] | DEER:HVAC_Split-Package_HP | Annual | 20 | [13 empty] | CZ2022 | None
NE-HVAC-airHP-SpltPkg-65to134kBtuh-12p0eer-3p55cop-wPreEcono | DEER2023 | D23 v1 | 2022-10-06 00:17 | Any | OfL | New | CZ15 | cDXHP | Cap-Tons | 621 | 175000 | None | 111 | 0.0343 | 0 | 90.9 | 0.0281 | 0 | [6 empty] | DEER:HVAC_Split-Package_HP | Annual | 20 | [13 empty] | CZ2022 | None
NE-HVAC-airHP-SpltPkg-65to134kBtuh-12p0eer-3p55cop-wPreEcono | DEER2023 | D23 v1 | 2022-10-06 00:17 | Any | OfL | New | CZ16 | cDXHP | Cap-Tons | 509 | 175000 | None | 42.6 | 0.0156 | 0 | 32.7 | 0.0128 | 0 | [6 empty] | DEER:HVAC_Split-Package_HP | Annual | 20 | [13 empty] | CZ2022 | None
NE-HVAC-airHP-SpltPkg-65to134kBtuh-12p0eer-3p55cop-wPreEcono | DEER2023 | D23 v1 | 2022-10-06 00:17 | Any | OfS | New | CZ01 | cDXHP | Cap-Tons | 26.9 | 10000 | None | 29.2 | 0.00983 | 0 | 19.1 | 0.00804 | 0 | [6 empty] | DEER:HVAC_Split-Package_HP | Annual | 20 | [13 empty] | CZ2022 | None
NE-HVAC-airHP-SpltPkg-65to134kBtuh-12p0eer-3p55cop-wPreEcono | DEER2023 | D23 v1 | 2022-10-06 00:17 | Any | OfS | New | CZ02 | cDXHP | Cap-Tons | 25.7 | 10000 | None | 58.9 | 0.025 | 0 | 46.1 | 0.0205 | 0 | [6 empty] | DEER:HVAC_Split-Package_HP | Annual | 20 | [13 empty] | CZ2022 | None
NE-HVAC-airHP-SpltPkg-65to134kBtuh-12p0eer-3p55cop-wPreEcono | DEER2023 | D23 v1 | 2022-10-06 00:17 | Any | OfS | New | CZ03 | cDXHP | Cap-Tons | 28.6 | 10000 | None | 34 | 0.0155 | 0 | 25.9 | 0.0127 | 0 | [6 empty] | DEER:HVAC_Split-Package_HP | Annual | 20 | [13 empty] | CZ2022 | None
NE-HVAC-airHP-SpltPkg-65to134kBtuh-12p0eer-3p55cop-wPreEcono | DEER2023 | D23 v1 | 2022-10-06 00:17 | Any | OfS | New | CZ04 | cDXHP | Cap-Tons | 26.2 | 10000 | None | 63.2 | 0.0263 | 0 | 50.6 | 0.0216 | 0 | [6 empty] | DEER:HVAC_Split-Package_HP | Annual | 20 | [13 empty] | CZ2022 | None
NE-HVAC-airHP-SpltPkg-65to134kBtuh-12p0eer-3p55cop-wPreEcono | DEER2023 | D23 v1 | 2022-10-06 00:17 | Any | OfS | New | CZ05 | cDXHP | Cap-Tons | 28.3 | 10000 | None | 40.5 | 0.0128 | 0 | 31.6 | 0.0105 | 0 | [6 empty] | DEER:HVAC_Split-Package_HP | Annual | 20 | [13 empty] | CZ2022 | None
NE-HVAC-airHP-SpltPkg-65to134kBtuh-12p0eer-3p55cop-wPreEcono | DEER2023 | D23 v1 | 2022-10-06 00:17 | Any | OfS | New | CZ06 | cDXHP | Cap-Tons | 30.3 | 10000 | None | 61.7 | 0.0167 | 0 | 50.1 | 0.0137 | 0 | [6 empty] | DEER:HVAC_Split-Package_HP | Annual | 20 | [13 empty] | CZ2022 | None
NE-HVAC-airHP-SpltPkg-65to134kBtuh-12p0eer-3p55cop-wPreEcono | DEER2023 | D23 v1 | 2022-10-06 00:17 | Any | OfS | New | CZ07 | cDXHP | Cap-Tons | 29.5 | 10000 | None | 51.8 | 0.0147 | 0 | 42 | 0.0121 | 0 | [6 empty] | DEER:HVAC_Split-Package_HP | Annual | 20 | [13 empty] | CZ2022 | None
NE-HVAC-airHP-SpltPkg-65to134kBtuh-12p0eer-3p55cop-wPreEcono | DEER2023 | D23 v1 | 2022-10-06 00:17 | Any | OfS | New | CZ08 | cDXHP | Cap-Tons | 28.3 | 10000 | None | 80.7 | 0.0222 | 0 | 65.8 | 0.0183 | 0 | [6 empty] | DEER:HVAC_Split-Package_HP | Annual | 20 | [13 empty] | CZ2022 | None
NE-HVAC-airHP-SpltPkg-65to134kBtuh-12p0eer-3p55cop-wPreEcono | DEER2023 | D23 v1 | 2022-10-06 00:17 | Any | OfS | New | CZ09 | cDXHP | Cap-Tons | 32.5 | 10000 | None | 66.4 | 0.0217 | 0 | 54.1 | 0.0178 | 0 | [6 empty] | DEER:HVAC_Split-Package_HP | Annual | 20 | [13 empty] | CZ2022 | None
NE-HVAC-airHP-SpltPkg-65to134kBtuh-12p0eer-3p55cop-wPreEcono | DEER2023 | D23 v1 | 2022-10-06 00:17 | Any | OfS | New | CZ10 | cDXHP | Cap-Tons | 30.4 | 10000 | None | 80.3 | 0.0252 | 0 | 65.4 | 0.0207 | 0 | [6 empty] | DEER:HVAC_Split-Package_HP | Annual | 20 | [13 empty] | CZ2022 | None
NE-HVAC-airHP-SpltPkg-65to134kBtuh-12p0eer-3p55cop-wPreEcono | DEER2023 | D23 v1 | 2022-10-06 00:17 | Any | OfS | New | CZ11 | cDXHP | Cap-Tons | 31.8 | 10000 | None | 77.3 | 0.0328 | 0 | 61.7 | 0.0269 | 0 | [6 empty] | DEER:HVAC_Split-Package_HP | Annual | 20 | [13 empty] | CZ2022 | None
NE-HVAC-airHP-SpltPkg-65to134kBtuh-12p0eer-3p55cop-wPreEcono | DEER2023 | D23 v1 | 2022-10-06 00:17 | Any | OfS | New | CZ12 | cDXHP | Cap-Tons | 29.8 | 10000 | None | 67.7 | 0.0312 | 0 | 53.8 | 0.0257 | 0 | [6 empty] | DEER:HVAC_Split-Package_HP | Annual | 20 | [13 empty] | CZ2022 | None
NE-HVAC-airHP-SpltPkg-65to134kBtuh-12p0eer-3p55cop-wPreEcono | DEER2023 | D23 v1 | 2022-10-06 00:17 | Any | OfS | New | CZ13 | cDXHP | Cap-Tons | 32.9 | 10000 | None | 80.8 | 0.0315 | 0 | 64.9 | 0.0259 | 0 | [6 empty] | DEER:HVAC_Split-Package_HP | Annual | 20 | [13 empty] | CZ2022 | None
NE-HVAC-airHP-SpltPkg-65to134kBtuh-12p0eer-3p55cop-wPreEcono | DEER2023 | D23 v1 | 2022-10-06 00:17 | Any | OfS | New | CZ14 | cDXHP | Cap-Tons | 33 | 10000 | None | 75.9 | 0.0283 | 0 | 61.1 | 0.0232 | 0 | [6 empty] | DEER:HVAC_Split-Package_HP | Annual | 20 | [13 empty] | CZ2022 | None
NE-HVAC-airHP-SpltPkg-65to134kBtuh-12p0eer-3p55cop-wPreEcono | DEER2023 | D23 v1 | 2022-10-06 00:17 | Any | OfS | New | CZ15 | cDXHP | Cap-Tons | 39.7 | 10000 | None | 107 | 0.0335 | 0 | 87.6 | 0.0275 | 0 | [6 empty] | DEER:HVAC_Split-Package_HP | Annual | 20 | [13 empty] | CZ2022 | None
NE-HVAC-airHP-SpltPkg-65to134kBtuh-12p0eer-3p55cop-wPreEcono | DEER2023 | D23 v1 | 2022-10-06 00:17 | Any | OfS | New | CZ16 | cDXHP | Cap-Tons | 30.2 | 10000 | None | 53.8 | 0.0157 | 0 | 38.7 | 0.0129 | 0 | [6 empty] | DEER:HVAC_Split-Package_HP | Annual | 20 | [13 empty] | CZ2022 | None
NE-HVAC-airHP-SpltPkg-65to134kBtuh-12p0eer-3p55cop-wPreEcono | DEER2023 | D23 v1 | 2022-10-06 00:17 | Any | RFF | New | CZ01 | cDXHP | Cap-Tons | 6.19 | 2500 | None | 98.6 | 0.0182 | 0 | 57.9 | 0.015 | 0 | [6 empty] | DEER:HVAC_Split-Package_HP | Annual | 20 | [13 empty] | CZ2022 | None
NE-HVAC-airHP-SpltPkg-65to134kBtuh-12p0eer-3p55cop-wPreEcono | DEER2023 | D23 v1 | 2022-10-06 00:17 | Any | RFF | New | CZ02 | cDXHP | Cap-Tons | 6.5 | 2500 | None | 124 | 0.063 | 0 | 88.2 | 0.0516 | 0 | [6 empty] | DEER:HVAC_Split-Package_HP | Annual | 20 | [13 empty] | CZ2022 | None
NE-HVAC-airHP-SpltPkg-65to134kBtuh-12p0eer-3p55cop-wPreEcono | DEER2023 | D23 v1 | 2022-10-06 00:17 | Any | RFF | New | CZ03 | cDXHP | Cap-Tons | 7.07 | 2500 | None | 70.8 | 0.0393 | 0 | 48.6 | 0.0323 | 0 | [6 empty] | DEER:HVAC_Split-Package_HP | Annual | 20 | [13 empty] | CZ2022 | None
NE-HVAC-airHP-SpltPkg-65to134kBtuh-12p0eer-3p55cop-wPreEcono | DEER2023 | D23 v1 | 2022-10-06 00:17 | Any | RFF | New | CZ04 | cDXHP | Cap-Tons | 6.6 | 2500 | None | 128 | 0.0738 | 0 | 96.4 | 0.0606 | 0 | [6 empty] | DEER:HVAC_Split-Package_HP | Annual | 20 | [13 empty] | CZ2022 | None
NE-HVAC-airHP-SpltPkg-65to134kBtuh-12p0eer-3p55cop-wPreEcono | DEER2023 | D23 v1 | 2022-10-06 00:17 | Any | RFF | New | CZ05 | cDXHP | Cap-Tons | 6.68 | 2500 | None | 76.7 | 0.0277 | 0 | 54.3 | 0.0228 | 0 | [6 empty] | DEER:HVAC_Split-Package_HP | Annual | 20 | [13 empty] | CZ2022 | None
NE-HVAC-airHP-SpltPkg-65to134kBtuh-12p0eer-3p55cop-wPreEcono | DEER2023 | D23 v1 | 2022-10-06 00:17 | Any | RFF | New | CZ06 | cDXHP | Cap-Tons | 7.77 | 2500 | None | 102 | 0.0458 | 0 | 80.3 | 0.0376 | 0 | [6 empty] | DEER:HVAC_Split-Package_HP | Annual | 20 | [13 empty] | CZ2022 | None
NE-HVAC-airHP-SpltPkg-65to134kBtuh-12p0eer-3p55cop-wPreEcono | DEER2023 | D23 v1 | 2022-10-06 00:17 | Any | RFF | New | CZ07 | cDXHP | Cap-Tons | 7.56 | 2500 | None | 89.7 | 0.0398 | 0 | 71.2 | 0.0327 | 0 | [6 empty] | DEER:HVAC_Split-Package_HP | Annual | 20 | [13 empty] | CZ2022 | None
NE-HVAC-airHP-SpltPkg-65to134kBtuh-12p0eer-3p55cop-wPreEcono | DEER2023 | D23 v1 | 2022-10-06 00:17 | Any | RFF | New | CZ08 | cDXHP | Cap-Tons | 7.15 | 2500 | None | 149 | 0.0605 | 0 | 119 | 0.0497 | 0 | [6 empty] | DEER:HVAC_Split-Package_HP | Annual | 20 | [13 empty] | CZ2022 | None
NE-HVAC-airHP-SpltPkg-65to134kBtuh-12p0eer-3p55cop-wPreEcono | DEER2023 | D23 v1 | 2022-10-06 00:17 | Any | RFF | New | CZ09 | cDXHP | Cap-Tons | 9.28 | 2500 | None | 110 | 0.0531 | 0 | 87.4 | 0.0436 | 0 | [6 empty] | DEER:HVAC_Split-Package_HP | Annual | 20 | [13 empty] | CZ2022 | None
NE-HVAC-airHP-SpltPkg-65to134kBtuh-12p0eer-3p55cop-wPreEcono | DEER2023 | D23 v1 | 2022-10-06 00:17 | Any | RFF | New | CZ10 | cDXHP | Cap-Tons | 8.34 | 2500 | None | 143 | 0.0697 | 0 | 113 | 0.0572 | 0 | [6 empty] | DEER:HVAC_Split-Package_HP | Annual | 20 | [13 empty] | CZ2022 | None
NE-HVAC-airHP-SpltPkg-65to134kBtuh-12p0eer-3p55cop-wPreEcono | DEER2023 | D23 v1 | 2022-10-06 00:17 | Any | RFF | New | CZ11 | cDXHP | Cap-Tons | 8.87 | 2500 | None | 149 | 0.0802 | 0 | 114 | 0.0658 | 0 | [6 empty] | DEER:HVAC_Split-Package_HP | Annual | 20 | [13 empty] | CZ2022 | None
NE-HVAC-airHP-SpltPkg-65to134kBtuh-12p0eer-3p55cop-wPreEcono | DEER2023 | D23 v1 | 2022-10-06 00:17 | Any | RFF | New | CZ12 | cDXHP | Cap-Tons | 8.05 | 2500 | None | 132 | 0.0824 | 0 | 99.2 | 0.0677 | 0 | [6 empty] | DEER:HVAC_Split-Package_HP | Annual | 20 | [13 empty] | CZ2022 | None
NE-HVAC-airHP-SpltPkg-65to134kBtuh-12p0eer-3p55cop-wPreEcono | DEER2023 | D23 v1 | 2022-10-06 00:17 | Any | RFF | New | CZ13 | cDXHP | Cap-Tons | 9.05 | 2500 | None | 158 | 0.0842 | 0 | 123 | 0.0692 | 0 | [6 empty] | DEER:HVAC_Split-Package_HP | Annual | 20 | [13 empty] | CZ2022 | None
NE-HVAC-airHP-SpltPkg-65to134kBtuh-12p0eer-3p55cop-wPreEcono | DEER2023 | D23 v1 | 2022-10-06 00:17 | Any | RFF | New | CZ14 | cDXHP | Cap-Tons | 8.93 | 2500 | None | 138 | 0.0687 | 0 | 106 | 0.0564 | 0 | [6 empty] | DEER:HVAC_Split-Package_HP | Annual | 20 | [13 empty] | CZ2022 | None
NE-HVAC-airHP-SpltPkg-65to134kBtuh-12p0eer-3p55cop-wPreEcono | DEER2023 | D23 v1 | 2022-10-06 00:17 | Any | RFF | New | CZ15 | cDXHP | Cap-Tons | 12.2 | 2500 | None | 174 | 0.0808 | 0 | 142 | 0.0664 | 0 | [6 empty] | DEER:HVAC_Split-Package_HP | Annual | 20 | [13 empty] | CZ2022 | None
NE-HVAC-airHP-SpltPkg-65to134kBtuh-12p0eer-3p55cop-wPreEcono | DEER2023 | D23 v1 | 2022-10-06 00:17 | Any | RFF | New | CZ16 | cDXHP | Cap-Tons | 7.33 | 2500 | None | 134 | 0.0401 | 0 | 87.8 | 0.0329 | 0 | [6 empty] | DEER:HVAC_Split-Package_HP | Annual | 20 | [13 empty] | CZ2022 | None
NE-HVAC-airHP-SpltPkg-65to134kBtuh-12p0eer-3p55cop-wPreEcono | DEER2023 | D23 v1 | 2022-10-06 00:17 | Any | RSD | New | CZ01 | cDXHP | Cap-Tons | 10.3 | 5600 | None | 77.2 | 0.0167 | 0 | 46.1 | 0.0136 | 0 | [6 empty] | DEER:HVAC_Split-Package_HP | Annual | 20 | [13 empty] | CZ2022 | None
NE-HVAC-airHP-SpltPkg-65to134kBtuh-12p0eer-3p55cop-wPreEcono | DEER2023 | D23 v1 | 2022-10-06 00:17 | Any | RSD | New | CZ02 | cDXHP | Cap-Tons | 11.1 | 5600 | None | 95.2 | 0.0598 | 0 | 72.5 | 0.0491 | 0 | [6 empty] | DEER:HVAC_Split-Package_HP | Annual | 20 | [13 empty] | CZ2022 | None
NE-HVAC-airHP-SpltPkg-65to134kBtuh-12p0eer-3p55cop-wPreEcono | DEER2023 | D23 v1 | 2022-10-06 00:17 | Any | RSD | New | CZ03 | cDXHP | Cap-Tons | 11.2 | 5600 | None | 58.2 | 0.0392 | 0 | 42.7 | 0.0323 | 0 | [6 empty] | DEER:HVAC_Split-Package_HP | Annual | 20 | [13 empty] | CZ2022 | None
NE-HVAC-airHP-SpltPkg-65to134kBtuh-12p0eer-3p55cop-wPreEcono | DEER2023 | D23 v1 | 2022-10-06 00:17 | Any | RSD | New | CZ04 | cDXHP | Cap-Tons | 11.1 | 5600 | None | 107 | 0.07 | 0 | 84.3 | 0.0575 | 0 | [6 empty] | DEER:HVAC_Split-Package_HP | Annual | 20 | [13 empty] | CZ2022 | None
NE-HVAC-airHP-SpltPkg-65to134kBtuh-12p0eer-3p55cop-wPreEcono | DEER2023 | D23 v1 | 2022-10-06 00:17 | Any | RSD | New | CZ05 | cDXHP | Cap-Tons | 11 | 5600 | None | 62.2 | 0.0258 | 0 | 46.7 | 0.0212 | 0 | [6 empty] | DEER:HVAC_Split-Package_HP | Annual | 20 | [13 empty] | CZ2022 | None
NE-HVAC-airHP-SpltPkg-65to134kBtuh-12p0eer-3p55cop-wPreEcono | DEER2023 | D23 v1 | 2022-10-06 00:17 | Any | RSD | New | CZ06 | cDXHP | Cap-Tons | 12.5 | 5600 | None | 98.7 | 0.0487 | 0 | 80.1 | 0.0401 | 0 | [6 empty] | DEER:HVAC_Split-Package_HP | Annual | 20 | [13 empty] | CZ2022 | None
NE-HVAC-airHP-SpltPkg-65to134kBtuh-12p0eer-3p55cop-wPreEcono | DEER2023 | D23 v1 | 2022-10-06 00:17 | Any | RSD | New | CZ07 | cDXHP | Cap-Tons | 12.1 | 5600 | None | 84.8 | 0.0423 | 0 | 68.9 | 0.0347 | 0 | [6 empty] | DEER:HVAC_Split-Package_HP | Annual | 20 | [13 empty] | CZ2022 | None
NE-HVAC-airHP-SpltPkg-65to134kBtuh-12p0eer-3p55cop-wPreEcono | DEER2023 | D23 v1 | 2022-10-06 00:17 | Any | RSD | New | CZ08 | cDXHP | Cap-Tons | 13.1 | 5600 | None | 120 | 0.0526 | 0 | 98.3 | 0.0432 | 0 | [6 empty] | DEER:HVAC_Split-Package_HP | Annual | 20 | [13 empty] | CZ2022 | None
NE-HVAC-airHP-SpltPkg-65to134kBtuh-12p0eer-3p55cop-wPreEcono | DEER2023 | D23 v1 | 2022-10-06 00:17 | Any | RSD | New | CZ09 | cDXHP | Cap-Tons | 16.4 | 5600 | None | 92.1 | 0.0484 | 0 | 75.1 | 0.0398 | 0 | [6 empty] | DEER:HVAC_Split-Package_HP | Annual | 20 | [13 empty] | CZ2022 | None
NE-HVAC-airHP-SpltPkg-65to134kBtuh-12p0eer-3p55cop-wPreEcono | DEER2023 | D23 v1 | 2022-10-06 00:17 | Any | RSD | New | CZ10 | cDXHP | Cap-Tons | 14.9 | 5600 | None | 118 | 0.0621 | 0 | 95.9 | 0.051 | 0 | [6 empty] | DEER:HVAC_Split-Package_HP | Annual | 20 | [13 empty] | CZ2022 | None
NE-HVAC-airHP-SpltPkg-65to134kBtuh-12p0eer-3p55cop-wPreEcono | DEER2023 | D23 v1 | 2022-10-06 00:17 | Any | RSD | New | CZ11 | cDXHP | Cap-Tons | 16.4 | 5600 | None | 116 | 0.0729 | 0 | 91.8 | 0.0599 | 0 | [6 empty] | DEER:HVAC_Split-Package_HP | Annual | 20 | [13 empty] | CZ2022 | None
NE-HVAC-airHP-SpltPkg-65to134kBtuh-12p0eer-3p55cop-wPreEcono | DEER2023 | D23 v1 | 2022-10-06 00:17 | Any | RSD | New | CZ12 | cDXHP | Cap-Tons | 14.5 | 5600 | None | 105 | 0.075 | 0 | 82.5 | 0.0616 | 0 | [6 empty] | DEER:HVAC_Split-Package_HP | Annual | 20 | [13 empty] | CZ2022 | None
NE-HVAC-airHP-SpltPkg-65to134kBtuh-12p0eer-3p55cop-wPreEcono | DEER2023 | D23 v1 | 2022-10-06 00:17 | Any | RSD | New | CZ13 | cDXHP | Cap-Tons | 16.7 | 5600 | None | 126 | 0.0777 | 0 | 101 | 0.0639 | 0 | [6 empty] | DEER:HVAC_Split-Package_HP | Annual | 20 | [13 empty] | CZ2022 | None
NE-HVAC-airHP-SpltPkg-65to134kBtuh-12p0eer-3p55cop-wPreEcono | DEER2023 | D23 v1 | 2022-10-06 00:17 | Any | RSD | New | CZ14 | cDXHP | Cap-Tons | 16.9 | 5600 | None | 106 | 0.0622 | 0 | 84.6 | 0.0511 | 0 | [6 empty] | DEER:HVAC_Split-Package_HP | Annual | 20 | [13 empty] | CZ2022 | None
NE-HVAC-airHP-SpltPkg-65to134kBtuh-12p0eer-3p55cop-wPreEcono | DEER2023 | D23 v1 | 2022-10-06 00:17 | Any | RSD | New | CZ15 | cDXHP | Cap-Tons | 22.9 | 5600 | None | 141 | 0.0728 | 0 | 116 | 0.0598 | 0 | [6 empty] | DEER:HVAC_Split-Package_HP | Annual | 20 | [13 empty] | CZ2022 | None
NE-HVAC-airHP-SpltPkg-65to134kBtuh-12p0eer-3p55cop-wPreEcono | DEER2023 | D23 v1 | 2022-10-06 00:17 | Any | RSD | New | CZ16 | cDXHP | Cap-Tons | 11.9 | 5600 | None | 113 | 0.0397 | 0 | 75.4 | 0.0326 | 0 | [6 empty] | DEER:HVAC_Split-Package_HP | Annual | 20 | [13 empty] | CZ2022 | None
NE-HVAC-airHP-SpltPkg-65to134kBtuh-12p0eer-3p55cop-wPreEcono | DEER2023 | D23 v1 | 2022-10-06 00:17 | Any | Rt3 | New | CZ01 | cDXHP | Cap-Tons | 183 | 120000 | None | 29.3 | 0.0253 | 0 | 20.5 | 0.0208 | 0 | [6 empty] | DEER:HVAC_Split-Package_HP | Annual | 20 | [13 empty] | CZ2022 | None
NE-HVAC-airHP-SpltPkg-65to134kBtuh-12p0eer-3p55cop-wPreEcono | DEER2023 | D23 v1 | 2022-10-06 00:17 | Any | Rt3 | New | CZ02 | cDXHP | Cap-Tons | 222 | 120000 | None | 81.7 | 0.0602 | 0 | 65.2 | 0.0495 | 0 | [6 empty] | DEER:HVAC_Split-Package_HP | Annual | 20 | [13 empty] | CZ2022 | None
NE-HVAC-airHP-SpltPkg-65to134kBtuh-12p0eer-3p55cop-wPreEcono | DEER2023 | D23 v1 | 2022-10-06 00:17 | Any | Rt3 | New | CZ03 | cDXHP | Cap-Tons | 197 | 120000 | None | 56.7 | 0.0487 | 0 | 45.2 | 0.04 | 0 | [6 empty] | DEER:HVAC_Split-Package_HP | Annual | 20 | [13 empty] | CZ2022 | None
NE-HVAC-airHP-SpltPkg-65to134kBtuh-12p0eer-3p55cop-wPreEcono | DEER2023 | D23 v1 | 2022-10-06 00:17 | Any | Rt3 | New | CZ04 | cDXHP | Cap-Tons | 223 | 120000 | None | 95.8 | 0.0685 | 0 | 77.8 | 0.0563 | 0 | [6 empty] | DEER:HVAC_Split-Package_HP | Annual | 20 | [13 empty] | CZ2022 | None
NE-HVAC-airHP-SpltPkg-65to134kBtuh-12p0eer-3p55cop-wPreEcono | DEER2023 | D23 v1 | 2022-10-06 00:17 | Any | Rt3 | New | CZ05 | cDXHP | Cap-Tons | 196 | 120000 | None | 64.2 | 0.0348 | 0 | 52 | 0.0286 | 0 | [6 empty] | DEER:HVAC_Split-Package_HP | Annual | 20 | [13 empty] | CZ2022 | None
NE-HVAC-airHP-SpltPkg-65to134kBtuh-12p0eer-3p55cop-wPreEcono | DEER2023 | D23 v1 | 2022-10-06 00:17 | Any | Rt3 | New | CZ06 | cDXHP | Cap-Tons | 214 | 120000 | None | 113 | 0.0566 | 0 | 92.9 | 0.0464 | 0 | [6 empty] | DEER:HVAC_Split-Package_HP | Annual | 20 | [13 empty] | CZ2022 | None
NE-HVAC-airHP-SpltPkg-65to134kBtuh-12p0eer-3p55cop-wPreEcono | DEER2023 | D23 v1 | 2022-10-06 00:17 | Any | Rt3 | New | CZ07 | cDXHP | Cap-Tons | 208 | 120000 | None | 103 | 0.0524 | 0 | 84.8 | 0.043 | 0 | [6 empty] | DEER:HVAC_Split-Package_HP | Annual | 20 | [13 empty] | CZ2022 | None
NE-HVAC-airHP-SpltPkg-65to134kBtuh-12p0eer-3p55cop-wPreEcono | DEER2023 | D23 v1 | 2022-10-06 00:17 | Any | Rt3 | New | CZ08 | cDXHP | Cap-Tons | 243 | 120000 | None | 126 | 0.0579 | 0 | 103 | 0.0475 | 0 | [6 empty] | DEER:HVAC_Split-Package_HP | Annual | 20 | [13 empty] | CZ2022 | None
NE-HVAC-airHP-SpltPkg-65to134kBtuh-12p0eer-3p55cop-wPreEcono | DEER2023 | D23 v1 | 2022-10-06 00:17 | Any | Rt3 | New | CZ09 | cDXHP | Cap-Tons | 306 | 120000 | None | 93.9 | 0.0512 | 0 | 76.9 | 0.042 | 0 | [6 empty] | DEER:HVAC_Split-Package_HP | Annual | 20 | [13 empty] | CZ2022 | None
NE-HVAC-airHP-SpltPkg-65to134kBtuh-12p0eer-3p55cop-wPreEcono | DEER2023 | D23 v1 | 2022-10-06 00:17 | Any | Rt3 | New | CZ10 | cDXHP | Cap-Tons | 279 | 120000 | None | 117 | 0.0667 | 0 | 95.7 | 0.0548 | 0 | [6 empty] | DEER:HVAC_Split-Package_HP | Annual | 20 | [13 empty] | CZ2022 | None
NE-HVAC-airHP-SpltPkg-65to134kBtuh-12p0eer-3p55cop-wPreEcono | DEER2023 | D23 v1 | 2022-10-06 00:17 | Any | Rt3 | New | CZ11 | cDXHP | Cap-Tons | 290 | 120000 | None | 108 | 0.0746 | 0 | 87.5 | 0.0612 | 0 | [6 empty] | DEER:HVAC_Split-Package_HP | Annual | 20 | [13 empty] | CZ2022 | None
NE-HVAC-airHP-SpltPkg-65to134kBtuh-12p0eer-3p55cop-wPreEcono | DEER2023 | D23 v1 | 2022-10-06 00:17 | Any | Rt3 | New | CZ12 | cDXHP | Cap-Tons | 271 | 120000 | None | 96.7 | 0.0754 | 0 | 78 | 0.0619 | 0 | [6 empty] | DEER:HVAC_Split-Package_HP | Annual | 20 | [13 empty] | CZ2022 | None
NE-HVAC-airHP-SpltPkg-65to134kBtuh-12p0eer-3p55cop-wPreEcono | DEER2023 | D23 v1 | 2022-10-06 00:17 | Any | Rt3 | New | CZ13 | cDXHP | Cap-Tons | 297 | 120000 | None | 118 | 0.0773 | 0 | 96 | 0.0635 | 0 | [6 empty] | DEER:HVAC_Split-Package_HP | Annual | 20 | [13 empty] | CZ2022 | None
NE-HVAC-airHP-SpltPkg-65to134kBtuh-12p0eer-3p55cop-wPreEcono | DEER2023 | D23 v1 | 2022-10-06 00:17 | Any | Rt3 | New | CZ14 | cDXHP | Cap-Tons | 293 | 120000 | None | 102 | 0.0656 | 0 | 83.4 | 0.0539 | 0 | [6 empty] | DEER:HVAC_Split-Package_HP | Annual | 20 | [13 empty] | CZ2022 | None
NE-HVAC-airHP-SpltPkg-65to134kBtuh-12p0eer-3p55cop-wPreEcono | DEER2023 | D23 v1 | 2022-10-06 00:17 | Any | Rt3 | New | CZ15 | cDXHP | Cap-Tons | 382 | 120000 | None | 146 | 0.0774 | 0 | 120 | 0.0635 | 0 | [6 empty] | DEER:HVAC_Split-Package_HP | Annual | 20 | [13 empty] | CZ2022 | None
NE-HVAC-airHP-SpltPkg-65to134kBtuh-12p0eer-3p55cop-wPreEcono | DEER2023 | D23 v1 | 2022-10-06 00:17 | Any | Rt3 | New | CZ16 | cDXHP | Cap-Tons | 200 | 120000 | None | 83.9 | 0.048 | 0 | 62.6 | 0.0394 | 0 | [6 empty] | DEER:HVAC_Split-Package_HP | Annual | 20 | [13 empty] | CZ2022 | None
NE-HVAC-airHP-SpltPkg-65to134kBtuh-12p0eer-3p55cop-wPreEcono | DEER2023 | D23 v1 | 2022-10-06 00:17 | Any | RtL | New | CZ01 | cDXHP | Cap-Tons | 157 | 130000 | None | 87 | 0.0441 | 0 | 37.6 | 0.0234 | 0 | [6 empty] | DEER:HVAC_Split-Package_HP | Annual | 20 | [13 empty] | CZ2022 | None
NE-HVAC-airHP-SpltPkg-65to134kBtuh-12p0eer-3p55cop-wPreEcono | DEER2023 | D23 v1 | 2022-10-06 00:17 | Any | RtL | New | CZ02 | cDXHP | Cap-Tons | 189 | 130000 | None | 158 | 0.096 | 0 | 75.2 | 0.0497 | 0 | [6 empty] | DEER:HVAC_Split-Package_HP | Annual | 20 | [13 empty] | CZ2022 | None
NE-HVAC-airHP-SpltPkg-65to134kBtuh-12p0eer-3p55cop-wPreEcono | DEER2023 | D23 v1 | 2022-10-06 00:17 | Any | RtL | New | CZ03 | cDXHP | Cap-Tons | 164 | 130000 | None | 138 | 0.0716 | 0 | 65.1 | 0.0405 | 0 | [6 empty] | DEER:HVAC_Split-Package_HP | Annual | 20 | [13 empty] | CZ2022 | None
NE-HVAC-airHP-SpltPkg-65to134kBtuh-12p0eer-3p55cop-wPreEcono | DEER2023 | D23 v1 | 2022-10-06 00:17 | Any | RtL | New | CZ04 | cDXHP | Cap-Tons | 185 | 130000 | None | 185 | 0.0916 | 0 | 92.3 | 0.0578 | 0 | [6 empty] | DEER:HVAC_Split-Package_HP | Annual | 20 | [13 empty] | CZ2022 | None
NE-HVAC-airHP-SpltPkg-65to134kBtuh-12p0eer-3p55cop-wPreEcono | DEER2023 | D23 v1 | 2022-10-06 00:17 | Any | RtL | New | CZ05 | cDXHP | Cap-Tons | 163 | 130000 | None | 153 | 0.0597 | 0 | 72.3 | 0.0289 | 0 | [6 empty] | DEER:HVAC_Split-Package_HP | Annual | 20 | [13 empty] | CZ2022 | None
NE-HVAC-airHP-SpltPkg-65to134kBtuh-12p0eer-3p55cop-wPreEcono | DEER2023 | D23 v1 | 2022-10-06 00:17 | Any | RtL | New | CZ06 | cDXHP | Cap-Tons | 175 | 130000 | None | 215 | 0.0811 | 0 | 116 | 0.0489 | 0 | [6 empty] | DEER:HVAC_Split-Package_HP | Annual | 20 | [13 empty] | CZ2022 | None
NE-HVAC-airHP-SpltPkg-65to134kBtuh-12p0eer-3p55cop-wPreEcono | DEER2023 | D23 v1 | 2022-10-06 00:17 | Any | RtL | New | CZ07 | cDXHP | Cap-Tons | 171 | 130000 | None | 201 | 0.0733 | 0 | 105 | 0.0444 | 0 | [6 empty] | DEER:HVAC_Split-Package_HP | Annual | 20 | [13 empty] | CZ2022 | None
NE-HVAC-airHP-SpltPkg-65to134kBtuh-12p0eer-3p55cop-wPreEcono | DEER2023 | D23 v1 | 2022-10-06 00:17 | Any | RtL | New | CZ08 | cDXHP | Cap-Tons | 213 | 130000 | None | 215 | 0.0753 | 0 | 110 | 0.0458 | 0 | [6 empty] | DEER:HVAC_Split-Package_HP | Annual | 20 | [13 empty] | CZ2022 | None
NE-HVAC-airHP-SpltPkg-65to134kBtuh-12p0eer-3p55cop-wPreEcono | DEER2023 | D23 v1 | 2022-10-06 00:17 | Any | RtL | New | CZ09 | cDXHP | Cap-Tons | 259 | 130000 | None | 176 | 0.0818 | 0 | 83.9 | 0.0423 | 0 | [6 empty] | DEER:HVAC_Split-Package_HP | Annual | 20 | [13 empty] | CZ2022 | None
NE-HVAC-airHP-SpltPkg-65to134kBtuh-12p0eer-3p55cop-wPreEcono | DEER2023 | D23 v1 | 2022-10-06 00:17 | Any | RtL | New | CZ10 | cDXHP | Cap-Tons | 237 | 130000 | None | 209 | 0.0828 | 0 | 104 | 0.0529 | 0 | [6 empty] | DEER:HVAC_Split-Package_HP | Annual | 20 | [13 empty] | CZ2022 | None
NE-HVAC-airHP-SpltPkg-65to134kBtuh-12p0eer-3p55cop-wPreEcono | DEER2023 | D23 v1 | 2022-10-06 00:17 | Any | RtL | New | CZ11 | cDXHP | Cap-Tons | 251 | 130000 | None | 201 | 0.103 | 0 | 97.9 | 0.0639 | 0 | [6 empty] | DEER:HVAC_Split-Package_HP | Annual | 20 | [13 empty] | CZ2022 | None
NE-HVAC-airHP-SpltPkg-65to134kBtuh-12p0eer-3p55cop-wPreEcono | DEER2023 | D23 v1 | 2022-10-06 00:17 | Any | RtL | New | CZ12 | cDXHP | Cap-Tons | 229 | 130000 | None | 178 | 0.0914 | 0 | 87 | 0.0623 | 0 | [6 empty] | DEER:HVAC_Split-Package_HP | Annual | 20 | [13 empty] | CZ2022 | None
NE-HVAC-airHP-SpltPkg-65to134kBtuh-12p0eer-3p55cop-wPreEcono | DEER2023 | D23 v1 | 2022-10-06 00:17 | Any | RtL | New | CZ13 | cDXHP | Cap-Tons | 255 | 130000 | None | 214 | 0.0892 | 0 | 106 | 0.0645 | 0 | [6 empty] | DEER:HVAC_Split-Package_HP | Annual | 20 | [13 empty] | CZ2022 | None
NE-HVAC-airHP-SpltPkg-65to134kBtuh-12p0eer-3p55cop-wPreEcono | DEER2023 | D23 v1 | 2022-10-06 00:17 | Any | RtL | New | CZ14 | cDXHP | Cap-Tons | 256 | 130000 | None | 201 | 0.103 | 0 | 93.2 | 0.0558 | 0 | [6 empty] | DEER:HVAC_Split-Package_HP | Annual | 20 | [13 empty] | CZ2022 | None
NE-HVAC-airHP-SpltPkg-65to134kBtuh-12p0eer-3p55cop-wPreEcono | DEER2023 | D23 v1 | 2022-10-06 00:17 | Any | RtL | New | CZ15 | cDXHP | Cap-Tons | 340 | 130000 | None | 253 | 0.0885 | 0 | 128 | 0.0645 | 0 | [6 empty] | DEER:HVAC_Split-Package_HP | Annual | 20 | [13 empty] | CZ2022 | None
NE-HVAC-airHP-SpltPkg-65to134kBtuh-12p0eer-3p55cop-wPreEcono | DEER2023 | D23 v1 | 2022-10-06 00:17 | Any | RtL | New | CZ16 | cDXHP | Cap-Tons | 166 | 130000 | None | 167 | 0.0826 | 0 | 75.6 | 0.0407 | 0 | [6 empty] | DEER:HVAC_Split-Package_HP | Annual | 20 | [13 empty] | CZ2022 | None
NE-HVAC-airHP-SpltPkg-65to134kBtuh-12p0eer-3p55cop-wPreEcono | DEER2023 | D23 v1 | 2022-10-06 00:17 | Any | RtS | New | CZ01 | cDXHP | Cap-Tons | 12.3 | 8000 | None | 405 | 0.0383 | 0 | 40.3 | 0.013 | 0 | [6 empty] | DEER:HVAC_Split-Package_HP | Annual | 20 | [13 empty] | CZ2022 | None
NE-HVAC-airHP-SpltPkg-65to134kBtuh-12p0eer-3p55cop-wPreEcono | DEER2023 | D23 v1 | 2022-10-06 00:17 | Any | RtS | New | CZ02 | cDXHP | Cap-Tons | 14.6 | 8000 | None | 308 | 0.11 | 0 | 64 | 0.0441 | 0 | [6 empty] | DEER:HVAC_Split-Package_HP | Annual | 20 | [13 empty] | CZ2022 | None
NE-HVAC-airHP-SpltPkg-65to134kBtuh-12p0eer-3p55cop-wPreEcono | DEER2023 | D23 v1 | 2022-10-06 00:17 | Any | RtS | New | CZ03 | cDXHP | Cap-Tons | 13.2 | 8000 | None | 229 | 0.0716 | 0 | 41.3 | 0.0305 | 0 | [6 empty] | DEER:HVAC_Split-Package_HP | Annual | 20 | [13 empty] | CZ2022 | None
NE-HVAC-airHP-SpltPkg-65to134kBtuh-12p0eer-3p55cop-wPreEcono | DEER2023 | D23 v1 | 2022-10-06 00:17 | Any | RtS | New | CZ04 | cDXHP | Cap-Tons | 14.6 | 8000 | None | 273 | 0.109 | 0 | 71.4 | 0.0507 | 0 | [6 empty] | DEER:HVAC_Split-Package_HP | Annual | 20 | [13 empty] | CZ2022 | None
NE-HVAC-airHP-SpltPkg-65to134kBtuh-12p0eer-3p55cop-wPreEcono | DEER2023 | D23 v1 | 2022-10-06 00:17 | Any | RtS | New | CZ05 | cDXHP | Cap-Tons | 13.1 | 8000 | None | 213 | 0.054 | 0 | 44.6 | 0.0195 | 0 | [6 empty] | DEER:HVAC_Split-Package_HP | Annual | 20 | [13 empty] | CZ2022 | None
NE-HVAC-airHP-SpltPkg-65to134kBtuh-12p0eer-3p55cop-wPreEcono | DEER2023 | D23 v1 | 2022-10-06 00:17 | Any | RtS | New | CZ06 | cDXHP | Cap-Tons | 14.2 | 8000 | None | 206 | 0.0858 | 0 | 74.6 | 0.0383 | 0 | [6 empty] | DEER:HVAC_Split-Package_HP | Annual | 20 | [13 empty] | CZ2022 | None
NE-HVAC-airHP-SpltPkg-65to134kBtuh-12p0eer-3p55cop-wPreEcono | DEER2023 | D23 v1 | 2022-10-06 00:17 | Any | RtS | New | CZ07 | cDXHP | Cap-Tons | 13.9 | 8000 | None | 174 | 0.0646 | 0 | 63.8 | 0.0331 | 0 | [6 empty] | DEER:HVAC_Split-Package_HP | Annual | 20 | [13 empty] | CZ2022 | None
NE-HVAC-airHP-SpltPkg-65to134kBtuh-12p0eer-3p55cop-wPreEcono | DEER2023 | D23 v1 | 2022-10-06 00:17 | Any | RtS | New | CZ08 | cDXHP | Cap-Tons | 16.3 | 8000 | None | 256 | 0.0987 | 0 | 88.2 | 0.0421 | 0 | [6 empty] | DEER:HVAC_Split-Package_HP | Annual | 20 | [13 empty] | CZ2022 | None
NE-HVAC-airHP-SpltPkg-65to134kBtuh-12p0eer-3p55cop-wPreEcono | DEER2023 | D23 v1 | 2022-10-06 00:17 | Any | RtS | New | CZ09 | cDXHP | Cap-Tons | 20.3 | 8000 | None | 276 | 0.127 | 0 | 68.9 | 0.0392 | 0 | [6 empty] | DEER:HVAC_Split-Package_HP | Annual | 20 | [13 empty] | CZ2022 | None
NE-HVAC-airHP-SpltPkg-65to134kBtuh-12p0eer-3p55cop-wPreEcono | DEER2023 | D23 v1 | 2022-10-06 00:17 | Any | RtS | New | CZ10 | cDXHP | Cap-Tons | 18.7 | 8000 | None | 308 | 0.107 | 0 | 86.7 | 0.0491 | 0 | [6 empty] | DEER:HVAC_Split-Package_HP | Annual | 20 | [13 empty] | CZ2022 | None
NE-HVAC-airHP-SpltPkg-65to134kBtuh-12p0eer-3p55cop-wPreEcono | DEER2023 | D23 v1 | 2022-10-06 00:17 | Any | RtS | New | CZ11 | cDXHP | Cap-Tons | 19.5 | 8000 | None | 374 | 0.132 | 0 | 87.9 | 0.0605 | 0 | [6 empty] | DEER:HVAC_Split-Package_HP | Annual | 20 | [13 empty] | CZ2022 | None
NE-HVAC-airHP-SpltPkg-65to134kBtuh-12p0eer-3p55cop-wPreEcono | DEER2023 | D23 v1 | 2022-10-06 00:17 | Any | RtS | New | CZ12 | cDXHP | Cap-Tons | 17.8 | 8000 | None | 320 | 0.118 | 0 | 76.8 | 0.0585 | 0 | [6 empty] | DEER:HVAC_Split-Package_HP | Annual | 20 | [13 empty] | CZ2022 | None
NE-HVAC-airHP-SpltPkg-65to134kBtuh-12p0eer-3p55cop-wPreEcono | DEER2023 | D23 v1 | 2022-10-06 00:17 | Any | RtS | New | CZ13 | cDXHP | Cap-Tons | 20.1 | 8000 | None | 354 | 0.117 | 0 | 93.3 | 0.0602 | 0 | [6 empty] | DEER:HVAC_Split-Package_HP | Annual | 20 | [13 empty] | CZ2022 | None
NE-HVAC-airHP-SpltPkg-65to134kBtuh-12p0eer-3p55cop-wPreEcono | DEER2023 | D23 v1 | 2022-10-06 00:17 | Any | RtS | New | CZ14 | cDXHP | Cap-Tons | 19.8 | 8000 | None | 362 | 0.143 | 0 | 82.1 | 0.0521 | 0 | [6 empty] | DEER:HVAC_Split-Package_HP | Annual | 20 | [13 empty] | CZ2022 | None
NE-HVAC-airHP-SpltPkg-65to134kBtuh-12p0eer-3p55cop-wPreEcono | DEER2023 | D23 v1 | 2022-10-06 00:17 | Any | RtS | New | CZ15 | cDXHP | Cap-Tons | 26.2 | 8000 | None | 410 | 0.148 | 0 | 115 | 0.0633 | 0 | [6 empty] | DEER:HVAC_Split-Package_HP | Annual | 20 | [13 empty] | CZ2022 | None
NE-HVAC-airHP-SpltPkg-65to134kBtuh-12p0eer-3p55cop-wPreEcono | DEER2023 | D23 v1 | 2022-10-06 00:17 | Any | RtS | New | CZ16 | cDXHP | Cap-Tons | 14.4 | 8000 | None | 444 | 0.0839 | 0 | 70.4 | 0.0317 | 0 | [6 empty] | DEER:HVAC_Split-Package_HP | Annual | 20 | [13 empty] | CZ2022 | None
NE-HVAC-airHP-SpltPkg-65to134kBtuh-12p0eer-3p55cop-wPreEcono | DEER2023 | D23 v1 | 2022-10-06 00:17 | Any | SCn | New | CZ01 | cDXHP | Cap-Tons | 349 | 250000 | None | 318 | 0.0264 | 0 | 43.1 | 0.00067 | 0 | [6 empty] | DEER:HVAC_Split-Package_HP | Annual | 20 | [13 empty] | CZ2022 | None
NE-HVAC-airHP-SpltPkg-65to134kBtuh-12p0eer-3p55cop-wPreEcono | DEER2023 | D23 v1 | 2022-10-06 00:17 | Any | SCn | New | CZ02 | cDXHP | Cap-Tons | 294 | 250000 | None | 278 | 0.0619 | 0 | 37.3 | 0.0192 | 0 | [6 empty] | DEER:HVAC_Split-Package_HP | Annual | 20 | [13 empty] | CZ2022 | None
NE-HVAC-airHP-SpltPkg-65to134kBtuh-12p0eer-3p55cop-wPreEcono | DEER2023 | D23 v1 | 2022-10-06 00:17 | Any | SCn | New | CZ03 | cDXHP | Cap-Tons | 358 | 250000 | None | 212 | 0.0341 | 0 | 23.4 | 0.00454 | 0 | [6 empty] | DEER:HVAC_Split-Package_HP | Annual | 20 | [13 empty] | CZ2022 | None
NE-HVAC-airHP-SpltPkg-65to134kBtuh-12p0eer-3p55cop-wPreEcono | DEER2023 | D23 v1 | 2022-10-06 00:17 | Any | SCn | New | CZ04 | cDXHP | Cap-Tons | 294 | 250000 | None | 257 | 0.0674 | 0 | 35.8 | 0.0217 | 0 | [6 empty] | DEER:HVAC_Split-Package_HP | Annual | 20 | [13 empty] | CZ2022 | None
NE-HVAC-airHP-SpltPkg-65to134kBtuh-12p0eer-3p55cop-wPreEcono | DEER2023 | D23 v1 | 2022-10-06 00:17 | Any | SCn | New | CZ05 | cDXHP | Cap-Tons | 352 | 250000 | None | 259 | 0.032 | 0 | 21 | 0.00204 | 0 | [6 empty] | DEER:HVAC_Split-Package_HP | Annual | 20 | [13 empty] | CZ2022 | None
NE-HVAC-airHP-SpltPkg-65to134kBtuh-12p0eer-3p55cop-wPreEcono | DEER2023 | D23 v1 | 2022-10-06 00:17 | Any | SCn | New | CZ06 | cDXHP | Cap-Tons | 342 | 250000 | None | 214 | 0.0393 | 0 | 22 | 0.0112 | 0 | [6 empty] | DEER:HVAC_Split-Package_HP | Annual | 20 | [13 empty] | CZ2022 | None
NE-HVAC-airHP-SpltPkg-65to134kBtuh-12p0eer-3p55cop-wPreEcono | DEER2023 | D23 v1 | 2022-10-06 00:17 | Any | SCn | New | CZ07 | cDXHP | Cap-Tons | 329 | 250000 | None | 212 | 0.0307 | 0 | 18.4 | 0.00812 | 0 | [6 empty] | DEER:HVAC_Split-Package_HP | Annual | 20 | [13 empty] | CZ2022 | None
NE-HVAC-airHP-SpltPkg-65to134kBtuh-12p0eer-3p55cop-wPreEcono | DEER2023 | D23 v1 | 2022-10-06 00:17 | Any | SCn | New | CZ08 | cDXHP | Cap-Tons | 269 | 250000 | None | 217 | 0.0555 | 0 | 45.9 | 0.0226 | 0 | [6 empty] | DEER:HVAC_Split-Package_HP | Annual | 20 | [13 empty] | CZ2022 | None
NE-HVAC-airHP-SpltPkg-65to134kBtuh-12p0eer-3p55cop-wPreEcono | DEER2023 | D23 v1 | 2022-10-06 00:17 | Any | SCn | New | CZ09 | cDXHP | Cap-Tons | 317 | 250000 | None | 238 | 0.0673 | 0 | 37.5 | 0.0218 | 0 | [6 empty] | DEER:HVAC_Split-Package_HP | Annual | 20 | [13 empty] | CZ2022 | None
NE-HVAC-airHP-SpltPkg-65to134kBtuh-12p0eer-3p55cop-wPreEcono | DEER2023 | D23 v1 | 2022-10-06 00:17 | Any | SCn | New | CZ10 | cDXHP | Cap-Tons | 287 | 250000 | None | 302 | 0.0727 | 0 | 53.4 | 0.0274 | 0 | [6 empty] | DEER:HVAC_Split-Package_HP | Annual | 20 | [13 empty] | CZ2022 | None
NE-HVAC-airHP-SpltPkg-65to134kBtuh-12p0eer-3p55cop-wPreEcono | DEER2023 | D23 v1 | 2022-10-06 00:17 | Any | SCn | New | CZ11 | cDXHP | Cap-Tons | 296 | 250000 | None | 375 | 0.0762 | 0 | 66.7 | 0.0365 | 0 | [6 empty] | DEER:HVAC_Split-Package_HP | Annual | 20 | [13 empty] | CZ2022 | None
NE-HVAC-airHP-SpltPkg-65to134kBtuh-12p0eer-3p55cop-wPreEcono | DEER2023 | D23 v1 | 2022-10-06 00:17 | Any | SCn | New | CZ12 | cDXHP | Cap-Tons | 295 | 250000 | None | 322 | 0.0721 | 0 | 49.3 | 0.0324 | 0 | [6 empty] | DEER:HVAC_Split-Package_HP | Annual | 20 | [13 empty] | CZ2022 | None
NE-HVAC-airHP-SpltPkg-65to134kBtuh-12p0eer-3p55cop-wPreEcono | DEER2023 | D23 v1 | 2022-10-06 00:17 | Any | SCn | New | CZ13 | cDXHP | Cap-Tons | 305 | 250000 | None | 335 | 0.0742 | 0 | 68.9 | 0.0352 | 0 | [6 empty] | DEER:HVAC_Split-Package_HP | Annual | 20 | [13 empty] | CZ2022 | None
NE-HVAC-airHP-SpltPkg-65to134kBtuh-12p0eer-3p55cop-wPreEcono | DEER2023 | D23 v1 | 2022-10-06 00:17 | Any | SCn | New | CZ14 | cDXHP | Cap-Tons | 296 | 250000 | None | 353 | 0.08 | 0 | 66.7 | 0.0325 | 0 | [6 empty] | DEER:HVAC_Split-Package_HP | Annual | 20 | [13 empty] | CZ2022 | None
NE-HVAC-airHP-SpltPkg-65to134kBtuh-12p0eer-3p55cop-wPreEcono | DEER2023 | D23 v1 | 2022-10-06 00:17 | Any | SCn | New | CZ15 | cDXHP | Cap-Tons | 429 | 250000 | None | 328 | 0.0905 | 0 | 81.6 | 0.0368 | 0 | [6 empty] | DEER:HVAC_Split-Package_HP | Annual | 20 | [13 empty] | CZ2022 | None
NE-HVAC-airHP-SpltPkg-65to134kBtuh-12p0eer-3p55cop-wPreEcono | DEER2023 | D23 v1 | 2022-10-06 00:17 | Any | SCn | New | CZ16 | cDXHP | Cap-Tons | 364 | 250000 | None | 395 | 0.0427 | 0 | 48.9 | 0.00945 | 0 | [6 empty] | DEER:HVAC_Split-Package_HP | Annual | 20 | [13 empty] | CZ2022 | None
NE-HVAC-airHP-SpltPkg-65to134kBtuh-12p0eer-3p55cop-wPreEcono | DEER2023 | D23 v1 | 2022-10-06 00:17 | Any | Asm | Ex | CZ01 | cDXHP | Cap-Tons | 304 | 100000 | None | 459 | 0.0866 | 0 | 54 | 0.015 | 0 | [6 empty] | DEER:HVAC_Split-Package_HP | Annual | 20 | [13 empty] | CZ2022 | None
NE-HVAC-airHP-SpltPkg-65to134kBtuh-12p0eer-3p55cop-wPreEcono | DEER2023 | D23 v1 | 2022-10-06 00:17 | Any | Asm | Ex | CZ02 | cDXHP | Cap-Tons | 306 | 100000 | None | 485 | 0.153 | 0 | 79.5 | 0.0502 | 0 | [6 empty] | DEER:HVAC_Split-Package_HP | Annual | 20 | [13 empty] | CZ2022 | None
NE-HVAC-airHP-SpltPkg-65to134kBtuh-12p0eer-3p55cop-wPreEcono | DEER2023 | D23 v1 | 2022-10-06 00:17 | Any | Asm | Ex | CZ03 | cDXHP | Cap-Tons | 360 | 100000 | None | 414 | 0.131 | 0 | 44.9 | 0.0302 | 0 | [6 empty] | DEER:HVAC_Split-Package_HP | Annual | 20 | [13 empty] | CZ2022 | None
NE-HVAC-airHP-SpltPkg-65to134kBtuh-12p0eer-3p55cop-wPreEcono | DEER2023 | D23 v1 | 2022-10-06 00:17 | Any | Asm | Ex | CZ04 | cDXHP | Cap-Tons | 322 | 100000 | None | 467 | 0.159 | 0 | 84.1 | 0.0577 | 0 | [6 empty] | DEER:HVAC_Split-Package_HP | Annual | 20 | [13 empty] | CZ2022 | None
NE-HVAC-airHP-SpltPkg-65to134kBtuh-12p0eer-3p55cop-wPreEcono | DEER2023 | D23 v1 | 2022-10-06 00:17 | Any | Asm | Ex | CZ05 | cDXHP | Cap-Tons | 349 | 100000 | None | 406 | 0.0988 | 0 | 49.9 | 0.0203 | 0 | [6 empty] | DEER:HVAC_Split-Package_HP | Annual | 20 | [13 empty] | CZ2022 | None
NE-HVAC-airHP-SpltPkg-65to134kBtuh-12p0eer-3p55cop-wPreEcono | DEER2023 | D23 v1 | 2022-10-06 00:17 | Any | Asm | Ex | CZ06 | cDXHP | Cap-Tons | 388 | 100000 | None | 416 | 0.144 | 0 | 69.1 | 0.0353 | 0 | [6 empty] | DEER:HVAC_Split-Package_HP | Annual | 20 | [13 empty] | CZ2022 | None
NE-HVAC-airHP-SpltPkg-65to134kBtuh-12p0eer-3p55cop-wPreEcono | DEER2023 | D23 v1 | 2022-10-06 00:17 | Any | Asm | Ex | CZ07 | cDXHP | Cap-Tons | 377 | 100000 | None | 380 | 0.121 | 0 | 58.8 | 0.03 | 0 | [6 empty] | DEER:HVAC_Split-Package_HP | Annual | 20 | [13 empty] | CZ2022 | None
NE-HVAC-airHP-SpltPkg-65to134kBtuh-12p0eer-3p55cop-wPreEcono | DEER2023 | D23 v1 | 2022-10-06 00:17 | Any | Asm | Ex | CZ08 | cDXHP | Cap-Tons | 360 | 100000 | None | 470 | 0.152 | 0 | 95.2 | 0.0436 | 0 | [6 empty] | DEER:HVAC_Split-Package_HP | Annual | 20 | [13 empty] | CZ2022 | None
NE-HVAC-airHP-SpltPkg-65to134kBtuh-12p0eer-3p55cop-wPreEcono | DEER2023 | D23 v1 | 2022-10-06 00:17 | Any | Asm | Ex | CZ09 | cDXHP | Cap-Tons | 460 | 100000 | None | 469 | 0.178 | 0 | 74.2 | 0.0403 | 0 | [6 empty] | DEER:HVAC_Split-Package_HP | Annual | 20 | [13 empty] | CZ2022 | None
NE-HVAC-airHP-SpltPkg-65to134kBtuh-12p0eer-3p55cop-wPreEcono | DEER2023 | D23 v1 | 2022-10-06 00:17 | Any | Asm | Ex | CZ10 | cDXHP | Cap-Tons | 394 | 100000 | None | 527 | 0.172 | 0 | 92.8 | 0.0522 | 0 | [6 empty] | DEER:HVAC_Split-Package_HP | Annual | 20 | [13 empty] | CZ2022 | None
NE-HVAC-airHP-SpltPkg-65to134kBtuh-12p0eer-3p55cop-wPreEcono | DEER2023 | D23 v1 | 2022-10-06 00:17 | Any | Asm | Ex | CZ11 | cDXHP | Cap-Tons | 432 | 100000 | None | 596 | 0.203 | 0 | 91.7 | 0.0609 | 0 | [6 empty] | DEER:HVAC_Split-Package_HP | Annual | 20 | [13 empty] | CZ2022 | None
NE-HVAC-airHP-SpltPkg-65to134kBtuh-12p0eer-3p55cop-wPreEcono | DEER2023 | D23 v1 | 2022-10-06 00:17 | Any | Asm | Ex | CZ12 | cDXHP | Cap-Tons | 386 | 100000 | None | 533 | 0.183 | 0 | 83.7 | 0.0632 | 0 | [6 empty] | DEER:HVAC_Split-Package_HP | Annual | 20 | [13 empty] | CZ2022 | None
NE-HVAC-airHP-SpltPkg-65to134kBtuh-12p0eer-3p55cop-wPreEcono | DEER2023 | D23 v1 | 2022-10-06 00:17 | Any | Asm | Ex | CZ13 | cDXHP | Cap-Tons | 437 | 100000 | None | 589 | 0.192 | 0 | 97.7 | 0.0641 | 0 | [6 empty] | DEER:HVAC_Split-Package_HP | Annual | 20 | [13 empty] | CZ2022 | None
NE-HVAC-airHP-SpltPkg-65to134kBtuh-12p0eer-3p55cop-wPreEcono | DEER2023 | D23 v1 | 2022-10-06 00:17 | Any | Asm | Ex | CZ14 | cDXHP | Cap-Tons | 440 | 100000 | None | 575 | 0.203 | 0 | 85.6 | 0.0519 | 0 | [6 empty] | DEER:HVAC_Split-Package_HP | Annual | 20 | [13 empty] | CZ2022 | None
NE-HVAC-airHP-SpltPkg-65to134kBtuh-12p0eer-3p55cop-wPreEcono | DEER2023 | D23 v1 | 2022-10-06 00:17 | Any | Asm | Ex | CZ15 | cDXHP | Cap-Tons | 585 | 100000 | None | 626 | 0.238 | 0 | 111 | 0.0608 | 0 | [6 empty] | DEER:HVAC_Split-Package_HP | Annual | 20 | [13 empty] | CZ2022 | None
NE-HVAC-airHP-SpltPkg-65to134kBtuh-12p0eer-3p55cop-wPreEcono | DEER2023 | D23 v1 | 2022-10-06 00:17 | Any | Asm | Ex | CZ16 | cDXHP | Cap-Tons | 351 | 100000 | None | 655 | 0.137 | 0 | 77.4 | 0.0309 | 0 | [6 empty] | DEER:HVAC_Split-Package_HP | Annual | 20 | [13 empty] | CZ2022 | None
NE-HVAC-airHP-SpltPkg-65to134kBtuh-12p0eer-3p55cop-wPreEcono | DEER2023 | D23 v1 | 2022-10-06 00:17 | Any | Asm | Old | CZ01 | cDXHP | Cap-Tons | 351 | 100000 | None | 557 | 0.0999 | 0 | 47.3 | 0.0156 | 0 | [6 empty] | DEER:HVAC_Split-Package_HP | Annual | 20 | [13 empty] | CZ2022 | None
NE-HVAC-airHP-SpltPkg-65to134kBtuh-12p0eer-3p55cop-wPreEcono | DEER2023 | D23 v1 | 2022-10-06 00:17 | Any | Asm | Old | CZ02 | cDXHP | Cap-Tons | 342 | 100000 | None | 577 | 0.184 | 0 | 80.2 | 0.0497 | 0 | [6 empty] | DEER:HVAC_Split-Package_HP | Annual | 20 | [13 empty] | CZ2022 | None
NE-HVAC-airHP-SpltPkg-65to134kBtuh-12p0eer-3p55cop-wPreEcono | DEER2023 | D23 v1 | 2022-10-06 00:17 | Any | Asm | Old | CZ03 | cDXHP | Cap-Tons | 384 | 100000 | None | 473 | 0.15 | 0 | 44.7 | 0.03 | 0 | [6 empty] | DEER:HVAC_Split-Package_HP | Annual | 20 | [13 empty] | CZ2022 | None
NE-HVAC-airHP-SpltPkg-65to134kBtuh-12p0eer-3p55cop-wPreEcono | DEER2023 | D23 v1 | 2022-10-06 00:17 | Any | Asm | Old | CZ04 | cDXHP | Cap-Tons | 341 | 100000 | None | 558 | 0.19 | 0 | 85.2 | 0.0578 | 0 | [6 empty] | DEER:HVAC_Split-Package_HP | Annual | 20 | [13 empty] | CZ2022 | None
NE-HVAC-airHP-SpltPkg-65to134kBtuh-12p0eer-3p55cop-wPreEcono | DEER2023 | D23 v1 | 2022-10-06 00:17 | Any | Asm | Old | CZ05 | cDXHP | Cap-Tons | 374 | 100000 | None | 478 | 0.117 | 0 | 50.1 | 0.0203 | 0 | [6 empty] | DEER:HVAC_Split-Package_HP | Annual | 20 | [13 empty] | CZ2022 | None
NE-HVAC-airHP-SpltPkg-65to134kBtuh-12p0eer-3p55cop-wPreEcono | DEER2023 | D23 v1 | 2022-10-06 00:17 | Any | Asm | Old | CZ06 | cDXHP | Cap-Tons | 405 | 100000 | None | 504 | 0.175 | 0 | 69.8 | 0.0354 | 0 | [6 empty] | DEER:HVAC_Split-Package_HP | Annual | 20 | [13 empty] | CZ2022 | None
NE-HVAC-airHP-SpltPkg-65to134kBtuh-12p0eer-3p55cop-wPreEcono | DEER2023 | D23 v1 | 2022-10-06 00:17 | Any | Asm | Old | CZ07 | cDXHP | Cap-Tons | 393 | 100000 | None | 459 | 0.147 | 0 | 59.3 | 0.0298 | 0 | [6 empty] | DEER:HVAC_Split-Package_HP | Annual | 20 | [13 empty] | CZ2022 | None
NE-HVAC-airHP-SpltPkg-65to134kBtuh-12p0eer-3p55cop-wPreEcono | DEER2023 | D23 v1 | 2022-10-06 00:17 | Any | Asm | Old | CZ08 | cDXHP | Cap-Tons | 371 | 100000 | None | 572 | 0.185 | 0 | 96.8 | 0.044 | 0 | [6 empty] | DEER:HVAC_Split-Package_HP | Annual | 20 | [13 empty] | CZ2022 | None
NE-HVAC-airHP-SpltPkg-65to134kBtuh-12p0eer-3p55cop-wPreEcono | DEER2023 | D23 v1 | 2022-10-06 00:17 | Any | Asm | Old | CZ09 | cDXHP | Cap-Tons | 477 | 100000 | None | 566 | 0.216 | 0 | 75.4 | 0.0407 | 0 | [6 empty] | DEER:HVAC_Split-Package_HP | Annual | 20 | [13 empty] | CZ2022 | None
NE-HVAC-airHP-SpltPkg-65to134kBtuh-12p0eer-3p55cop-wPreEcono | DEER2023 | D23 v1 | 2022-10-06 00:17 | Any | Asm | Old | CZ10 | cDXHP | Cap-Tons | 435 | 100000 | None | 631 | 0.208 | 0 | 95.3 | 0.0518 | 0 | [6 empty] | DEER:HVAC_Split-Package_HP | Annual | 20 | [13 empty] | CZ2022 | None
NE-HVAC-airHP-SpltPkg-65to134kBtuh-12p0eer-3p55cop-wPreEcono | DEER2023 | D23 v1 | 2022-10-06 00:17 | Any | Asm | Old | CZ11 | cDXHP | Cap-Tons | 474 | 100000 | None | 705 | 0.24 | 0 | 94.3 | 0.0618 | 0 | [6 empty] | DEER:HVAC_Split-Package_HP | Annual | 20 | [13 empty] | CZ2022 | None
NE-HVAC-airHP-SpltPkg-65to134kBtuh-12p0eer-3p55cop-wPreEcono | DEER2023 | D23 v1 | 2022-10-06 00:17 | Any | Asm | Old | CZ12 | cDXHP | Cap-Tons | 424 | 100000 | None | 629 | 0.216 | 0 | 85.3 | 0.0635 | 0 | [6 empty] | DEER:HVAC_Split-Package_HP | Annual | 20 | [13 empty] | CZ2022 | None
NE-HVAC-airHP-SpltPkg-65to134kBtuh-12p0eer-3p55cop-wPreEcono | DEER2023 | D23 v1 | 2022-10-06 00:17 | Any | Asm | Old | CZ13 | cDXHP | Cap-Tons | 478 | 100000 | None | 705 | 0.23 | 0 | 100 | 0.0648 | 0 | [6 empty] | DEER:HVAC_Split-Package_HP | Annual | 20 | [13 empty] | CZ2022 | None
NE-HVAC-airHP-SpltPkg-65to134kBtuh-12p0eer-3p55cop-wPreEcono | DEER2023 | D23 v1 | 2022-10-06 00:17 | Any | Asm | Old | CZ14 | cDXHP | Cap-Tons | 481 | 100000 | None | 680 | 0.241 | 0 | 88.4 | 0.053 | 0 | [6 empty] | DEER:HVAC_Split-Package_HP | Annual | 20 | [13 empty] | CZ2022 | None
NE-HVAC-airHP-SpltPkg-65to134kBtuh-12p0eer-3p55cop-wPreEcono | DEER2023 | D23 v1 | 2022-10-06 00:17 | Any | Asm | Old | CZ15 | cDXHP | Cap-Tons | 634 | 100000 | None | 752 | 0.282 | 0 | 115 | 0.0618 | 0 | [6 empty] | DEER:HVAC_Split-Package_HP | Annual | 20 | [13 empty] | CZ2022 | None
NE-HVAC-airHP-SpltPkg-65to134kBtuh-12p0eer-3p55cop-wPreEcono | DEER2023 | D23 v1 | 2022-10-06 00:17 | Any | Asm | Old | CZ16 | cDXHP | Cap-Tons | 410 | 100000 | None | 778 | 0.162 | 0 | 73.5 | 0.0305 | 0 | [6 empty] | DEER:HVAC_Split-Package_HP | Annual | 20 | [13 empty] | CZ2022 | None
NE-HVAC-airHP-SpltPkg-65to134kBtuh-12p0eer-3p55cop-wPreEcono | DEER2023 | D23 v1 | 2022-10-06 00:17 | Any | Asm | Rec | CZ01 | cDXHP | Cap-Tons | 288 | 100000 | None | 91 | 0.0186 | 0 | 53.9 | 0.0151 | 0 | [6 empty] | DEER:HVAC_Split-Package_HP | Annual | 20 | [13 empty] | CZ2022 | None
NE-HVAC-airHP-SpltPkg-65to134kBtuh-12p0eer-3p55cop-wPreEcono | DEER2023 | D23 v1 | 2022-10-06 00:17 | Any | Asm | Rec | CZ02 | cDXHP | Cap-Tons | 290 | 100000 | None | 110 | 0.0618 | 0 | 79.2 | 0.0508 | 0 | [6 empty] | DEER:HVAC_Split-Package_HP | Annual | 20 | [13 empty] | CZ2022 | None
NE-HVAC-airHP-SpltPkg-65to134kBtuh-12p0eer-3p55cop-wPreEcono | DEER2023 | D23 v1 | 2022-10-06 00:17 | Any | Asm | Rec | CZ03 | cDXHP | Cap-Tons | 309 | 100000 | None | 68.5 | 0.0376 | 0 | 46.4 | 0.0308 | 0 | [6 empty] | DEER:HVAC_Split-Package_HP | Annual | 20 | [13 empty] | CZ2022 | None
NE-HVAC-airHP-SpltPkg-65to134kBtuh-12p0eer-3p55cop-wPreEcono | DEER2023 | D23 v1 | 2022-10-06 00:17 | Any | Asm | Rec | CZ04 | cDXHP | Cap-Tons | 288 | 100000 | None | 111 | 0.0715 | 0 | 83.6 | 0.0587 | 0 | [6 empty] | DEER:HVAC_Split-Package_HP | Annual | 20 | [13 empty] | CZ2022 | None
NE-HVAC-airHP-SpltPkg-65to134kBtuh-12p0eer-3p55cop-wPreEcono | DEER2023 | D23 v1 | 2022-10-06 00:17 | Any | Asm | Rec | CZ05 | cDXHP | Cap-Tons | 300 | 100000 | None | 72.8 | 0.0255 | 0 | 51 | 0.0209 | 0 | [6 empty] | DEER:HVAC_Split-Package_HP | Annual | 20 | [13 empty] | CZ2022 | None
NE-HVAC-airHP-SpltPkg-65to134kBtuh-12p0eer-3p55cop-wPreEcono | DEER2023 | D23 v1 | 2022-10-06 00:17 | Any | Asm | Rec | CZ06 | cDXHP | Cap-Tons | 331 | 100000 | None | 89.3 | 0.0456 | 0 | 69.5 | 0.0374 | 0 | [6 empty] | DEER:HVAC_Split-Package_HP | Annual | 20 | [13 empty] | CZ2022 | None
NE-HVAC-airHP-SpltPkg-65to134kBtuh-12p0eer-3p55cop-wPreEcono | DEER2023 | D23 v1 | 2022-10-06 00:17 | Any | Asm | Rec | CZ07 | cDXHP | Cap-Tons | 322 | 100000 | None | 76.1 | 0.0387 | 0 | 58.8 | 0.0318 | 0 | [6 empty] | DEER:HVAC_Split-Package_HP | Annual | 20 | [13 empty] | CZ2022 | None
NE-HVAC-airHP-SpltPkg-65to134kBtuh-12p0eer-3p55cop-wPreEcono | DEER2023 | D23 v1 | 2022-10-06 00:17 | Any | Asm | Rec | CZ08 | cDXHP | Cap-Tons | 323 | 100000 | None | 117 | 0.0535 | 0 | 92.7 | 0.044 | 0 | [6 empty] | DEER:HVAC_Split-Package_HP | Annual | 20 | [13 empty] | CZ2022 | None
NE-HVAC-airHP-SpltPkg-65to134kBtuh-12p0eer-3p55cop-wPreEcono | DEER2023 | D23 v1 | 2022-10-06 00:17 | Any | Asm | Rec | CZ09 | cDXHP | Cap-Tons | 418 | 100000 | None | 90.1 | 0.0487 | 0 | 71.4 | 0.04 | 0 | [6 empty] | DEER:HVAC_Split-Package_HP | Annual | 20 | [13 empty] | CZ2022 | None
NE-HVAC-airHP-SpltPkg-65to134kBtuh-12p0eer-3p55cop-wPreEcono | DEER2023 | D23 v1 | 2022-10-06 00:17 | Any | Asm | Rec | CZ10 | cDXHP | Cap-Tons | 377 | 100000 | None | 116 | 0.0635 | 0 | 91.8 | 0.0522 | 0 | [6 empty] | DEER:HVAC_Split-Package_HP | Annual | 20 | [13 empty] | CZ2022 | None
NE-HVAC-airHP-SpltPkg-65to134kBtuh-12p0eer-3p55cop-wPreEcono | DEER2023 | D23 v1 | 2022-10-06 00:17 | Any | Asm | Rec | CZ11 | cDXHP | Cap-Tons | 403 | 100000 | None | 117 | 0.0734 | 0 | 90.5 | 0.0603 | 0 | [6 empty] | DEER:HVAC_Split-Package_HP | Annual | 20 | [13 empty] | CZ2022 | None
NE-HVAC-airHP-SpltPkg-65to134kBtuh-12p0eer-3p55cop-wPreEcono | DEER2023 | D23 v1 | 2022-10-06 00:17 | Any | Asm | Rec | CZ12 | cDXHP | Cap-Tons | 364 | 100000 | None | 109 | 0.0766 | 0 | 83.2 | 0.063 | 0 | [6 empty] | DEER:HVAC_Split-Package_HP | Annual | 20 | [13 empty] | CZ2022 | None
NE-HVAC-airHP-SpltPkg-65to134kBtuh-12p0eer-3p55cop-wPreEcono | DEER2023 | D23 v1 | 2022-10-06 00:17 | Any | Asm | Rec | CZ13 | cDXHP | Cap-Tons | 411 | 100000 | None | 123 | 0.0773 | 0 | 96.5 | 0.0635 | 0 | [6 empty] | DEER:HVAC_Split-Package_HP | Annual | 20 | [13 empty] | CZ2022 | None
NE-HVAC-airHP-SpltPkg-65to134kBtuh-12p0eer-3p55cop-wPreEcono | DEER2023 | D23 v1 | 2022-10-06 00:17 | Any | Asm | Rec | CZ14 | cDXHP | Cap-Tons | 412 | 100000 | None | 108 | 0.062 | 0 | 84 | 0.0509 | 0 | [6 empty] | DEER:HVAC_Split-Package_HP | Annual | 20 | [13 empty] | CZ2022 | None
NE-HVAC-airHP-SpltPkg-65to134kBtuh-12p0eer-3p55cop-wPreEcono | DEER2023 | D23 v1 | 2022-10-06 00:17 | Any | Asm | Rec | CZ15 | cDXHP | Cap-Tons | 550 | 100000 | None | 134 | 0.0725 | 0 | 110 | 0.0596 | 0 | [6 empty] | DEER:HVAC_Split-Package_HP | Annual | 20 | [13 empty] | CZ2022 | None
NE-HVAC-airHP-SpltPkg-65to134kBtuh-12p0eer-3p55cop-wPreEcono | DEER2023 | D23 v1 | 2022-10-06 00:17 | Any | Asm | Rec | CZ16 | cDXHP | Cap-Tons | 316 | 100000 | None | 120 | 0.0379 | 0 | 78.1 | 0.0311 | 0 | [6 empty] | DEER:HVAC_Split-Package_HP | Annual | 20 | [13 empty] | CZ2022 | None
NE-HVAC-airHP-SpltPkg-65to134kBtuh-12p0eer-3p55cop-wPreEcono | DEER2023 | D23 v1 | 2022-10-06 00:17 | Any | Com | Ex | CZ01 | cDXHP | Cap-Tons | 305 | 151000 | None | 538 | 0.0646 | -0.00035 | 35.8 | 0.011 | 0 | [6 empty] | DEER:HVAC_Split-Package_HP | Annual | 20 | [13 empty] | CZ2022 | None
NE-HVAC-airHP-SpltPkg-65to134kBtuh-12p0eer-3p55cop-wPreEcono | DEER2023 | D23 v1 | 2022-10-06 00:17 | Any | Com | Ex | CZ02 | cDXHP | Cap-Tons | 329 | 157000 | None | 489 | 0.127 | 6e-05 | 57.1 | 0.0333 | 0 | [6 empty] | DEER:HVAC_Split-Package_HP | Annual | 20 | [13 empty] | CZ2022 | None
NE-HVAC-airHP-SpltPkg-65to134kBtuh-12p0eer-3p55cop-wPreEcono | DEER2023 | D23 v1 | 2022-10-06 00:17 | Any | Com | Ex | CZ03 | cDXHP | Cap-Tons | 392 | 160000 | None | 371 | 0.0946 | -9e-05 | 34.7 | 0.0204 | 0 | [6 empty] | DEER:HVAC_Split-Package_HP | Annual | 20 | [13 empty] | CZ2022 | None
NE-HVAC-airHP-SpltPkg-65to134kBtuh-12p0eer-3p55cop-wPreEcono | DEER2023 | D23 v1 | 2022-10-06 00:17 | Any | Com | Ex | CZ04 | cDXHP | Cap-Tons | 327 | 145000 | None | 416 | 0.119 | -2e-05 | 61 | 0.0342 | 0 | [6 empty] | DEER:HVAC_Split-Package_HP | Annual | 20 | [13 empty] | CZ2022 | None
NE-HVAC-airHP-SpltPkg-65to134kBtuh-12p0eer-3p55cop-wPreEcono | DEER2023 | D23 v1 | 2022-10-06 00:17 | Any | Com | Ex | CZ05 | cDXHP | Cap-Tons | 470 | 200000 | None | 432 | 0.0872 | 1e-05 | 43 | 0.0169 | 0 | [6 empty] | DEER:HVAC_Split-Package_HP | Annual | 20 | [13 empty] | CZ2022 | None
NE-HVAC-airHP-SpltPkg-65to134kBtuh-12p0eer-3p55cop-wPreEcono | DEER2023 | D23 v1 | 2022-10-06 00:17 | Any | Com | Ex | CZ06 | cDXHP | Cap-Tons | 330 | 139000 | None | 442 | 0.121 | 6e-05 | 66.3 | 0.0279 | 0 | [6 empty] | DEER:HVAC_Split-Package_HP | Annual | 20 | [13 empty] | CZ2022 | None
NE-HVAC-airHP-SpltPkg-65to134kBtuh-12p0eer-3p55cop-wPreEcono | DEER2023 | D23 v1 | 2022-10-06 00:17 | Any | Com | Ex | CZ07 | cDXHP | Cap-Tons | 341 | 146000 | None | 417 | 0.105 | -9e-05 | 55.7 | 0.0227 | 0 | [6 empty] | DEER:HVAC_Split-Package_HP | Annual | 20 | [13 empty] | CZ2022 | None
NE-HVAC-airHP-SpltPkg-65to134kBtuh-12p0eer-3p55cop-wPreEcono | DEER2023 | D23 v1 | 2022-10-06 00:17 | Any | Com | Ex | CZ08 | cDXHP | Cap-Tons | 337 | 154000 | None | 466 | 0.125 | -4e-05 | 77.9 | 0.0316 | 0 | [6 empty] | DEER:HVAC_Split-Package_HP | Annual | 20 | [13 empty] | CZ2022 | None
NE-HVAC-airHP-SpltPkg-65to134kBtuh-12p0eer-3p55cop-wPreEcono | DEER2023 | D23 v1 | 2022-10-06 00:17 | Any | Com | Ex | CZ09 | cDXHP | Cap-Tons | 358 | 134000 | None | 465 | 0.137 | -2e-05 | 65 | 0.0309 | 0 | [6 empty] | DEER:HVAC_Split-Package_HP | Annual | 20 | [13 empty] | CZ2022 | None
NE-HVAC-airHP-SpltPkg-65to134kBtuh-12p0eer-3p55cop-wPreEcono | DEER2023 | D23 v1 | 2022-10-06 00:17 | Any | Com | Ex | CZ10 | cDXHP | Cap-Tons | 303 | 149000 | None | 499 | 0.136 | -1e-05 | 74.5 | 0.0356 | 0 | [6 empty] | DEER:HVAC_Split-Package_HP | Annual | 20 | [13 empty] | CZ2022 | None
NE-HVAC-airHP-SpltPkg-65to134kBtuh-12p0eer-3p55cop-wPreEcono | DEER2023 | D23 v1 | 2022-10-06 00:17 | Any | Com | Ex | CZ11 | cDXHP | Cap-Tons | 407 | 166000 | None | 547 | 0.147 | 2e-05 | 76.7 | 0.0444 | 0 | [6 empty] | DEER:HVAC_Split-Package_HP | Annual | 20 | [13 empty] | CZ2022 | None
NE-HVAC-airHP-SpltPkg-65to134kBtuh-12p0eer-3p55cop-wPreEcono | DEER2023 | D23 v1 | 2022-10-06 00:17 | Any | Com | Ex | CZ12 | cDXHP | Cap-Tons | 322 | 142000 | None | 488 | 0.134 | 8e-05 | 65.3 | 0.0403 | 0 | [6 empty] | DEER:HVAC_Split-Package_HP | Annual | 20 | [13 empty] | CZ2022 | None
NE-HVAC-airHP-SpltPkg-65to134kBtuh-12p0eer-3p55cop-wPreEcono | DEER2023 | D23 v1 | 2022-10-06 00:17 | Any | Com | Ex | CZ13 | cDXHP | Cap-Tons | 367 | 148000 | None | 540 | 0.143 | 1e-05 | 80.4 | 0.0429 | 0 | [6 empty] | DEER:HVAC_Split-Package_HP | Annual | 20 | [13 empty] | CZ2022 | None
NE-HVAC-airHP-SpltPkg-65to134kBtuh-12p0eer-3p55cop-wPreEcono | DEER2023 | D23 v1 | 2022-10-06 00:17 | Any | Com | Ex | CZ14 | cDXHP | Cap-Tons | 353 | 131000 | None | 533 | 0.153 | 2e-05 | 76.6 | 0.0412 | 0 | [6 empty] | DEER:HVAC_Split-Package_HP | Annual | 20 | [13 empty] | CZ2022 | None
NE-HVAC-airHP-SpltPkg-65to134kBtuh-12p0eer-3p55cop-wPreEcono | DEER2023 | D23 v1 | 2022-10-06 00:17 | Any | Com | Ex | CZ15 | cDXHP | Cap-Tons | 419 | 126000 | None | 617 | 0.185 | -2e-05 | 107 | 0.0511 | 0 | [6 empty] | DEER:HVAC_Split-Package_HP | Annual | 20 | [13 empty] | CZ2022 | None
NE-HVAC-airHP-SpltPkg-65to134kBtuh-12p0eer-3p55cop-wPreEcono | DEER2023 | D23 v1 | 2022-10-06 00:17 | Any | Com | Ex | CZ16 | cDXHP | Cap-Tons | 521 | 213000 | None | 597 | 0.0822 | 0.00018 | 58.5 | 0.0182 | 0 | [6 empty] | DEER:HVAC_Split-Package_HP | Annual | 20 | [13 empty] | CZ2022 | None
NE-HVAC-airHP-SpltPkg-65to134kBtuh-12p0eer-3p55cop-wPreEcono | DEER2023 | D23 v1 | 2022-10-06 00:17 | Any | Com | New | CZ01 | cDXHP | Cap-Tons | 284 | 153000 | None | 109 | 0.0184 | -2e-05 | 38.6 | 0.011 | 1e-05 | [6 empty] | DEER:HVAC_Split-Package_HP | Annual | 20 | [13 empty] | CZ2022 | None
NE-HVAC-airHP-SpltPkg-65to134kBtuh-12p0eer-3p55cop-wPreEcono | DEER2023 | D23 v1 | 2022-10-06 00:17 | Any | Com | New | CZ02 | cDXHP | Cap-Tons | 297 | 152000 | None | 116 | 0.0498 | 0 | 57.6 | 0.0327 | 0 | [6 empty] | DEER:HVAC_Split-Package_HP | Annual | 20 | [13 empty] | CZ2022 | None
NE-HVAC-airHP-SpltPkg-65to134kBtuh-12p0eer-3p55cop-wPreEcono | DEER2023 | D23 v1 | 2022-10-06 00:17 | Any | Com | New | CZ03 | cDXHP | Cap-Tons | 337 | 156000 | None | 78.4 | 0.0305 | 0 | 35.4 | 0.0198 | 0 | [6 empty] | DEER:HVAC_Split-Package_HP | Annual | 20 | [13 empty] | CZ2022 | None
NE-HVAC-airHP-SpltPkg-65to134kBtuh-12p0eer-3p55cop-wPreEcono | DEER2023 | D23 v1 | 2022-10-06 00:17 | Any | Com | New | CZ04 | cDXHP | Cap-Tons | 284 | 141000 | None | 105 | 0.0482 | 0 | 60.6 | 0.034 | 0 | [6 empty] | DEER:HVAC_Split-Package_HP | Annual | 20 | [13 empty] | CZ2022 | None
NE-HVAC-airHP-SpltPkg-65to134kBtuh-12p0eer-3p55cop-wPreEcono | DEER2023 | D23 v1 | 2022-10-06 00:17 | Any | Com | New | CZ05 | cDXHP | Cap-Tons | 382 | 190000 | None | 80.6 | 0.025 | -1e-05 | 44.1 | 0.0168 | 0 | [6 empty] | DEER:HVAC_Split-Package_HP | Annual | 20 | [13 empty] | CZ2022 | None
NE-HVAC-airHP-SpltPkg-65to134kBtuh-12p0eer-3p55cop-wPreEcono | DEER2023 | D23 v1 | 2022-10-06 00:17 | Any | Com | New | CZ06 | cDXHP | Cap-Tons | 277 | 133000 | None | 114 | 0.0429 | 0 | 66.2 | 0.0285 | 0 | [6 empty] | DEER:HVAC_Split-Package_HP | Annual | 20 | [13 empty] | CZ2022 | None
NE-HVAC-airHP-SpltPkg-65to134kBtuh-12p0eer-3p55cop-wPreEcono | DEER2023 | D23 v1 | 2022-10-06 00:17 | Any | Com | New | CZ07 | cDXHP | Cap-Tons | 276 | 137000 | None | 94.2 | 0.0329 | 0 | 56.2 | 0.0231 | 0 | [6 empty] | DEER:HVAC_Split-Package_HP | Annual | 20 | [13 empty] | CZ2022 | None
NE-HVAC-airHP-SpltPkg-65to134kBtuh-12p0eer-3p55cop-wPreEcono | DEER2023 | D23 v1 | 2022-10-06 00:17 | Any | Com | New | CZ08 | cDXHP | Cap-Tons | 287 | 149000 | None | 138 | 0.0488 | 0 | 77 | 0.0319 | 0 | [6 empty] | DEER:HVAC_Split-Package_HP | Annual | 20 | [13 empty] | CZ2022 | None
NE-HVAC-airHP-SpltPkg-65to134kBtuh-12p0eer-3p55cop-wPreEcono | DEER2023 | D23 v1 | 2022-10-06 00:17 | Any | Com | New | CZ09 | cDXHP | Cap-Tons | 315 | 131000 | None | 119 | 0.0502 | 0 | 63.7 | 0.0304 | 0 | [6 empty] | DEER:HVAC_Split-Package_HP | Annual | 20 | [13 empty] | CZ2022 | None
NE-HVAC-airHP-SpltPkg-65to134kBtuh-12p0eer-3p55cop-wPreEcono | DEER2023 | D23 v1 | 2022-10-06 00:17 | Any | Com | New | CZ10 | cDXHP | Cap-Tons | 276 | 152000 | None | 183 | 0.0604 | 0 | 73.1 | 0.0356 | 0 | [6 empty] | DEER:HVAC_Split-Package_HP | Annual | 20 | [13 empty] | CZ2022 | None
NE-HVAC-airHP-SpltPkg-65to134kBtuh-12p0eer-3p55cop-wPreEcono | DEER2023 | D23 v1 | 2022-10-06 00:17 | Any | Com | New | CZ11 | cDXHP | Cap-Tons | 356 | 162000 | None | 161 | 0.0626 | 0 | 76.4 | 0.0433 | 0 | [6 empty] | DEER:HVAC_Split-Package_HP | Annual | 20 | [13 empty] | CZ2022 | None
NE-HVAC-airHP-SpltPkg-65to134kBtuh-12p0eer-3p55cop-wPreEcono | DEER2023 | D23 v1 | 2022-10-06 00:17 | Any | Com | New | CZ12 | cDXHP | Cap-Tons | 293 | 142000 | None | 140 | 0.057 | 0 | 64.6 | 0.0396 | 0 | [6 empty] | DEER:HVAC_Split-Package_HP | Annual | 20 | [13 empty] | CZ2022 | None
NE-HVAC-airHP-SpltPkg-65to134kBtuh-12p0eer-3p55cop-wPreEcono | DEER2023 | D23 v1 | 2022-10-06 00:17 | Any | Com | New | CZ13 | cDXHP | Cap-Tons | 325 | 144000 | None | 155 | 0.0585 | 0 | 79.7 | 0.0422 | 0 | [6 empty] | DEER:HVAC_Split-Package_HP | Annual | 20 | [13 empty] | CZ2022 | None
NE-HVAC-airHP-SpltPkg-65to134kBtuh-12p0eer-3p55cop-wPreEcono | DEER2023 | D23 v1 | 2022-10-06 00:17 | Any | Com | New | CZ14 | cDXHP | Cap-Tons | 316 | 131000 | None | 144 | 0.0627 | 0 | 76.7 | 0.0407 | 0 | [6 empty] | DEER:HVAC_Split-Package_HP | Annual | 20 | [13 empty] | CZ2022 | None
NE-HVAC-airHP-SpltPkg-65to134kBtuh-12p0eer-3p55cop-wPreEcono | DEER2023 | D23 v1 | 2022-10-06 00:17 | Any | Com | New | CZ15 | cDXHP | Cap-Tons | 381 | 126000 | None | 160 | 0.0668 | 0 | 104 | 0.0495 | 0 | [6 empty] | DEER:HVAC_Split-Package_HP | Annual | 20 | [13 empty] | CZ2022 | None
NE-HVAC-airHP-SpltPkg-65to134kBtuh-12p0eer-3p55cop-wPreEcono | DEER2023 | D23 v1 | 2022-10-06 00:17 | Any | Com | New | CZ16 | cDXHP | Cap-Tons | 435 | 206000 | None | 127 | 0.0283 | 0 | 56.8 | 0.0178 | 0 | [6 empty] | DEER:HVAC_Split-Package_HP | Annual | 20 | [13 empty] | CZ2022 | None
NE-HVAC-airHP-SpltPkg-65to134kBtuh-12p0eer-3p55cop-wPreEcono | DEER2023 | D23 v1 | 2022-10-06 00:17 | Any | Com | Old | CZ01 | cDXHP | Cap-Tons | 487 | 185000 | None | 585 | 0.081 | -6e-05 | 34.7 | 0.0127 | 0 | [6 empty] | DEER:HVAC_Split-Package_HP | Annual | 20 | [13 empty] | CZ2022 | None
NE-HVAC-airHP-SpltPkg-65to134kBtuh-12p0eer-3p55cop-wPreEcono | DEER2023 | D23 v1 | 2022-10-06 00:17 | Any | Com | Old | CZ02 | cDXHP | Cap-Tons | 354 | 147000 | None | 566 | 0.152 | 3e-05 | 59.7 | 0.0345 | 0 | [6 empty] | DEER:HVAC_Split-Package_HP | Annual | 20 | [13 empty] | CZ2022 | None
NE-HVAC-airHP-SpltPkg-65to134kBtuh-12p0eer-3p55cop-wPreEcono | DEER2023 | D23 v1 | 2022-10-06 00:17 | Any | Com | Old | CZ03 | cDXHP | Cap-Tons | 427 | 154000 | None | 448 | 0.116 | -0.00011 | 36.9 | 0.0213 | 0 | [6 empty] | DEER:HVAC_Split-Package_HP | Annual | 20 | [13 empty] | CZ2022 | None
NE-HVAC-airHP-SpltPkg-65to134kBtuh-12p0eer-3p55cop-wPreEcono | DEER2023 | D23 v1 | 2022-10-06 00:17 | Any | Com | Old | CZ04 | cDXHP | Cap-Tons | 338 | 136000 | None | 499 | 0.148 | -1e-05 | 63.9 | 0.0367 | 0 | [6 empty] | DEER:HVAC_Split-Package_HP | Annual | 20 | [13 empty] | CZ2022 | None
NE-HVAC-airHP-SpltPkg-65to134kBtuh-12p0eer-3p55cop-wPreEcono | DEER2023 | D23 v1 | 2022-10-06 00:17 | Any | Com | Old | CZ05 | cDXHP | Cap-Tons | 506 | 185000 | None | 501 | 0.104 | 0.00015 | 45.1 | 0.0171 | 0 | [6 empty] | DEER:HVAC_Split-Package_HP | Annual | 20 | [13 empty] | CZ2022 | None
NE-HVAC-airHP-SpltPkg-65to134kBtuh-12p0eer-3p55cop-wPreEcono | DEER2023 | D23 v1 | 2022-10-06 00:17 | Any | Com | Old | CZ06 | cDXHP | Cap-Tons | 402 | 141000 | None | 510 | 0.134 | 5e-05 | 65.2 | 0.0257 | 0 | [6 empty] | DEER:HVAC_Split-Package_HP | Annual | 20 | [13 empty] | CZ2022 | None
NE-HVAC-airHP-SpltPkg-65to134kBtuh-12p0eer-3p55cop-wPreEcono | DEER2023 | D23 v1 | 2022-10-06 00:17 | Any | Com | Old | CZ07 | cDXHP | Cap-Tons | 378 | 137000 | None | 480 | 0.117 | -6e-05 | 55.9 | 0.0214 | 0 | [6 empty] | DEER:HVAC_Split-Package_HP | Annual | 20 | [13 empty] | CZ2022 | None
NE-HVAC-airHP-SpltPkg-65to134kBtuh-12p0eer-3p55cop-wPreEcono | DEER2023 | D23 v1 | 2022-10-06 00:17 | Any | Com | Old | CZ08 | cDXHP | Cap-Tons | 386 | 154000 | None | 536 | 0.141 | -7e-05 | 78.9 | 0.0303 | 0 | [6 empty] | DEER:HVAC_Split-Package_HP | Annual | 20 | [13 empty] | CZ2022 | None
NE-HVAC-airHP-SpltPkg-65to134kBtuh-12p0eer-3p55cop-wPreEcono | DEER2023 | D23 v1 | 2022-10-06 00:17 | Any | Com | Old | CZ09 | cDXHP | Cap-Tons | 408 | 133000 | None | 534 | 0.155 | -1e-05 | 66.6 | 0.0302 | 0 | [6 empty] | DEER:HVAC_Split-Package_HP | Annual | 20 | [13 empty] | CZ2022 | None
NE-HVAC-airHP-SpltPkg-65to134kBtuh-12p0eer-3p55cop-wPreEcono | DEER2023 | D23 v1 | 2022-10-06 00:17 | Any | Com | Old | CZ10 | cDXHP | Cap-Tons | 335 | 130000 | None | 596 | 0.158 | 9e-05 | 79.2 | 0.0359 | 0 | [6 empty] | DEER:HVAC_Split-Package_HP | Annual | 20 | [13 empty] | CZ2022 | None
NE-HVAC-airHP-SpltPkg-65to134kBtuh-12p0eer-3p55cop-wPreEcono | DEER2023 | D23 v1 | 2022-10-06 00:17 | Any | Com | Old | CZ11 | cDXHP | Cap-Tons | 452 | 157000 | None | 645 | 0.178 | 5e-05 | 80.7 | 0.0471 | 0 | [6 empty] | DEER:HVAC_Split-Package_HP | Annual | 20 | [13 empty] | CZ2022 | None
NE-HVAC-airHP-SpltPkg-65to134kBtuh-12p0eer-3p55cop-wPreEcono | DEER2023 | D23 v1 | 2022-10-06 00:17 | Any | Com | Old | CZ12 | cDXHP | Cap-Tons | 346 | 132000 | None | 577 | 0.165 | -2e-05 | 68.7 | 0.0432 | 0 | [6 empty] | DEER:HVAC_Split-Package_HP | Annual | 20 | [13 empty] | CZ2022 | None
NE-HVAC-airHP-SpltPkg-65to134kBtuh-12p0eer-3p55cop-wPreEcono | DEER2023 | D23 v1 | 2022-10-06 00:17 | Any | Com | Old | CZ13 | cDXHP | Cap-Tons | 396 | 136000 | None | 634 | 0.172 | 1e-05 | 83.9 | 0.045 | 0 | [6 empty] | DEER:HVAC_Split-Package_HP | Annual | 20 | [13 empty] | CZ2022 | None
NE-HVAC-airHP-SpltPkg-65to134kBtuh-12p0eer-3p55cop-wPreEcono | DEER2023 | D23 v1 | 2022-10-06 00:17 | Any | Com | Old | CZ14 | cDXHP | Cap-Tons | 391 | 126000 | None | 618 | 0.172 | 0.00025 | 78.5 | 0.0409 | 0 | [6 empty] | DEER:HVAC_Split-Package_HP | Annual | 20 | [13 empty] | CZ2022 | None
NE-HVAC-airHP-SpltPkg-65to134kBtuh-12p0eer-3p55cop-wPreEcono | DEER2023 | D23 v1 | 2022-10-06 00:17 | Any | Com | Old | CZ15 | cDXHP | Cap-Tons | 449 | 123000 | None | 750 | 0.213 | -2e-05 | 112 | 0.0521 | 0 | [6 empty] | DEER:HVAC_Split-Package_HP | Annual | 20 | [13 empty] | CZ2022 | None
NE-HVAC-airHP-SpltPkg-65to134kBtuh-12p0eer-3p55cop-wPreEcono | DEER2023 | D23 v1 | 2022-10-06 00:17 | Any | Com | Old | CZ16 | cDXHP | Cap-Tons | 572 | 191000 | None | 694 | 0.101 | 0.00024 | 58.6 | 0.0192 | 0 | [6 empty] | DEER:HVAC_Split-Package_HP | Annual | 20 | [13 empty] | CZ2022 | None
NE-HVAC-airHP-SpltPkg-65to134kBtuh-12p0eer-3p55cop-wPreEcono | DEER2023 | D23 v1 | 2022-10-06 00:17 | Any | Com | Rec | CZ01 | cDXHP | Cap-Tons | 292 | 154000 | None | 70 | 0.0151 | 0 | 35.7 | 0.0112 | 0 | [6 empty] | DEER:HVAC_Split-Package_HP | Annual | 20 | [13 empty] | CZ2022 | None
NE-HVAC-airHP-SpltPkg-65to134kBtuh-12p0eer-3p55cop-wPreEcono | DEER2023 | D23 v1 | 2022-10-06 00:17 | Any | Com | Rec | CZ02 | cDXHP | Cap-Tons | 300 | 152000 | None | 86.8 | 0.0432 | 0 | 56.5 | 0.0334 | 0 | [6 empty] | DEER:HVAC_Split-Package_HP | Annual | 20 | [13 empty] | CZ2022 | None
NE-HVAC-airHP-SpltPkg-65to134kBtuh-12p0eer-3p55cop-wPreEcono | DEER2023 | D23 v1 | 2022-10-06 00:17 | Any | Com | Rec | CZ03 | cDXHP | Cap-Tons | 343 | 156000 | None | 55 | 0.0262 | 0 | 34.5 | 0.0202 | 0 | [6 empty] | DEER:HVAC_Split-Package_HP | Annual | 20 | [13 empty] | CZ2022 | None
NE-HVAC-airHP-SpltPkg-65to134kBtuh-12p0eer-3p55cop-wPreEcono | DEER2023 | D23 v1 | 2022-10-06 00:17 | Any | Com | Rec | CZ04 | cDXHP | Cap-Tons | 288 | 141000 | None | 85.3 | 0.0437 | 0 | 60.6 | 0.0344 | 0 | [6 empty] | DEER:HVAC_Split-Package_HP | Annual | 20 | [13 empty] | CZ2022 | None
NE-HVAC-airHP-SpltPkg-65to134kBtuh-12p0eer-3p55cop-wPreEcono | DEER2023 | D23 v1 | 2022-10-06 00:17 | Any | Com | Rec | CZ05 | cDXHP | Cap-Tons | 394 | 191000 | None | 64.1 | 0.022 | 0 | 43.2 | 0.0171 | 0 | [6 empty] | DEER:HVAC_Split-Package_HP | Annual | 20 | [13 empty] | CZ2022 | None
NE-HVAC-airHP-SpltPkg-65to134kBtuh-12p0eer-3p55cop-wPreEcono | DEER2023 | D23 v1 | 2022-10-06 00:17 | Any | Com | Rec | CZ06 | cDXHP | Cap-Tons | 284 | 133000 | None | 91.7 | 0.0371 | 0 | 66.5 | 0.0288 | 0 | [6 empty] | DEER:HVAC_Split-Package_HP | Annual | 20 | [13 empty] | CZ2022 | None
NE-HVAC-airHP-SpltPkg-65to134kBtuh-12p0eer-3p55cop-wPreEcono | DEER2023 | D23 v1 | 2022-10-06 00:17 | Any | Com | Rec | CZ07 | cDXHP | Cap-Tons | 283 | 137000 | None | 77 | 0.0298 | 0 | 56 | 0.0235 | 0 | [6 empty] | DEER:HVAC_Split-Package_HP | Annual | 20 | [13 empty] | CZ2022 | None
NE-HVAC-airHP-SpltPkg-65to134kBtuh-12p0eer-3p55cop-wPreEcono | DEER2023 | D23 v1 | 2022-10-06 00:17 | Any | Com | Rec | CZ08 | cDXHP | Cap-Tons | 293 | 149000 | None | 109 | 0.0421 | 0 | 77.7 | 0.0322 | 0 | [6 empty] | DEER:HVAC_Split-Package_HP | Annual | 20 | [13 empty] | CZ2022 | None
NE-HVAC-airHP-SpltPkg-65to134kBtuh-12p0eer-3p55cop-wPreEcono | DEER2023 | D23 v1 | 2022-10-06 00:17 | Any | Com | Rec | CZ09 | cDXHP | Cap-Tons | 320 | 131000 | None | 91.2 | 0.041 | 0 | 63.9 | 0.0307 | 0 | [6 empty] | DEER:HVAC_Split-Package_HP | Annual | 20 | [13 empty] | CZ2022 | None
NE-HVAC-airHP-SpltPkg-65to134kBtuh-12p0eer-3p55cop-wPreEcono | DEER2023 | D23 v1 | 2022-10-06 00:17 | Any | Com | Rec | CZ10 | cDXHP | Cap-Tons | 281 | 152000 | None | 116 | 0.0479 | 0 | 73.1 | 0.0358 | 0 | [6 empty] | DEER:HVAC_Split-Package_HP | Annual | 20 | [13 empty] | CZ2022 | None
NE-HVAC-airHP-SpltPkg-65to134kBtuh-12p0eer-3p55cop-wPreEcono | DEER2023 | D23 v1 | 2022-10-06 00:17 | Any | Com | Rec | CZ11 | cDXHP | Cap-Tons | 363 | 162000 | None | 114 | 0.0555 | 0 | 75.2 | 0.0435 | 0 | [6 empty] | DEER:HVAC_Split-Package_HP | Annual | 20 | [13 empty] | CZ2022 | None
NE-HVAC-airHP-SpltPkg-65to134kBtuh-12p0eer-3p55cop-wPreEcono | DEER2023 | D23 v1 | 2022-10-06 00:17 | Any | Com | Rec | CZ12 | cDXHP | Cap-Tons | 297 | 142000 | None | 98.3 | 0.0509 | 0 | 63.9 | 0.04 | 0 | [6 empty] | DEER:HVAC_Split-Package_HP | Annual | 20 | [13 empty] | CZ2022 | None
NE-HVAC-airHP-SpltPkg-65to134kBtuh-12p0eer-3p55cop-wPreEcono | DEER2023 | D23 v1 | 2022-10-06 00:17 | Any | Com | Rec | CZ13 | cDXHP | Cap-Tons | 331 | 144000 | None | 115 | 0.0534 | 0 | 79 | 0.0423 | 0 | [6 empty] | DEER:HVAC_Split-Package_HP | Annual | 20 | [13 empty] | CZ2022 | None
NE-HVAC-airHP-SpltPkg-65to134kBtuh-12p0eer-3p55cop-wPreEcono | DEER2023 | D23 v1 | 2022-10-06 00:17 | Any | Com | Rec | CZ14 | cDXHP | Cap-Tons | 322 | 131000 | None | 110 | 0.0531 | 0 | 75.7 | 0.0408 | 0 | [6 empty] | DEER:HVAC_Split-Package_HP | Annual | 20 | [13 empty] | CZ2022 | None
NE-HVAC-airHP-SpltPkg-65to134kBtuh-12p0eer-3p55cop-wPreEcono | DEER2023 | D23 v1 | 2022-10-06 00:17 | Any | Com | Rec | CZ15 | cDXHP | Cap-Tons | 385 | 126000 | None | 138 | 0.0622 | 0 | 105 | 0.0497 | 0 | [6 empty] | DEER:HVAC_Split-Package_HP | Annual | 20 | [13 empty] | CZ2022 | None
NE-HVAC-airHP-SpltPkg-65to134kBtuh-12p0eer-3p55cop-wPreEcono | DEER2023 | D23 v1 | 2022-10-06 00:17 | Any | Com | Rec | CZ16 | cDXHP | Cap-Tons | 447 | 206000 | None | 95.5 | 0.0238 | 0 | 57.2 | 0.0182 | 0 | [6 empty] | DEER:HVAC_Split-Package_HP | Annual | 20 | [13 empty] | CZ2022 | None
NE-HVAC-airHP-SpltPkg-65to134kBtuh-12p0eer-3p55cop-wPreEcono | DEER2023 | D23 v1 | 2022-10-06 00:17 | Any | ECC | Ex | CZ01 | cDXHP | Cap-Tons | 778 | 300000 | None | 378 | 0.0683 | 0 | 22.8 | 0.0167 | 0 | [6 empty] | DEER:HVAC_Split-Package_HP | Annual | 20 | [13 empty] | CZ2022 | None
NE-HVAC-airHP-SpltPkg-65to134kBtuh-12p0eer-3p55cop-wPreEcono | DEER2023 | D23 v1 | 2022-10-06 00:17 | Any | ECC | Ex | CZ02 | cDXHP | Cap-Tons | 773 | 300000 | None | 371 | 0.163 | 0 | 48.8 | 0.0458 | 0 | [6 empty] | DEER:HVAC_Split-Package_HP | Annual | 20 | [13 empty] | CZ2022 | None
NE-HVAC-airHP-SpltPkg-65to134kBtuh-12p0eer-3p55cop-wPreEcono | DEER2023 | D23 v1 | 2022-10-06 00:17 | Any | ECC | Ex | CZ03 | cDXHP | Cap-Tons | 882 | 300000 | None | 298 | 0.133 | 0 | 27 | 0.0297 | 0 | [6 empty] | DEER:HVAC_Split-Package_HP | Annual | 20 | [13 empty] | CZ2022 | None
NE-HVAC-airHP-SpltPkg-65to134kBtuh-12p0eer-3p55cop-wPreEcono | DEER2023 | D23 v1 | 2022-10-06 00:17 | Any | ECC | Ex | CZ04 | cDXHP | Cap-Tons | 812 | 300000 | None | 350 | 0.17 | 0 | 54.4 | 0.051 | 0 | [6 empty] | DEER:HVAC_Split-Package_HP | Annual | 20 | [13 empty] | CZ2022 | None
NE-HVAC-airHP-SpltPkg-65to134kBtuh-12p0eer-3p55cop-wPreEcono | DEER2023 | D23 v1 | 2022-10-06 00:17 | Any | ECC | Ex | CZ05 | cDXHP | Cap-Tons | 863 | 300000 | None | 299 | 0.0968 | 0 | 32.1 | 0.0208 | 0 | [6 empty] | DEER:HVAC_Split-Package_HP | Annual | 20 | [13 empty] | CZ2022 | None
NE-HVAC-airHP-SpltPkg-65to134kBtuh-12p0eer-3p55cop-wPreEcono | DEER2023 | D23 v1 | 2022-10-06 00:17 | Any | ECC | Ex | CZ06 | cDXHP | Cap-Tons | 924 | 300000 | None | 330 | 0.15 | 0 | 53.8 | 0.0346 | 0 | [6 empty] | DEER:HVAC_Split-Package_HP | Annual | 20 | [13 empty] | CZ2022 | None
NE-HVAC-airHP-SpltPkg-65to134kBtuh-12p0eer-3p55cop-wPreEcono | DEER2023 | D23 v1 | 2022-10-06 00:17 | Any | ECC | Ex | CZ07 | cDXHP | Cap-Tons | 918 | 300000 | None | 302 | 0.137 | 0 | 45.6 | 0.0303 | 0 | [6 empty] | DEER:HVAC_Split-Package_HP | Annual | 20 | [13 empty] | CZ2022 | None
NE-HVAC-airHP-SpltPkg-65to134kBtuh-12p0eer-3p55cop-wPreEcono | DEER2023 | D23 v1 | 2022-10-06 00:17 | Any | ECC | Ex | CZ08 | cDXHP | Cap-Tons | 864 | 300000 | None | 366 | 0.157 | 0 | 73 | 0.0422 | 0 | [6 empty] | DEER:HVAC_Split-Package_HP | Annual | 20 | [13 empty] | CZ2022 | None
NE-HVAC-airHP-SpltPkg-65to134kBtuh-12p0eer-3p55cop-wPreEcono | DEER2023 | D23 v1 | 2022-10-06 00:17 | Any | ECC | Ex | CZ09 | cDXHP | Cap-Tons | 1050 | 300000 | None | 362 | 0.178 | 0 | 56.7 | 0.0404 | 0 | [6 empty] | DEER:HVAC_Split-Package_HP | Annual | 20 | [13 empty] | CZ2022 | None
NE-HVAC-airHP-SpltPkg-65to134kBtuh-12p0eer-3p55cop-wPreEcono | DEER2023 | D23 v1 | 2022-10-06 00:17 | Any | ECC | Ex | CZ10 | cDXHP | Cap-Tons | 939 | 300000 | None | 398 | 0.156 | 0 | 70.3 | 0.0346 | 0 | [6 empty] | DEER:HVAC_Split-Package_HP | Annual | 20 | [13 empty] | CZ2022 | None
NE-HVAC-airHP-SpltPkg-65to134kBtuh-12p0eer-3p55cop-wPreEcono | DEER2023 | D23 v1 | 2022-10-06 00:17 | Any | ECC | Ex | CZ11 | cDXHP | Cap-Tons | 918 | 300000 | None | 431 | 0.165 | 0 | 71.7 | 0.0471 | 0 | [6 empty] | DEER:HVAC_Split-Package_HP | Annual | 20 | [13 empty] | CZ2022 | None
NE-HVAC-airHP-SpltPkg-65to134kBtuh-12p0eer-3p55cop-wPreEcono | DEER2023 | D23 v1 | 2022-10-06 00:17 | Any | ECC | Ex | CZ12 | cDXHP | Cap-Tons | 837 | 300000 | None | 389 | 0.165 | 0 | 63.2 | 0.0453 | 0 | [6 empty] | DEER:HVAC_Split-Package_HP | Annual | 20 | [13 empty] | CZ2022 | None
NE-HVAC-airHP-SpltPkg-65to134kBtuh-12p0eer-3p55cop-wPreEcono | DEER2023 | D23 v1 | 2022-10-06 00:17 | Any | ECC | Ex | CZ13 | cDXHP | Cap-Tons | 939 | 300000 | None | 431 | 0.169 | 0 | 77.7 | 0.0468 | 0 | [6 empty] | DEER:HVAC_Split-Package_HP | Annual | 20 | [13 empty] | CZ2022 | None
NE-HVAC-airHP-SpltPkg-65to134kBtuh-12p0eer-3p55cop-wPreEcono | DEER2023 | D23 v1 | 2022-10-06 00:17 | Any | ECC | Ex | CZ14 | cDXHP | Cap-Tons | 986 | 300000 | None | 419 | 0.164 | 0 | 66.3 | 0.0389 | 0 | [6 empty] | DEER:HVAC_Split-Package_HP | Annual | 20 | [13 empty] | CZ2022 | None
NE-HVAC-airHP-SpltPkg-65to134kBtuh-12p0eer-3p55cop-wPreEcono | DEER2023 | D23 v1 | 2022-10-06 00:17 | Any | ECC | Ex | CZ15 | cDXHP | Cap-Tons | 1310 | 300000 | None | 489 | 0.192 | 0 | 93.9 | 0.0455 | 0 | [6 empty] | DEER:HVAC_Split-Package_HP | Annual | 20 | [13 empty] | CZ2022 | None
NE-HVAC-airHP-SpltPkg-65to134kBtuh-12p0eer-3p55cop-wPreEcono | DEER2023 | D23 v1 | 2022-10-06 00:17 | Any | ECC | Ex | CZ16 | cDXHP | Cap-Tons | 887 | 300000 | None | 452 | 0.00875 | 0 | 44.4 | 0.00615 | 0 | [6 empty] | DEER:HVAC_Split-Package_HP | Annual | 20 | [13 empty] | CZ2022 | None
NE-HVAC-airHP-SpltPkg-65to134kBtuh-12p0eer-3p55cop-wPreEcono | DEER2023 | D23 v1 | 2022-10-06 00:17 | Any | ECC | Old | CZ01 | cDXHP | Cap-Tons | 976 | 300000 | None | 419 | 0.0841 | 0 | 21.2 | 0.0159 | 0 | [6 empty] | DEER:HVAC_Split-Package_HP | Annual | 20 | [13 empty] | CZ2022 | None
NE-HVAC-airHP-SpltPkg-65to134kBtuh-12p0eer-3p55cop-wPreEcono | DEER2023 | D23 v1 | 2022-10-06 00:17 | Any | ECC | Old | CZ02 | cDXHP | Cap-Tons | 904 | 300000 | None | 422 | 0.186 | 0 | 52.1 | 0.0465 | 0 | [6 empty] | DEER:HVAC_Split-Package_HP | Annual | 20 | [13 empty] | CZ2022 | None
NE-HVAC-airHP-SpltPkg-65to134kBtuh-12p0eer-3p55cop-wPreEcono | DEER2023 | D23 v1 | 2022-10-06 00:17 | Any | ECC | Old | CZ03 | cDXHP | Cap-Tons | 1040 | 300000 | None | 332 | 0.152 | 0 | 27.6 | 0.0293 | 0 | [6 empty] | DEER:HVAC_Split-Package_HP | Annual | 20 | [13 empty] | CZ2022 | None
NE-HVAC-airHP-SpltPkg-65to134kBtuh-12p0eer-3p55cop-wPreEcono | DEER2023 | D23 v1 | 2022-10-06 00:17 | Any | ECC | Old | CZ04 | cDXHP | Cap-Tons | 917 | 300000 | None | 403 | 0.194 | 0 | 58.3 | 0.0523 | 0 | [6 empty] | DEER:HVAC_Split-Package_HP | Annual | 20 | [13 empty] | CZ2022 | None
NE-HVAC-airHP-SpltPkg-65to134kBtuh-12p0eer-3p55cop-wPreEcono | DEER2023 | D23 v1 | 2022-10-06 00:17 | Any | ECC | Old | CZ05 | cDXHP | Cap-Tons | 1030 | 300000 | None | 339 | 0.114 | 0 | 32.7 | 0.0205 | 0 | [6 empty] | DEER:HVAC_Split-Package_HP | Annual | 20 | [13 empty] | CZ2022 | None
NE-HVAC-airHP-SpltPkg-65to134kBtuh-12p0eer-3p55cop-wPreEcono | DEER2023 | D23 v1 | 2022-10-06 00:17 | Any | ECC | Old | CZ06 | cDXHP | Cap-Tons | 1090 | 300000 | None | 390 | 0.173 | 0 | 54.7 | 0.0336 | 0 | [6 empty] | DEER:HVAC_Split-Package_HP | Annual | 20 | [13 empty] | CZ2022 | None
NE-HVAC-airHP-SpltPkg-65to134kBtuh-12p0eer-3p55cop-wPreEcono | DEER2023 | D23 v1 | 2022-10-06 00:17 | Any | ECC | Old | CZ07 | cDXHP | Cap-Tons | 1070 | 300000 | None | 346 | 0.155 | 0 | 46.2 | 0.0292 | 0 | [6 empty] | DEER:HVAC_Split-Package_HP | Annual | 20 | [13 empty] | CZ2022 | None
NE-HVAC-airHP-SpltPkg-65to134kBtuh-12p0eer-3p55cop-wPreEcono | DEER2023 | D23 v1 | 2022-10-06 00:17 | Any | ECC | Old | CZ08 | cDXHP | Cap-Tons | 966 | 300000 | None | 435 | 0.183 | 0 | 76.8 | 0.0426 | 0 | [6 empty] | DEER:HVAC_Split-Package_HP | Annual | 20 | [13 empty] | CZ2022 | None
NE-HVAC-airHP-SpltPkg-65to134kBtuh-12p0eer-3p55cop-wPreEcono | DEER2023 | D23 v1 | 2022-10-06 00:17 | Any | ECC | Old | CZ09 | cDXHP | Cap-Tons | 1160 | 300000 | None | 428 | 0.205 | 0 | 61.2 | 0.0416 | 0 | [6 empty] | DEER:HVAC_Split-Package_HP | Annual | 20 | [13 empty] | CZ2022 | None
NE-HVAC-airHP-SpltPkg-65to134kBtuh-12p0eer-3p55cop-wPreEcono | DEER2023 | D23 v1 | 2022-10-06 00:17 | Any | ECC | Old | CZ10 | cDXHP | Cap-Tons | 1080 | 300000 | None | 467 | 0.177 | 0 | 74.8 | 0.0363 | 0 | [6 empty] | DEER:HVAC_Split-Package_HP | Annual | 20 | [13 empty] | CZ2022 | None
NE-HVAC-airHP-SpltPkg-65to134kBtuh-12p0eer-3p55cop-wPreEcono | DEER2023 | D23 v1 | 2022-10-06 00:17 | Any | ECC | Old | CZ11 | cDXHP | Cap-Tons | 1040 | 300000 | None | 502 | 0.189 | 0 | 76.6 | 0.0496 | 0 | [6 empty] | DEER:HVAC_Split-Package_HP | Annual | 20 | [13 empty] | CZ2022 | None
NE-HVAC-airHP-SpltPkg-65to134kBtuh-12p0eer-3p55cop-wPreEcono | DEER2023 | D23 v1 | 2022-10-06 00:17 | Any | ECC | Old | CZ12 | cDXHP | Cap-Tons | 953 | 300000 | None | 450 | 0.187 | 0 | 66.9 | 0.0475 | 0 | [6 empty] | DEER:HVAC_Split-Package_HP | Annual | 20 | [13 empty] | CZ2022 | None
NE-HVAC-airHP-SpltPkg-65to134kBtuh-12p0eer-3p55cop-wPreEcono | DEER2023 | D23 v1 | 2022-10-06 00:17 | Any | ECC | Old | CZ13 | cDXHP | Cap-Tons | 1060 | 300000 | None | 502 | 0.192 | 0 | 82.5 | 0.0493 | 0 | [6 empty] | DEER:HVAC_Split-Package_HP | Annual | 20 | [13 empty] | CZ2022 | None
NE-HVAC-airHP-SpltPkg-65to134kBtuh-12p0eer-3p55cop-wPreEcono | DEER2023 | D23 v1 | 2022-10-06 00:17 | Any | ECC | Old | CZ14 | cDXHP | Cap-Tons | 1110 | 300000 | None | 488 | 0.188 | 0 | 71.5 | 0.0413 | 0 | [6 empty] | DEER:HVAC_Split-Package_HP | Annual | 20 | [13 empty] | CZ2022 | None
NE-HVAC-airHP-SpltPkg-65to134kBtuh-12p0eer-3p55cop-wPreEcono | DEER2023 | D23 v1 | 2022-10-06 00:17 | Any | ECC | Old | CZ15 | cDXHP | Cap-Tons | 1460 | 300000 | None | 579 | 0.22 | 0 | 100 | 0.0483 | 0 | [6 empty] | DEER:HVAC_Split-Package_HP | Annual | 20 | [13 empty] | CZ2022 | None
NE-HVAC-airHP-SpltPkg-65to134kBtuh-12p0eer-3p55cop-wPreEcono | DEER2023 | D23 v1 | 2022-10-06 00:17 | Any | ECC | Old | CZ16 | cDXHP | Cap-Tons | 1090 | 300000 | None | 492 | 0.015 | 0 | 44.7 | 0.00882 | 0 | [6 empty] | DEER:HVAC_Split-Package_HP | Annual | 20 | [13 empty] | CZ2022 | None
NE-HVAC-airHP-SpltPkg-65to134kBtuh-12p0eer-3p55cop-wPreEcono | DEER2023 | D23 v1 | 2022-10-06 00:17 | Any | ECC | Rec | CZ01 | cDXHP | Cap-Tons | 721 | 300000 | None | 36.2 | 0.0202 | 0 | 23.1 | 0.0166 | 0 | [6 empty] | DEER:HVAC_Split-Package_HP | Annual | 20 | [13 empty] | CZ2022 | None
NE-HVAC-airHP-SpltPkg-65to134kBtuh-12p0eer-3p55cop-wPreEcono | DEER2023 | D23 v1 | 2022-10-06 00:17 | Any | ECC | Rec | CZ02 | cDXHP | Cap-Tons | 736 | 300000 | None | 61.3 | 0.0546 | 0 | 47.1 | 0.0448 | 0 | [6 empty] | DEER:HVAC_Split-Package_HP | Annual | 20 | [13 empty] | CZ2022 | None
NE-HVAC-airHP-SpltPkg-65to134kBtuh-12p0eer-3p55cop-wPreEcono | DEER2023 | D23 v1 | 2022-10-06 00:17 | Any | ECC | Rec | CZ03 | cDXHP | Cap-Tons | 776 | 300000 | None | 37 | 0.0376 | 0 | 27.9 | 0.0308 | 0 | [6 empty] | DEER:HVAC_Split-Package_HP | Annual | 20 | [13 empty] | CZ2022 | None
NE-HVAC-airHP-SpltPkg-65to134kBtuh-12p0eer-3p55cop-wPreEcono | DEER2023 | D23 v1 | 2022-10-06 00:17 | Any | ECC | Rec | CZ04 | cDXHP | Cap-Tons | 746 | 300000 | None | 66.9 | 0.0619 | 0 | 53.1 | 0.0509 | 0 | [6 empty] | DEER:HVAC_Split-Package_HP | Annual | 20 | [13 empty] | CZ2022 | None
NE-HVAC-airHP-SpltPkg-65to134kBtuh-12p0eer-3p55cop-wPreEcono | DEER2023 | D23 v1 | 2022-10-06 00:17 | Any | ECC | Rec | CZ05 | cDXHP | Cap-Tons | 759 | 300000 | None | 42.6 | 0.0266 | 0 | 33 | 0.0219 | 0 | [6 empty] | DEER:HVAC_Split-Package_HP | Annual | 20 | [13 empty] | CZ2022 | None
NE-HVAC-airHP-SpltPkg-65to134kBtuh-12p0eer-3p55cop-wPreEcono | DEER2023 | D23 v1 | 2022-10-06 00:17 | Any | ECC | Rec | CZ06 | cDXHP | Cap-Tons | 817 | 300000 | None | 68.5 | 0.0441 | 0 | 55.5 | 0.0363 | 0 | [6 empty] | DEER:HVAC_Split-Package_HP | Annual | 20 | [13 empty] | CZ2022 | None
NE-HVAC-airHP-SpltPkg-65to134kBtuh-12p0eer-3p55cop-wPreEcono | DEER2023 | D23 v1 | 2022-10-06 00:17 | Any | ECC | Rec | CZ07 | cDXHP | Cap-Tons | 808 | 300000 | None | 58.6 | 0.0389 | 0 | 47.6 | 0.0319 | 0 | [6 empty] | DEER:HVAC_Split-Package_HP | Annual | 20 | [13 empty] | CZ2022 | None
NE-HVAC-airHP-SpltPkg-65to134kBtuh-12p0eer-3p55cop-wPreEcono | DEER2023 | D23 v1 | 2022-10-06 00:17 | Any | ECC | Rec | CZ08 | cDXHP | Cap-Tons | 798 | 300000 | None | 87.8 | 0.0514 | 0 | 71.7 | 0.0422 | 0 | [6 empty] | DEER:HVAC_Split-Package_HP | Annual | 20 | [13 empty] | CZ2022 | None
NE-HVAC-airHP-SpltPkg-65to134kBtuh-12p0eer-3p55cop-wPreEcono | DEER2023 | D23 v1 | 2022-10-06 00:17 | Any | ECC | Rec | CZ09 | cDXHP | Cap-Tons | 977 | 300000 | None | 67.4 | 0.0482 | 0 | 54.7 | 0.0397 | 0 | [6 empty] | DEER:HVAC_Split-Package_HP | Annual | 20 | [13 empty] | CZ2022 | None
NE-HVAC-airHP-SpltPkg-65to134kBtuh-12p0eer-3p55cop-wPreEcono | DEER2023 | D23 v1 | 2022-10-06 00:17 | Any | ECC | Rec | CZ10 | cDXHP | Cap-Tons | 896 | 300000 | None | 84 | 0.0407 | 0 | 68 | 0.0335 | 0 | [6 empty] | DEER:HVAC_Split-Package_HP | Annual | 20 | [13 empty] | CZ2022 | None
NE-HVAC-airHP-SpltPkg-65to134kBtuh-12p0eer-3p55cop-wPreEcono | DEER2023 | D23 v1 | 2022-10-06 00:17 | Any | ECC | Rec | CZ11 | cDXHP | Cap-Tons | 855 | 300000 | None | 85.3 | 0.0539 | 0 | 67.8 | 0.0443 | 0 | [6 empty] | DEER:HVAC_Split-Package_HP | Annual | 20 | [13 empty] | CZ2022 | None
NE-HVAC-airHP-SpltPkg-65to134kBtuh-12p0eer-3p55cop-wPreEcono | DEER2023 | D23 v1 | 2022-10-06 00:17 | Any | ECC | Rec | CZ12 | cDXHP | Cap-Tons | 790 | 300000 | None | 77.2 | 0.0526 | 0 | 60.9 | 0.0432 | 0 | [6 empty] | DEER:HVAC_Split-Package_HP | Annual | 20 | [13 empty] | CZ2022 | None
NE-HVAC-airHP-SpltPkg-65to134kBtuh-12p0eer-3p55cop-wPreEcono | DEER2023 | D23 v1 | 2022-10-06 00:17 | Any | ECC | Rec | CZ13 | cDXHP | Cap-Tons | 882 | 300000 | None | 92.3 | 0.0538 | 0 | 74 | 0.0442 | 0 | [6 empty] | DEER:HVAC_Split-Package_HP | Annual | 20 | [13 empty] | CZ2022 | None
NE-HVAC-airHP-SpltPkg-65to134kBtuh-12p0eer-3p55cop-wPreEcono | DEER2023 | D23 v1 | 2022-10-06 00:17 | Any | ECC | Rec | CZ14 | cDXHP | Cap-Tons | 926 | 300000 | None | 78.2 | 0.044 | 0 | 62.6 | 0.0361 | 0 | [6 empty] | DEER:HVAC_Split-Package_HP | Annual | 20 | [13 empty] | CZ2022 | None
NE-HVAC-airHP-SpltPkg-65to134kBtuh-12p0eer-3p55cop-wPreEcono | DEER2023 | D23 v1 | 2022-10-06 00:17 | Any | ECC | Rec | CZ15 | cDXHP | Cap-Tons | 1240 | 300000 | None | 108 | 0.0519 | 0 | 88.6 | 0.0426 | 0 | [6 empty] | DEER:HVAC_Split-Package_HP | Annual | 20 | [13 empty] | CZ2022 | None
NE-HVAC-airHP-SpltPkg-65to134kBtuh-12p0eer-3p55cop-wPreEcono | DEER2023 | D23 v1 | 2022-10-06 00:17 | Any | ECC | Rec | CZ16 | cDXHP | Cap-Tons | 809 | 300000 | None | 59 | 0.00497 | 0 | 41.4 | 0.00408 | 0 | [6 empty] | DEER:HVAC_Split-Package_HP | Annual | 20 | [13 empty] | CZ2022 | None
NE-HVAC-airHP-SpltPkg-65to134kBtuh-12p0eer-3p55cop-wPreEcono | DEER2023 | D23 v1 | 2022-10-06 00:17 | Any | EPr | Ex | CZ01 | cDXHP | Cap-Tons | 118 | 50000 | None | 309 | 0.0545 | 0 | 27 | 0.00862 | 0 | [6 empty] | DEER:HVAC_Split-Package_HP | Annual | 20 | [13 empty] | CZ2022 | None
NE-HVAC-airHP-SpltPkg-65to134kBtuh-12p0eer-3p55cop-wPreEcono | DEER2023 | D23 v1 | 2022-10-06 00:17 | Any | EPr | Ex | CZ02 | cDXHP | Cap-Tons | 124 | 50000 | None | 275 | 0.112 | 0 | 36.3 | 0.027 | 0 | [6 empty] | DEER:HVAC_Split-Package_HP | Annual | 20 | [13 empty] | CZ2022 | None
NE-HVAC-airHP-SpltPkg-65to134kBtuh-12p0eer-3p55cop-wPreEcono | DEER2023 | D23 v1 | 2022-10-06 00:17 | Any | EPr | Ex | CZ03 | cDXHP | Cap-Tons | 137 | 50000 | None | 227 | 0.0831 | 0 | 22.9 | 0.0157 | 0 | [6 empty] | DEER:HVAC_Split-Package_HP | Annual | 20 | [13 empty] | CZ2022 | None
NE-HVAC-airHP-SpltPkg-65to134kBtuh-12p0eer-3p55cop-wPreEcono | DEER2023 | D23 v1 | 2022-10-06 00:17 | Any | EPr | Ex | CZ04 | cDXHP | Cap-Tons | 131 | 50000 | None | 251 | 0.118 | 0 | 38 | 0.0292 | 0 | [6 empty] | DEER:HVAC_Split-Package_HP | Annual | 20 | [13 empty] | CZ2022 | None
NE-HVAC-airHP-SpltPkg-65to134kBtuh-12p0eer-3p55cop-wPreEcono | DEER2023 | D23 v1 | 2022-10-06 00:17 | Any | EPr | Ex | CZ05 | cDXHP | Cap-Tons | 133 | 50000 | None | 223 | 0.0675 | 0 | 26.9 | 0.012 | 0 | [6 empty] | DEER:HVAC_Split-Package_HP | Annual | 20 | [13 empty] | CZ2022 | None
NE-HVAC-airHP-SpltPkg-65to134kBtuh-12p0eer-3p55cop-wPreEcono | DEER2023 | D23 v1 | 2022-10-06 00:17 | Any | EPr | Ex | CZ06 | cDXHP | Cap-Tons | 147 | 50000 | None | 222 | 0.0904 | 0 | 36.2 | 0.0189 | 0 | [6 empty] | DEER:HVAC_Split-Package_HP | Annual | 20 | [13 empty] | CZ2022 | None
NE-HVAC-airHP-SpltPkg-65to134kBtuh-12p0eer-3p55cop-wPreEcono | DEER2023 | D23 v1 | 2022-10-06 00:17 | Any | EPr | Ex | CZ07 | cDXHP | Cap-Tons | 145 | 50000 | None | 204 | 0.0804 | 0 | 29.6 | 0.0159 | 0 | [6 empty] | DEER:HVAC_Split-Package_HP | Annual | 20 | [13 empty] | CZ2022 | None
NE-HVAC-airHP-SpltPkg-65to134kBtuh-12p0eer-3p55cop-wPreEcono | DEER2023 | D23 v1 | 2022-10-06 00:17 | Any | EPr | Ex | CZ08 | cDXHP | Cap-Tons | 148 | 50000 | None | 251 | 0.108 | 0 | 46.6 | 0.0231 | 0 | [6 empty] | DEER:HVAC_Split-Package_HP | Annual | 20 | [13 empty] | CZ2022 | None
NE-HVAC-airHP-SpltPkg-65to134kBtuh-12p0eer-3p55cop-wPreEcono | DEER2023 | D23 v1 | 2022-10-06 00:17 | Any | EPr | Ex | CZ09 | cDXHP | Cap-Tons | 185 | 50000 | None | 255 | 0.117 | 0 | 36 | 0.0226 | 0 | [6 empty] | DEER:HVAC_Split-Package_HP | Annual | 20 | [13 empty] | CZ2022 | None
NE-HVAC-airHP-SpltPkg-65to134kBtuh-12p0eer-3p55cop-wPreEcono | DEER2023 | D23 v1 | 2022-10-06 00:17 | Any | EPr | Ex | CZ10 | cDXHP | Cap-Tons | 161 | 50000 | None | 280 | 0.00646 | 0 | 46.4 | 0.00565 | 0 | [6 empty] | DEER:HVAC_Split-Package_HP | Annual | 20 | [13 empty] | CZ2022 | None
NE-HVAC-airHP-SpltPkg-65to134kBtuh-12p0eer-3p55cop-wPreEcono | DEER2023 | D23 v1 | 2022-10-06 00:17 | Any | EPr | Ex | CZ11 | cDXHP | Cap-Tons | 157 | 50000 | None | 294 | 0.00689 | 0 | 49.2 | 0.0124 | 0 | [6 empty] | DEER:HVAC_Split-Package_HP | Annual | 20 | [13 empty] | CZ2022 | None
NE-HVAC-airHP-SpltPkg-65to134kBtuh-12p0eer-3p55cop-wPreEcono | DEER2023 | D23 v1 | 2022-10-06 00:17 | Any | EPr | Ex | CZ12 | cDXHP | Cap-Tons | 138 | 50000 | None | 274 | 0.00737 | 0 | 43.5 | 0.00774 | 0 | [6 empty] | DEER:HVAC_Split-Package_HP | Annual | 20 | [13 empty] | CZ2022 | None
NE-HVAC-airHP-SpltPkg-65to134kBtuh-12p0eer-3p55cop-wPreEcono | DEER2023 | D23 v1 | 2022-10-06 00:17 | Any | EPr | Ex | CZ13 | cDXHP | Cap-Tons | 161 | 50000 | None | 288 | 0.00876 | 0 | 51.9 | 0.0131 | 0 | [6 empty] | DEER:HVAC_Split-Package_HP | Annual | 20 | [13 empty] | CZ2022 | None
NE-HVAC-airHP-SpltPkg-65to134kBtuh-12p0eer-3p55cop-wPreEcono | DEER2023 | D23 v1 | 2022-10-06 00:17 | Any | EPr | Ex | CZ14 | cDXHP | Cap-Tons | 172 | 50000 | None | 292 | 0.00744 | 0 | 44.8 | 0.00935 | 0 | [6 empty] | DEER:HVAC_Split-Package_HP | Annual | 20 | [13 empty] | CZ2022 | None
NE-HVAC-airHP-SpltPkg-65to134kBtuh-12p0eer-3p55cop-wPreEcono | DEER2023 | D23 v1 | 2022-10-06 00:17 | Any | EPr | Ex | CZ15 | cDXHP | Cap-Tons | 238 | 50000 | None | 330 | 0.0107 | 0 | 63.1 | 0.0153 | 0 | [6 empty] | DEER:HVAC_Split-Package_HP | Annual | 20 | [13 empty] | CZ2022 | None
NE-HVAC-airHP-SpltPkg-65to134kBtuh-12p0eer-3p55cop-wPreEcono | DEER2023 | D23 v1 | 2022-10-06 00:17 | Any | EPr | Ex | CZ16 | cDXHP | Cap-Tons | 138 | 50000 | None | 401 | 0.00287 | 0 | 40 | 0.00172 | 0 | [6 empty] | DEER:HVAC_Split-Package_HP | Annual | 20 | [13 empty] | CZ2022 | None
NE-HVAC-airHP-SpltPkg-65to134kBtuh-12p0eer-3p55cop-wPreEcono | DEER2023 | D23 v1 | 2022-10-06 00:17 | Any | EPr | Old | CZ01 | cDXHP | Cap-Tons | 151 | 50000 | None | 328 | 0.062 | 0 | 24.1 | 0.00895 | 0 | [6 empty] | DEER:HVAC_Split-Package_HP | Annual | 20 | [13 empty] | CZ2022 | None
NE-HVAC-airHP-SpltPkg-65to134kBtuh-12p0eer-3p55cop-wPreEcono | DEER2023 | D23 v1 | 2022-10-06 00:17 | Any | EPr | Old | CZ02 | cDXHP | Cap-Tons | 149 | 50000 | None | 306 | 0.127 | 0 | 38.7 | 0.0282 | 0 | [6 empty] | DEER:HVAC_Split-Package_HP | Annual | 20 | [13 empty] | CZ2022 | None
NE-HVAC-airHP-SpltPkg-65to134kBtuh-12p0eer-3p55cop-wPreEcono | DEER2023 | D23 v1 | 2022-10-06 00:17 | Any | EPr | Old | CZ03 | cDXHP | Cap-Tons | 162 | 50000 | None | 247 | 0.0954 | 0 | 23 | 0.0166 | 0 | [6 empty] | DEER:HVAC_Split-Package_HP | Annual | 20 | [13 empty] | CZ2022 | None
NE-HVAC-airHP-SpltPkg-65to134kBtuh-12p0eer-3p55cop-wPreEcono | DEER2023 | D23 v1 | 2022-10-06 00:17 | Any | EPr | Old | CZ04 | cDXHP | Cap-Tons | 151 | 50000 | None | 283 | 0.132 | 0 | 41.4 | 0.031 | 0 | [6 empty] | DEER:HVAC_Split-Package_HP | Annual | 20 | [13 empty] | CZ2022 | None
NE-HVAC-airHP-SpltPkg-65to134kBtuh-12p0eer-3p55cop-wPreEcono | DEER2023 | D23 v1 | 2022-10-06 00:17 | Any | EPr | Old | CZ05 | cDXHP | Cap-Tons | 158 | 50000 | None | 243 | 0.0786 | 0 | 27.1 | 0.0126 | 0 | [6 empty] | DEER:HVAC_Split-Package_HP | Annual | 20 | [13 empty] | CZ2022 | None
NE-HVAC-airHP-SpltPkg-65to134kBtuh-12p0eer-3p55cop-wPreEcono | DEER2023 | D23 v1 | 2022-10-06 00:17 | Any | EPr | Old | CZ06 | cDXHP | Cap-Tons | 174 | 50000 | None | 252 | 0.102 | 0 | 38.2 | 0.0189 | 0 | [6 empty] | DEER:HVAC_Split-Package_HP | Annual | 20 | [13 empty] | CZ2022 | None
NE-HVAC-airHP-SpltPkg-65to134kBtuh-12p0eer-3p55cop-wPreEcono | DEER2023 | D23 v1 | 2022-10-06 00:17 | Any | EPr | Old | CZ07 | cDXHP | Cap-Tons | 171 | 50000 | None | 226 | 0.09 | 0 | 30.9 | 0.0159 | 0 | [6 empty] | DEER:HVAC_Split-Package_HP | Annual | 20 | [13 empty] | CZ2022 | None
NE-HVAC-airHP-SpltPkg-65to134kBtuh-12p0eer-3p55cop-wPreEcono | DEER2023 | D23 v1 | 2022-10-06 00:17 | Any | EPr | Old | CZ08 | cDXHP | Cap-Tons | 166 | 50000 | None | 289 | 0.121 | 0 | 51.4 | 0.024 | 0 | [6 empty] | DEER:HVAC_Split-Package_HP | Annual | 20 | [13 empty] | CZ2022 | None
NE-HVAC-airHP-SpltPkg-65to134kBtuh-12p0eer-3p55cop-wPreEcono | DEER2023 | D23 v1 | 2022-10-06 00:17 | Any | EPr | Old | CZ09 | cDXHP | Cap-Tons | 206 | 50000 | None | 290 | 0.131 | 0 | 40.3 | 0.0241 | 0 | [6 empty] | DEER:HVAC_Split-Package_HP | Annual | 20 | [13 empty] | CZ2022 | None
NE-HVAC-airHP-SpltPkg-65to134kBtuh-12p0eer-3p55cop-wPreEcono | DEER2023 | D23 v1 | 2022-10-06 00:17 | Any | EPr | Old | CZ10 | cDXHP | Cap-Tons | 190 | 50000 | None | 320 | 0.0143 | 0 | 51.3 | 0.0108 | 0 | [6 empty] | DEER:HVAC_Split-Package_HP | Annual | 20 | [13 empty] | CZ2022 | None
NE-HVAC-airHP-SpltPkg-65to134kBtuh-12p0eer-3p55cop-wPreEcono | DEER2023 | D23 v1 | 2022-10-06 00:17 | Any | EPr | Old | CZ11 | cDXHP | Cap-Tons | 180 | 50000 | None | 343 | 0.0165 | 0 | 54.3 | 0.0184 | 0 | [6 empty] | DEER:HVAC_Split-Package_HP | Annual | 20 | [13 empty] | CZ2022 | None
NE-HVAC-airHP-SpltPkg-65to134kBtuh-12p0eer-3p55cop-wPreEcono | DEER2023 | D23 v1 | 2022-10-06 00:17 | Any | EPr | Old | CZ12 | cDXHP | Cap-Tons | 159 | 50000 | None | 312 | 0.0173 | 0 | 47.5 | 0.0145 | 0 | [6 empty] | DEER:HVAC_Split-Package_HP | Annual | 20 | [13 empty] | CZ2022 | None
NE-HVAC-airHP-SpltPkg-65to134kBtuh-12p0eer-3p55cop-wPreEcono | DEER2023 | D23 v1 | 2022-10-06 00:17 | Any | EPr | Old | CZ13 | cDXHP | Cap-Tons | 183 | 50000 | None | 342 | 0.0194 | 0 | 57.1 | 0.0179 | 0 | [6 empty] | DEER:HVAC_Split-Package_HP | Annual | 20 | [13 empty] | CZ2022 | None
NE-HVAC-airHP-SpltPkg-65to134kBtuh-12p0eer-3p55cop-wPreEcono | DEER2023 | D23 v1 | 2022-10-06 00:17 | Any | EPr | Old | CZ14 | cDXHP | Cap-Tons | 195 | 50000 | None | 329 | 0.0147 | 0 | 49.3 | 0.0141 | 0 | [6 empty] | DEER:HVAC_Split-Package_HP | Annual | 20 | [13 empty] | CZ2022 | None
NE-HVAC-airHP-SpltPkg-65to134kBtuh-12p0eer-3p55cop-wPreEcono | DEER2023 | D23 v1 | 2022-10-06 00:17 | Any | EPr | Old | CZ15 | cDXHP | Cap-Tons | 263 | 50000 | None | 378 | 0.0193 | 0 | 69.6 | 0.019 | 0 | [6 empty] | DEER:HVAC_Split-Package_HP | Annual | 20 | [13 empty] | CZ2022 | None
NE-HVAC-airHP-SpltPkg-65to134kBtuh-12p0eer-3p55cop-wPreEcono | DEER2023 | D23 v1 | 2022-10-06 00:17 | Any | EPr | Old | CZ16 | cDXHP | Cap-Tons | 169 | 50000 | None | 411 | 0.00794 | 0 | 39.3 | 0.00428 | 0 | [6 empty] | DEER:HVAC_Split-Package_HP | Annual | 20 | [13 empty] | CZ2022 | None
NE-HVAC-airHP-SpltPkg-65to134kBtuh-12p0eer-3p55cop-wPreEcono | DEER2023 | D23 v1 | 2022-10-06 00:17 | Any | EPr | Rec | CZ01 | cDXHP | Cap-Tons | 109 | 50000 | None | 44.6 | 0.0103 | 0 | 27.5 | 0.00826 | 0 | [6 empty] | DEER:HVAC_Split-Package_HP | Annual | 20 | [13 empty] | CZ2022 | None
NE-HVAC-airHP-SpltPkg-65to134kBtuh-12p0eer-3p55cop-wPreEcono | DEER2023 | D23 v1 | 2022-10-06 00:17 | Any | EPr | Rec | CZ02 | cDXHP | Cap-Tons | 114 | 50000 | None | 47.6 | 0.032 | 0 | 35.3 | 0.0263 | 0 | [6 empty] | DEER:HVAC_Split-Package_HP | Annual | 20 | [13 empty] | CZ2022 | None
NE-HVAC-airHP-SpltPkg-65to134kBtuh-12p0eer-3p55cop-wPreEcono | DEER2023 | D23 v1 | 2022-10-06 00:17 | Any | EPr | Rec | CZ03 | cDXHP | Cap-Tons | 120 | 50000 | None | 33.3 | 0.0189 | 0 | 23.5 | 0.0155 | 0 | [6 empty] | DEER:HVAC_Split-Package_HP | Annual | 20 | [13 empty] | CZ2022 | None
NE-HVAC-airHP-SpltPkg-65to134kBtuh-12p0eer-3p55cop-wPreEcono | DEER2023 | D23 v1 | 2022-10-06 00:17 | Any | EPr | Rec | CZ04 | cDXHP | Cap-Tons | 116 | 50000 | None | 48.2 | 0.035 | 0 | 37.2 | 0.0287 | 0 | [6 empty] | DEER:HVAC_Split-Package_HP | Annual | 20 | [13 empty] | CZ2022 | None
NE-HVAC-airHP-SpltPkg-65to134kBtuh-12p0eer-3p55cop-wPreEcono | DEER2023 | D23 v1 | 2022-10-06 00:17 | Any | EPr | Rec | CZ05 | cDXHP | Cap-Tons | 117 | 50000 | None | 37.6 | 0.0146 | 0 | 27.7 | 0.012 | 0 | [6 empty] | DEER:HVAC_Split-Package_HP | Annual | 20 | [13 empty] | CZ2022 | None
NE-HVAC-airHP-SpltPkg-65to134kBtuh-12p0eer-3p55cop-wPreEcono | DEER2023 | D23 v1 | 2022-10-06 00:17 | Any | EPr | Rec | CZ06 | cDXHP | Cap-Tons | 129 | 50000 | None | 46.6 | 0.0232 | 0 | 36.9 | 0.0191 | 0 | [6 empty] | DEER:HVAC_Split-Package_HP | Annual | 20 | [13 empty] | CZ2022 | None
NE-HVAC-airHP-SpltPkg-65to134kBtuh-12p0eer-3p55cop-wPreEcono | DEER2023 | D23 v1 | 2022-10-06 00:17 | Any | EPr | Rec | CZ07 | cDXHP | Cap-Tons | 127 | 50000 | None | 38.8 | 0.0198 | 0 | 30.5 | 0.0162 | 0 | [6 empty] | DEER:HVAC_Split-Package_HP | Annual | 20 | [13 empty] | CZ2022 | None
NE-HVAC-airHP-SpltPkg-65to134kBtuh-12p0eer-3p55cop-wPreEcono | DEER2023 | D23 v1 | 2022-10-06 00:17 | Any | EPr | Rec | CZ08 | cDXHP | Cap-Tons | 132 | 50000 | None | 57 | 0.0278 | 0 | 45.8 | 0.0228 | 0 | [6 empty] | DEER:HVAC_Split-Package_HP | Annual | 20 | [13 empty] | CZ2022 | None
NE-HVAC-airHP-SpltPkg-65to134kBtuh-12p0eer-3p55cop-wPreEcono | DEER2023 | D23 v1 | 2022-10-06 00:17 | Any | EPr | Rec | CZ09 | cDXHP | Cap-Tons | 162 | 50000 | None | 43.7 | 0.027 | 0 | 34.9 | 0.0221 | 0 | [6 empty] | DEER:HVAC_Split-Package_HP | Annual | 20 | [13 empty] | CZ2022 | None
NE-HVAC-airHP-SpltPkg-65to134kBtuh-12p0eer-3p55cop-wPreEcono | DEER2023 | D23 v1 | 2022-10-06 00:17 | Any | EPr | Rec | CZ10 | cDXHP | Cap-Tons | 147 | 50000 | None | 55.9 | 0.00331 | 0 | 44.7 | 0.00272 | 0 | [6 empty] | DEER:HVAC_Split-Package_HP | Annual | 20 | [13 empty] | CZ2022 | None
NE-HVAC-airHP-SpltPkg-65to134kBtuh-12p0eer-3p55cop-wPreEcono | DEER2023 | D23 v1 | 2022-10-06 00:17 | Any | EPr | Rec | CZ11 | cDXHP | Cap-Tons | 143 | 50000 | None | 60 | 0.0083 | 0 | 46.3 | 0.00682 | 0 | [6 empty] | DEER:HVAC_Split-Package_HP | Annual | 20 | [13 empty] | CZ2022 | None
NE-HVAC-airHP-SpltPkg-65to134kBtuh-12p0eer-3p55cop-wPreEcono | DEER2023 | D23 v1 | 2022-10-06 00:17 | Any | EPr | Rec | CZ12 | cDXHP | Cap-Tons | 126 | 50000 | None | 54.1 | 0.00427 | 0 | 41.4 | 0.0035 | 0 | [6 empty] | DEER:HVAC_Split-Package_HP | Annual | 20 | [13 empty] | CZ2022 | None
NE-HVAC-airHP-SpltPkg-65to134kBtuh-12p0eer-3p55cop-wPreEcono | DEER2023 | D23 v1 | 2022-10-06 00:17 | Any | EPr | Rec | CZ13 | cDXHP | Cap-Tons | 148 | 50000 | None | 62.1 | 0.0106 | 0 | 48.7 | 0.00864 | 0 | [6 empty] | DEER:HVAC_Split-Package_HP | Annual | 20 | [13 empty] | CZ2022 | None
NE-HVAC-airHP-SpltPkg-65to134kBtuh-12p0eer-3p55cop-wPreEcono | DEER2023 | D23 v1 | 2022-10-06 00:17 | Any | EPr | Rec | CZ14 | cDXHP | Cap-Tons | 158 | 50000 | None | 53.8 | 0.00615 | 0 | 41.9 | 0.00505 | 0 | [6 empty] | DEER:HVAC_Split-Package_HP | Annual | 20 | [13 empty] | CZ2022 | None
NE-HVAC-airHP-SpltPkg-65to134kBtuh-12p0eer-3p55cop-wPreEcono | DEER2023 | D23 v1 | 2022-10-06 00:17 | Any | EPr | Rec | CZ15 | cDXHP | Cap-Tons | 221 | 50000 | None | 71.9 | 0.0141 | 0 | 58.7 | 0.0116 | 0 | [6 empty] | DEER:HVAC_Split-Package_HP | Annual | 20 | [13 empty] | CZ2022 | None
NE-HVAC-airHP-SpltPkg-65to134kBtuh-12p0eer-3p55cop-wPreEcono | DEER2023 | D23 v1 | 2022-10-06 00:17 | Any | EPr | Rec | CZ16 | cDXHP | Cap-Tons | 126 | 50000 | None | 59.1 | 0.00107 | 0 | 38.5 | 0.00088 | 0 | [6 empty] | DEER:HVAC_Split-Package_HP | Annual | 20 | [13 empty] | CZ2022 | None
NE-HVAC-airHP-SpltPkg-65to134kBtuh-12p0eer-3p55cop-wPreEcono | DEER2023 | D23 v1 | 2022-10-06 00:17 | Any | ERC | Ex | CZ01 | cDXHP | Cap-Tons | 4.89 | 1920 | None | 322 | 0.00443 | 0 | 38.7 | 0.00163 | 0 | [6 empty] | DEER:HVAC_Split-Package_HP | Annual | 20 | [13 empty] | CZ2022 | None
NE-HVAC-airHP-SpltPkg-65to134kBtuh-12p0eer-3p55cop-wPreEcono | DEER2023 | D23 v1 | 2022-10-06 00:17 | Any | ERC | Ex | CZ02 | cDXHP | Cap-Tons | 5.43 | 1920 | None | 259 | 0.0235 | 0 | 44.3 | 0.0123 | 0 | [6 empty] | DEER:HVAC_Split-Package_HP | Annual | 20 | [13 empty] | CZ2022 | None
NE-HVAC-airHP-SpltPkg-65to134kBtuh-12p0eer-3p55cop-wPreEcono | DEER2023 | D23 v1 | 2022-10-06 00:17 | Any | ERC | Ex | CZ03 | cDXHP | Cap-Tons | 5.83 | 1920 | None | 196 | 0.0127 | 0 | 30.1 | 0.00584 | 0 | [6 empty] | DEER:HVAC_Split-Package_HP | Annual | 20 | [13 empty] | CZ2022 | None
NE-HVAC-airHP-SpltPkg-65to134kBtuh-12p0eer-3p55cop-wPreEcono | DEER2023 | D23 v1 | 2022-10-06 00:17 | Any | ERC | Ex | CZ04 | cDXHP | Cap-Tons | 5.94 | 1920 | None | 217 | 0.0281 | 0 | 42.7 | 0.0149 | 0 | [6 empty] | DEER:HVAC_Split-Package_HP | Annual | 20 | [13 empty] | CZ2022 | None
NE-HVAC-airHP-SpltPkg-65to134kBtuh-12p0eer-3p55cop-wPreEcono | DEER2023 | D23 v1 | 2022-10-06 00:17 | Any | ERC | Ex | CZ05 | cDXHP | Cap-Tons | 5.55 | 1920 | None | 204 | 0.00905 | 0 | 38.3 | 0.00409 | 0 | [6 empty] | DEER:HVAC_Split-Package_HP | Annual | 20 | [13 empty] | CZ2022 | None
NE-HVAC-airHP-SpltPkg-65to134kBtuh-12p0eer-3p55cop-wPreEcono | DEER2023 | D23 v1 | 2022-10-06 00:17 | Any | ERC | Ex | CZ06 | cDXHP | Cap-Tons | 6.36 | 1920 | None | 185 | 0.015 | 0 | 40.8 | 0.00695 | 0 | [6 empty] | DEER:HVAC_Split-Package_HP | Annual | 20 | [13 empty] | CZ2022 | None
NE-HVAC-airHP-SpltPkg-65to134kBtuh-12p0eer-3p55cop-wPreEcono | DEER2023 | D23 v1 | 2022-10-06 00:17 | Any | ERC | Ex | CZ07 | cDXHP | Cap-Tons | 6.15 | 1920 | None | 164 | 0.00946 | 0 | 33.9 | 0.00411 | 0 | [6 empty] | DEER:HVAC_Split-Package_HP | Annual | 20 | [13 empty] | CZ2022 | None
NE-HVAC-airHP-SpltPkg-65to134kBtuh-12p0eer-3p55cop-wPreEcono | DEER2023 | D23 v1 | 2022-10-06 00:17 | Any | ERC | Ex | CZ08 | cDXHP | Cap-Tons | 6.5 | 1920 | None | 212 | 0.02 | 0 | 51.1 | 0.0115 | 0 | [6 empty] | DEER:HVAC_Split-Package_HP | Annual | 20 | [13 empty] | CZ2022 | None
NE-HVAC-airHP-SpltPkg-65to134kBtuh-12p0eer-3p55cop-wPreEcono | DEER2023 | D23 v1 | 2022-10-06 00:17 | Any | ERC | Ex | CZ09 | cDXHP | Cap-Tons | 8.44 | 1920 | None | 208 | 0.0179 | 0 | 37.9 | 0.0111 | 0 | [6 empty] | DEER:HVAC_Split-Package_HP | Annual | 20 | [13 empty] | CZ2022 | None
NE-HVAC-airHP-SpltPkg-65to134kBtuh-12p0eer-3p55cop-wPreEcono | DEER2023 | D23 v1 | 2022-10-06 00:17 | Any | ERC | Ex | CZ10 | cDXHP | Cap-Tons | 7.35 | 1920 | None | 233 | 0.0106 | 0 | 48.7 | 0.0101 | 0 | [6 empty] | DEER:HVAC_Split-Package_HP | Annual | 20 | [13 empty] | CZ2022 | None
NE-HVAC-airHP-SpltPkg-65to134kBtuh-12p0eer-3p55cop-wPreEcono | DEER2023 | D23 v1 | 2022-10-06 00:17 | Any | ERC | Ex | CZ11 | cDXHP | Cap-Tons | 7.31 | 1920 | None | 263 | 0.017 | 0 | 53.3 | 0.0205 | 0 | [6 empty] | DEER:HVAC_Split-Package_HP | Annual | 20 | [13 empty] | CZ2022 | None
NE-HVAC-airHP-SpltPkg-65to134kBtuh-12p0eer-3p55cop-wPreEcono | DEER2023 | D23 v1 | 2022-10-06 00:17 | Any | ERC | Ex | CZ12 | cDXHP | Cap-Tons | 6.33 | 1920 | None | 246 | 0.0195 | 0 | 47.5 | 0.0166 | 0 | [6 empty] | DEER:HVAC_Split-Package_HP | Annual | 20 | [13 empty] | CZ2022 | None
NE-HVAC-airHP-SpltPkg-65to134kBtuh-12p0eer-3p55cop-wPreEcono | DEER2023 | D23 v1 | 2022-10-06 00:17 | Any | ERC | Ex | CZ13 | cDXHP | Cap-Tons | 7.49 | 1920 | None | 249 | 0.017 | 0 | 55.4 | 0.0198 | 0 | [6 empty] | DEER:HVAC_Split-Package_HP | Annual | 20 | [13 empty] | CZ2022 | None
NE-HVAC-airHP-SpltPkg-65to134kBtuh-12p0eer-3p55cop-wPreEcono | DEER2023 | D23 v1 | 2022-10-06 00:17 | Any | ERC | Ex | CZ14 | cDXHP | Cap-Tons | 8 | 1920 | None | 257 | 0.0111 | 0 | 49.2 | 0.0151 | 0 | [6 empty] | DEER:HVAC_Split-Package_HP | Annual | 20 | [13 empty] | CZ2022 | None
NE-HVAC-airHP-SpltPkg-65to134kBtuh-12p0eer-3p55cop-wPreEcono | DEER2023 | D23 v1 | 2022-10-06 00:17 | Any | ERC | Ex | CZ15 | cDXHP | Cap-Tons | 10.9 | 1920 | None | 275 | 0.0171 | 0 | 66.5 | 0.0225 | 0 | [6 empty] | DEER:HVAC_Split-Package_HP | Annual | 20 | [13 empty] | CZ2022 | None
NE-HVAC-airHP-SpltPkg-65to134kBtuh-12p0eer-3p55cop-wPreEcono | DEER2023 | D23 v1 | 2022-10-06 00:17 | Any | ERC | Ex | CZ16 | cDXHP | Cap-Tons | 5.87 | 1920 | None | 388 | 0.00465 | 0 | 50.6 | 0.00312 | 0 | [6 empty] | DEER:HVAC_Split-Package_HP | Annual | 20 | [13 empty] | CZ2022 | None
NE-HVAC-airHP-SpltPkg-65to134kBtuh-12p0eer-3p55cop-wPreEcono | DEER2023 | D23 v1 | 2022-10-06 00:17 | Any | ERC | Old | CZ01 | cDXHP | Cap-Tons | 5.31 | 1920 | None | 356 | 0.00723 | 0 | 37.9 | 0.0023 | 0 | [6 empty] | DEER:HVAC_Split-Package_HP | Annual | 20 | [13 empty] | CZ2022 | None
NE-HVAC-airHP-SpltPkg-65to134kBtuh-12p0eer-3p55cop-wPreEcono | DEER2023 | D23 v1 | 2022-10-06 00:17 | Any | ERC | Old | CZ02 | cDXHP | Cap-Tons | 5.81 | 1920 | None | 296 | 0.0311 | 0 | 46.7 | 0.0143 | 0 | [6 empty] | DEER:HVAC_Split-Package_HP | Annual | 20 | [13 empty] | CZ2022 | None
NE-HVAC-airHP-SpltPkg-65to134kBtuh-12p0eer-3p55cop-wPreEcono | DEER2023 | D23 v1 | 2022-10-06 00:17 | Any | ERC | Old | CZ03 | cDXHP | Cap-Tons | 6.04 | 1920 | None | 222 | 0.0156 | 0 | 30 | 0.00636 | 0 | [6 empty] | DEER:HVAC_Split-Package_HP | Annual | 20 | [13 empty] | CZ2022 | None
NE-HVAC-airHP-SpltPkg-65to134kBtuh-12p0eer-3p55cop-wPreEcono | DEER2023 | D23 v1 | 2022-10-06 00:17 | Any | ERC | Old | CZ04 | cDXHP | Cap-Tons | 6.16 | 1920 | None | 247 | 0.0339 | 0 | 43.8 | 0.016 | 0 | [6 empty] | DEER:HVAC_Split-Package_HP | Annual | 20 | [13 empty] | CZ2022 | None
NE-HVAC-airHP-SpltPkg-65to134kBtuh-12p0eer-3p55cop-wPreEcono | DEER2023 | D23 v1 | 2022-10-06 00:17 | Any | ERC | Old | CZ05 | cDXHP | Cap-Tons | 5.75 | 1920 | None | 229 | 0.0111 | 0 | 38.1 | 0.00446 | 0 | [6 empty] | DEER:HVAC_Split-Package_HP | Annual | 20 | [13 empty] | CZ2022 | None
NE-HVAC-airHP-SpltPkg-65to134kBtuh-12p0eer-3p55cop-wPreEcono | DEER2023 | D23 v1 | 2022-10-06 00:17 | Any | ERC | Old | CZ06 | cDXHP | Cap-Tons | 6.58 | 1920 | None | 210 | 0.0184 | 0 | 41.3 | 0.00739 | 0 | [6 empty] | DEER:HVAC_Split-Package_HP | Annual | 20 | [13 empty] | CZ2022 | None
NE-HVAC-airHP-SpltPkg-65to134kBtuh-12p0eer-3p55cop-wPreEcono | DEER2023 | D23 v1 | 2022-10-06 00:17 | Any | ERC | Old | CZ07 | cDXHP | Cap-Tons | 6.37 | 1920 | None | 182 | 0.0136 | 0 | 34.1 | 0.0047 | 0 | [6 empty] | DEER:HVAC_Split-Package_HP | Annual | 20 | [13 empty] | CZ2022 | None
NE-HVAC-airHP-SpltPkg-65to134kBtuh-12p0eer-3p55cop-wPreEcono | DEER2023 | D23 v1 | 2022-10-06 00:17 | Any | ERC | Old | CZ08 | cDXHP | Cap-Tons | 6.64 | 1920 | None | 244 | 0.0243 | 0 | 52.5 | 0.0119 | 0 | [6 empty] | DEER:HVAC_Split-Package_HP | Annual | 20 | [13 empty] | CZ2022 | None
NE-HVAC-airHP-SpltPkg-65to134kBtuh-12p0eer-3p55cop-wPreEcono | DEER2023 | D23 v1 | 2022-10-06 00:17 | Any | ERC | Old | CZ09 | cDXHP | Cap-Tons | 8.74 | 1920 | None | 238 | 0.0221 | 0 | 39.3 | 0.0121 | 0 | [6 empty] | DEER:HVAC_Split-Package_HP | Annual | 20 | [13 empty] | CZ2022 | None
NE-HVAC-airHP-SpltPkg-65to134kBtuh-12p0eer-3p55cop-wPreEcono | DEER2023 | D23 v1 | 2022-10-06 00:17 | Any | ERC | Old | CZ10 | cDXHP | Cap-Tons | 7.89 | 1920 | None | 268 | 0.0142 | 0 | 52 | 0.0126 | 0 | [6 empty] | DEER:HVAC_Split-Package_HP | Annual | 20 | [13 empty] | CZ2022 | None
NE-HVAC-airHP-SpltPkg-65to134kBtuh-12p0eer-3p55cop-wPreEcono | DEER2023 | D23 v1 | 2022-10-06 00:17 | Any | ERC | Old | CZ11 | cDXHP | Cap-Tons | 7.73 | 1920 | None | 307 | 0.0226 | 0 | 56.3 | 0.0233 | 0 | [6 empty] | DEER:HVAC_Split-Package_HP | Annual | 20 | [13 empty] | CZ2022 | None
NE-HVAC-airHP-SpltPkg-65to134kBtuh-12p0eer-3p55cop-wPreEcono | DEER2023 | D23 v1 | 2022-10-06 00:17 | Any | ERC | Old | CZ12 | cDXHP | Cap-Tons | 6.68 | 1920 | None | 284 | 0.0251 | 0 | 50.1 | 0.0192 | 0 | [6 empty] | DEER:HVAC_Split-Package_HP | Annual | 20 | [13 empty] | CZ2022 | None
NE-HVAC-airHP-SpltPkg-65to134kBtuh-12p0eer-3p55cop-wPreEcono | DEER2023 | D23 v1 | 2022-10-06 00:17 | Any | ERC | Old | CZ13 | cDXHP | Cap-Tons | 7.88 | 1920 | None | 294 | 0.0225 | 0 | 58.3 | 0.022 | 0 | [6 empty] | DEER:HVAC_Split-Package_HP | Annual | 20 | [13 empty] | CZ2022 | None
NE-HVAC-airHP-SpltPkg-65to134kBtuh-12p0eer-3p55cop-wPreEcono | DEER2023 | D23 v1 | 2022-10-06 00:17 | Any | ERC | Old | CZ14 | cDXHP | Cap-Tons | 8.4 | 1920 | None | 291 | 0.0147 | 0 | 51.8 | 0.0171 | 0 | [6 empty] | DEER:HVAC_Split-Package_HP | Annual | 20 | [13 empty] | CZ2022 | None
NE-HVAC-airHP-SpltPkg-65to134kBtuh-12p0eer-3p55cop-wPreEcono | DEER2023 | D23 v1 | 2022-10-06 00:17 | Any | ERC | Old | CZ15 | cDXHP | Cap-Tons | 11.4 | 1920 | None | 315 | 0.0218 | 0 | 70 | 0.025 | 0 | [6 empty] | DEER:HVAC_Split-Package_HP | Annual | 20 | [13 empty] | CZ2022 | None
NE-HVAC-airHP-SpltPkg-65to134kBtuh-12p0eer-3p55cop-wPreEcono | DEER2023 | D23 v1 | 2022-10-06 00:17 | Any | ERC | Old | CZ16 | cDXHP | Cap-Tons | 6.28 | 1920 | None | 432 | 0.00757 | 0 | 51.7 | 0.00473 | 0 | [6 empty] | DEER:HVAC_Split-Package_HP | Annual | 20 | [13 empty] | CZ2022 | None
NE-HVAC-airHP-SpltPkg-65to134kBtuh-12p0eer-3p55cop-wPreEcono | DEER2023 | D23 v1 | 2022-10-06 00:17 | Any | ERC | Rec | CZ01 | cDXHP | Cap-Tons | 4.68 | 1920 | None | 102 | 0.00113 | 0 | 40.4 | 0.00096 | 0 | [6 empty] | DEER:HVAC_Split-Package_HP | Annual | 20 | [13 empty] | CZ2022 | None
NE-HVAC-airHP-SpltPkg-65to134kBtuh-12p0eer-3p55cop-wPreEcono | DEER2023 | D23 v1 | 2022-10-06 00:17 | Any | ERC | Rec | CZ02 | cDXHP | Cap-Tons | 5.13 | 1920 | None | 82.6 | 0.0122 | 0 | 43 | 0.0104 | 0 | [6 empty] | DEER:HVAC_Split-Package_HP | Annual | 20 | [13 empty] | CZ2022 | None
NE-HVAC-airHP-SpltPkg-65to134kBtuh-12p0eer-3p55cop-wPreEcono | DEER2023 | D23 v1 | 2022-10-06 00:17 | Any | ERC | Rec | CZ03 | cDXHP | Cap-Tons | 5.4 | 1920 | None | 58.7 | 0.00424 | 0 | 30.3 | 0.00388 | 0 | [6 empty] | DEER:HVAC_Split-Package_HP | Annual | 20 | [13 empty] | CZ2022 | None
NE-HVAC-airHP-SpltPkg-65to134kBtuh-12p0eer-3p55cop-wPreEcono | DEER2023 | D23 v1 | 2022-10-06 00:17 | Any | ERC | Rec | CZ04 | cDXHP | Cap-Tons | 5.45 | 1920 | None | 66.8 | 0.0135 | 0 | 39.7 | 0.012 | 0 | [6 empty] | DEER:HVAC_Split-Package_HP | Annual | 20 | [13 empty] | CZ2022 | None
NE-HVAC-airHP-SpltPkg-65to134kBtuh-12p0eer-3p55cop-wPreEcono | DEER2023 | D23 v1 | 2022-10-06 00:17 | Any | ERC | Rec | CZ05 | cDXHP | Cap-Tons | 5.11 | 1920 | None | 65.5 | 0.00284 | 0 | 38.6 | 0.00254 | 0 | [6 empty] | DEER:HVAC_Split-Package_HP | Annual | 20 | [13 empty] | CZ2022 | None
NE-HVAC-airHP-SpltPkg-65to134kBtuh-12p0eer-3p55cop-wPreEcono | DEER2023 | D23 v1 | 2022-10-06 00:17 | Any | ERC | Rec | CZ06 | cDXHP | Cap-Tons | 5.94 | 1920 | None | 53.5 | 0.00527 | 0 | 39.2 | 0.00513 | 0 | [6 empty] | DEER:HVAC_Split-Package_HP | Annual | 20 | [13 empty] | CZ2022 | None
NE-HVAC-airHP-SpltPkg-65to134kBtuh-12p0eer-3p55cop-wPreEcono | DEER2023 | D23 v1 | 2022-10-06 00:17 | Any | ERC | Rec | CZ07 | cDXHP | Cap-Tons | 5.73 | 1920 | None | 44.2 | 0.00303 | 0 | 32.6 | 0.00292 | 0 | [6 empty] | DEER:HVAC_Split-Package_HP | Annual | 20 | [13 empty] | CZ2022 | None
NE-HVAC-airHP-SpltPkg-65to134kBtuh-12p0eer-3p55cop-wPreEcono | DEER2023 | D23 v1 | 2022-10-06 00:17 | Any | ERC | Rec | CZ08 | cDXHP | Cap-Tons | 6.15 | 1920 | None | 68.4 | 0.0105 | 0 | 47.8 | 0.01 | 0 | [6 empty] | DEER:HVAC_Split-Package_HP | Annual | 20 | [13 empty] | CZ2022 | None
NE-HVAC-airHP-SpltPkg-65to134kBtuh-12p0eer-3p55cop-wPreEcono | DEER2023 | D23 v1 | 2022-10-06 00:17 | Any | ERC | Rec | CZ09 | cDXHP | Cap-Tons | 7.75 | 1920 | None | 58.7 | 0.00997 | 0 | 34.7 | 0.009 | 0 | [6 empty] | DEER:HVAC_Split-Package_HP | Annual | 20 | [13 empty] | CZ2022 | None
NE-HVAC-airHP-SpltPkg-65to134kBtuh-12p0eer-3p55cop-wPreEcono | DEER2023 | D23 v1 | 2022-10-06 00:17 | Any | ERC | Rec | CZ10 | cDXHP | Cap-Tons | 6.97 | 1920 | None | 73.6 | 0.00708 | 0 | 46.1 | 0.00778 | 0 | [6 empty] | DEER:HVAC_Split-Package_HP | Annual | 20 | [13 empty] | CZ2022 | None
NE-HVAC-airHP-SpltPkg-65to134kBtuh-12p0eer-3p55cop-wPreEcono | DEER2023 | D23 v1 | 2022-10-06 00:17 | Any | ERC | Rec | CZ11 | cDXHP | Cap-Tons | 6.89 | 1920 | None | 88.5 | 0.0162 | 0 | 49.3 | 0.0165 | 0 | [6 empty] | DEER:HVAC_Split-Package_HP | Annual | 20 | [13 empty] | CZ2022 | None
NE-HVAC-airHP-SpltPkg-65to134kBtuh-12p0eer-3p55cop-wPreEcono | DEER2023 | D23 v1 | 2022-10-06 00:17 | Any | ERC | Rec | CZ12 | cDXHP | Cap-Tons | 6.03 | 1920 | None | 78 | 0.0133 | 0 | 44.8 | 0.0134 | 0 | [6 empty] | DEER:HVAC_Split-Package_HP | Annual | 20 | [13 empty] | CZ2022 | None
NE-HVAC-airHP-SpltPkg-65to134kBtuh-12p0eer-3p55cop-wPreEcono | DEER2023 | D23 v1 | 2022-10-06 00:17 | Any | ERC | Rec | CZ13 | cDXHP | Cap-Tons | 7.14 | 1920 | None | 84.6 | 0.0145 | 0 | 52.3 | 0.017 | 0 | [6 empty] | DEER:HVAC_Split-Package_HP | Annual | 20 | [13 empty] | CZ2022 | None
NE-HVAC-airHP-SpltPkg-65to134kBtuh-12p0eer-3p55cop-wPreEcono | DEER2023 | D23 v1 | 2022-10-06 00:17 | Any | ERC | Rec | CZ14 | cDXHP | Cap-Tons | 7.6 | 1920 | None | 83 | 0.0121 | 0 | 46.4 | 0.0124 | 0 | [6 empty] | DEER:HVAC_Split-Package_HP | Annual | 20 | [13 empty] | CZ2022 | None
NE-HVAC-airHP-SpltPkg-65to134kBtuh-12p0eer-3p55cop-wPreEcono | DEER2023 | D23 v1 | 2022-10-06 00:17 | Any | ERC | Rec | CZ15 | cDXHP | Cap-Tons | 10.2 | 1920 | None | 98.4 | 0.0167 | 0 | 61.8 | 0.0186 | 0 | [6 empty] | DEER:HVAC_Split-Package_HP | Annual | 20 | [13 empty] | CZ2022 | None
NE-HVAC-airHP-SpltPkg-65to134kBtuh-12p0eer-3p55cop-wPreEcono | DEER2023 | D23 v1 | 2022-10-06 00:17 | Any | ERC | Rec | CZ16 | cDXHP | Cap-Tons | 5.53 | 1920 | None | 111 | 0.0013 | 0 | 49.7 | 0.00131 | 0 | [6 empty] | DEER:HVAC_Split-Package_HP | Annual | 20 | [13 empty] | CZ2022 | None
NE-HVAC-airHP-SpltPkg-65to134kBtuh-12p0eer-3p55cop-wPreEcono | DEER2023 | D23 v1 | 2022-10-06 00:17 | Any | ESe | Ex | CZ01 | cDXHP | Cap-Tons | 386 | 150000 | None | 336 | 0.0521 | 0 | 24.5 | 0.00855 | 0 | [6 empty] | DEER:HVAC_Split-Package_HP | Annual | 20 | [13 empty] | CZ2022 | None
NE-HVAC-airHP-SpltPkg-65to134kBtuh-12p0eer-3p55cop-wPreEcono | DEER2023 | D23 v1 | 2022-10-06 00:17 | Any | ESe | Ex | CZ02 | cDXHP | Cap-Tons | 401 | 150000 | None | 304 | 0.114 | 0 | 36.7 | 0.0259 | 0 | [6 empty] | DEER:HVAC_Split-Package_HP | Annual | 20 | [13 empty] | CZ2022 | None
NE-HVAC-airHP-SpltPkg-65to134kBtuh-12p0eer-3p55cop-wPreEcono | DEER2023 | D23 v1 | 2022-10-06 00:17 | Any | ESe | Ex | CZ03 | cDXHP | Cap-Tons | 457 | 150000 | None | 236 | 0.0831 | 0 | 22.9 | 0.0166 | 0 | [6 empty] | DEER:HVAC_Split-Package_HP | Annual | 20 | [13 empty] | CZ2022 | None
NE-HVAC-airHP-SpltPkg-65to134kBtuh-12p0eer-3p55cop-wPreEcono | DEER2023 | D23 v1 | 2022-10-06 00:17 | Any | ESe | Ex | CZ04 | cDXHP | Cap-Tons | 431 | 150000 | None | 274 | 0.117 | 0 | 41.5 | 0.0293 | 0 | [6 empty] | DEER:HVAC_Split-Package_HP | Annual | 20 | [13 empty] | CZ2022 | None
NE-HVAC-airHP-SpltPkg-65to134kBtuh-12p0eer-3p55cop-wPreEcono | DEER2023 | D23 v1 | 2022-10-06 00:17 | Any | ESe | Ex | CZ05 | cDXHP | Cap-Tons | 446 | 150000 | None | 243 | 0.0725 | 0 | 27.5 | 0.0135 | 0 | [6 empty] | DEER:HVAC_Split-Package_HP | Annual | 20 | [13 empty] | CZ2022 | None
NE-HVAC-airHP-SpltPkg-65to134kBtuh-12p0eer-3p55cop-wPreEcono | DEER2023 | D23 v1 | 2022-10-06 00:17 | Any | ESe | Ex | CZ06 | cDXHP | Cap-Tons | 481 | 150000 | None | 250 | 0.0921 | 0 | 40.3 | 0.0191 | 0 | [6 empty] | DEER:HVAC_Split-Package_HP | Annual | 20 | [13 empty] | CZ2022 | None
NE-HVAC-airHP-SpltPkg-65to134kBtuh-12p0eer-3p55cop-wPreEcono | DEER2023 | D23 v1 | 2022-10-06 00:17 | Any | ESe | Ex | CZ07 | cDXHP | Cap-Tons | 475 | 150000 | None | 229 | 0.0846 | 0 | 34 | 0.0166 | 0 | [6 empty] | DEER:HVAC_Split-Package_HP | Annual | 20 | [13 empty] | CZ2022 | None
NE-HVAC-airHP-SpltPkg-65to134kBtuh-12p0eer-3p55cop-wPreEcono | DEER2023 | D23 v1 | 2022-10-06 00:17 | Any | ESe | Ex | CZ08 | cDXHP | Cap-Tons | 454 | 150000 | None | 282 | 0.107 | 0 | 56.6 | 0.0246 | 0 | [6 empty] | DEER:HVAC_Split-Package_HP | Annual | 20 | [13 empty] | CZ2022 | None
NE-HVAC-airHP-SpltPkg-65to134kBtuh-12p0eer-3p55cop-wPreEcono | DEER2023 | D23 v1 | 2022-10-06 00:17 | Any | ESe | Ex | CZ09 | cDXHP | Cap-Tons | 557 | 150000 | None | 277 | 0.115 | 0 | 43.7 | 0.024 | 0 | [6 empty] | DEER:HVAC_Split-Package_HP | Annual | 20 | [13 empty] | CZ2022 | None
NE-HVAC-airHP-SpltPkg-65to134kBtuh-12p0eer-3p55cop-wPreEcono | DEER2023 | D23 v1 | 2022-10-06 00:17 | Any | ESe | Ex | CZ10 | cDXHP | Cap-Tons | 479 | 150000 | None | 308 | 0.0152 | 0 | 52 | 0.0121 | 0 | [6 empty] | DEER:HVAC_Split-Package_HP | Annual | 20 | [13 empty] | CZ2022 | None
NE-HVAC-airHP-SpltPkg-65to134kBtuh-12p0eer-3p55cop-wPreEcono | DEER2023 | D23 v1 | 2022-10-06 00:17 | Any | ESe | Ex | CZ11 | cDXHP | Cap-Tons | 465 | 150000 | None | 332 | 0.0192 | 0 | 54.8 | 0.0177 | 0 | [6 empty] | DEER:HVAC_Split-Package_HP | Annual | 20 | [13 empty] | CZ2022 | None
NE-HVAC-airHP-SpltPkg-65to134kBtuh-12p0eer-3p55cop-wPreEcono | DEER2023 | D23 v1 | 2022-10-06 00:17 | Any | ESe | Ex | CZ12 | cDXHP | Cap-Tons | 429 | 150000 | None | 306 | 0.0194 | 0 | 46.5 | 0.0155 | 0 | [6 empty] | DEER:HVAC_Split-Package_HP | Annual | 20 | [13 empty] | CZ2022 | None
NE-HVAC-airHP-SpltPkg-65to134kBtuh-12p0eer-3p55cop-wPreEcono | DEER2023 | D23 v1 | 2022-10-06 00:17 | Any | ESe | Ex | CZ13 | cDXHP | Cap-Tons | 476 | 150000 | None | 319 | 0.0204 | 0 | 58.1 | 0.0172 | 0 | [6 empty] | DEER:HVAC_Split-Package_HP | Annual | 20 | [13 empty] | CZ2022 | None
NE-HVAC-airHP-SpltPkg-65to134kBtuh-12p0eer-3p55cop-wPreEcono | DEER2023 | D23 v1 | 2022-10-06 00:17 | Any | ESe | Ex | CZ14 | cDXHP | Cap-Tons | 508 | 150000 | None | 324 | 0.0147 | 0 | 49.2 | 0.0142 | 0 | [6 empty] | DEER:HVAC_Split-Package_HP | Annual | 20 | [13 empty] | CZ2022 | None
NE-HVAC-airHP-SpltPkg-65to134kBtuh-12p0eer-3p55cop-wPreEcono | DEER2023 | D23 v1 | 2022-10-06 00:17 | Any | ESe | Ex | CZ15 | cDXHP | Cap-Tons | 686 | 150000 | None | 363 | 0.0184 | 0 | 71.3 | 0.0187 | 0 | [6 empty] | DEER:HVAC_Split-Package_HP | Annual | 20 | [13 empty] | CZ2022 | None
NE-HVAC-airHP-SpltPkg-65to134kBtuh-12p0eer-3p55cop-wPreEcono | DEER2023 | D23 v1 | 2022-10-06 00:17 | Any | ESe | Ex | CZ16 | cDXHP | Cap-Tons | 452 | 150000 | None | 400 | 0.00792 | 0 | 39.3 | 0.00551 | 0 | [6 empty] | DEER:HVAC_Split-Package_HP | Annual | 20 | [13 empty] | CZ2022 | None
NE-HVAC-airHP-SpltPkg-65to134kBtuh-12p0eer-3p55cop-wPreEcono | DEER2023 | D23 v1 | 2022-10-06 00:17 | Any | ESe | Old | CZ01 | cDXHP | Cap-Tons | 458 | 150000 | None | 356 | 0.0597 | 0 | 23 | 0.00913 | 0 | [6 empty] | DEER:HVAC_Split-Package_HP | Annual | 20 | [13 empty] | CZ2022 | None
NE-HVAC-airHP-SpltPkg-65to134kBtuh-12p0eer-3p55cop-wPreEcono | DEER2023 | D23 v1 | 2022-10-06 00:17 | Any | ESe | Old | CZ02 | cDXHP | Cap-Tons | 444 | 150000 | None | 342 | 0.128 | 0 | 39.8 | 0.0278 | 0 | [6 empty] | DEER:HVAC_Split-Package_HP | Annual | 20 | [13 empty] | CZ2022 | None
NE-HVAC-airHP-SpltPkg-65to134kBtuh-12p0eer-3p55cop-wPreEcono | DEER2023 | D23 v1 | 2022-10-06 00:17 | Any | ESe | Old | CZ03 | cDXHP | Cap-Tons | 489 | 150000 | None | 271 | 0.0961 | 0 | 23.2 | 0.0168 | 0 | [6 empty] | DEER:HVAC_Split-Package_HP | Annual | 20 | [13 empty] | CZ2022 | None
NE-HVAC-airHP-SpltPkg-65to134kBtuh-12p0eer-3p55cop-wPreEcono | DEER2023 | D23 v1 | 2022-10-06 00:17 | Any | ESe | Old | CZ04 | cDXHP | Cap-Tons | 454 | 150000 | None | 314 | 0.133 | 0 | 42.5 | 0.0302 | 0 | [6 empty] | DEER:HVAC_Split-Package_HP | Annual | 20 | [13 empty] | CZ2022 | None
NE-HVAC-airHP-SpltPkg-65to134kBtuh-12p0eer-3p55cop-wPreEcono | DEER2023 | D23 v1 | 2022-10-06 00:17 | Any | ESe | Old | CZ05 | cDXHP | Cap-Tons | 477 | 150000 | None | 277 | 0.0833 | 0 | 27.5 | 0.0136 | 0 | [6 empty] | DEER:HVAC_Split-Package_HP | Annual | 20 | [13 empty] | CZ2022 | None
NE-HVAC-airHP-SpltPkg-65to134kBtuh-12p0eer-3p55cop-wPreEcono | DEER2023 | D23 v1 | 2022-10-06 00:17 | Any | ESe | Old | CZ06 | cDXHP | Cap-Tons | 506 | 150000 | None | 287 | 0.106 | 0 | 40.3 | 0.0191 | 0 | [6 empty] | DEER:HVAC_Split-Package_HP | Annual | 20 | [13 empty] | CZ2022 | None
NE-HVAC-airHP-SpltPkg-65to134kBtuh-12p0eer-3p55cop-wPreEcono | DEER2023 | D23 v1 | 2022-10-06 00:17 | Any | ESe | Old | CZ07 | cDXHP | Cap-Tons | 497 | 150000 | None | 258 | 0.0949 | 0 | 33.8 | 0.0166 | 0 | [6 empty] | DEER:HVAC_Split-Package_HP | Annual | 20 | [13 empty] | CZ2022 | None
NE-HVAC-airHP-SpltPkg-65to134kBtuh-12p0eer-3p55cop-wPreEcono | DEER2023 | D23 v1 | 2022-10-06 00:17 | Any | ESe | Old | CZ08 | cDXHP | Cap-Tons | 470 | 150000 | None | 324 | 0.122 | 0 | 57.6 | 0.0252 | 0 | [6 empty] | DEER:HVAC_Split-Package_HP | Annual | 20 | [13 empty] | CZ2022 | None
NE-HVAC-airHP-SpltPkg-65to134kBtuh-12p0eer-3p55cop-wPreEcono | DEER2023 | D23 v1 | 2022-10-06 00:17 | Any | ESe | Old | CZ09 | cDXHP | Cap-Tons | 577 | 150000 | None | 317 | 0.131 | 0 | 44.7 | 0.0246 | 0 | [6 empty] | DEER:HVAC_Split-Package_HP | Annual | 20 | [13 empty] | CZ2022 | None
NE-HVAC-airHP-SpltPkg-65to134kBtuh-12p0eer-3p55cop-wPreEcono | DEER2023 | D23 v1 | 2022-10-06 00:17 | Any | ESe | Old | CZ10 | cDXHP | Cap-Tons | 530 | 150000 | None | 349 | 0.0224 | 0 | 56.5 | 0.0148 | 0 | [6 empty] | DEER:HVAC_Split-Package_HP | Annual | 20 | [13 empty] | CZ2022 | None
NE-HVAC-airHP-SpltPkg-65to134kBtuh-12p0eer-3p55cop-wPreEcono | DEER2023 | D23 v1 | 2022-10-06 00:17 | Any | ESe | Old | CZ11 | cDXHP | Cap-Tons | 509 | 150000 | None | 386 | 0.0297 | 0 | 59.9 | 0.0221 | 0 | [6 empty] | DEER:HVAC_Split-Package_HP | Annual | 20 | [13 empty] | CZ2022 | None
NE-HVAC-airHP-SpltPkg-65to134kBtuh-12p0eer-3p55cop-wPreEcono | DEER2023 | D23 v1 | 2022-10-06 00:17 | Any | ESe | Old | CZ12 | cDXHP | Cap-Tons | 466 | 150000 | None | 350 | 0.0291 | 0 | 50.4 | 0.0193 | 0 | [6 empty] | DEER:HVAC_Split-Package_HP | Annual | 20 | [13 empty] | CZ2022 | None
NE-HVAC-airHP-SpltPkg-65to134kBtuh-12p0eer-3p55cop-wPreEcono | DEER2023 | D23 v1 | 2022-10-06 00:17 | Any | ESe | Old | CZ13 | cDXHP | Cap-Tons | 517 | 150000 | None | 375 | 0.0301 | 0 | 63.1 | 0.0209 | 0 | [6 empty] | DEER:HVAC_Split-Package_HP | Annual | 20 | [13 empty] | CZ2022 | None
NE-HVAC-airHP-SpltPkg-65to134kBtuh-12p0eer-3p55cop-wPreEcono | DEER2023 | D23 v1 | 2022-10-06 00:17 | Any | ESe | Old | CZ14 | cDXHP | Cap-Tons | 550 | 150000 | None | 365 | 0.0228 | 0 | 53.8 | 0.0175 | 0 | [6 empty] | DEER:HVAC_Split-Package_HP | Annual | 20 | [13 empty] | CZ2022 | None
NE-HVAC-airHP-SpltPkg-65to134kBtuh-12p0eer-3p55cop-wPreEcono | DEER2023 | D23 v1 | 2022-10-06 00:17 | Any | ESe | Old | CZ15 | cDXHP | Cap-Tons | 734 | 150000 | None | 416 | 0.0267 | 0 | 77.5 | 0.0223 | 0 | [6 empty] | DEER:HVAC_Split-Package_HP | Annual | 20 | [13 empty] | CZ2022 | None
NE-HVAC-airHP-SpltPkg-65to134kBtuh-12p0eer-3p55cop-wPreEcono | DEER2023 | D23 v1 | 2022-10-06 00:17 | Any | ESe | Old | CZ16 | cDXHP | Cap-Tons | 519 | 150000 | None | 430 | 0.0129 | 0 | 40 | 0.00766 | 0 | [6 empty] | DEER:HVAC_Split-Package_HP | Annual | 20 | [13 empty] | CZ2022 | None
NE-HVAC-airHP-SpltPkg-65to134kBtuh-12p0eer-3p55cop-wPreEcono | DEER2023 | D23 v1 | 2022-10-06 00:17 | Any | ESe | Rec | CZ01 | cDXHP | Cap-Tons | 362 | 150000 | None | 38.8 | 0.0101 | 0 | 24.2 | 0.00825 | 0 | [6 empty] | DEER:HVAC_Split-Package_HP | Annual | 20 | [13 empty] | CZ2022 | None
NE-HVAC-airHP-SpltPkg-65to134kBtuh-12p0eer-3p55cop-wPreEcono | DEER2023 | D23 v1 | 2022-10-06 00:17 | Any | ESe | Rec | CZ02 | cDXHP | Cap-Tons | 388 | 150000 | None | 48.2 | 0.0304 | 0 | 35.3 | 0.025 | 0 | [6 empty] | DEER:HVAC_Split-Package_HP | Annual | 20 | [13 empty] | CZ2022 | None
NE-HVAC-airHP-SpltPkg-65to134kBtuh-12p0eer-3p55cop-wPreEcono | DEER2023 | D23 v1 | 2022-10-06 00:17 | Any | ESe | Rec | CZ03 | cDXHP | Cap-Tons | 392 | 150000 | None | 32.2 | 0.0195 | 0 | 23 | 0.016 | 0 | [6 empty] | DEER:HVAC_Split-Package_HP | Annual | 20 | [13 empty] | CZ2022 | None
NE-HVAC-airHP-SpltPkg-65to134kBtuh-12p0eer-3p55cop-wPreEcono | DEER2023 | D23 v1 | 2022-10-06 00:17 | Any | ESe | Rec | CZ04 | cDXHP | Cap-Tons | 395 | 150000 | None | 49.2 | 0.0333 | 0 | 37.7 | 0.0274 | 0 | [6 empty] | DEER:HVAC_Split-Package_HP | Annual | 20 | [13 empty] | CZ2022 | None
NE-HVAC-airHP-SpltPkg-65to134kBtuh-12p0eer-3p55cop-wPreEcono | DEER2023 | D23 v1 | 2022-10-06 00:17 | Any | ESe | Rec | CZ05 | cDXHP | Cap-Tons | 380 | 150000 | None | 36.9 | 0.0159 | 0 | 27.4 | 0.013 | 0 | [6 empty] | DEER:HVAC_Split-Package_HP | Annual | 20 | [13 empty] | CZ2022 | None
NE-HVAC-airHP-SpltPkg-65to134kBtuh-12p0eer-3p55cop-wPreEcono | DEER2023 | D23 v1 | 2022-10-06 00:17 | Any | ESe | Rec | CZ06 | cDXHP | Cap-Tons | 410 | 150000 | None | 48.1 | 0.0229 | 0 | 38.3 | 0.0188 | 0 | [6 empty] | DEER:HVAC_Split-Package_HP | Annual | 20 | [13 empty] | CZ2022 | None
NE-HVAC-airHP-SpltPkg-65to134kBtuh-12p0eer-3p55cop-wPreEcono | DEER2023 | D23 v1 | 2022-10-06 00:17 | Any | ESe | Rec | CZ07 | cDXHP | Cap-Tons | 402 | 150000 | None | 41.3 | 0.0203 | 0 | 32.8 | 0.0167 | 0 | [6 empty] | DEER:HVAC_Split-Package_HP | Annual | 20 | [13 empty] | CZ2022 | None
NE-HVAC-airHP-SpltPkg-65to134kBtuh-12p0eer-3p55cop-wPreEcono | DEER2023 | D23 v1 | 2022-10-06 00:17 | Any | ESe | Rec | CZ08 | cDXHP | Cap-Tons | 409 | 150000 | None | 63.5 | 0.0286 | 0 | 51.2 | 0.0235 | 0 | [6 empty] | DEER:HVAC_Split-Package_HP | Annual | 20 | [13 empty] | CZ2022 | None
NE-HVAC-airHP-SpltPkg-65to134kBtuh-12p0eer-3p55cop-wPreEcono | DEER2023 | D23 v1 | 2022-10-06 00:17 | Any | ESe | Rec | CZ09 | cDXHP | Cap-Tons | 507 | 150000 | None | 48.4 | 0.0273 | 0 | 38.6 | 0.0224 | 0 | [6 empty] | DEER:HVAC_Split-Package_HP | Annual | 20 | [13 empty] | CZ2022 | None
NE-HVAC-airHP-SpltPkg-65to134kBtuh-12p0eer-3p55cop-wPreEcono | DEER2023 | D23 v1 | 2022-10-06 00:17 | Any | ESe | Rec | CZ10 | cDXHP | Cap-Tons | 460 | 150000 | None | 62.4 | 0.013 | 0 | 49.8 | 0.0107 | 0 | [6 empty] | DEER:HVAC_Split-Package_HP | Annual | 20 | [13 empty] | CZ2022 | None
NE-HVAC-airHP-SpltPkg-65to134kBtuh-12p0eer-3p55cop-wPreEcono | DEER2023 | D23 v1 | 2022-10-06 00:17 | Any | ESe | Rec | CZ11 | cDXHP | Cap-Tons | 438 | 150000 | None | 65.4 | 0.0168 | 0 | 50.6 | 0.0138 | 0 | [6 empty] | DEER:HVAC_Split-Package_HP | Annual | 20 | [13 empty] | CZ2022 | None
NE-HVAC-airHP-SpltPkg-65to134kBtuh-12p0eer-3p55cop-wPreEcono | DEER2023 | D23 v1 | 2022-10-06 00:17 | Any | ESe | Rec | CZ12 | cDXHP | Cap-Tons | 410 | 150000 | None | 57.8 | 0.0152 | 0 | 44.1 | 0.0125 | 0 | [6 empty] | DEER:HVAC_Split-Package_HP | Annual | 20 | [13 empty] | CZ2022 | None
NE-HVAC-airHP-SpltPkg-65to134kBtuh-12p0eer-3p55cop-wPreEcono | DEER2023 | D23 v1 | 2022-10-06 00:17 | Any | ESe | Rec | CZ13 | cDXHP | Cap-Tons | 453 | 150000 | None | 68.9 | 0.017 | 0 | 54.1 | 0.014 | 0 | [6 empty] | DEER:HVAC_Split-Package_HP | Annual | 20 | [13 empty] | CZ2022 | None
NE-HVAC-airHP-SpltPkg-65to134kBtuh-12p0eer-3p55cop-wPreEcono | DEER2023 | D23 v1 | 2022-10-06 00:17 | Any | ESe | Rec | CZ14 | cDXHP | Cap-Tons | 481 | 150000 | None | 57.9 | 0.0127 | 0 | 45.2 | 0.0104 | 0 | [6 empty] | DEER:HVAC_Split-Package_HP | Annual | 20 | [13 empty] | CZ2022 | None
NE-HVAC-airHP-SpltPkg-65to134kBtuh-12p0eer-3p55cop-wPreEcono | DEER2023 | D23 v1 | 2022-10-06 00:17 | Any | ESe | Rec | CZ15 | cDXHP | Cap-Tons | 650 | 150000 | None | 79.9 | 0.0176 | 0 | 65.3 | 0.0145 | 0 | [6 empty] | DEER:HVAC_Split-Package_HP | Annual | 20 | [13 empty] | CZ2022 | None
NE-HVAC-airHP-SpltPkg-65to134kBtuh-12p0eer-3p55cop-wPreEcono | DEER2023 | D23 v1 | 2022-10-06 00:17 | Any | ESe | Rec | CZ16 | cDXHP | Cap-Tons | 412 | 150000 | None | 53.9 | 0.00433 | 0 | 36.1 | 0.00356 | 0 | [6 empty] | DEER:HVAC_Split-Package_HP | Annual | 20 | [13 empty] | CZ2022 | None
NE-HVAC-airHP-SpltPkg-65to134kBtuh-12p0eer-3p55cop-wPreEcono | DEER2023 | D23 v1 | 2022-10-06 00:17 | Any | EUn | Ex | CZ01 | cDXHP | Cap-Tons | 2100 | 930000 | None | 420 | 0.0728 | 0 | 29.3 | 0.0183 | 0 | [6 empty] | DEER:HVAC_Split-Package_HP | Annual | 20 | [13 empty] | CZ2022 | None
NE-HVAC-airHP-SpltPkg-65to134kBtuh-12p0eer-3p55cop-wPreEcono | DEER2023 | D23 v1 | 2022-10-06 00:17 | Any | EUn | Ex | CZ02 | cDXHP | Cap-Tons | 2040 | 930000 | None | 439 | 0.162 | 0 | 59.6 | 0.049 | 0 | [6 empty] | DEER:HVAC_Split-Package_HP | Annual | 20 | [13 empty] | CZ2022 | None
NE-HVAC-airHP-SpltPkg-65to134kBtuh-12p0eer-3p55cop-wPreEcono | DEER2023 | D23 v1 | 2022-10-06 00:17 | Any | EUn | Ex | CZ03 | cDXHP | Cap-Tons | 2340 | 930000 | None | 354 | 0.134 | 0 | 33.9 | 0.0318 | 0 | [6 empty] | DEER:HVAC_Split-Package_HP | Annual | 20 | [13 empty] | CZ2022 | None
NE-HVAC-airHP-SpltPkg-65to134kBtuh-12p0eer-3p55cop-wPreEcono | DEER2023 | D23 v1 | 2022-10-06 00:17 | Any | EUn | Ex | CZ04 | cDXHP | Cap-Tons | 2170 | 930000 | None | 417 | 0.168 | 0 | 64.2 | 0.0541 | 0 | [6 empty] | DEER:HVAC_Split-Package_HP | Annual | 20 | [13 empty] | CZ2022 | None
NE-HVAC-airHP-SpltPkg-65to134kBtuh-12p0eer-3p55cop-wPreEcono | DEER2023 | D23 v1 | 2022-10-06 00:17 | Any | EUn | Ex | CZ05 | cDXHP | Cap-Tons | 2290 | 930000 | None | 359 | 0.101 | 0 | 39.5 | 0.0226 | 0 | [6 empty] | DEER:HVAC_Split-Package_HP | Annual | 20 | [13 empty] | CZ2022 | None
NE-HVAC-airHP-SpltPkg-65to134kBtuh-12p0eer-3p55cop-wPreEcono | DEER2023 | D23 v1 | 2022-10-06 00:17 | Any | EUn | Ex | CZ06 | cDXHP | Cap-Tons | 2440 | 930000 | None | 393 | 0.151 | 0 | 61.1 | 0.0365 | 0 | [6 empty] | DEER:HVAC_Split-Package_HP | Annual | 20 | [13 empty] | CZ2022 | None
NE-HVAC-airHP-SpltPkg-65to134kBtuh-12p0eer-3p55cop-wPreEcono | DEER2023 | D23 v1 | 2022-10-06 00:17 | Any | EUn | Ex | CZ07 | cDXHP | Cap-Tons | 2410 | 930000 | None | 365 | 0.139 | 0 | 51.8 | 0.0319 | 0 | [6 empty] | DEER:HVAC_Split-Package_HP | Annual | 20 | [13 empty] | CZ2022 | None
NE-HVAC-airHP-SpltPkg-65to134kBtuh-12p0eer-3p55cop-wPreEcono | DEER2023 | D23 v1 | 2022-10-06 00:17 | Any | EUn | Ex | CZ08 | cDXHP | Cap-Tons | 2250 | 930000 | None | 437 | 0.156 | 0 | 82.7 | 0.0448 | 0 | [6 empty] | DEER:HVAC_Split-Package_HP | Annual | 20 | [13 empty] | CZ2022 | None
NE-HVAC-airHP-SpltPkg-65to134kBtuh-12p0eer-3p55cop-wPreEcono | DEER2023 | D23 v1 | 2022-10-06 00:17 | Any | EUn | Ex | CZ09 | cDXHP | Cap-Tons | 2770 | 930000 | None | 433 | 0.177 | 0 | 65.3 | 0.0426 | 0 | [6 empty] | DEER:HVAC_Split-Package_HP | Annual | 20 | [13 empty] | CZ2022 | None
NE-HVAC-airHP-SpltPkg-65to134kBtuh-12p0eer-3p55cop-wPreEcono | DEER2023 | D23 v1 | 2022-10-06 00:17 | Any | EUn | Ex | CZ10 | cDXHP | Cap-Tons | 2450 | 930000 | None | 474 | 0.189 | 0 | 80.2 | 0.0432 | 0 | [6 empty] | DEER:HVAC_Split-Package_HP | Annual | 20 | [13 empty] | CZ2022 | None
NE-HVAC-airHP-SpltPkg-65to134kBtuh-12p0eer-3p55cop-wPreEcono | DEER2023 | D23 v1 | 2022-10-06 00:17 | Any | EUn | Ex | CZ11 | cDXHP | Cap-Tons | 2430 | 930000 | None | 507 | 0.202 | 0 | 82.2 | 0.059 | 0 | [6 empty] | DEER:HVAC_Split-Package_HP | Annual | 20 | [13 empty] | CZ2022 | None
NE-HVAC-airHP-SpltPkg-65to134kBtuh-12p0eer-3p55cop-wPreEcono | DEER2023 | D23 v1 | 2022-10-06 00:17 | Any | EUn | Ex | CZ12 | cDXHP | Cap-Tons | 2210 | 930000 | None | 462 | 0.195 | 0 | 74.2 | 0.0572 | 0 | [6 empty] | DEER:HVAC_Split-Package_HP | Annual | 20 | [13 empty] | CZ2022 | None
NE-HVAC-airHP-SpltPkg-65to134kBtuh-12p0eer-3p55cop-wPreEcono | DEER2023 | D23 v1 | 2022-10-06 00:17 | Any | EUn | Ex | CZ13 | cDXHP | Cap-Tons | 2480 | 930000 | None | 508 | 0.205 | 0 | 88 | 0.0582 | 0 | [6 empty] | DEER:HVAC_Split-Package_HP | Annual | 20 | [13 empty] | CZ2022 | None
NE-HVAC-airHP-SpltPkg-65to134kBtuh-12p0eer-3p55cop-wPreEcono | DEER2023 | D23 v1 | 2022-10-06 00:17 | Any | EUn | Ex | CZ14 | cDXHP | Cap-Tons | 2560 | 930000 | None | 495 | 0.202 | 0 | 76.4 | 0.0481 | 0 | [6 empty] | DEER:HVAC_Split-Package_HP | Annual | 20 | [13 empty] | CZ2022 | None
NE-HVAC-airHP-SpltPkg-65to134kBtuh-12p0eer-3p55cop-wPreEcono | DEER2023 | D23 v1 | 2022-10-06 00:17 | Any | EUn | Ex | CZ15 | cDXHP | Cap-Tons | 3420 | 930000 | None | 568 | 0.238 | 0 | 102 | 0.0554 | 0 | [6 empty] | DEER:HVAC_Split-Package_HP | Annual | 20 | [13 empty] | CZ2022 | None
NE-HVAC-airHP-SpltPkg-65to134kBtuh-12p0eer-3p55cop-wPreEcono | DEER2023 | D23 v1 | 2022-10-06 00:17 | Any | EUn | Ex | CZ16 | cDXHP | Cap-Tons | 2350 | 930000 | None | 514 | 0.00895 | 0 | 52 | 0.00559 | 0 | [6 empty] | DEER:HVAC_Split-Package_HP | Annual | 20 | [13 empty] | CZ2022 | None
NE-HVAC-airHP-SpltPkg-65to134kBtuh-12p0eer-3p55cop-wPreEcono | DEER2023 | D23 v1 | 2022-10-06 00:17 | Any | EUn | Old | CZ01 | cDXHP | Cap-Tons | 2700 | 930000 | None | 472 | 0.0893 | 0 | 26.3 | 0.0172 | 0 | [6 empty] | DEER:HVAC_Split-Package_HP | Annual | 20 | [13 empty] | CZ2022 | None
NE-HVAC-airHP-SpltPkg-65to134kBtuh-12p0eer-3p55cop-wPreEcono | DEER2023 | D23 v1 | 2022-10-06 00:17 | Any | EUn | Old | CZ02 | cDXHP | Cap-Tons | 2460 | 930000 | None | 500 | 0.184 | 0 | 63 | 0.0495 | 0 | [6 empty] | DEER:HVAC_Split-Package_HP | Annual | 20 | [13 empty] | CZ2022 | None
NE-HVAC-airHP-SpltPkg-65to134kBtuh-12p0eer-3p55cop-wPreEcono | DEER2023 | D23 v1 | 2022-10-06 00:17 | Any | EUn | Old | CZ03 | cDXHP | Cap-Tons | 2860 | 930000 | None | 396 | 0.153 | 0 | 33.7 | 0.0311 | 0 | [6 empty] | DEER:HVAC_Split-Package_HP | Annual | 20 | [13 empty] | CZ2022 | None
NE-HVAC-airHP-SpltPkg-65to134kBtuh-12p0eer-3p55cop-wPreEcono | DEER2023 | D23 v1 | 2022-10-06 00:17 | Any | EUn | Old | CZ04 | cDXHP | Cap-Tons | 2520 | 930000 | None | 479 | 0.191 | 0 | 68 | 0.0548 | 0 | [6 empty] | DEER:HVAC_Split-Package_HP | Annual | 20 | [13 empty] | CZ2022 | None
NE-HVAC-airHP-SpltPkg-65to134kBtuh-12p0eer-3p55cop-wPreEcono | DEER2023 | D23 v1 | 2022-10-06 00:17 | Any | EUn | Old | CZ05 | cDXHP | Cap-Tons | 2820 | 930000 | None | 406 | 0.118 | 0 | 39.4 | 0.0219 | 0 | [6 empty] | DEER:HVAC_Split-Package_HP | Annual | 20 | [13 empty] | CZ2022 | None
NE-HVAC-airHP-SpltPkg-65to134kBtuh-12p0eer-3p55cop-wPreEcono | DEER2023 | D23 v1 | 2022-10-06 00:17 | Any | EUn | Old | CZ06 | cDXHP | Cap-Tons | 2960 | 930000 | None | 463 | 0.173 | 0 | 61.4 | 0.0349 | 0 | [6 empty] | DEER:HVAC_Split-Package_HP | Annual | 20 | [13 empty] | CZ2022 | None
NE-HVAC-airHP-SpltPkg-65to134kBtuh-12p0eer-3p55cop-wPreEcono | DEER2023 | D23 v1 | 2022-10-06 00:17 | Any | EUn | Old | CZ07 | cDXHP | Cap-Tons | 2910 | 930000 | None | 417 | 0.156 | 0 | 51.8 | 0.0303 | 0 | [6 empty] | DEER:HVAC_Split-Package_HP | Annual | 20 | [13 empty] | CZ2022 | None
NE-HVAC-airHP-SpltPkg-65to134kBtuh-12p0eer-3p55cop-wPreEcono | DEER2023 | D23 v1 | 2022-10-06 00:17 | Any | EUn | Old | CZ08 | cDXHP | Cap-Tons | 2590 | 930000 | None | 516 | 0.182 | 0 | 86.4 | 0.0449 | 0 | [6 empty] | DEER:HVAC_Split-Package_HP | Annual | 20 | [13 empty] | CZ2022 | None
NE-HVAC-airHP-SpltPkg-65to134kBtuh-12p0eer-3p55cop-wPreEcono | DEER2023 | D23 v1 | 2022-10-06 00:17 | Any | EUn | Old | CZ09 | cDXHP | Cap-Tons | 3140 | 930000 | None | 509 | 0.204 | 0 | 69.7 | 0.0435 | 0 | [6 empty] | DEER:HVAC_Split-Package_HP | Annual | 20 | [13 empty] | CZ2022 | None
NE-HVAC-airHP-SpltPkg-65to134kBtuh-12p0eer-3p55cop-wPreEcono | DEER2023 | D23 v1 | 2022-10-06 00:17 | Any | EUn | Old | CZ10 | cDXHP | Cap-Tons | 2930 | 930000 | None | 551 | 0.213 | 0 | 84.4 | 0.0444 | 0 | [6 empty] | DEER:HVAC_Split-Package_HP | Annual | 20 | [13 empty] | CZ2022 | None
NE-HVAC-airHP-SpltPkg-65to134kBtuh-12p0eer-3p55cop-wPreEcono | DEER2023 | D23 v1 | 2022-10-06 00:17 | Any | EUn | Old | CZ11 | cDXHP | Cap-Tons | 2850 | 930000 | None | 587 | 0.229 | 0 | 86.4 | 0.0606 | 0 | [6 empty] | DEER:HVAC_Split-Package_HP | Annual | 20 | [13 empty] | CZ2022 | None
NE-HVAC-airHP-SpltPkg-65to134kBtuh-12p0eer-3p55cop-wPreEcono | DEER2023 | D23 v1 | 2022-10-06 00:17 | Any | EUn | Old | CZ12 | cDXHP | Cap-Tons | 2620 | 930000 | None | 530 | 0.221 | 0 | 77.1 | 0.0585 | 0 | [6 empty] | DEER:HVAC_Split-Package_HP | Annual | 20 | [13 empty] | CZ2022 | None
NE-HVAC-airHP-SpltPkg-65to134kBtuh-12p0eer-3p55cop-wPreEcono | DEER2023 | D23 v1 | 2022-10-06 00:17 | Any | EUn | Old | CZ13 | cDXHP | Cap-Tons | 2920 | 930000 | None | 587 | 0.232 | 0 | 91.5 | 0.0596 | 0 | [6 empty] | DEER:HVAC_Split-Package_HP | Annual | 20 | [13 empty] | CZ2022 | None
NE-HVAC-airHP-SpltPkg-65to134kBtuh-12p0eer-3p55cop-wPreEcono | DEER2023 | D23 v1 | 2022-10-06 00:17 | Any | EUn | Old | CZ14 | cDXHP | Cap-Tons | 3000 | 930000 | None | 570 | 0.228 | 0 | 81.6 | 0.0504 | 0 | [6 empty] | DEER:HVAC_Split-Package_HP | Annual | 20 | [13 empty] | CZ2022 | None
NE-HVAC-airHP-SpltPkg-65to134kBtuh-12p0eer-3p55cop-wPreEcono | DEER2023 | D23 v1 | 2022-10-06 00:17 | Any | EUn | Old | CZ15 | cDXHP | Cap-Tons | 3910 | 930000 | None | 666 | 0.269 | 0 | 109 | 0.0577 | 0 | [6 empty] | DEER:HVAC_Split-Package_HP | Annual | 20 | [13 empty] | CZ2022 | None
NE-HVAC-airHP-SpltPkg-65to134kBtuh-12p0eer-3p55cop-wPreEcono | DEER2023 | D23 v1 | 2022-10-06 00:17 | Any | EUn | Old | CZ16 | cDXHP | Cap-Tons | 2990 | 930000 | None | 560 | 0.0163 | 0 | 50.6 | 0.00846 | 0 | [6 empty] | DEER:HVAC_Split-Package_HP | Annual | 20 | [13 empty] | CZ2022 | None
NE-HVAC-airHP-SpltPkg-65to134kBtuh-12p0eer-3p55cop-wPreEcono | DEER2023 | D23 v1 | 2022-10-06 00:17 | Any | EUn | Rec | CZ01 | cDXHP | Cap-Tons | 1910 | 930000 | None | 47.5 | 0.0224 | 0 | 29.9 | 0.0183 | 0 | [6 empty] | DEER:HVAC_Split-Package_HP | Annual | 20 | [13 empty] | CZ2022 | None
NE-HVAC-airHP-SpltPkg-65to134kBtuh-12p0eer-3p55cop-wPreEcono | DEER2023 | D23 v1 | 2022-10-06 00:17 | Any | EUn | Rec | CZ02 | cDXHP | Cap-Tons | 1920 | 930000 | None | 77.1 | 0.0594 | 0 | 58.2 | 0.0488 | 0 | [6 empty] | DEER:HVAC_Split-Package_HP | Annual | 20 | [13 empty] | CZ2022 | None
NE-HVAC-airHP-SpltPkg-65to134kBtuh-12p0eer-3p55cop-wPreEcono | DEER2023 | D23 v1 | 2022-10-06 00:17 | Any | EUn | Rec | CZ03 | cDXHP | Cap-Tons | 2030 | 930000 | None | 48 | 0.0405 | 0 | 35.3 | 0.0332 | 0 | [6 empty] | DEER:HVAC_Split-Package_HP | Annual | 20 | [13 empty] | CZ2022 | None
NE-HVAC-airHP-SpltPkg-65to134kBtuh-12p0eer-3p55cop-wPreEcono | DEER2023 | D23 v1 | 2022-10-06 00:17 | Any | EUn | Rec | CZ04 | cDXHP | Cap-Tons | 1960 | 930000 | None | 80.7 | 0.0662 | 0 | 63.1 | 0.0544 | 0 | [6 empty] | DEER:HVAC_Split-Package_HP | Annual | 20 | [13 empty] | CZ2022 | None
NE-HVAC-airHP-SpltPkg-65to134kBtuh-12p0eer-3p55cop-wPreEcono | DEER2023 | D23 v1 | 2022-10-06 00:17 | Any | EUn | Rec | CZ05 | cDXHP | Cap-Tons | 1980 | 930000 | None | 54.2 | 0.0292 | 0 | 40.9 | 0.024 | 0 | [6 empty] | DEER:HVAC_Split-Package_HP | Annual | 20 | [13 empty] | CZ2022 | None
NE-HVAC-airHP-SpltPkg-65to134kBtuh-12p0eer-3p55cop-wPreEcono | DEER2023 | D23 v1 | 2022-10-06 00:17 | Any | EUn | Rec | CZ06 | cDXHP | Cap-Tons | 2120 | 930000 | None | 79.2 | 0.0469 | 0 | 63.5 | 0.0385 | 0 | [6 empty] | DEER:HVAC_Split-Package_HP | Annual | 20 | [13 empty] | CZ2022 | None
NE-HVAC-airHP-SpltPkg-65to134kBtuh-12p0eer-3p55cop-wPreEcono | DEER2023 | D23 v1 | 2022-10-06 00:17 | Any | EUn | Rec | CZ07 | cDXHP | Cap-Tons | 2080 | 930000 | None | 67.8 | 0.0414 | 0 | 54.3 | 0.034 | 0 | [6 empty] | DEER:HVAC_Split-Package_HP | Annual | 20 | [13 empty] | CZ2022 | None
NE-HVAC-airHP-SpltPkg-65to134kBtuh-12p0eer-3p55cop-wPreEcono | DEER2023 | D23 v1 | 2022-10-06 00:17 | Any | EUn | Rec | CZ08 | cDXHP | Cap-Tons | 2020 | 930000 | None | 102 | 0.0557 | 0 | 82.6 | 0.0458 | 0 | [6 empty] | DEER:HVAC_Split-Package_HP | Annual | 20 | [13 empty] | CZ2022 | None
NE-HVAC-airHP-SpltPkg-65to134kBtuh-12p0eer-3p55cop-wPreEcono | DEER2023 | D23 v1 | 2022-10-06 00:17 | Any | EUn | Rec | CZ09 | cDXHP | Cap-Tons | 2500 | 930000 | None | 79.7 | 0.052 | 0 | 64.1 | 0.0427 | 0 | [6 empty] | DEER:HVAC_Split-Package_HP | Annual | 20 | [13 empty] | CZ2022 | None
NE-HVAC-airHP-SpltPkg-65to134kBtuh-12p0eer-3p55cop-wPreEcono | DEER2023 | D23 v1 | 2022-10-06 00:17 | Any | EUn | Rec | CZ10 | cDXHP | Cap-Tons | 2300 | 930000 | None | 98.2 | 0.052 | 0 | 78.8 | 0.0427 | 0 | [6 empty] | DEER:HVAC_Split-Package_HP | Annual | 20 | [13 empty] | CZ2022 | None
NE-HVAC-airHP-SpltPkg-65to134kBtuh-12p0eer-3p55cop-wPreEcono | DEER2023 | D23 v1 | 2022-10-06 00:17 | Any | EUn | Rec | CZ11 | cDXHP | Cap-Tons | 2210 | 930000 | None | 102 | 0.0704 | 0 | 80.6 | 0.0579 | 0 | [6 empty] | DEER:HVAC_Split-Package_HP | Annual | 20 | [13 empty] | CZ2022 | None
NE-HVAC-airHP-SpltPkg-65to134kBtuh-12p0eer-3p55cop-wPreEcono | DEER2023 | D23 v1 | 2022-10-06 00:17 | Any | EUn | Rec | CZ12 | cDXHP | Cap-Tons | 2050 | 930000 | None | 93.4 | 0.0685 | 0 | 73 | 0.0563 | 0 | [6 empty] | DEER:HVAC_Split-Package_HP | Annual | 20 | [13 empty] | CZ2022 | None
NE-HVAC-airHP-SpltPkg-65to134kBtuh-12p0eer-3p55cop-wPreEcono | DEER2023 | D23 v1 | 2022-10-06 00:17 | Any | EUn | Rec | CZ13 | cDXHP | Cap-Tons | 2280 | 930000 | None | 109 | 0.0696 | 0 | 86.4 | 0.0572 | 0 | [6 empty] | DEER:HVAC_Split-Package_HP | Annual | 20 | [13 empty] | CZ2022 | None
NE-HVAC-airHP-SpltPkg-65to134kBtuh-12p0eer-3p55cop-wPreEcono | DEER2023 | D23 v1 | 2022-10-06 00:17 | Any | EUn | Rec | CZ14 | cDXHP | Cap-Tons | 2360 | 930000 | None | 94.2 | 0.0569 | 0 | 74.8 | 0.0467 | 0 | [6 empty] | DEER:HVAC_Split-Package_HP | Annual | 20 | [13 empty] | CZ2022 | None
NE-HVAC-airHP-SpltPkg-65to134kBtuh-12p0eer-3p55cop-wPreEcono | DEER2023 | D23 v1 | 2022-10-06 00:17 | Any | EUn | Rec | CZ15 | cDXHP | Cap-Tons | 3170 | 930000 | None | 122 | 0.0655 | 0 | 99.7 | 0.0538 | 0 | [6 empty] | DEER:HVAC_Split-Package_HP | Annual | 20 | [13 empty] | CZ2022 | None
NE-HVAC-airHP-SpltPkg-65to134kBtuh-12p0eer-3p55cop-wPreEcono | DEER2023 | D23 v1 | 2022-10-06 00:17 | Any | EUn | Rec | CZ16 | cDXHP | Cap-Tons | 2080 | 930000 | None | 71.8 | 0.0046 | 0 | 50 | 0.00378 | 0 | [6 empty] | DEER:HVAC_Split-Package_HP | Annual | 20 | [13 empty] | CZ2022 | None
NE-HVAC-airHP-SpltPkg-65to134kBtuh-12p0eer-3p55cop-wPreEcono | DEER2023 | D23 v1 | 2022-10-06 00:17 | Any | Gro | Ex | CZ01 | cDXHP | Cap-Tons | 61.7 | 50000 | None | 1360 | 0.135 | -0.00802 | 124 | 0.0115 | 0 | [6 empty] | DEER:HVAC_Split-Package_HP | Annual | 20 | [13 empty] | CZ2022 | None
NE-HVAC-airHP-SpltPkg-65to134kBtuh-12p0eer-3p55cop-wPreEcono | DEER2023 | D23 v1 | 2022-10-06 00:17 | Any | Gro | Ex | CZ02 | cDXHP | Cap-Tons | 107 | 50000 | None | 820 | 0.16 | 0.00104 | 80.4 | 0.0258 | 0 | [6 empty] | DEER:HVAC_Split-Package_HP | Annual | 20 | [13 empty] | CZ2022 | None
NE-HVAC-airHP-SpltPkg-65to134kBtuh-12p0eer-3p55cop-wPreEcono | DEER2023 | D23 v1 | 2022-10-06 00:17 | Any | Gro | Ex | CZ03 | cDXHP | Cap-Tons | 73.9 | 50000 | None | 990 | 0.156 | -0.00252 | 83.9 | 0.0206 | 0 | [6 empty] | DEER:HVAC_Split-Package_HP | Annual | 20 | [13 empty] | CZ2022 | None
NE-HVAC-airHP-SpltPkg-65to134kBtuh-12p0eer-3p55cop-wPreEcono | DEER2023 | D23 v1 | 2022-10-06 00:17 | Any | Gro | Ex | CZ04 | cDXHP | Cap-Tons | 96.2 | 50000 | None | 804 | 0.182 | -0.00065 | 82.1 | 0.0335 | 0 | [6 empty] | DEER:HVAC_Split-Package_HP | Annual | 20 | [13 empty] | CZ2022 | None
NE-HVAC-airHP-SpltPkg-65to134kBtuh-12p0eer-3p55cop-wPreEcono | DEER2023 | D23 v1 | 2022-10-06 00:17 | Any | Gro | Ex | CZ05 | cDXHP | Cap-Tons | 77 | 50000 | None | 975 | 0.127 | 0.00018 | 83.6 | 0.0131 | 0 | [6 empty] | DEER:HVAC_Split-Package_HP | Annual | 20 | [13 empty] | CZ2022 | None
NE-HVAC-airHP-SpltPkg-65to134kBtuh-12p0eer-3p55cop-wPreEcono | DEER2023 | D23 v1 | 2022-10-06 00:17 | Any | Gro | Ex | CZ06 | cDXHP | Cap-Tons | 90.5 | 50000 | None | 848 | 0.189 | 0.00127 | 78.3 | 0.0243 | 0 | [6 empty] | DEER:HVAC_Split-Package_HP | Annual | 20 | [13 empty] | CZ2022 | None
NE-HVAC-airHP-SpltPkg-65to134kBtuh-12p0eer-3p55cop-wPreEcono | DEER2023 | D23 v1 | 2022-10-06 00:17 | Any | Gro | Ex | CZ07 | cDXHP | Cap-Tons | 84.7 | 50000 | None | 823 | 0.168 | -0.00154 | 73.8 | 0.0202 | 0 | [6 empty] | DEER:HVAC_Split-Package_HP | Annual | 20 | [13 empty] | CZ2022 | None
NE-HVAC-airHP-SpltPkg-65to134kBtuh-12p0eer-3p55cop-wPreEcono | DEER2023 | D23 v1 | 2022-10-06 00:17 | Any | Gro | Ex | CZ08 | cDXHP | Cap-Tons | 99.7 | 50000 | None | 780 | 0.161 | -0.00069 | 86 | 0.0282 | 0 | [6 empty] | DEER:HVAC_Split-Package_HP | Annual | 20 | [13 empty] | CZ2022 | None
NE-HVAC-airHP-SpltPkg-65to134kBtuh-12p0eer-3p55cop-wPreEcono | DEER2023 | D23 v1 | 2022-10-06 00:17 | Any | Gro | Ex | CZ09 | cDXHP | Cap-Tons | 89.2 | 50000 | None | 802 | 0.183 | -0.0005 | 92.4 | 0.0387 | 0 | [6 empty] | DEER:HVAC_Split-Package_HP | Annual | 20 | [13 empty] | CZ2022 | None
NE-HVAC-airHP-SpltPkg-65to134kBtuh-12p0eer-3p55cop-wPreEcono | DEER2023 | D23 v1 | 2022-10-06 00:17 | Any | Gro | Ex | CZ10 | cDXHP | Cap-Tons | 99.1 | 50000 | None | 822 | 0.208 | -0.00013 | 93.5 | 0.0391 | 0 | [6 empty] | DEER:HVAC_Split-Package_HP | Annual | 20 | [13 empty] | CZ2022 | None
NE-HVAC-airHP-SpltPkg-65to134kBtuh-12p0eer-3p55cop-wPreEcono | DEER2023 | D23 v1 | 2022-10-06 00:17 | Any | Gro | Ex | CZ11 | cDXHP | Cap-Tons | 111 | 50000 | None | 867 | 0.225 | 0.00027 | 99.8 | 0.0491 | 0 | [6 empty] | DEER:HVAC_Split-Package_HP | Annual | 20 | [13 empty] | CZ2022 | None
NE-HVAC-airHP-SpltPkg-65to134kBtuh-12p0eer-3p55cop-wPreEcono | DEER2023 | D23 v1 | 2022-10-06 00:17 | Any | Gro | Ex | CZ12 | cDXHP | Cap-Tons | 116 | 50000 | None | 828 | 0.223 | 0.00142 | 84.1 | 0.0401 | 0 | [6 empty] | DEER:HVAC_Split-Package_HP | Annual | 20 | [13 empty] | CZ2022 | None
NE-HVAC-airHP-SpltPkg-65to134kBtuh-12p0eer-3p55cop-wPreEcono | DEER2023 | D23 v1 | 2022-10-06 00:17 | Any | Gro | Ex | CZ13 | cDXHP | Cap-Tons | 122 | 50000 | None | 831 | 0.233 | 0.00018 | 94.3 | 0.0461 | 0 | [6 empty] | DEER:HVAC_Split-Package_HP | Annual | 20 | [13 empty] | CZ2022 | None
NE-HVAC-airHP-SpltPkg-65to134kBtuh-12p0eer-3p55cop-wPreEcono | DEER2023 | D23 v1 | 2022-10-06 00:17 | Any | Gro | Ex | CZ14 | cDXHP | Cap-Tons | 103 | 50000 | None | 875 | 0.214 | 0.00024 | 104 | 0.046 | 0 | [6 empty] | DEER:HVAC_Split-Package_HP | Annual | 20 | [13 empty] | CZ2022 | None
NE-HVAC-airHP-SpltPkg-65to134kBtuh-12p0eer-3p55cop-wPreEcono | DEER2023 | D23 v1 | 2022-10-06 00:17 | Any | Gro | Ex | CZ15 | cDXHP | Cap-Tons | 136 | 50000 | None | 876 | 0.262 | -0.00045 | 113 | 0.0564 | 0 | [6 empty] | DEER:HVAC_Split-Package_HP | Annual | 20 | [13 empty] | CZ2022 | None
NE-HVAC-airHP-SpltPkg-65to134kBtuh-12p0eer-3p55cop-wPreEcono | DEER2023 | D23 v1 | 2022-10-06 00:17 | Any | Gro | Ex | CZ16 | cDXHP | Cap-Tons | 68.9 | 50000 | None | 1530 | 0.179 | 0.00343 | 131 | 0.0271 | 0 | [6 empty] | DEER:HVAC_Split-Package_HP | Annual | 20 | [13 empty] | CZ2022 | None
NE-HVAC-airHP-SpltPkg-65to134kBtuh-12p0eer-3p55cop-wPreEcono | DEER2023 | D23 v1 | 2022-10-06 00:17 | Any | Gro | Old | CZ01 | cDXHP | Cap-Tons | 65.7 | 50000 | None | 1750 | 0.172 | -0.00126 | 149 | 0.0111 | 0 | [6 empty] | DEER:HVAC_Split-Package_HP | Annual | 20 | [13 empty] | CZ2022 | None
NE-HVAC-airHP-SpltPkg-65to134kBtuh-12p0eer-3p55cop-wPreEcono | DEER2023 | D23 v1 | 2022-10-06 00:17 | Any | Gro | Old | CZ02 | cDXHP | Cap-Tons | 115 | 50000 | None | 1020 | 0.19 | 0.00048 | 88.4 | 0.0211 | 0 | [6 empty] | DEER:HVAC_Split-Package_HP | Annual | 20 | [13 empty] | CZ2022 | None
NE-HVAC-airHP-SpltPkg-65to134kBtuh-12p0eer-3p55cop-wPreEcono | DEER2023 | D23 v1 | 2022-10-06 00:17 | Any | Gro | Old | CZ03 | cDXHP | Cap-Tons | 77.5 | 50000 | None | 1310 | 0.191 | -0.00308 | 103 | 0.0141 | 0 | [6 empty] | DEER:HVAC_Split-Package_HP | Annual | 20 | [13 empty] | CZ2022 | None
NE-HVAC-airHP-SpltPkg-65to134kBtuh-12p0eer-3p55cop-wPreEcono | DEER2023 | D23 v1 | 2022-10-06 00:17 | Any | Gro | Old | CZ04 | cDXHP | Cap-Tons | 101 | 50000 | None | 1020 | 0.228 | -0.0002 | 88.2 | 0.027 | 0 | [6 empty] | DEER:HVAC_Split-Package_HP | Annual | 20 | [13 empty] | CZ2022 | None
NE-HVAC-airHP-SpltPkg-65to134kBtuh-12p0eer-3p55cop-wPreEcono | DEER2023 | D23 v1 | 2022-10-06 00:17 | Any | Gro | Old | CZ05 | cDXHP | Cap-Tons | 84.9 | 50000 | None | 1190 | 0.14 | 0.00274 | 96.2 | 0.00925 | 0 | [6 empty] | DEER:HVAC_Split-Package_HP | Annual | 20 | [13 empty] | CZ2022 | None
NE-HVAC-airHP-SpltPkg-65to134kBtuh-12p0eer-3p55cop-wPreEcono | DEER2023 | D23 v1 | 2022-10-06 00:17 | Any | Gro | Old | CZ06 | cDXHP | Cap-Tons | 91.2 | 50000 | None | 1080 | 0.218 | 0.00115 | 81.3 | 0.0165 | 0 | [6 empty] | DEER:HVAC_Split-Package_HP | Annual | 20 | [13 empty] | CZ2022 | None
NE-HVAC-airHP-SpltPkg-65to134kBtuh-12p0eer-3p55cop-wPreEcono | DEER2023 | D23 v1 | 2022-10-06 00:17 | Any | Gro | Old | CZ07 | cDXHP | Cap-Tons | 83.5 | 50000 | None | 1100 | 0.173 | -0.00126 | 81.7 | 0.0137 | 0 | [6 empty] | DEER:HVAC_Split-Package_HP | Annual | 20 | [13 empty] | CZ2022 | None
NE-HVAC-airHP-SpltPkg-65to134kBtuh-12p0eer-3p55cop-wPreEcono | DEER2023 | D23 v1 | 2022-10-06 00:17 | Any | Gro | Old | CZ08 | cDXHP | Cap-Tons | 97.7 | 50000 | None | 1000 | 0.2 | -0.00149 | 85.4 | 0.0221 | 0 | [6 empty] | DEER:HVAC_Split-Package_HP | Annual | 20 | [13 empty] | CZ2022 | None
NE-HVAC-airHP-SpltPkg-65to134kBtuh-12p0eer-3p55cop-wPreEcono | DEER2023 | D23 v1 | 2022-10-06 00:17 | Any | Gro | Old | CZ09 | cDXHP | Cap-Tons | 92.5 | 50000 | None | 1010 | 0.232 | -0.00029 | 91.4 | 0.0316 | 0 | [6 empty] | DEER:HVAC_Split-Package_HP | Annual | 20 | [13 empty] | CZ2022 | None
NE-HVAC-airHP-SpltPkg-65to134kBtuh-12p0eer-3p55cop-wPreEcono | DEER2023 | D23 v1 | 2022-10-06 00:17 | Any | Gro | Old | CZ10 | cDXHP | Cap-Tons | 107 | 50000 | None | 1020 | 0.246 | 0.00139 | 92.7 | 0.0319 | 0 | [6 empty] | DEER:HVAC_Split-Package_HP | Annual | 20 | [13 empty] | CZ2022 | None
NE-HVAC-airHP-SpltPkg-65to134kBtuh-12p0eer-3p55cop-wPreEcono | DEER2023 | D23 v1 | 2022-10-06 00:17 | Any | Gro | Old | CZ11 | cDXHP | Cap-Tons | 120 | 50000 | None | 1060 | 0.278 | 0.00074 | 101 | 0.0437 | 0 | [6 empty] | DEER:HVAC_Split-Package_HP | Annual | 20 | [13 empty] | CZ2022 | None
NE-HVAC-airHP-SpltPkg-65to134kBtuh-12p0eer-3p55cop-wPreEcono | DEER2023 | D23 v1 | 2022-10-06 00:17 | Any | Gro | Old | CZ12 | cDXHP | Cap-Tons | 122 | 50000 | None | 1010 | 0.263 | -0.00035 | 87.6 | 0.0349 | 0 | [6 empty] | DEER:HVAC_Split-Package_HP | Annual | 20 | [13 empty] | CZ2022 | None
NE-HVAC-airHP-SpltPkg-65to134kBtuh-12p0eer-3p55cop-wPreEcono | DEER2023 | D23 v1 | 2022-10-06 00:17 | Any | Gro | Old | CZ13 | cDXHP | Cap-Tons | 131 | 50000 | None | 1040 | 0.284 | 0.00021 | 93.3 | 0.0396 | 0 | [6 empty] | DEER:HVAC_Split-Package_HP | Annual | 20 | [13 empty] | CZ2022 | None
NE-HVAC-airHP-SpltPkg-65to134kBtuh-12p0eer-3p55cop-wPreEcono | DEER2023 | D23 v1 | 2022-10-06 00:17 | Any | Gro | Old | CZ14 | cDXHP | Cap-Tons | 112 | 50000 | None | 1070 | 0.263 | 0.00345 | 105 | 0.0408 | 0 | [6 empty] | DEER:HVAC_Split-Package_HP | Annual | 20 | [13 empty] | CZ2022 | None
NE-HVAC-airHP-SpltPkg-65to134kBtuh-12p0eer-3p55cop-wPreEcono | DEER2023 | D23 v1 | 2022-10-06 00:17 | Any | Gro | Old | CZ15 | cDXHP | Cap-Tons | 148 | 50000 | None | 1050 | 0.32 | -0.00062 | 103 | 0.0511 | 0 | [6 empty] | DEER:HVAC_Split-Package_HP | Annual | 20 | [13 empty] | CZ2022 | None
NE-HVAC-airHP-SpltPkg-65to134kBtuh-12p0eer-3p55cop-wPreEcono | DEER2023 | D23 v1 | 2022-10-06 00:17 | Any | Gro | Old | CZ16 | cDXHP | Cap-Tons | 76.1 | 50000 | None | 1870 | 0.22 | 0.00463 | 143 | 0.022 | 0 | [6 empty] | DEER:HVAC_Split-Package_HP | Annual | 20 | [13 empty] | CZ2022 | None
NE-HVAC-airHP-SpltPkg-65to134kBtuh-12p0eer-3p55cop-wPreEcono | DEER2023 | D23 v1 | 2022-10-06 00:17 | Any | Gro | Rec | CZ01 | cDXHP | Cap-Tons | 56.3 | 50000 | None | 202 | 0.0153 | 0 | 116 | 0.0111 | 0 | [6 empty] | DEER:HVAC_Split-Package_HP | Annual | 20 | [13 empty] | CZ2022 | None
NE-HVAC-airHP-SpltPkg-65to134kBtuh-12p0eer-3p55cop-wPreEcono | DEER2023 | D23 v1 | 2022-10-06 00:17 | Any | Gro | Rec | CZ02 | cDXHP | Cap-Tons | 98.3 | 50000 | None | 122 | 0.0334 | 0 | 76.3 | 0.0275 | 0 | [6 empty] | DEER:HVAC_Split-Package_HP | Annual | 20 | [13 empty] | CZ2022 | None
NE-HVAC-airHP-SpltPkg-65to134kBtuh-12p0eer-3p55cop-wPreEcono | DEER2023 | D23 v1 | 2022-10-06 00:17 | Any | Gro | Rec | CZ03 | cDXHP | Cap-Tons | 67.4 | 50000 | None | 133 | 0.0261 | 0 | 79.1 | 0.0213 | 0 | [6 empty] | DEER:HVAC_Split-Package_HP | Annual | 20 | [13 empty] | CZ2022 | None
NE-HVAC-airHP-SpltPkg-65to134kBtuh-12p0eer-3p55cop-wPreEcono | DEER2023 | D23 v1 | 2022-10-06 00:17 | Any | Gro | Rec | CZ04 | cDXHP | Cap-Tons | 88.3 | 50000 | None | 120 | 0.0429 | 0 | 77.7 | 0.0353 | 0 | [6 empty] | DEER:HVAC_Split-Package_HP | Annual | 20 | [13 empty] | CZ2022 | None
NE-HVAC-airHP-SpltPkg-65to134kBtuh-12p0eer-3p55cop-wPreEcono | DEER2023 | D23 v1 | 2022-10-06 00:17 | Any | Gro | Rec | CZ05 | cDXHP | Cap-Tons | 66.5 | 50000 | None | 133 | 0.0178 | 0 | 79.8 | 0.0141 | 0 | [6 empty] | DEER:HVAC_Split-Package_HP | Annual | 20 | [13 empty] | CZ2022 | None
NE-HVAC-airHP-SpltPkg-65to134kBtuh-12p0eer-3p55cop-wPreEcono | DEER2023 | D23 v1 | 2022-10-06 00:17 | Any | Gro | Rec | CZ06 | cDXHP | Cap-Tons | 82.6 | 50000 | None | 110 | 0.0324 | 0 | 73.2 | 0.0266 | 0 | [6 empty] | DEER:HVAC_Split-Package_HP | Annual | 20 | [13 empty] | CZ2022 | None
NE-HVAC-airHP-SpltPkg-65to134kBtuh-12p0eer-3p55cop-wPreEcono | DEER2023 | D23 v1 | 2022-10-06 00:17 | Any | Gro | Rec | CZ07 | cDXHP | Cap-Tons | 73.7 | 50000 | None | 106 | 0.0278 | 0 | 70 | 0.0228 | 0 | [6 empty] | DEER:HVAC_Split-Package_HP | Annual | 20 | [13 empty] | CZ2022 | None
NE-HVAC-airHP-SpltPkg-65to134kBtuh-12p0eer-3p55cop-wPreEcono | DEER2023 | D23 v1 | 2022-10-06 00:17 | Any | Gro | Rec | CZ08 | cDXHP | Cap-Tons | 86.4 | 50000 | None | 121 | 0.0382 | 0 | 85.6 | 0.0314 | 0 | [6 empty] | DEER:HVAC_Split-Package_HP | Annual | 20 | [13 empty] | CZ2022 | None
NE-HVAC-airHP-SpltPkg-65to134kBtuh-12p0eer-3p55cop-wPreEcono | DEER2023 | D23 v1 | 2022-10-06 00:17 | Any | Gro | Rec | CZ09 | cDXHP | Cap-Tons | 79 | 50000 | None | 126 | 0.0497 | 0 | 88.3 | 0.0409 | 0 | [6 empty] | DEER:HVAC_Split-Package_HP | Annual | 20 | [13 empty] | CZ2022 | None
NE-HVAC-airHP-SpltPkg-65to134kBtuh-12p0eer-3p55cop-wPreEcono | DEER2023 | D23 v1 | 2022-10-06 00:17 | Any | Gro | Rec | CZ10 | cDXHP | Cap-Tons | 91.9 | 50000 | None | 129 | 0.0511 | 0 | 91.1 | 0.0419 | 0 | [6 empty] | DEER:HVAC_Split-Package_HP | Annual | 20 | [13 empty] | CZ2022 | None
NE-HVAC-airHP-SpltPkg-65to134kBtuh-12p0eer-3p55cop-wPreEcono | DEER2023 | D23 v1 | 2022-10-06 00:17 | Any | Gro | Rec | CZ11 | cDXHP | Cap-Tons | 97.6 | 50000 | None | 140 | 0.0607 | 0 | 96.5 | 0.0498 | 0 | [6 empty] | DEER:HVAC_Split-Package_HP | Annual | 20 | [13 empty] | CZ2022 | None
NE-HVAC-airHP-SpltPkg-65to134kBtuh-12p0eer-3p55cop-wPreEcono | DEER2023 | D23 v1 | 2022-10-06 00:17 | Any | Gro | Rec | CZ12 | cDXHP | Cap-Tons | 106 | 50000 | None | 121 | 0.0516 | 0 | 80.1 | 0.0424 | 0 | [6 empty] | DEER:HVAC_Split-Package_HP | Annual | 20 | [13 empty] | CZ2022 | None
NE-HVAC-airHP-SpltPkg-65to134kBtuh-12p0eer-3p55cop-wPreEcono | DEER2023 | D23 v1 | 2022-10-06 00:17 | Any | Gro | Rec | CZ13 | cDXHP | Cap-Tons | 111 | 50000 | None | 130 | 0.0573 | 0 | 91.8 | 0.0471 | 0 | [6 empty] | DEER:HVAC_Split-Package_HP | Annual | 20 | [13 empty] | CZ2022 | None
NE-HVAC-airHP-SpltPkg-65to134kBtuh-12p0eer-3p55cop-wPreEcono | DEER2023 | D23 v1 | 2022-10-06 00:17 | Any | Gro | Rec | CZ14 | cDXHP | Cap-Tons | 90.5 | 50000 | None | 146 | 0.0566 | 0 | 101 | 0.0464 | 0 | [6 empty] | DEER:HVAC_Split-Package_HP | Annual | 20 | [13 empty] | CZ2022 | None
NE-HVAC-airHP-SpltPkg-65to134kBtuh-12p0eer-3p55cop-wPreEcono | DEER2023 | D23 v1 | 2022-10-06 00:17 | Any | Gro | Rec | CZ15 | cDXHP | Cap-Tons | 121 | 50000 | None | 146 | 0.0699 | 0 | 113 | 0.0574 | 0 | [6 empty] | DEER:HVAC_Split-Package_HP | Annual | 20 | [13 empty] | CZ2022 | None
NE-HVAC-airHP-SpltPkg-65to134kBtuh-12p0eer-3p55cop-wPreEcono | DEER2023 | D23 v1 | 2022-10-06 00:17 | Any | Gro | Rec | CZ16 | cDXHP | Cap-Tons | 59 | 50000 | None | 208 | 0.0335 | 0 | 126 | 0.0275 | 0 | [6 empty] | DEER:HVAC_Split-Package_HP | Annual | 20 | [13 empty] | CZ2022 | None
NE-HVAC-airHP-SpltPkg-65to134kBtuh-12p0eer-3p55cop-wPreEcono | DEER2023 | D23 v1 | 2022-10-06 00:17 | Any | Hsp | Ex | CZ01 | cDXHP | Cap-Tons | 680 | 236000 | None | 880 | 0.0848 | 0 | 22.1 | 0.00871 | 0 | [6 empty] | DEER:HVAC_Split-Package_HP | Annual | 20 | [13 empty] | CZ2022 | None
NE-HVAC-airHP-SpltPkg-65to134kBtuh-12p0eer-3p55cop-wPreEcono | DEER2023 | D23 v1 | 2022-10-06 00:17 | Any | Hsp | Ex | CZ02 | cDXHP | Cap-Tons | 680 | 236000 | None | 819 | 0.154 | 0 | 44.2 | 0.029 | 0 | [6 empty] | DEER:HVAC_Split-Package_HP | Annual | 20 | [13 empty] | CZ2022 | None
NE-HVAC-airHP-SpltPkg-65to134kBtuh-12p0eer-3p55cop-wPreEcono | DEER2023 | D23 v1 | 2022-10-06 00:17 | Any | Hsp | Ex | CZ03 | cDXHP | Cap-Tons | 682 | 236000 | None | 688 | 0.123 | 0 | 26.3 | 0.0215 | 0 | [6 empty] | DEER:HVAC_Split-Package_HP | Annual | 20 | [13 empty] | CZ2022 | None
NE-HVAC-airHP-SpltPkg-65to134kBtuh-12p0eer-3p55cop-wPreEcono | DEER2023 | D23 v1 | 2022-10-06 00:17 | Any | Hsp | Ex | CZ04 | cDXHP | Cap-Tons | 684 | 236000 | None | 782 | 0.169 | 0 | 52.1 | 0.0335 | 0 | [6 empty] | DEER:HVAC_Split-Package_HP | Annual | 20 | [13 empty] | CZ2022 | None
NE-HVAC-airHP-SpltPkg-65to134kBtuh-12p0eer-3p55cop-wPreEcono | DEER2023 | D23 v1 | 2022-10-06 00:17 | Any | Hsp | Ex | CZ05 | cDXHP | Cap-Tons | 682 | 236000 | None | 735 | 0.0991 | 0 | 29.9 | 0.0146 | 0 | [6 empty] | DEER:HVAC_Split-Package_HP | Annual | 20 | [13 empty] | CZ2022 | None
NE-HVAC-airHP-SpltPkg-65to134kBtuh-12p0eer-3p55cop-wPreEcono | DEER2023 | D23 v1 | 2022-10-06 00:17 | Any | Hsp | Ex | CZ06 | cDXHP | Cap-Tons | 686 | 236000 | None | 797 | 0.157 | 0 | 61.2 | 0.0264 | 0 | [6 empty] | DEER:HVAC_Split-Package_HP | Annual | 20 | [13 empty] | CZ2022 | None
NE-HVAC-airHP-SpltPkg-65to134kBtuh-12p0eer-3p55cop-wPreEcono | DEER2023 | D23 v1 | 2022-10-06 00:17 | Any | Hsp | Ex | CZ07 | cDXHP | Cap-Tons | 684 | 236000 | None | 732 | 0.14 | 0 | 52.2 | 0.0232 | 0 | [6 empty] | DEER:HVAC_Split-Package_HP | Annual | 20 | [13 empty] | CZ2022 | None
NE-HVAC-airHP-SpltPkg-65to134kBtuh-12p0eer-3p55cop-wPreEcono | DEER2023 | D23 v1 | 2022-10-06 00:17 | Any | Hsp | Ex | CZ08 | cDXHP | Cap-Tons | 687 | 236000 | None | 832 | 0.161 | 0 | 74.2 | 0.0295 | 0 | [6 empty] | DEER:HVAC_Split-Package_HP | Annual | 20 | [13 empty] | CZ2022 | None
NE-HVAC-airHP-SpltPkg-65to134kBtuh-12p0eer-3p55cop-wPreEcono | DEER2023 | D23 v1 | 2022-10-06 00:17 | Any | Hsp | Ex | CZ09 | cDXHP | Cap-Tons | 706 | 236000 | None | 807 | 0.173 | 0 | 69.2 | 0.0334 | 0 | [6 empty] | DEER:HVAC_Split-Package_HP | Annual | 20 | [13 empty] | CZ2022 | None
NE-HVAC-airHP-SpltPkg-65to134kBtuh-12p0eer-3p55cop-wPreEcono | DEER2023 | D23 v1 | 2022-10-06 00:17 | Any | Hsp | Ex | CZ10 | cDXHP | Cap-Tons | 682 | 236000 | None | 826 | 0.17 | 0 | 77.5 | 0.0368 | 0 | [6 empty] | DEER:HVAC_Split-Package_HP | Annual | 20 | [13 empty] | CZ2022 | None
NE-HVAC-airHP-SpltPkg-65to134kBtuh-12p0eer-3p55cop-wPreEcono | DEER2023 | D23 v1 | 2022-10-06 00:17 | Any | Hsp | Ex | CZ11 | cDXHP | Cap-Tons | 687 | 236000 | None | 926 | 0.194 | 0 | 83.3 | 0.048 | 0 | [6 empty] | DEER:HVAC_Split-Package_HP | Annual | 20 | [13 empty] | CZ2022 | None
NE-HVAC-airHP-SpltPkg-65to134kBtuh-12p0eer-3p55cop-wPreEcono | DEER2023 | D23 v1 | 2022-10-06 00:17 | Any | Hsp | Ex | CZ12 | cDXHP | Cap-Tons | 681 | 236000 | None | 839 | 0.188 | 0 | 63.1 | 0.0425 | 0 | [6 empty] | DEER:HVAC_Split-Package_HP | Annual | 20 | [13 empty] | CZ2022 | None
NE-HVAC-airHP-SpltPkg-65to134kBtuh-12p0eer-3p55cop-wPreEcono | DEER2023 | D23 v1 | 2022-10-06 00:17 | Any | Hsp | Ex | CZ13 | cDXHP | Cap-Tons | 688 | 236000 | None | 936 | 0.202 | 0 | 90.8 | 0.0476 | 0 | [6 empty] | DEER:HVAC_Split-Package_HP | Annual | 20 | [13 empty] | CZ2022 | None
NE-HVAC-airHP-SpltPkg-65to134kBtuh-12p0eer-3p55cop-wPreEcono | DEER2023 | D23 v1 | 2022-10-06 00:17 | Any | Hsp | Ex | CZ14 | cDXHP | Cap-Tons | 688 | 236000 | None | 894 | 0.181 | 0 | 81 | 0.0426 | 0 | [6 empty] | DEER:HVAC_Split-Package_HP | Annual | 20 | [13 empty] | CZ2022 | None
NE-HVAC-airHP-SpltPkg-65to134kBtuh-12p0eer-3p55cop-wPreEcono | DEER2023 | D23 v1 | 2022-10-06 00:17 | Any | Hsp | Ex | CZ15 | cDXHP | Cap-Tons | 753 | 236000 | None | 933 | 0.208 | 0 | 134 | 0.058 | 0 | [6 empty] | DEER:HVAC_Split-Package_HP | Annual | 20 | [13 empty] | CZ2022 | None
NE-HVAC-airHP-SpltPkg-65to134kBtuh-12p0eer-3p55cop-wPreEcono | DEER2023 | D23 v1 | 2022-10-06 00:17 | Any | Hsp | Ex | CZ16 | cDXHP | Cap-Tons | 680 | 236000 | None | 915 | 0.127 | 0 | 51.9 | 0.0223 | 0 | [6 empty] | DEER:HVAC_Split-Package_HP | Annual | 20 | [13 empty] | CZ2022 | None
NE-HVAC-airHP-SpltPkg-65to134kBtuh-12p0eer-3p55cop-wPreEcono | DEER2023 | D23 v1 | 2022-10-06 00:17 | Any | Hsp | Old | CZ01 | cDXHP | Cap-Tons | 683 | 236000 | None | 995 | 0.0962 | 0 | 22.9 | 0.0097 | 0 | [6 empty] | DEER:HVAC_Split-Package_HP | Annual | 20 | [13 empty] | CZ2022 | None
NE-HVAC-airHP-SpltPkg-65to134kBtuh-12p0eer-3p55cop-wPreEcono | DEER2023 | D23 v1 | 2022-10-06 00:17 | Any | Hsp | Old | CZ02 | cDXHP | Cap-Tons | 690 | 236000 | None | 968 | 0.183 | 0 | 47.2 | 0.0309 | 0 | [6 empty] | DEER:HVAC_Split-Package_HP | Annual | 20 | [13 empty] | CZ2022 | None
NE-HVAC-airHP-SpltPkg-65to134kBtuh-12p0eer-3p55cop-wPreEcono | DEER2023 | D23 v1 | 2022-10-06 00:17 | Any | Hsp | Old | CZ03 | cDXHP | Cap-Tons | 686 | 236000 | None | 860 | 0.156 | 0 | 27.9 | 0.0224 | 0 | [6 empty] | DEER:HVAC_Split-Package_HP | Annual | 20 | [13 empty] | CZ2022 | None
NE-HVAC-airHP-SpltPkg-65to134kBtuh-12p0eer-3p55cop-wPreEcono | DEER2023 | D23 v1 | 2022-10-06 00:17 | Any | Hsp | Old | CZ04 | cDXHP | Cap-Tons | 690 | 236000 | None | 927 | 0.202 | 0 | 53.9 | 0.0346 | 0 | [6 empty] | DEER:HVAC_Split-Package_HP | Annual | 20 | [13 empty] | CZ2022 | None
NE-HVAC-airHP-SpltPkg-65to134kBtuh-12p0eer-3p55cop-wPreEcono | DEER2023 | D23 v1 | 2022-10-06 00:17 | Any | Hsp | Old | CZ05 | cDXHP | Cap-Tons | 686 | 236000 | None | 868 | 0.119 | 0 | 31.4 | 0.0152 | 0 | [6 empty] | DEER:HVAC_Split-Package_HP | Annual | 20 | [13 empty] | CZ2022 | None
NE-HVAC-airHP-SpltPkg-65to134kBtuh-12p0eer-3p55cop-wPreEcono | DEER2023 | D23 v1 | 2022-10-06 00:17 | Any | Hsp | Old | CZ06 | cDXHP | Cap-Tons | 691 | 236000 | None | 915 | 0.181 | 0 | 62.5 | 0.0269 | 0 | [6 empty] | DEER:HVAC_Split-Package_HP | Annual | 20 | [13 empty] | CZ2022 | None
NE-HVAC-airHP-SpltPkg-65to134kBtuh-12p0eer-3p55cop-wPreEcono | DEER2023 | D23 v1 | 2022-10-06 00:17 | Any | Hsp | Old | CZ07 | cDXHP | Cap-Tons | 689 | 236000 | None | 849 | 0.164 | 0 | 53.4 | 0.0236 | 0 | [6 empty] | DEER:HVAC_Split-Package_HP | Annual | 20 | [13 empty] | CZ2022 | None
NE-HVAC-airHP-SpltPkg-65to134kBtuh-12p0eer-3p55cop-wPreEcono | DEER2023 | D23 v1 | 2022-10-06 00:17 | Any | Hsp | Old | CZ08 | cDXHP | Cap-Tons | 695 | 236000 | None | 957 | 0.185 | 0 | 75.6 | 0.0301 | 0 | [6 empty] | DEER:HVAC_Split-Package_HP | Annual | 20 | [13 empty] | CZ2022 | None
NE-HVAC-airHP-SpltPkg-65to134kBtuh-12p0eer-3p55cop-wPreEcono | DEER2023 | D23 v1 | 2022-10-06 00:17 | Any | Hsp | Old | CZ09 | cDXHP | Cap-Tons | 719 | 236000 | None | 942 | 0.203 | 0 | 70.3 | 0.0339 | 0 | [6 empty] | DEER:HVAC_Split-Package_HP | Annual | 20 | [13 empty] | CZ2022 | None
NE-HVAC-airHP-SpltPkg-65to134kBtuh-12p0eer-3p55cop-wPreEcono | DEER2023 | D23 v1 | 2022-10-06 00:17 | Any | Hsp | Old | CZ10 | cDXHP | Cap-Tons | 706 | 236000 | None | 1010 | 0.21 | 0 | 80.9 | 0.0381 | 0 | [6 empty] | DEER:HVAC_Split-Package_HP | Annual | 20 | [13 empty] | CZ2022 | None
NE-HVAC-airHP-SpltPkg-65to134kBtuh-12p0eer-3p55cop-wPreEcono | DEER2023 | D23 v1 | 2022-10-06 00:17 | Any | Hsp | Old | CZ11 | cDXHP | Cap-Tons | 715 | 236000 | None | 1070 | 0.227 | 0 | 87 | 0.0499 | 0 | [6 empty] | DEER:HVAC_Split-Package_HP | Annual | 20 | [13 empty] | CZ2022 | None
NE-HVAC-airHP-SpltPkg-65to134kBtuh-12p0eer-3p55cop-wPreEcono | DEER2023 | D23 v1 | 2022-10-06 00:17 | Any | Hsp | Old | CZ12 | cDXHP | Cap-Tons | 699 | 236000 | None | 998 | 0.226 | 0 | 66.2 | 0.0442 | 0 | [6 empty] | DEER:HVAC_Split-Package_HP | Annual | 20 | [13 empty] | CZ2022 | None
NE-HVAC-airHP-SpltPkg-65to134kBtuh-12p0eer-3p55cop-wPreEcono | DEER2023 | D23 v1 | 2022-10-06 00:17 | Any | Hsp | Old | CZ13 | cDXHP | Cap-Tons | 718 | 236000 | None | 1080 | 0.236 | 0 | 94 | 0.0492 | 0 | [6 empty] | DEER:HVAC_Split-Package_HP | Annual | 20 | [13 empty] | CZ2022 | None
NE-HVAC-airHP-SpltPkg-65to134kBtuh-12p0eer-3p55cop-wPreEcono | DEER2023 | D23 v1 | 2022-10-06 00:17 | Any | Hsp | Old | CZ14 | cDXHP | Cap-Tons | 720 | 236000 | None | 1070 | 0.22 | 0 | 84.5 | 0.0441 | 0 | [6 empty] | DEER:HVAC_Split-Package_HP | Annual | 20 | [13 empty] | CZ2022 | None
NE-HVAC-airHP-SpltPkg-65to134kBtuh-12p0eer-3p55cop-wPreEcono | DEER2023 | D23 v1 | 2022-10-06 00:17 | Any | Hsp | Old | CZ15 | cDXHP | Cap-Tons | 794 | 236000 | None | 1150 | 0.256 | 0 | 138 | 0.0596 | 0 | [6 empty] | DEER:HVAC_Split-Package_HP | Annual | 20 | [13 empty] | CZ2022 | None
NE-HVAC-airHP-SpltPkg-65to134kBtuh-12p0eer-3p55cop-wPreEcono | DEER2023 | D23 v1 | 2022-10-06 00:17 | Any | Hsp | Old | CZ16 | cDXHP | Cap-Tons | 688 | 236000 | None | 1120 | 0.159 | 0 | 56.6 | 0.0242 | 0 | [6 empty] | DEER:HVAC_Split-Package_HP | Annual | 20 | [13 empty] | CZ2022 | None
NE-HVAC-airHP-SpltPkg-65to134kBtuh-12p0eer-3p55cop-wPreEcono | DEER2023 | D23 v1 | 2022-10-06 00:17 | Any | Hsp | Rec | CZ01 | cDXHP | Cap-Tons | 680 | 236000 | None | 36.8 | 0.00969 | 0 | 22.1 | 0.00795 | 0 | [6 empty] | DEER:HVAC_Split-Package_HP | Annual | 20 | [13 empty] | CZ2022 | None
NE-HVAC-airHP-SpltPkg-65to134kBtuh-12p0eer-3p55cop-wPreEcono | DEER2023 | D23 v1 | 2022-10-06 00:17 | Any | Hsp | Rec | CZ02 | cDXHP | Cap-Tons | 680 | 236000 | None | 58.3 | 0.0338 | 0 | 42.8 | 0.0277 | 0 | [6 empty] | DEER:HVAC_Split-Package_HP | Annual | 20 | [13 empty] | CZ2022 | None
NE-HVAC-airHP-SpltPkg-65to134kBtuh-12p0eer-3p55cop-wPreEcono | DEER2023 | D23 v1 | 2022-10-06 00:17 | Any | Hsp | Rec | CZ03 | cDXHP | Cap-Tons | 680 | 236000 | None | 34.3 | 0.0243 | 0 | 24.4 | 0.02 | 0 | [6 empty] | DEER:HVAC_Split-Package_HP | Annual | 20 | [13 empty] | CZ2022 | None
NE-HVAC-airHP-SpltPkg-65to134kBtuh-12p0eer-3p55cop-wPreEcono | DEER2023 | D23 v1 | 2022-10-06 00:17 | Any | Hsp | Rec | CZ04 | cDXHP | Cap-Tons | 680 | 236000 | None | 62.7 | 0.0382 | 0 | 48.4 | 0.0313 | 0 | [6 empty] | DEER:HVAC_Split-Package_HP | Annual | 20 | [13 empty] | CZ2022 | None
NE-HVAC-airHP-SpltPkg-65to134kBtuh-12p0eer-3p55cop-wPreEcono | DEER2023 | D23 v1 | 2022-10-06 00:17 | Any | Hsp | Rec | CZ05 | cDXHP | Cap-Tons | 680 | 236000 | None | 37.7 | 0.0163 | 0 | 27.4 | 0.0133 | 0 | [6 empty] | DEER:HVAC_Split-Package_HP | Annual | 20 | [13 empty] | CZ2022 | None
NE-HVAC-airHP-SpltPkg-65to134kBtuh-12p0eer-3p55cop-wPreEcono | DEER2023 | D23 v1 | 2022-10-06 00:17 | Any | Hsp | Rec | CZ06 | cDXHP | Cap-Tons | 680 | 236000 | None | 69.9 | 0.0301 | 0 | 55.9 | 0.0247 | 0 | [6 empty] | DEER:HVAC_Split-Package_HP | Annual | 20 | [13 empty] | CZ2022 | None
NE-HVAC-airHP-SpltPkg-65to134kBtuh-12p0eer-3p55cop-wPreEcono | DEER2023 | D23 v1 | 2022-10-06 00:17 | Any | Hsp | Rec | CZ07 | cDXHP | Cap-Tons | 680 | 236000 | None | 58.7 | 0.0265 | 0 | 47.3 | 0.0218 | 0 | [6 empty] | DEER:HVAC_Split-Package_HP | Annual | 20 | [13 empty] | CZ2022 | None
NE-HVAC-airHP-SpltPkg-65to134kBtuh-12p0eer-3p55cop-wPreEcono | DEER2023 | D23 v1 | 2022-10-06 00:17 | Any | Hsp | Rec | CZ08 | cDXHP | Cap-Tons | 680 | 236000 | None | 85 | 0.0337 | 0 | 68.6 | 0.0277 | 0 | [6 empty] | DEER:HVAC_Split-Package_HP | Annual | 20 | [13 empty] | CZ2022 | None
NE-HVAC-airHP-SpltPkg-65to134kBtuh-12p0eer-3p55cop-wPreEcono | DEER2023 | D23 v1 | 2022-10-06 00:17 | Any | Hsp | Rec | CZ09 | cDXHP | Cap-Tons | 684 | 236000 | None | 80.7 | 0.0387 | 0 | 64.6 | 0.0318 | 0 | [6 empty] | DEER:HVAC_Split-Package_HP | Annual | 20 | [13 empty] | CZ2022 | None
NE-HVAC-airHP-SpltPkg-65to134kBtuh-12p0eer-3p55cop-wPreEcono | DEER2023 | D23 v1 | 2022-10-06 00:17 | Any | Hsp | Rec | CZ10 | cDXHP | Cap-Tons | 681 | 236000 | None | 93.5 | 0.0432 | 0 | 74.4 | 0.0355 | 0 | [6 empty] | DEER:HVAC_Split-Package_HP | Annual | 20 | [13 empty] | CZ2022 | None
NE-HVAC-airHP-SpltPkg-65to134kBtuh-12p0eer-3p55cop-wPreEcono | DEER2023 | D23 v1 | 2022-10-06 00:17 | Any | Hsp | Rec | CZ11 | cDXHP | Cap-Tons | 680 | 236000 | None | 99.3 | 0.0541 | 0 | 77.4 | 0.0444 | 0 | [6 empty] | DEER:HVAC_Split-Package_HP | Annual | 20 | [13 empty] | CZ2022 | None
NE-HVAC-airHP-SpltPkg-65to134kBtuh-12p0eer-3p55cop-wPreEcono | DEER2023 | D23 v1 | 2022-10-06 00:17 | Any | Hsp | Rec | CZ12 | cDXHP | Cap-Tons | 680 | 236000 | None | 78.4 | 0.0489 | 0 | 60.1 | 0.0402 | 0 | [6 empty] | DEER:HVAC_Split-Package_HP | Annual | 20 | [13 empty] | CZ2022 | None
NE-HVAC-airHP-SpltPkg-65to134kBtuh-12p0eer-3p55cop-wPreEcono | DEER2023 | D23 v1 | 2022-10-06 00:17 | Any | Hsp | Rec | CZ13 | cDXHP | Cap-Tons | 681 | 236000 | None | 108 | 0.0543 | 0 | 85.3 | 0.0446 | 0 | [6 empty] | DEER:HVAC_Split-Package_HP | Annual | 20 | [13 empty] | CZ2022 | None
NE-HVAC-airHP-SpltPkg-65to134kBtuh-12p0eer-3p55cop-wPreEcono | DEER2023 | D23 v1 | 2022-10-06 00:17 | Any | Hsp | Rec | CZ14 | cDXHP | Cap-Tons | 680 | 236000 | None | 97.9 | 0.0481 | 0 | 76.1 | 0.0395 | 0 | [6 empty] | DEER:HVAC_Split-Package_HP | Annual | 20 | [13 empty] | CZ2022 | None
NE-HVAC-airHP-SpltPkg-65to134kBtuh-12p0eer-3p55cop-wPreEcono | DEER2023 | D23 v1 | 2022-10-06 00:17 | Any | Hsp | Rec | CZ15 | cDXHP | Cap-Tons | 725 | 236000 | None | 157 | 0.0678 | 0 | 129 | 0.0557 | 0 | [6 empty] | DEER:HVAC_Split-Package_HP | Annual | 20 | [13 empty] | CZ2022 | None
NE-HVAC-airHP-SpltPkg-65to134kBtuh-12p0eer-3p55cop-wPreEcono | DEER2023 | D23 v1 | 2022-10-06 00:17 | Any | Hsp | Rec | CZ16 | cDXHP | Cap-Tons | 680 | 236000 | None | 70.3 | 0.0249 | 0 | 47.5 | 0.0205 | 0 | [6 empty] | DEER:HVAC_Split-Package_HP | Annual | 20 | [13 empty] | CZ2022 | None
NE-HVAC-airHP-SpltPkg-65to134kBtuh-12p0eer-3p55cop-wPreEcono | DEER2023 | D23 v1 | 2022-10-06 00:17 | Any | Htl | Ex | CZ01 | cDXHP | Cap-Tons | 63.2 | 140000 | None | 799 | 0.0893 | 0 | 63.1 | 0.0125 | 0 | [6 empty] | DEER:HVAC_Split-Package_HP | Annual | 20 | [13 empty] | CZ2022 | None
NE-HVAC-airHP-SpltPkg-65to134kBtuh-12p0eer-3p55cop-wPreEcono | DEER2023 | D23 v1 | 2022-10-06 00:17 | Any | Htl | Ex | CZ02 | cDXHP | Cap-Tons | 60.1 | 140000 | None | 761 | 0.155 | 0 | 83.8 | 0.0456 | 0 | [6 empty] | DEER:HVAC_Split-Package_HP | Annual | 20 | [13 empty] | CZ2022 | None
NE-HVAC-airHP-SpltPkg-65to134kBtuh-12p0eer-3p55cop-wPreEcono | DEER2023 | D23 v1 | 2022-10-06 00:17 | Any | Htl | Ex | CZ03 | cDXHP | Cap-Tons | 68.3 | 140000 | None | 664 | 0.139 | 0 | 51 | 0.0266 | 0 | [6 empty] | DEER:HVAC_Split-Package_HP | Annual | 20 | [13 empty] | CZ2022 | None
NE-HVAC-airHP-SpltPkg-65to134kBtuh-12p0eer-3p55cop-wPreEcono | DEER2023 | D23 v1 | 2022-10-06 00:17 | Any | Htl | Ex | CZ04 | cDXHP | Cap-Tons | 62.8 | 140000 | None | 682 | 0.167 | 0 | 84.8 | 0.0499 | 0 | [6 empty] | DEER:HVAC_Split-Package_HP | Annual | 20 | [13 empty] | CZ2022 | None
NE-HVAC-airHP-SpltPkg-65to134kBtuh-12p0eer-3p55cop-wPreEcono | DEER2023 | D23 v1 | 2022-10-06 00:17 | Any | Htl | Ex | CZ05 | cDXHP | Cap-Tons | 67.2 | 140000 | None | 604 | 0.094 | 0 | 55.4 | 0.0173 | 0 | [6 empty] | DEER:HVAC_Split-Package_HP | Annual | 20 | [13 empty] | CZ2022 | None
NE-HVAC-airHP-SpltPkg-65to134kBtuh-12p0eer-3p55cop-wPreEcono | DEER2023 | D23 v1 | 2022-10-06 00:17 | Any | Htl | Ex | CZ06 | cDXHP | Cap-Tons | 70.9 | 140000 | None | 626 | 0.146 | 0 | 75.7 | 0.0327 | 0 | [6 empty] | DEER:HVAC_Split-Package_HP | Annual | 20 | [13 empty] | CZ2022 | None
NE-HVAC-airHP-SpltPkg-65to134kBtuh-12p0eer-3p55cop-wPreEcono | DEER2023 | D23 v1 | 2022-10-06 00:17 | Any | Htl | Ex | CZ07 | cDXHP | Cap-Tons | 69.5 | 140000 | None | 569 | 0.122 | 0 | 63.1 | 0.0271 | 0 | [6 empty] | DEER:HVAC_Split-Package_HP | Annual | 20 | [13 empty] | CZ2022 | None
NE-HVAC-airHP-SpltPkg-65to134kBtuh-12p0eer-3p55cop-wPreEcono | DEER2023 | D23 v1 | 2022-10-06 00:17 | Any | Htl | Ex | CZ08 | cDXHP | Cap-Tons | 61.7 | 140000 | None | 713 | 0.163 | 0 | 106 | 0.0415 | 0 | [6 empty] | DEER:HVAC_Split-Package_HP | Annual | 20 | [13 empty] | CZ2022 | None
NE-HVAC-airHP-SpltPkg-65to134kBtuh-12p0eer-3p55cop-wPreEcono | DEER2023 | D23 v1 | 2022-10-06 00:17 | Any | Htl | Ex | CZ09 | cDXHP | Cap-Tons | 79.5 | 140000 | None | 670 | 0.169 | 0 | 84.5 | 0.0416 | 0 | [6 empty] | DEER:HVAC_Split-Package_HP | Annual | 20 | [13 empty] | CZ2022 | None
NE-HVAC-airHP-SpltPkg-65to134kBtuh-12p0eer-3p55cop-wPreEcono | DEER2023 | D23 v1 | 2022-10-06 00:17 | Any | Htl | Ex | CZ10 | cDXHP | Cap-Tons | 70.2 | 140000 | None | 742 | 0.176 | 0 | 106 | 0.0493 | 0 | [6 empty] | DEER:HVAC_Split-Package_HP | Annual | 20 | [13 empty] | CZ2022 | None
NE-HVAC-airHP-SpltPkg-65to134kBtuh-12p0eer-3p55cop-wPreEcono | DEER2023 | D23 v1 | 2022-10-06 00:17 | Any | Htl | Ex | CZ11 | cDXHP | Cap-Tons | 76 | 140000 | None | 804 | 0.181 | 0 | 114 | 0.0658 | 0 | [6 empty] | DEER:HVAC_Split-Package_HP | Annual | 20 | [13 empty] | CZ2022 | None
NE-HVAC-airHP-SpltPkg-65to134kBtuh-12p0eer-3p55cop-wPreEcono | DEER2023 | D23 v1 | 2022-10-06 00:17 | Any | Htl | Ex | CZ12 | cDXHP | Cap-Tons | 68.2 | 140000 | None | 746 | 0.177 | 0 | 96.2 | 0.0621 | 0 | [6 empty] | DEER:HVAC_Split-Package_HP | Annual | 20 | [13 empty] | CZ2022 | None
NE-HVAC-airHP-SpltPkg-65to134kBtuh-12p0eer-3p55cop-wPreEcono | DEER2023 | D23 v1 | 2022-10-06 00:17 | Any | Htl | Ex | CZ13 | cDXHP | Cap-Tons | 77.4 | 140000 | None | 797 | 0.188 | 0 | 118 | 0.0634 | 0 | [6 empty] | DEER:HVAC_Split-Package_HP | Annual | 20 | [13 empty] | CZ2022 | None
NE-HVAC-airHP-SpltPkg-65to134kBtuh-12p0eer-3p55cop-wPreEcono | DEER2023 | D23 v1 | 2022-10-06 00:17 | Any | Htl | Ex | CZ14 | cDXHP | Cap-Tons | 77.8 | 140000 | None | 785 | 0.177 | 0 | 109 | 0.0562 | 0 | [6 empty] | DEER:HVAC_Split-Package_HP | Annual | 20 | [13 empty] | CZ2022 | None
NE-HVAC-airHP-SpltPkg-65to134kBtuh-12p0eer-3p55cop-wPreEcono | DEER2023 | D23 v1 | 2022-10-06 00:17 | Any | Htl | Ex | CZ15 | cDXHP | Cap-Tons | 105 | 140000 | None | 871 | 0.215 | 0 | 140 | 0.0661 | 0 | [6 empty] | DEER:HVAC_Split-Package_HP | Annual | 20 | [13 empty] | CZ2022 | None
NE-HVAC-airHP-SpltPkg-65to134kBtuh-12p0eer-3p55cop-wPreEcono | DEER2023 | D23 v1 | 2022-10-06 00:17 | Any | Htl | Ex | CZ16 | cDXHP | Cap-Tons | 68.5 | 140000 | None | 843 | 0.127 | 0 | 90.1 | 0.0293 | 0 | [6 empty] | DEER:HVAC_Split-Package_HP | Annual | 20 | [13 empty] | CZ2022 | None
NE-HVAC-airHP-SpltPkg-65to134kBtuh-12p0eer-3p55cop-wPreEcono | DEER2023 | D23 v1 | 2022-10-06 00:17 | Any | Htl | Old | CZ01 | cDXHP | Cap-Tons | 82.7 | 140000 | None | 838 | 0.103 | 0 | 53.1 | 0.0126 | 0 | [6 empty] | DEER:HVAC_Split-Package_HP | Annual | 20 | [13 empty] | CZ2022 | None
NE-HVAC-airHP-SpltPkg-65to134kBtuh-12p0eer-3p55cop-wPreEcono | DEER2023 | D23 v1 | 2022-10-06 00:17 | Any | Htl | Old | CZ02 | cDXHP | Cap-Tons | 74.6 | 140000 | None | 857 | 0.18 | 0 | 86.1 | 0.0459 | 0 | [6 empty] | DEER:HVAC_Split-Package_HP | Annual | 20 | [13 empty] | CZ2022 | None
NE-HVAC-airHP-SpltPkg-65to134kBtuh-12p0eer-3p55cop-wPreEcono | DEER2023 | D23 v1 | 2022-10-06 00:17 | Any | Htl | Old | CZ03 | cDXHP | Cap-Tons | 88.1 | 140000 | None | 723 | 0.154 | 0 | 49.3 | 0.0262 | 0 | [6 empty] | DEER:HVAC_Split-Package_HP | Annual | 20 | [13 empty] | CZ2022 | None
NE-HVAC-airHP-SpltPkg-65to134kBtuh-12p0eer-3p55cop-wPreEcono | DEER2023 | D23 v1 | 2022-10-06 00:17 | Any | Htl | Old | CZ04 | cDXHP | Cap-Tons | 75.9 | 140000 | None | 798 | 0.195 | 0 | 88 | 0.0503 | 0 | [6 empty] | DEER:HVAC_Split-Package_HP | Annual | 20 | [13 empty] | CZ2022 | None
NE-HVAC-airHP-SpltPkg-65to134kBtuh-12p0eer-3p55cop-wPreEcono | DEER2023 | D23 v1 | 2022-10-06 00:17 | Any | Htl | Old | CZ05 | cDXHP | Cap-Tons | 87.5 | 140000 | None | 708 | 0.117 | 0 | 54.3 | 0.0172 | 0 | [6 empty] | DEER:HVAC_Split-Package_HP | Annual | 20 | [13 empty] | CZ2022 | None
NE-HVAC-airHP-SpltPkg-65to134kBtuh-12p0eer-3p55cop-wPreEcono | DEER2023 | D23 v1 | 2022-10-06 00:17 | Any | Htl | Old | CZ06 | cDXHP | Cap-Tons | 90.7 | 140000 | None | 739 | 0.168 | 0 | 74.2 | 0.0307 | 0 | [6 empty] | DEER:HVAC_Split-Package_HP | Annual | 20 | [13 empty] | CZ2022 | None
NE-HVAC-airHP-SpltPkg-65to134kBtuh-12p0eer-3p55cop-wPreEcono | DEER2023 | D23 v1 | 2022-10-06 00:17 | Any | Htl | Old | CZ07 | cDXHP | Cap-Tons | 88.7 | 140000 | None | 689 | 0.147 | 0 | 62 | 0.0253 | 0 | [6 empty] | DEER:HVAC_Split-Package_HP | Annual | 20 | [13 empty] | CZ2022 | None
NE-HVAC-airHP-SpltPkg-65to134kBtuh-12p0eer-3p55cop-wPreEcono | DEER2023 | D23 v1 | 2022-10-06 00:17 | Any | Htl | Old | CZ08 | cDXHP | Cap-Tons | 75 | 140000 | None | 831 | 0.185 | 0 | 107 | 0.0405 | 0 | [6 empty] | DEER:HVAC_Split-Package_HP | Annual | 20 | [13 empty] | CZ2022 | None
NE-HVAC-airHP-SpltPkg-65to134kBtuh-12p0eer-3p55cop-wPreEcono | DEER2023 | D23 v1 | 2022-10-06 00:17 | Any | Htl | Old | CZ09 | cDXHP | Cap-Tons | 93.3 | 140000 | None | 809 | 0.201 | 0 | 88.3 | 0.0419 | 0 | [6 empty] | DEER:HVAC_Split-Package_HP | Annual | 20 | [13 empty] | CZ2022 | None
NE-HVAC-airHP-SpltPkg-65to134kBtuh-12p0eer-3p55cop-wPreEcono | DEER2023 | D23 v1 | 2022-10-06 00:17 | Any | Htl | Old | CZ10 | cDXHP | Cap-Tons | 86.4 | 140000 | None | 875 | 0.206 | 0 | 109 | 0.0484 | 0 | [6 empty] | DEER:HVAC_Split-Package_HP | Annual | 20 | [13 empty] | CZ2022 | None
NE-HVAC-airHP-SpltPkg-65to134kBtuh-12p0eer-3p55cop-wPreEcono | DEER2023 | D23 v1 | 2022-10-06 00:17 | Any | Htl | Old | CZ11 | cDXHP | Cap-Tons | 92.2 | 140000 | None | 932 | 0.212 | 0 | 116 | 0.0652 | 0 | [6 empty] | DEER:HVAC_Split-Package_HP | Annual | 20 | [13 empty] | CZ2022 | None
NE-HVAC-airHP-SpltPkg-65to134kBtuh-12p0eer-3p55cop-wPreEcono | DEER2023 | D23 v1 | 2022-10-06 00:17 | Any | Htl | Old | CZ12 | cDXHP | Cap-Tons | 82.6 | 140000 | None | 867 | 0.21 | 0 | 97.6 | 0.0612 | 0 | [6 empty] | DEER:HVAC_Split-Package_HP | Annual | 20 | [13 empty] | CZ2022 | None
NE-HVAC-airHP-SpltPkg-65to134kBtuh-12p0eer-3p55cop-wPreEcono | DEER2023 | D23 v1 | 2022-10-06 00:17 | Any | Htl | Old | CZ13 | cDXHP | Cap-Tons | 93.6 | 140000 | None | 932 | 0.22 | 0 | 119 | 0.0628 | 0 | [6 empty] | DEER:HVAC_Split-Package_HP | Annual | 20 | [13 empty] | CZ2022 | None
NE-HVAC-airHP-SpltPkg-65to134kBtuh-12p0eer-3p55cop-wPreEcono | DEER2023 | D23 v1 | 2022-10-06 00:17 | Any | Htl | Old | CZ14 | cDXHP | Cap-Tons | 92.6 | 140000 | None | 921 | 0.212 | 0 | 111 | 0.056 | 0 | [6 empty] | DEER:HVAC_Split-Package_HP | Annual | 20 | [13 empty] | CZ2022 | None
NE-HVAC-airHP-SpltPkg-65to134kBtuh-12p0eer-3p55cop-wPreEcono | DEER2023 | D23 v1 | 2022-10-06 00:17 | Any | Htl | Old | CZ15 | cDXHP | Cap-Tons | 121 | 140000 | None | 1030 | 0.253 | 0 | 144 | 0.0659 | 0 | [6 empty] | DEER:HVAC_Split-Package_HP | Annual | 20 | [13 empty] | CZ2022 | None
NE-HVAC-airHP-SpltPkg-65to134kBtuh-12p0eer-3p55cop-wPreEcono | DEER2023 | D23 v1 | 2022-10-06 00:17 | Any | Htl | Old | CZ16 | cDXHP | Cap-Tons | 90.7 | 140000 | None | 946 | 0.158 | 0 | 81.8 | 0.0279 | 0 | [6 empty] | DEER:HVAC_Split-Package_HP | Annual | 20 | [13 empty] | CZ2022 | None
NE-HVAC-airHP-SpltPkg-65to134kBtuh-12p0eer-3p55cop-wPreEcono | DEER2023 | D23 v1 | 2022-10-06 00:17 | Any | Htl | Rec | CZ01 | cDXHP | Cap-Tons | 57.4 | 140000 | None | 114 | 0.0148 | 0 | 66.2 | 0.0118 | 0 | [6 empty] | DEER:HVAC_Split-Package_HP | Annual | 20 | [13 empty] | CZ2022 | None
NE-HVAC-airHP-SpltPkg-65to134kBtuh-12p0eer-3p55cop-wPreEcono | DEER2023 | D23 v1 | 2022-10-06 00:17 | Any | Htl | Rec | CZ02 | cDXHP | Cap-Tons | 56.3 | 140000 | None | 120 | 0.0548 | 0 | 83.3 | 0.0451 | 0 | [6 empty] | DEER:HVAC_Split-Package_HP | Annual | 20 | [13 empty] | CZ2022 | None
NE-HVAC-airHP-SpltPkg-65to134kBtuh-12p0eer-3p55cop-wPreEcono | DEER2023 | D23 v1 | 2022-10-06 00:17 | Any | Htl | Rec | CZ03 | cDXHP | Cap-Tons | 60.1 | 140000 | None | 81.5 | 0.0325 | 0 | 52.6 | 0.0268 | 0 | [6 empty] | DEER:HVAC_Split-Package_HP | Annual | 20 | [13 empty] | CZ2022 | None
NE-HVAC-airHP-SpltPkg-65to134kBtuh-12p0eer-3p55cop-wPreEcono | DEER2023 | D23 v1 | 2022-10-06 00:17 | Any | Htl | Rec | CZ04 | cDXHP | Cap-Tons | 57.7 | 140000 | None | 114 | 0.0604 | 0 | 83.4 | 0.0496 | 0 | [6 empty] | DEER:HVAC_Split-Package_HP | Annual | 20 | [13 empty] | CZ2022 | None
NE-HVAC-airHP-SpltPkg-65to134kBtuh-12p0eer-3p55cop-wPreEcono | DEER2023 | D23 v1 | 2022-10-06 00:17 | Any | Htl | Rec | CZ05 | cDXHP | Cap-Tons | 59.6 | 140000 | None | 85 | 0.0214 | 0 | 56.4 | 0.0175 | 0 | [6 empty] | DEER:HVAC_Split-Package_HP | Annual | 20 | [13 empty] | CZ2022 | None
NE-HVAC-airHP-SpltPkg-65to134kBtuh-12p0eer-3p55cop-wPreEcono | DEER2023 | D23 v1 | 2022-10-06 00:17 | Any | Htl | Rec | CZ06 | cDXHP | Cap-Tons | 62.5 | 140000 | None | 99.2 | 0.0405 | 0 | 75.4 | 0.0333 | 0 | [6 empty] | DEER:HVAC_Split-Package_HP | Annual | 20 | [13 empty] | CZ2022 | None
NE-HVAC-airHP-SpltPkg-65to134kBtuh-12p0eer-3p55cop-wPreEcono | DEER2023 | D23 v1 | 2022-10-06 00:17 | Any | Htl | Rec | CZ07 | cDXHP | Cap-Tons | 61.7 | 140000 | None | 82.4 | 0.0334 | 0 | 62.6 | 0.0275 | 0 | [6 empty] | DEER:HVAC_Split-Package_HP | Annual | 20 | [13 empty] | CZ2022 | None
NE-HVAC-airHP-SpltPkg-65to134kBtuh-12p0eer-3p55cop-wPreEcono | DEER2023 | D23 v1 | 2022-10-06 00:17 | Any | Htl | Rec | CZ08 | cDXHP | Cap-Tons | 55.3 | 140000 | None | 133 | 0.051 | 0 | 104 | 0.0418 | 0 | [6 empty] | DEER:HVAC_Split-Package_HP | Annual | 20 | [13 empty] | CZ2022 | None
NE-HVAC-airHP-SpltPkg-65to134kBtuh-12p0eer-3p55cop-wPreEcono | DEER2023 | D23 v1 | 2022-10-06 00:17 | Any | Htl | Rec | CZ09 | cDXHP | Cap-Tons | 72.9 | 140000 | None | 107 | 0.0502 | 0 | 82.3 | 0.0413 | 0 | [6 empty] | DEER:HVAC_Split-Package_HP | Annual | 20 | [13 empty] | CZ2022 | None
NE-HVAC-airHP-SpltPkg-65to134kBtuh-12p0eer-3p55cop-wPreEcono | DEER2023 | D23 v1 | 2022-10-06 00:17 | Any | Htl | Rec | CZ10 | cDXHP | Cap-Tons | 65.7 | 140000 | None | 135 | 0.0598 | 0 | 105 | 0.0491 | 0 | [6 empty] | DEER:HVAC_Split-Package_HP | Annual | 20 | [13 empty] | CZ2022 | None
NE-HVAC-airHP-SpltPkg-65to134kBtuh-12p0eer-3p55cop-wPreEcono | DEER2023 | D23 v1 | 2022-10-06 00:17 | Any | Htl | Rec | CZ11 | cDXHP | Cap-Tons | 69.4 | 140000 | None | 150 | 0.0794 | 0 | 113 | 0.0652 | 0 | [6 empty] | DEER:HVAC_Split-Package_HP | Annual | 20 | [13 empty] | CZ2022 | None
NE-HVAC-airHP-SpltPkg-65to134kBtuh-12p0eer-3p55cop-wPreEcono | DEER2023 | D23 v1 | 2022-10-06 00:17 | Any | Htl | Rec | CZ12 | cDXHP | Cap-Tons | 63.3 | 140000 | None | 130 | 0.0753 | 0 | 95.6 | 0.0618 | 0 | [6 empty] | DEER:HVAC_Split-Package_HP | Annual | 20 | [13 empty] | CZ2022 | None
NE-HVAC-airHP-SpltPkg-65to134kBtuh-12p0eer-3p55cop-wPreEcono | DEER2023 | D23 v1 | 2022-10-06 00:17 | Any | Htl | Rec | CZ13 | cDXHP | Cap-Tons | 71.6 | 140000 | None | 153 | 0.0762 | 0 | 117 | 0.0626 | 0 | [6 empty] | DEER:HVAC_Split-Package_HP | Annual | 20 | [13 empty] | CZ2022 | None
NE-HVAC-airHP-SpltPkg-65to134kBtuh-12p0eer-3p55cop-wPreEcono | DEER2023 | D23 v1 | 2022-10-06 00:17 | Any | Htl | Rec | CZ14 | cDXHP | Cap-Tons | 71.3 | 140000 | None | 142 | 0.0673 | 0 | 107 | 0.0553 | 0 | [6 empty] | DEER:HVAC_Split-Package_HP | Annual | 20 | [13 empty] | CZ2022 | None
NE-HVAC-airHP-SpltPkg-65to134kBtuh-12p0eer-3p55cop-wPreEcono | DEER2023 | D23 v1 | 2022-10-06 00:17 | Any | Htl | Rec | CZ15 | cDXHP | Cap-Tons | 97.1 | 140000 | None | 171 | 0.0788 | 0 | 138 | 0.0647 | 0 | [6 empty] | DEER:HVAC_Split-Package_HP | Annual | 20 | [13 empty] | CZ2022 | None
NE-HVAC-airHP-SpltPkg-65to134kBtuh-12p0eer-3p55cop-wPreEcono | DEER2023 | D23 v1 | 2022-10-06 00:17 | Any | Htl | Rec | CZ16 | cDXHP | Cap-Tons | 61.5 | 140000 | None | 142 | 0.035 | 0 | 90.8 | 0.0288 | 0 | [6 empty] | DEER:HVAC_Split-Package_HP | Annual | 20 | [13 empty] | CZ2022 | None
NE-HVAC-airHP-SpltPkg-65to134kBtuh-12p0eer-3p55cop-wPreEcono | DEER2023 | D23 v1 | 2022-10-06 00:17 | Any | MBT | Ex | CZ01 | cDXHP | Cap-Tons | 322 | 200000 | None | 304 | 0.0733 | 0 | 25.7 | 0.0106 | 0 | [6 empty] | DEER:HVAC_Split-Package_HP | Annual | 20 | [13 empty] | CZ2022 | None
NE-HVAC-airHP-SpltPkg-65to134kBtuh-12p0eer-3p55cop-wPreEcono | DEER2023 | D23 v1 | 2022-10-06 00:17 | Any | MBT | Ex | CZ02 | cDXHP | Cap-Tons | 340 | 200000 | None | 346 | 0.143 | 0 | 48.7 | 0.0309 | 0 | [6 empty] | DEER:HVAC_Split-Package_HP | Annual | 20 | [13 empty] | CZ2022 | None
NE-HVAC-airHP-SpltPkg-65to134kBtuh-12p0eer-3p55cop-wPreEcono | DEER2023 | D23 v1 | 2022-10-06 00:17 | Any | MBT | Ex | CZ03 | cDXHP | Cap-Tons | 350 | 200000 | None | 280 | 0.116 | 0 | 33.8 | 0.0201 | 0 | [6 empty] | DEER:HVAC_Split-Package_HP | Annual | 20 | [13 empty] | CZ2022 | None
NE-HVAC-airHP-SpltPkg-65to134kBtuh-12p0eer-3p55cop-wPreEcono | DEER2023 | D23 v1 | 2022-10-06 00:17 | Any | MBT | Ex | CZ04 | cDXHP | Cap-Tons | 351 | 200000 | None | 330 | 0.15 | 0 | 55.3 | 0.0337 | 0 | [6 empty] | DEER:HVAC_Split-Package_HP | Annual | 20 | [13 empty] | CZ2022 | None
NE-HVAC-airHP-SpltPkg-65to134kBtuh-12p0eer-3p55cop-wPreEcono | DEER2023 | D23 v1 | 2022-10-06 00:17 | Any | MBT | Ex | CZ05 | cDXHP | Cap-Tons | 348 | 200000 | None | 275 | 0.0892 | 0 | 39.5 | 0.0143 | 0 | [6 empty] | DEER:HVAC_Split-Package_HP | Annual | 20 | [13 empty] | CZ2022 | None
NE-HVAC-airHP-SpltPkg-65to134kBtuh-12p0eer-3p55cop-wPreEcono | DEER2023 | D23 v1 | 2022-10-06 00:17 | Any | MBT | Ex | CZ06 | cDXHP | Cap-Tons | 379 | 200000 | None | 323 | 0.12 | 0 | 60.2 | 0.0235 | 0 | [6 empty] | DEER:HVAC_Split-Package_HP | Annual | 20 | [13 empty] | CZ2022 | None
NE-HVAC-airHP-SpltPkg-65to134kBtuh-12p0eer-3p55cop-wPreEcono | DEER2023 | D23 v1 | 2022-10-06 00:17 | Any | MBT | Ex | CZ07 | cDXHP | Cap-Tons | 371 | 200000 | None | 289 | 0.106 | 0 | 51.8 | 0.0201 | 0 | [6 empty] | DEER:HVAC_Split-Package_HP | Annual | 20 | [13 empty] | CZ2022 | None
NE-HVAC-airHP-SpltPkg-65to134kBtuh-12p0eer-3p55cop-wPreEcono | DEER2023 | D23 v1 | 2022-10-06 00:17 | Any | MBT | Ex | CZ08 | cDXHP | Cap-Tons | 384 | 200000 | None | 362 | 0.134 | 0 | 70.9 | 0.0279 | 0 | [6 empty] | DEER:HVAC_Split-Package_HP | Annual | 20 | [13 empty] | CZ2022 | None
NE-HVAC-airHP-SpltPkg-65to134kBtuh-12p0eer-3p55cop-wPreEcono | DEER2023 | D23 v1 | 2022-10-06 00:17 | Any | MBT | Ex | CZ09 | cDXHP | Cap-Tons | 456 | 200000 | None | 362 | 0.147 | 0 | 55.8 | 0.0285 | 0 | [6 empty] | DEER:HVAC_Split-Package_HP | Annual | 20 | [13 empty] | CZ2022 | None
NE-HVAC-airHP-SpltPkg-65to134kBtuh-12p0eer-3p55cop-wPreEcono | DEER2023 | D23 v1 | 2022-10-06 00:17 | Any | MBT | Ex | CZ10 | cDXHP | Cap-Tons | 403 | 200000 | None | 386 | 0.158 | 0 | 67.7 | 0.0341 | 0 | [6 empty] | DEER:HVAC_Split-Package_HP | Annual | 20 | [13 empty] | CZ2022 | None
NE-HVAC-airHP-SpltPkg-65to134kBtuh-12p0eer-3p55cop-wPreEcono | DEER2023 | D23 v1 | 2022-10-06 00:17 | Any | MBT | Ex | CZ11 | cDXHP | Cap-Tons | 439 | 200000 | None | 406 | 0.173 | 0 | 62 | 0.0437 | 0 | [6 empty] | DEER:HVAC_Split-Package_HP | Annual | 20 | [13 empty] | CZ2022 | None
NE-HVAC-airHP-SpltPkg-65to134kBtuh-12p0eer-3p55cop-wPreEcono | DEER2023 | D23 v1 | 2022-10-06 00:17 | Any | MBT | Ex | CZ12 | cDXHP | Cap-Tons | 399 | 200000 | None | 371 | 0.17 | 0 | 55.2 | 0.0414 | 0 | [6 empty] | DEER:HVAC_Split-Package_HP | Annual | 20 | [13 empty] | CZ2022 | None
NE-HVAC-airHP-SpltPkg-65to134kBtuh-12p0eer-3p55cop-wPreEcono | DEER2023 | D23 v1 | 2022-10-06 00:17 | Any | MBT | Ex | CZ13 | cDXHP | Cap-Tons | 443 | 200000 | None | 407 | 0.175 | 0 | 66.5 | 0.0431 | 0 | [6 empty] | DEER:HVAC_Split-Package_HP | Annual | 20 | [13 empty] | CZ2022 | None
NE-HVAC-airHP-SpltPkg-65to134kBtuh-12p0eer-3p55cop-wPreEcono | DEER2023 | D23 v1 | 2022-10-06 00:17 | Any | MBT | Ex | CZ14 | cDXHP | Cap-Tons | 446 | 200000 | None | 409 | 0.168 | 0 | 62.1 | 0.0389 | 0 | [6 empty] | DEER:HVAC_Split-Package_HP | Annual | 20 | [13 empty] | CZ2022 | None
NE-HVAC-airHP-SpltPkg-65to134kBtuh-12p0eer-3p55cop-wPreEcono | DEER2023 | D23 v1 | 2022-10-06 00:17 | Any | MBT | Ex | CZ15 | cDXHP | Cap-Tons | 572 | 200000 | None | 471 | 0.194 | 0 | 85.9 | 0.0467 | 0 | [6 empty] | DEER:HVAC_Split-Package_HP | Annual | 20 | [13 empty] | CZ2022 | None
NE-HVAC-airHP-SpltPkg-65to134kBtuh-12p0eer-3p55cop-wPreEcono | DEER2023 | D23 v1 | 2022-10-06 00:17 | Any | MBT | Ex | CZ16 | cDXHP | Cap-Tons | 349 | 200000 | None | 421 | 0.112 | 0 | 45.2 | 0.0213 | 0 | [6 empty] | DEER:HVAC_Split-Package_HP | Annual | 20 | [13 empty] | CZ2022 | None
NE-HVAC-airHP-SpltPkg-65to134kBtuh-12p0eer-3p55cop-wPreEcono | DEER2023 | D23 v1 | 2022-10-06 00:17 | Any | MBT | Old | CZ01 | cDXHP | Cap-Tons | 357 | 200000 | None | 350 | 0.0868 | 0 | 24.9 | 0.0107 | 0 | [6 empty] | DEER:HVAC_Split-Package_HP | Annual | 20 | [13 empty] | CZ2022 | None
NE-HVAC-airHP-SpltPkg-65to134kBtuh-12p0eer-3p55cop-wPreEcono | DEER2023 | D23 v1 | 2022-10-06 00:17 | Any | MBT | Old | CZ02 | cDXHP | Cap-Tons | 381 | 200000 | None | 406 | 0.167 | 0 | 49 | 0.0312 | 0 | [6 empty] | DEER:HVAC_Split-Package_HP | Annual | 20 | [13 empty] | CZ2022 | None
NE-HVAC-airHP-SpltPkg-65to134kBtuh-12p0eer-3p55cop-wPreEcono | DEER2023 | D23 v1 | 2022-10-06 00:17 | Any | MBT | Old | CZ03 | cDXHP | Cap-Tons | 375 | 200000 | None | 324 | 0.135 | 0 | 33.5 | 0.0202 | 0 | [6 empty] | DEER:HVAC_Split-Package_HP | Annual | 20 | [13 empty] | CZ2022 | None
NE-HVAC-airHP-SpltPkg-65to134kBtuh-12p0eer-3p55cop-wPreEcono | DEER2023 | D23 v1 | 2022-10-06 00:17 | Any | MBT | Old | CZ04 | cDXHP | Cap-Tons | 381 | 200000 | None | 395 | 0.18 | 0 | 55 | 0.0338 | 0 | [6 empty] | DEER:HVAC_Split-Package_HP | Annual | 20 | [13 empty] | CZ2022 | None
NE-HVAC-airHP-SpltPkg-65to134kBtuh-12p0eer-3p55cop-wPreEcono | DEER2023 | D23 v1 | 2022-10-06 00:17 | Any | MBT | Old | CZ05 | cDXHP | Cap-Tons | 375 | 200000 | None | 328 | 0.107 | 0 | 39.4 | 0.0144 | 0 | [6 empty] | DEER:HVAC_Split-Package_HP | Annual | 20 | [13 empty] | CZ2022 | None
NE-HVAC-airHP-SpltPkg-65to134kBtuh-12p0eer-3p55cop-wPreEcono | DEER2023 | D23 v1 | 2022-10-06 00:17 | Any | MBT | Old | CZ06 | cDXHP | Cap-Tons | 395 | 200000 | None | 391 | 0.147 | 0 | 61.4 | 0.0237 | 0 | [6 empty] | DEER:HVAC_Split-Package_HP | Annual | 20 | [13 empty] | CZ2022 | None
NE-HVAC-airHP-SpltPkg-65to134kBtuh-12p0eer-3p55cop-wPreEcono | DEER2023 | D23 v1 | 2022-10-06 00:17 | Any | MBT | Old | CZ07 | cDXHP | Cap-Tons | 388 | 200000 | None | 347 | 0.129 | 0 | 52.7 | 0.0202 | 0 | [6 empty] | DEER:HVAC_Split-Package_HP | Annual | 20 | [13 empty] | CZ2022 | None
NE-HVAC-airHP-SpltPkg-65to134kBtuh-12p0eer-3p55cop-wPreEcono | DEER2023 | D23 v1 | 2022-10-06 00:17 | Any | MBT | Old | CZ08 | cDXHP | Cap-Tons | 401 | 200000 | None | 438 | 0.163 | 0 | 72.2 | 0.0281 | 0 | [6 empty] | DEER:HVAC_Split-Package_HP | Annual | 20 | [13 empty] | CZ2022 | None
NE-HVAC-airHP-SpltPkg-65to134kBtuh-12p0eer-3p55cop-wPreEcono | DEER2023 | D23 v1 | 2022-10-06 00:17 | Any | MBT | Old | CZ09 | cDXHP | Cap-Tons | 483 | 200000 | None | 436 | 0.177 | 0 | 56.4 | 0.0288 | 0 | [6 empty] | DEER:HVAC_Split-Package_HP | Annual | 20 | [13 empty] | CZ2022 | None
NE-HVAC-airHP-SpltPkg-65to134kBtuh-12p0eer-3p55cop-wPreEcono | DEER2023 | D23 v1 | 2022-10-06 00:17 | Any | MBT | Old | CZ10 | cDXHP | Cap-Tons | 454 | 200000 | None | 465 | 0.188 | 0 | 68.1 | 0.0346 | 0 | [6 empty] | DEER:HVAC_Split-Package_HP | Annual | 20 | [13 empty] | CZ2022 | None
NE-HVAC-airHP-SpltPkg-65to134kBtuh-12p0eer-3p55cop-wPreEcono | DEER2023 | D23 v1 | 2022-10-06 00:17 | Any | MBT | Old | CZ11 | cDXHP | Cap-Tons | 484 | 200000 | None | 486 | 0.206 | 0 | 63.5 | 0.0446 | 0 | [6 empty] | DEER:HVAC_Split-Package_HP | Annual | 20 | [13 empty] | CZ2022 | None
NE-HVAC-airHP-SpltPkg-65to134kBtuh-12p0eer-3p55cop-wPreEcono | DEER2023 | D23 v1 | 2022-10-06 00:17 | Any | MBT | Old | CZ12 | cDXHP | Cap-Tons | 442 | 200000 | None | 441 | 0.201 | 0 | 56 | 0.042 | 0 | [6 empty] | DEER:HVAC_Split-Package_HP | Annual | 20 | [13 empty] | CZ2022 | None
NE-HVAC-airHP-SpltPkg-65to134kBtuh-12p0eer-3p55cop-wPreEcono | DEER2023 | D23 v1 | 2022-10-06 00:17 | Any | MBT | Old | CZ13 | cDXHP | Cap-Tons | 489 | 200000 | None | 492 | 0.211 | 0 | 68 | 0.0437 | 0 | [6 empty] | DEER:HVAC_Split-Package_HP | Annual | 20 | [13 empty] | CZ2022 | None
NE-HVAC-airHP-SpltPkg-65to134kBtuh-12p0eer-3p55cop-wPreEcono | DEER2023 | D23 v1 | 2022-10-06 00:17 | Any | MBT | Old | CZ14 | cDXHP | Cap-Tons | 490 | 200000 | None | 489 | 0.201 | 0 | 63.4 | 0.0395 | 0 | [6 empty] | DEER:HVAC_Split-Package_HP | Annual | 20 | [13 empty] | CZ2022 | None
NE-HVAC-airHP-SpltPkg-65to134kBtuh-12p0eer-3p55cop-wPreEcono | DEER2023 | D23 v1 | 2022-10-06 00:17 | Any | MBT | Old | CZ15 | cDXHP | Cap-Tons | 619 | 200000 | None | 567 | 0.232 | 0 | 88.9 | 0.0478 | 0 | [6 empty] | DEER:HVAC_Split-Package_HP | Annual | 20 | [13 empty] | CZ2022 | None
NE-HVAC-airHP-SpltPkg-65to134kBtuh-12p0eer-3p55cop-wPreEcono | DEER2023 | D23 v1 | 2022-10-06 00:17 | Any | MBT | Old | CZ16 | cDXHP | Cap-Tons | 392 | 200000 | None | 493 | 0.136 | 0 | 45.6 | 0.0216 | 0 | [6 empty] | DEER:HVAC_Split-Package_HP | Annual | 20 | [13 empty] | CZ2022 | None
NE-HVAC-airHP-SpltPkg-65to134kBtuh-12p0eer-3p55cop-wPreEcono | DEER2023 | D23 v1 | 2022-10-06 00:17 | Any | MBT | Rec | CZ01 | cDXHP | Cap-Tons | 294 | 200000 | None | 44.3 | 0.0157 | 0 | 26.4 | 0.0108 | 0 | [6 empty] | DEER:HVAC_Split-Package_HP | Annual | 20 | [13 empty] | CZ2022 | None
NE-HVAC-airHP-SpltPkg-65to134kBtuh-12p0eer-3p55cop-wPreEcono | DEER2023 | D23 v1 | 2022-10-06 00:17 | Any | MBT | Rec | CZ02 | cDXHP | Cap-Tons | 307 | 200000 | None | 73.9 | 0.0441 | 0 | 50.1 | 0.0309 | 0 | [6 empty] | DEER:HVAC_Split-Package_HP | Annual | 20 | [13 empty] | CZ2022 | None
NE-HVAC-airHP-SpltPkg-65to134kBtuh-12p0eer-3p55cop-wPreEcono | DEER2023 | D23 v1 | 2022-10-06 00:17 | Any | MBT | Rec | CZ03 | cDXHP | Cap-Tons | 307 | 200000 | None | 54.4 | 0.0286 | 0 | 35.8 | 0.0199 | 0 | [6 empty] | DEER:HVAC_Split-Package_HP | Annual | 20 | [13 empty] | CZ2022 | None
NE-HVAC-airHP-SpltPkg-65to134kBtuh-12p0eer-3p55cop-wPreEcono | DEER2023 | D23 v1 | 2022-10-06 00:17 | Any | MBT | Rec | CZ04 | cDXHP | Cap-Tons | 305 | 200000 | None | 82.9 | 0.0462 | 0 | 57.2 | 0.0337 | 0 | [6 empty] | DEER:HVAC_Split-Package_HP | Annual | 20 | [13 empty] | CZ2022 | None
NE-HVAC-airHP-SpltPkg-65to134kBtuh-12p0eer-3p55cop-wPreEcono | DEER2023 | D23 v1 | 2022-10-06 00:17 | Any | MBT | Rec | CZ05 | cDXHP | Cap-Tons | 304 | 200000 | None | 63 | 0.0214 | 0 | 42 | 0.0145 | 0 | [6 empty] | DEER:HVAC_Split-Package_HP | Annual | 20 | [13 empty] | CZ2022 | None
NE-HVAC-airHP-SpltPkg-65to134kBtuh-12p0eer-3p55cop-wPreEcono | DEER2023 | D23 v1 | 2022-10-06 00:17 | Any | MBT | Rec | CZ06 | cDXHP | Cap-Tons | 328 | 200000 | None | 89.6 | 0.0336 | 0 | 63 | 0.0238 | 0 | [6 empty] | DEER:HVAC_Split-Package_HP | Annual | 20 | [13 empty] | CZ2022 | None
NE-HVAC-airHP-SpltPkg-65to134kBtuh-12p0eer-3p55cop-wPreEcono | DEER2023 | D23 v1 | 2022-10-06 00:17 | Any | MBT | Rec | CZ07 | cDXHP | Cap-Tons | 324 | 200000 | None | 78.1 | 0.0289 | 0 | 54.5 | 0.0204 | 0 | [6 empty] | DEER:HVAC_Split-Package_HP | Annual | 20 | [13 empty] | CZ2022 | None
NE-HVAC-airHP-SpltPkg-65to134kBtuh-12p0eer-3p55cop-wPreEcono | DEER2023 | D23 v1 | 2022-10-06 00:17 | Any | MBT | Rec | CZ08 | cDXHP | Cap-Tons | 334 | 200000 | None | 103 | 0.0388 | 0 | 72.6 | 0.0278 | 0 | [6 empty] | DEER:HVAC_Split-Package_HP | Annual | 20 | [13 empty] | CZ2022 | None
NE-HVAC-airHP-SpltPkg-65to134kBtuh-12p0eer-3p55cop-wPreEcono | DEER2023 | D23 v1 | 2022-10-06 00:17 | Any | MBT | Rec | CZ09 | cDXHP | Cap-Tons | 393 | 200000 | None | 81.5 | 0.0395 | 0 | 56.5 | 0.0279 | 0 | [6 empty] | DEER:HVAC_Split-Package_HP | Annual | 20 | [13 empty] | CZ2022 | None
NE-HVAC-airHP-SpltPkg-65to134kBtuh-12p0eer-3p55cop-wPreEcono | DEER2023 | D23 v1 | 2022-10-06 00:17 | Any | MBT | Rec | CZ10 | cDXHP | Cap-Tons | 365 | 200000 | None | 97.9 | 0.0455 | 0 | 68.8 | 0.0336 | 0 | [6 empty] | DEER:HVAC_Split-Package_HP | Annual | 20 | [13 empty] | CZ2022 | None
NE-HVAC-airHP-SpltPkg-65to134kBtuh-12p0eer-3p55cop-wPreEcono | DEER2023 | D23 v1 | 2022-10-06 00:17 | Any | MBT | Rec | CZ11 | cDXHP | Cap-Tons | 398 | 200000 | None | 89.2 | 0.0573 | 0 | 61.5 | 0.0425 | 0 | [6 empty] | DEER:HVAC_Split-Package_HP | Annual | 20 | [13 empty] | CZ2022 | None
NE-HVAC-airHP-SpltPkg-65to134kBtuh-12p0eer-3p55cop-wPreEcono | DEER2023 | D23 v1 | 2022-10-06 00:17 | Any | MBT | Rec | CZ12 | cDXHP | Cap-Tons | 360 | 200000 | None | 81.2 | 0.0537 | 0 | 55.6 | 0.0406 | 0 | [6 empty] | DEER:HVAC_Split-Package_HP | Annual | 20 | [13 empty] | CZ2022 | None
NE-HVAC-airHP-SpltPkg-65to134kBtuh-12p0eer-3p55cop-wPreEcono | DEER2023 | D23 v1 | 2022-10-06 00:17 | Any | MBT | Rec | CZ13 | cDXHP | Cap-Tons | 402 | 200000 | None | 94.8 | 0.0545 | 0 | 65.7 | 0.042 | 0 | [6 empty] | DEER:HVAC_Split-Package_HP | Annual | 20 | [13 empty] | CZ2022 | None
NE-HVAC-airHP-SpltPkg-65to134kBtuh-12p0eer-3p55cop-wPreEcono | DEER2023 | D23 v1 | 2022-10-06 00:17 | Any | MBT | Rec | CZ14 | cDXHP | Cap-Tons | 405 | 200000 | None | 90.5 | 0.0531 | 0 | 61.6 | 0.038 | 0 | [6 empty] | DEER:HVAC_Split-Package_HP | Annual | 20 | [13 empty] | CZ2022 | None
NE-HVAC-airHP-SpltPkg-65to134kBtuh-12p0eer-3p55cop-wPreEcono | DEER2023 | D23 v1 | 2022-10-06 00:17 | Any | MBT | Rec | CZ15 | cDXHP | Cap-Tons | 524 | 200000 | None | 120 | 0.0577 | 0 | 84 | 0.0451 | 0 | [6 empty] | DEER:HVAC_Split-Package_HP | Annual | 20 | [13 empty] | CZ2022 | None
NE-HVAC-airHP-SpltPkg-65to134kBtuh-12p0eer-3p55cop-wPreEcono | DEER2023 | D23 v1 | 2022-10-06 00:17 | Any | MBT | Rec | CZ16 | cDXHP | Cap-Tons | 317 | 200000 | None | 70.4 | 0.0309 | 0 | 44.1 | 0.021 | 0 | [6 empty] | DEER:HVAC_Split-Package_HP | Annual | 20 | [13 empty] | CZ2022 | None
NE-HVAC-airHP-SpltPkg-65to134kBtuh-12p0eer-3p55cop-wPreEcono | DEER2023 | D23 v1 | 2022-10-06 00:17 | Any | MLI | Ex | CZ01 | cDXHP | Cap-Tons | 218 | 100000 | None | 371 | 0.0567 | 0 | 29.7 | 0.00515 | 0 | [6 empty] | DEER:HVAC_Split-Package_HP | Annual | 20 | [13 empty] | CZ2022 | None
NE-HVAC-airHP-SpltPkg-65to134kBtuh-12p0eer-3p55cop-wPreEcono | DEER2023 | D23 v1 | 2022-10-06 00:17 | Any | MLI | Ex | CZ02 | cDXHP | Cap-Tons | 228 | 100000 | None | 369 | 0.103 | 0 | 37.9 | 0.0227 | 0 | [6 empty] | DEER:HVAC_Split-Package_HP | Annual | 20 | [13 empty] | CZ2022 | None
NE-HVAC-airHP-SpltPkg-65to134kBtuh-12p0eer-3p55cop-wPreEcono | DEER2023 | D23 v1 | 2022-10-06 00:17 | Any | MLI | Ex | CZ03 | cDXHP | Cap-Tons | 227 | 100000 | None | 320 | 0.0805 | 0 | 22 | 0.0123 | 0 | [6 empty] | DEER:HVAC_Split-Package_HP | Annual | 20 | [13 empty] | CZ2022 | None
NE-HVAC-airHP-SpltPkg-65to134kBtuh-12p0eer-3p55cop-wPreEcono | DEER2023 | D23 v1 | 2022-10-06 00:17 | Any | MLI | Ex | CZ04 | cDXHP | Cap-Tons | 231 | 100000 | None | 344 | 0.109 | 0 | 37.2 | 0.0242 | 0 | [6 empty] | DEER:HVAC_Split-Package_HP | Annual | 20 | [13 empty] | CZ2022 | None
NE-HVAC-airHP-SpltPkg-65to134kBtuh-12p0eer-3p55cop-wPreEcono | DEER2023 | D23 v1 | 2022-10-06 00:17 | Any | MLI | Ex | CZ05 | cDXHP | Cap-Tons | 227 | 100000 | None | 319 | 0.0686 | 0 | 25.3 | 0.0093 | 0 | [6 empty] | DEER:HVAC_Split-Package_HP | Annual | 20 | [13 empty] | CZ2022 | None
NE-HVAC-airHP-SpltPkg-65to134kBtuh-12p0eer-3p55cop-wPreEcono | DEER2023 | D23 v1 | 2022-10-06 00:17 | Any | MLI | Ex | CZ06 | cDXHP | Cap-Tons | 250 | 100000 | None | 326 | 0.0834 | 0 | 33.9 | 0.0148 | 0 | [6 empty] | DEER:HVAC_Split-Package_HP | Annual | 20 | [13 empty] | CZ2022 | None
NE-HVAC-airHP-SpltPkg-65to134kBtuh-12p0eer-3p55cop-wPreEcono | DEER2023 | D23 v1 | 2022-10-06 00:17 | Any | MLI | Ex | CZ07 | cDXHP | Cap-Tons | 235 | 100000 | None | 306 | 0.0761 | 0 | 28.4 | 0.0126 | 0 | [6 empty] | DEER:HVAC_Split-Package_HP | Annual | 20 | [13 empty] | CZ2022 | None
NE-HVAC-airHP-SpltPkg-65to134kBtuh-12p0eer-3p55cop-wPreEcono | DEER2023 | D23 v1 | 2022-10-06 00:17 | Any | MLI | Ex | CZ08 | cDXHP | Cap-Tons | 236 | 100000 | None | 358 | 0.098 | 0 | 50.5 | 0.0222 | 0 | [6 empty] | DEER:HVAC_Split-Package_HP | Annual | 20 | [13 empty] | CZ2022 | None
NE-HVAC-airHP-SpltPkg-65to134kBtuh-12p0eer-3p55cop-wPreEcono | DEER2023 | D23 v1 | 2022-10-06 00:17 | Any | MLI | Ex | CZ09 | cDXHP | Cap-Tons | 283 | 100000 | None | 353 | 0.106 | 0 | 41 | 0.0222 | 0 | [6 empty] | DEER:HVAC_Split-Package_HP | Annual | 20 | [13 empty] | CZ2022 | None
NE-HVAC-airHP-SpltPkg-65to134kBtuh-12p0eer-3p55cop-wPreEcono | DEER2023 | D23 v1 | 2022-10-06 00:17 | Any | MLI | Ex | CZ10 | cDXHP | Cap-Tons | 259 | 100000 | None | 376 | 0.11 | 0 | 51.4 | 0.0262 | 0 | [6 empty] | DEER:HVAC_Split-Package_HP | Annual | 20 | [13 empty] | CZ2022 | None
NE-HVAC-airHP-SpltPkg-65to134kBtuh-12p0eer-3p55cop-wPreEcono | DEER2023 | D23 v1 | 2022-10-06 00:17 | Any | MLI | Ex | CZ11 | cDXHP | Cap-Tons | 274 | 100000 | None | 392 | 0.119 | 0 | 53.7 | 0.0354 | 0 | [6 empty] | DEER:HVAC_Split-Package_HP | Annual | 20 | [13 empty] | CZ2022 | None
NE-HVAC-airHP-SpltPkg-65to134kBtuh-12p0eer-3p55cop-wPreEcono | DEER2023 | D23 v1 | 2022-10-06 00:17 | Any | MLI | Ex | CZ12 | cDXHP | Cap-Tons | 259 | 100000 | None | 369 | 0.119 | 0 | 44.1 | 0.0323 | 0 | [6 empty] | DEER:HVAC_Split-Package_HP | Annual | 20 | [13 empty] | CZ2022 | None
NE-HVAC-airHP-SpltPkg-65to134kBtuh-12p0eer-3p55cop-wPreEcono | DEER2023 | D23 v1 | 2022-10-06 00:17 | Any | MLI | Ex | CZ13 | cDXHP | Cap-Tons | 279 | 100000 | None | 390 | 0.12 | 0 | 56.9 | 0.0337 | 0 | [6 empty] | DEER:HVAC_Split-Package_HP | Annual | 20 | [13 empty] | CZ2022 | None
NE-HVAC-airHP-SpltPkg-65to134kBtuh-12p0eer-3p55cop-wPreEcono | DEER2023 | D23 v1 | 2022-10-06 00:17 | Any | MLI | Ex | CZ14 | cDXHP | Cap-Tons | 276 | 100000 | None | 400 | 0.117 | 0 | 53.9 | 0.0308 | 0 | [6 empty] | DEER:HVAC_Split-Package_HP | Annual | 20 | [13 empty] | CZ2022 | None
NE-HVAC-airHP-SpltPkg-65to134kBtuh-12p0eer-3p55cop-wPreEcono | DEER2023 | D23 v1 | 2022-10-06 00:17 | Any | MLI | Ex | CZ15 | cDXHP | Cap-Tons | 348 | 100000 | None | 440 | 0.132 | 0 | 76.8 | 0.0395 | 0 | [6 empty] | DEER:HVAC_Split-Package_HP | Annual | 20 | [13 empty] | CZ2022 | None
NE-HVAC-airHP-SpltPkg-65to134kBtuh-12p0eer-3p55cop-wPreEcono | DEER2023 | D23 v1 | 2022-10-06 00:17 | Any | MLI | Ex | CZ16 | cDXHP | Cap-Tons | 256 | 100000 | None | 409 | 0.0773 | 0 | 42.3 | 0.0135 | 0 | [6 empty] | DEER:HVAC_Split-Package_HP | Annual | 20 | [13 empty] | CZ2022 | None
NE-HVAC-airHP-SpltPkg-65to134kBtuh-12p0eer-3p55cop-wPreEcono | DEER2023 | D23 v1 | 2022-10-06 00:17 | Any | MLI | Old | CZ01 | cDXHP | Cap-Tons | 226 | 100000 | None | 432 | 0.0676 | 0 | 29.8 | 0.00529 | 0 | [6 empty] | DEER:HVAC_Split-Package_HP | Annual | 20 | [13 empty] | CZ2022 | None
NE-HVAC-airHP-SpltPkg-65to134kBtuh-12p0eer-3p55cop-wPreEcono | DEER2023 | D23 v1 | 2022-10-06 00:17 | Any | MLI | Old | CZ02 | cDXHP | Cap-Tons | 235 | 100000 | None | 432 | 0.123 | 0 | 38.4 | 0.023 | 0 | [6 empty] | DEER:HVAC_Split-Package_HP | Annual | 20 | [13 empty] | CZ2022 | None
NE-HVAC-airHP-SpltPkg-65to134kBtuh-12p0eer-3p55cop-wPreEcono | DEER2023 | D23 v1 | 2022-10-06 00:17 | Any | MLI | Old | CZ03 | cDXHP | Cap-Tons | 233 | 100000 | None | 367 | 0.0937 | 0 | 22.1 | 0.0125 | 0 | [6 empty] | DEER:HVAC_Split-Package_HP | Annual | 20 | [13 empty] | CZ2022 | None
NE-HVAC-airHP-SpltPkg-65to134kBtuh-12p0eer-3p55cop-wPreEcono | DEER2023 | D23 v1 | 2022-10-06 00:17 | Any | MLI | Old | CZ04 | cDXHP | Cap-Tons | 238 | 100000 | None | 408 | 0.131 | 0 | 37.6 | 0.0244 | 0 | [6 empty] | DEER:HVAC_Split-Package_HP | Annual | 20 | [13 empty] | CZ2022 | None
NE-HVAC-airHP-SpltPkg-65to134kBtuh-12p0eer-3p55cop-wPreEcono | DEER2023 | D23 v1 | 2022-10-06 00:17 | Any | MLI | Old | CZ05 | cDXHP | Cap-Tons | 233 | 100000 | None | 377 | 0.0824 | 0 | 25.5 | 0.00947 | 0 | [6 empty] | DEER:HVAC_Split-Package_HP | Annual | 20 | [13 empty] | CZ2022 | None
NE-HVAC-airHP-SpltPkg-65to134kBtuh-12p0eer-3p55cop-wPreEcono | DEER2023 | D23 v1 | 2022-10-06 00:17 | Any | MLI | Old | CZ06 | cDXHP | Cap-Tons | 248 | 100000 | None | 394 | 0.103 | 0 | 34.8 | 0.0151 | 0 | [6 empty] | DEER:HVAC_Split-Package_HP | Annual | 20 | [13 empty] | CZ2022 | None
NE-HVAC-airHP-SpltPkg-65to134kBtuh-12p0eer-3p55cop-wPreEcono | DEER2023 | D23 v1 | 2022-10-06 00:17 | Any | MLI | Old | CZ07 | cDXHP | Cap-Tons | 234 | 100000 | None | 368 | 0.093 | 0 | 29.2 | 0.0129 | 0 | [6 empty] | DEER:HVAC_Split-Package_HP | Annual | 20 | [13 empty] | CZ2022 | None
NE-HVAC-airHP-SpltPkg-65to134kBtuh-12p0eer-3p55cop-wPreEcono | DEER2023 | D23 v1 | 2022-10-06 00:17 | Any | MLI | Old | CZ08 | cDXHP | Cap-Tons | 235 | 100000 | None | 432 | 0.12 | 0 | 51.2 | 0.0224 | 0 | [6 empty] | DEER:HVAC_Split-Package_HP | Annual | 20 | [13 empty] | CZ2022 | None
NE-HVAC-airHP-SpltPkg-65to134kBtuh-12p0eer-3p55cop-wPreEcono | DEER2023 | D23 v1 | 2022-10-06 00:17 | Any | MLI | Old | CZ09 | cDXHP | Cap-Tons | 287 | 100000 | None | 424 | 0.128 | 0 | 41.6 | 0.0223 | 0 | [6 empty] | DEER:HVAC_Split-Package_HP | Annual | 20 | [13 empty] | CZ2022 | None
NE-HVAC-airHP-SpltPkg-65to134kBtuh-12p0eer-3p55cop-wPreEcono | DEER2023 | D23 v1 | 2022-10-06 00:17 | Any | MLI | Old | CZ10 | cDXHP | Cap-Tons | 272 | 100000 | None | 452 | 0.133 | 0 | 52.2 | 0.0264 | 0 | [6 empty] | DEER:HVAC_Split-Package_HP | Annual | 20 | [13 empty] | CZ2022 | None
NE-HVAC-airHP-SpltPkg-65to134kBtuh-12p0eer-3p55cop-wPreEcono | DEER2023 | D23 v1 | 2022-10-06 00:17 | Any | MLI | Old | CZ11 | cDXHP | Cap-Tons | 295 | 100000 | None | 471 | 0.144 | 0 | 55.2 | 0.0364 | 0 | [6 empty] | DEER:HVAC_Split-Package_HP | Annual | 20 | [13 empty] | CZ2022 | None
NE-HVAC-airHP-SpltPkg-65to134kBtuh-12p0eer-3p55cop-wPreEcono | DEER2023 | D23 v1 | 2022-10-06 00:17 | Any | MLI | Old | CZ12 | cDXHP | Cap-Tons | 270 | 100000 | None | 438 | 0.142 | 0 | 44.9 | 0.0327 | 0 | [6 empty] | DEER:HVAC_Split-Package_HP | Annual | 20 | [13 empty] | CZ2022 | None
NE-HVAC-airHP-SpltPkg-65to134kBtuh-12p0eer-3p55cop-wPreEcono | DEER2023 | D23 v1 | 2022-10-06 00:17 | Any | MLI | Old | CZ13 | cDXHP | Cap-Tons | 297 | 100000 | None | 472 | 0.146 | 0 | 58.2 | 0.0342 | 0 | [6 empty] | DEER:HVAC_Split-Package_HP | Annual | 20 | [13 empty] | CZ2022 | None
NE-HVAC-airHP-SpltPkg-65to134kBtuh-12p0eer-3p55cop-wPreEcono | DEER2023 | D23 v1 | 2022-10-06 00:17 | Any | MLI | Old | CZ14 | cDXHP | Cap-Tons | 296 | 100000 | None | 479 | 0.141 | 0 | 55.4 | 0.0312 | 0 | [6 empty] | DEER:HVAC_Split-Package_HP | Annual | 20 | [13 empty] | CZ2022 | None
NE-HVAC-airHP-SpltPkg-65to134kBtuh-12p0eer-3p55cop-wPreEcono | DEER2023 | D23 v1 | 2022-10-06 00:17 | Any | MLI | Old | CZ15 | cDXHP | Cap-Tons | 371 | 100000 | None | 531 | 0.159 | 0 | 78.4 | 0.041 | 0 | [6 empty] | DEER:HVAC_Split-Package_HP | Annual | 20 | [13 empty] | CZ2022 | None
NE-HVAC-airHP-SpltPkg-65to134kBtuh-12p0eer-3p55cop-wPreEcono | DEER2023 | D23 v1 | 2022-10-06 00:17 | Any | MLI | Old | CZ16 | cDXHP | Cap-Tons | 280 | 100000 | None | 487 | 0.0936 | 0 | 44.4 | 0.0135 | 0 | [6 empty] | DEER:HVAC_Split-Package_HP | Annual | 20 | [13 empty] | CZ2022 | None
NE-HVAC-airHP-SpltPkg-65to134kBtuh-12p0eer-3p55cop-wPreEcono | DEER2023 | D23 v1 | 2022-10-06 00:17 | Any | MLI | Rec | CZ01 | cDXHP | Cap-Tons | 205 | 100000 | None | 45.7 | 0.00609 | 0 | 27.6 | 0.00499 | 0 | [6 empty] | DEER:HVAC_Split-Package_HP | Annual | 20 | [13 empty] | CZ2022 | None
NE-HVAC-airHP-SpltPkg-65to134kBtuh-12p0eer-3p55cop-wPreEcono | DEER2023 | D23 v1 | 2022-10-06 00:17 | Any | MLI | Rec | CZ02 | cDXHP | Cap-Tons | 215 | 100000 | None | 52.7 | 0.0275 | 0 | 37 | 0.0225 | 0 | [6 empty] | DEER:HVAC_Split-Package_HP | Annual | 20 | [13 empty] | CZ2022 | None
NE-HVAC-airHP-SpltPkg-65to134kBtuh-12p0eer-3p55cop-wPreEcono | DEER2023 | D23 v1 | 2022-10-06 00:17 | Any | MLI | Rec | CZ03 | cDXHP | Cap-Tons | 215 | 100000 | None | 32.4 | 0.0147 | 0 | 21.5 | 0.012 | 0 | [6 empty] | DEER:HVAC_Split-Package_HP | Annual | 20 | [13 empty] | CZ2022 | None
NE-HVAC-airHP-SpltPkg-65to134kBtuh-12p0eer-3p55cop-wPreEcono | DEER2023 | D23 v1 | 2022-10-06 00:17 | Any | MLI | Rec | CZ04 | cDXHP | Cap-Tons | 219 | 100000 | None | 49 | 0.0293 | 0 | 36.4 | 0.024 | 0 | [6 empty] | DEER:HVAC_Split-Package_HP | Annual | 20 | [13 empty] | CZ2022 | None
NE-HVAC-airHP-SpltPkg-65to134kBtuh-12p0eer-3p55cop-wPreEcono | DEER2023 | D23 v1 | 2022-10-06 00:17 | Any | MLI | Rec | CZ05 | cDXHP | Cap-Tons | 214 | 100000 | None | 36 | 0.0112 | 0 | 24.6 | 0.00917 | 0 | [6 empty] | DEER:HVAC_Split-Package_HP | Annual | 20 | [13 empty] | CZ2022 | None
NE-HVAC-airHP-SpltPkg-65to134kBtuh-12p0eer-3p55cop-wPreEcono | DEER2023 | D23 v1 | 2022-10-06 00:17 | Any | MLI | Rec | CZ06 | cDXHP | Cap-Tons | 231 | 100000 | None | 43.5 | 0.0182 | 0 | 33.6 | 0.015 | 0 | [6 empty] | DEER:HVAC_Split-Package_HP | Annual | 20 | [13 empty] | CZ2022 | None
NE-HVAC-airHP-SpltPkg-65to134kBtuh-12p0eer-3p55cop-wPreEcono | DEER2023 | D23 v1 | 2022-10-06 00:17 | Any | MLI | Rec | CZ07 | cDXHP | Cap-Tons | 218 | 100000 | None | 36.6 | 0.0156 | 0 | 28.3 | 0.0128 | 0 | [6 empty] | DEER:HVAC_Split-Package_HP | Annual | 20 | [13 empty] | CZ2022 | None
NE-HVAC-airHP-SpltPkg-65to134kBtuh-12p0eer-3p55cop-wPreEcono | DEER2023 | D23 v1 | 2022-10-06 00:17 | Any | MLI | Rec | CZ08 | cDXHP | Cap-Tons | 221 | 100000 | None | 62.5 | 0.027 | 0 | 49.4 | 0.0222 | 0 | [6 empty] | DEER:HVAC_Split-Package_HP | Annual | 20 | [13 empty] | CZ2022 | None
NE-HVAC-airHP-SpltPkg-65to134kBtuh-12p0eer-3p55cop-wPreEcono | DEER2023 | D23 v1 | 2022-10-06 00:17 | Any | MLI | Rec | CZ09 | cDXHP | Cap-Tons | 262 | 100000 | None | 50.8 | 0.0267 | 0 | 39.9 | 0.022 | 0 | [6 empty] | DEER:HVAC_Split-Package_HP | Annual | 20 | [13 empty] | CZ2022 | None
NE-HVAC-airHP-SpltPkg-65to134kBtuh-12p0eer-3p55cop-wPreEcono | DEER2023 | D23 v1 | 2022-10-06 00:17 | Any | MLI | Rec | CZ10 | cDXHP | Cap-Tons | 245 | 100000 | None | 64.6 | 0.0318 | 0 | 50.6 | 0.0261 | 0 | [6 empty] | DEER:HVAC_Split-Package_HP | Annual | 20 | [13 empty] | CZ2022 | None
NE-HVAC-airHP-SpltPkg-65to134kBtuh-12p0eer-3p55cop-wPreEcono | DEER2023 | D23 v1 | 2022-10-06 00:17 | Any | MLI | Rec | CZ11 | cDXHP | Cap-Tons | 241 | 100000 | None | 66.5 | 0.0413 | 0 | 51.2 | 0.0339 | 0 | [6 empty] | DEER:HVAC_Split-Package_HP | Annual | 20 | [13 empty] | CZ2022 | None
NE-HVAC-airHP-SpltPkg-65to134kBtuh-12p0eer-3p55cop-wPreEcono | DEER2023 | D23 v1 | 2022-10-06 00:17 | Any | MLI | Rec | CZ12 | cDXHP | Cap-Tons | 238 | 100000 | None | 57.1 | 0.0385 | 0 | 42.7 | 0.0316 | 0 | [6 empty] | DEER:HVAC_Split-Package_HP | Annual | 20 | [13 empty] | CZ2022 | None
NE-HVAC-airHP-SpltPkg-65to134kBtuh-12p0eer-3p55cop-wPreEcono | DEER2023 | D23 v1 | 2022-10-06 00:17 | Any | MLI | Rec | CZ13 | cDXHP | Cap-Tons | 251 | 100000 | None | 70.7 | 0.04 | 0 | 55 | 0.0328 | 0 | [6 empty] | DEER:HVAC_Split-Package_HP | Annual | 20 | [13 empty] | CZ2022 | None
NE-HVAC-airHP-SpltPkg-65to134kBtuh-12p0eer-3p55cop-wPreEcono | DEER2023 | D23 v1 | 2022-10-06 00:17 | Any | MLI | Rec | CZ14 | cDXHP | Cap-Tons | 243 | 100000 | None | 67 | 0.0366 | 0 | 51.6 | 0.0301 | 0 | [6 empty] | DEER:HVAC_Split-Package_HP | Annual | 20 | [13 empty] | CZ2022 | None
NE-HVAC-airHP-SpltPkg-65to134kBtuh-12p0eer-3p55cop-wPreEcono | DEER2023 | D23 v1 | 2022-10-06 00:17 | Any | MLI | Rec | CZ15 | cDXHP | Cap-Tons | 311 | 100000 | None | 91 | 0.0453 | 0 | 74.4 | 0.0372 | 0 | [6 empty] | DEER:HVAC_Split-Package_HP | Annual | 20 | [13 empty] | CZ2022 | None
NE-HVAC-airHP-SpltPkg-65to134kBtuh-12p0eer-3p55cop-wPreEcono | DEER2023 | D23 v1 | 2022-10-06 00:17 | Any | MLI | Rec | CZ16 | cDXHP | Cap-Tons | 217 | 100000 | None | 58.6 | 0.0164 | 0 | 38.5 | 0.0135 | 0 | [6 empty] | DEER:HVAC_Split-Package_HP | Annual | 20 | [13 empty] | CZ2022 | None
NE-HVAC-airHP-SpltPkg-65to134kBtuh-12p0eer-3p55cop-wPreEcono | DEER2023 | D23 v1 | 2022-10-06 00:17 | Any | Mtl | Ex | CZ01 | cDXHP | Cap-Tons | 8.82 | 30000 | None | 958 | 0.0852 | 0 | 29 | 0.0114 | 0 | [6 empty] | DEER:HVAC_Split-Package_HP | Annual | 20 | [13 empty] | CZ2022 | None
NE-HVAC-airHP-SpltPkg-65to134kBtuh-12p0eer-3p55cop-wPreEcono | DEER2023 | D23 v1 | 2022-10-06 00:17 | Any | Mtl | Ex | CZ02 | cDXHP | Cap-Tons | 6.85 | 30000 | None | 981 | 0.166 | 0 | 75.7 | 0.0457 | 0 | [6 empty] | DEER:HVAC_Split-Package_HP | Annual | 20 | [13 empty] | CZ2022 | None
NE-HVAC-airHP-SpltPkg-65to134kBtuh-12p0eer-3p55cop-wPreEcono | DEER2023 | D23 v1 | 2022-10-06 00:17 | Any | Mtl | Ex | CZ03 | cDXHP | Cap-Tons | 9.34 | 30000 | None | 805 | 0.139 | 0 | 33.9 | 0.0252 | 0 | [6 empty] | DEER:HVAC_Split-Package_HP | Annual | 20 | [13 empty] | CZ2022 | None
NE-HVAC-airHP-SpltPkg-65to134kBtuh-12p0eer-3p55cop-wPreEcono | DEER2023 | D23 v1 | 2022-10-06 00:17 | Any | Mtl | Ex | CZ04 | cDXHP | Cap-Tons | 7.05 | 30000 | None | 858 | 0.176 | 0 | 85.1 | 0.0511 | 0 | [6 empty] | DEER:HVAC_Split-Package_HP | Annual | 20 | [13 empty] | CZ2022 | None
NE-HVAC-airHP-SpltPkg-65to134kBtuh-12p0eer-3p55cop-wPreEcono | DEER2023 | D23 v1 | 2022-10-06 00:17 | Any | Mtl | Ex | CZ05 | cDXHP | Cap-Tons | 9.22 | 30000 | None | 784 | 0.103 | 0 | 40.2 | 0.0166 | 0 | [6 empty] | DEER:HVAC_Split-Package_HP | Annual | 20 | [13 empty] | CZ2022 | None
NE-HVAC-airHP-SpltPkg-65to134kBtuh-12p0eer-3p55cop-wPreEcono | DEER2023 | D23 v1 | 2022-10-06 00:17 | Any | Mtl | Ex | CZ06 | cDXHP | Cap-Tons | 9.54 | 30000 | None | 792 | 0.156 | 0 | 74.8 | 0.0301 | 0 | [6 empty] | DEER:HVAC_Split-Package_HP | Annual | 20 | [13 empty] | CZ2022 | None
NE-HVAC-airHP-SpltPkg-65to134kBtuh-12p0eer-3p55cop-wPreEcono | DEER2023 | D23 v1 | 2022-10-06 00:17 | Any | Mtl | Ex | CZ07 | cDXHP | Cap-Tons | 9.44 | 30000 | None | 724 | 0.136 | 0 | 63.1 | 0.0259 | 0 | [6 empty] | DEER:HVAC_Split-Package_HP | Annual | 20 | [13 empty] | CZ2022 | None
NE-HVAC-airHP-SpltPkg-65to134kBtuh-12p0eer-3p55cop-wPreEcono | DEER2023 | D23 v1 | 2022-10-06 00:17 | Any | Mtl | Ex | CZ08 | cDXHP | Cap-Tons | 7.26 | 30000 | None | 832 | 0.166 | 0 | 116 | 0.0423 | 0 | [6 empty] | DEER:HVAC_Split-Package_HP | Annual | 20 | [13 empty] | CZ2022 | None
NE-HVAC-airHP-SpltPkg-65to134kBtuh-12p0eer-3p55cop-wPreEcono | DEER2023 | D23 v1 | 2022-10-06 00:17 | Any | Mtl | Ex | CZ09 | cDXHP | Cap-Tons | 8.79 | 30000 | None | 827 | 0.182 | 0 | 91.2 | 0.0419 | 0 | [6 empty] | DEER:HVAC_Split-Package_HP | Annual | 20 | [13 empty] | CZ2022 | None
NE-HVAC-airHP-SpltPkg-65to134kBtuh-12p0eer-3p55cop-wPreEcono | DEER2023 | D23 v1 | 2022-10-06 00:17 | Any | Mtl | Ex | CZ10 | cDXHP | Cap-Tons | 8.24 | 30000 | None | 916 | 0.189 | 0 | 109 | 0.0473 | 0 | [6 empty] | DEER:HVAC_Split-Package_HP | Annual | 20 | [13 empty] | CZ2022 | None
NE-HVAC-airHP-SpltPkg-65to134kBtuh-12p0eer-3p55cop-wPreEcono | DEER2023 | D23 v1 | 2022-10-06 00:17 | Any | Mtl | Ex | CZ11 | cDXHP | Cap-Tons | 8.79 | 30000 | None | 998 | 0.202 | 0 | 109 | 0.0617 | 0 | [6 empty] | DEER:HVAC_Split-Package_HP | Annual | 20 | [13 empty] | CZ2022 | None
NE-HVAC-airHP-SpltPkg-65to134kBtuh-12p0eer-3p55cop-wPreEcono | DEER2023 | D23 v1 | 2022-10-06 00:17 | Any | Mtl | Ex | CZ12 | cDXHP | Cap-Tons | 7.97 | 30000 | None | 924 | 0.191 | 0 | 91.1 | 0.0595 | 0 | [6 empty] | DEER:HVAC_Split-Package_HP | Annual | 20 | [13 empty] | CZ2022 | None
NE-HVAC-airHP-SpltPkg-65to134kBtuh-12p0eer-3p55cop-wPreEcono | DEER2023 | D23 v1 | 2022-10-06 00:17 | Any | Mtl | Ex | CZ13 | cDXHP | Cap-Tons | 8.88 | 30000 | None | 982 | 0.201 | 0 | 119 | 0.0609 | 0 | [6 empty] | DEER:HVAC_Split-Package_HP | Annual | 20 | [13 empty] | CZ2022 | None
NE-HVAC-airHP-SpltPkg-65to134kBtuh-12p0eer-3p55cop-wPreEcono | DEER2023 | D23 v1 | 2022-10-06 00:17 | Any | Mtl | Ex | CZ14 | cDXHP | Cap-Tons | 8.76 | 30000 | None | 988 | 0.196 | 0 | 107 | 0.0534 | 0 | [6 empty] | DEER:HVAC_Split-Package_HP | Annual | 20 | [13 empty] | CZ2022 | None
NE-HVAC-airHP-SpltPkg-65to134kBtuh-12p0eer-3p55cop-wPreEcono | DEER2023 | D23 v1 | 2022-10-06 00:17 | Any | Mtl | Ex | CZ15 | cDXHP | Cap-Tons | 11.6 | 30000 | None | 1050 | 0.236 | 0 | 150 | 0.0619 | 0 | [6 empty] | DEER:HVAC_Split-Package_HP | Annual | 20 | [13 empty] | CZ2022 | None
NE-HVAC-airHP-SpltPkg-65to134kBtuh-12p0eer-3p55cop-wPreEcono | DEER2023 | D23 v1 | 2022-10-06 00:17 | Any | Mtl | Ex | CZ16 | cDXHP | Cap-Tons | 9.21 | 30000 | None | 983 | 0.129 | 0 | 63.3 | 0.0265 | 0 | [6 empty] | DEER:HVAC_Split-Package_HP | Annual | 20 | [13 empty] | CZ2022 | None
NE-HVAC-airHP-SpltPkg-65to134kBtuh-12p0eer-3p55cop-wPreEcono | DEER2023 | D23 v1 | 2022-10-06 00:17 | Any | Mtl | Old | CZ01 | cDXHP | Cap-Tons | 11 | 30000 | None | 970 | 0.0991 | 0 | 26.3 | 0.0132 | 0 | [6 empty] | DEER:HVAC_Split-Package_HP | Annual | 20 | [13 empty] | CZ2022 | None
NE-HVAC-airHP-SpltPkg-65to134kBtuh-12p0eer-3p55cop-wPreEcono | DEER2023 | D23 v1 | 2022-10-06 00:17 | Any | Mtl | Old | CZ02 | cDXHP | Cap-Tons | 9.29 | 30000 | None | 1040 | 0.188 | 0 | 80.1 | 0.0465 | 0 | [6 empty] | DEER:HVAC_Split-Package_HP | Annual | 20 | [13 empty] | CZ2022 | None
NE-HVAC-airHP-SpltPkg-65to134kBtuh-12p0eer-3p55cop-wPreEcono | DEER2023 | D23 v1 | 2022-10-06 00:17 | Any | Mtl | Old | CZ03 | cDXHP | Cap-Tons | 11.6 | 30000 | None | 846 | 0.158 | 0 | 38.5 | 0.0271 | 0 | [6 empty] | DEER:HVAC_Split-Package_HP | Annual | 20 | [13 empty] | CZ2022 | None
NE-HVAC-airHP-SpltPkg-65to134kBtuh-12p0eer-3p55cop-wPreEcono | DEER2023 | D23 v1 | 2022-10-06 00:17 | Any | Mtl | Old | CZ04 | cDXHP | Cap-Tons | 9.31 | 30000 | None | 965 | 0.199 | 0 | 88.9 | 0.0514 | 0 | [6 empty] | DEER:HVAC_Split-Package_HP | Annual | 20 | [13 empty] | CZ2022 | None
NE-HVAC-airHP-SpltPkg-65to134kBtuh-12p0eer-3p55cop-wPreEcono | DEER2023 | D23 v1 | 2022-10-06 00:17 | Any | Mtl | Old | CZ05 | cDXHP | Cap-Tons | 11.6 | 30000 | None | 873 | 0.126 | 0 | 45.4 | 0.0181 | 0 | [6 empty] | DEER:HVAC_Split-Package_HP | Annual | 20 | [13 empty] | CZ2022 | None
NE-HVAC-airHP-SpltPkg-65to134kBtuh-12p0eer-3p55cop-wPreEcono | DEER2023 | D23 v1 | 2022-10-06 00:17 | Any | Mtl | Old | CZ06 | cDXHP | Cap-Tons | 12 | 30000 | None | 926 | 0.18 | 0 | 76.6 | 0.0298 | 0 | [6 empty] | DEER:HVAC_Split-Package_HP | Annual | 20 | [13 empty] | CZ2022 | None
NE-HVAC-airHP-SpltPkg-65to134kBtuh-12p0eer-3p55cop-wPreEcono | DEER2023 | D23 v1 | 2022-10-06 00:17 | Any | Mtl | Old | CZ07 | cDXHP | Cap-Tons | 11.8 | 30000 | None | 871 | 0.162 | 0 | 64.4 | 0.0252 | 0 | [6 empty] | DEER:HVAC_Split-Package_HP | Annual | 20 | [13 empty] | CZ2022 | None
NE-HVAC-airHP-SpltPkg-65to134kBtuh-12p0eer-3p55cop-wPreEcono | DEER2023 | D23 v1 | 2022-10-06 00:17 | Any | Mtl | Old | CZ08 | cDXHP | Cap-Tons | 9.63 | 30000 | None | 976 | 0.186 | 0 | 114 | 0.0411 | 0 | [6 empty] | DEER:HVAC_Split-Package_HP | Annual | 20 | [13 empty] | CZ2022 | None
NE-HVAC-airHP-SpltPkg-65to134kBtuh-12p0eer-3p55cop-wPreEcono | DEER2023 | D23 v1 | 2022-10-06 00:17 | Any | Mtl | Old | CZ09 | cDXHP | Cap-Tons | 11.4 | 30000 | None | 991 | 0.211 | 0 | 93.6 | 0.0418 | 0 | [6 empty] | DEER:HVAC_Split-Package_HP | Annual | 20 | [13 empty] | CZ2022 | None
NE-HVAC-airHP-SpltPkg-65to134kBtuh-12p0eer-3p55cop-wPreEcono | DEER2023 | D23 v1 | 2022-10-06 00:17 | Any | Mtl | Old | CZ10 | cDXHP | Cap-Tons | 10.9 | 30000 | None | 1050 | 0.213 | 0 | 111 | 0.047 | 0 | [6 empty] | DEER:HVAC_Split-Package_HP | Annual | 20 | [13 empty] | CZ2022 | None
NE-HVAC-airHP-SpltPkg-65to134kBtuh-12p0eer-3p55cop-wPreEcono | DEER2023 | D23 v1 | 2022-10-06 00:17 | Any | Mtl | Old | CZ11 | cDXHP | Cap-Tons | 11.4 | 30000 | None | 1120 | 0.228 | 0 | 112 | 0.0619 | 0 | [6 empty] | DEER:HVAC_Split-Package_HP | Annual | 20 | [13 empty] | CZ2022 | None
NE-HVAC-airHP-SpltPkg-65to134kBtuh-12p0eer-3p55cop-wPreEcono | DEER2023 | D23 v1 | 2022-10-06 00:17 | Any | Mtl | Old | CZ12 | cDXHP | Cap-Tons | 10.2 | 30000 | None | 1040 | 0.218 | 0 | 94.4 | 0.0596 | 0 | [6 empty] | DEER:HVAC_Split-Package_HP | Annual | 20 | [13 empty] | CZ2022 | None
NE-HVAC-airHP-SpltPkg-65to134kBtuh-12p0eer-3p55cop-wPreEcono | DEER2023 | D23 v1 | 2022-10-06 00:17 | Any | Mtl | Old | CZ13 | cDXHP | Cap-Tons | 11.5 | 30000 | None | 1120 | 0.229 | 0 | 119 | 0.0608 | 0 | [6 empty] | DEER:HVAC_Split-Package_HP | Annual | 20 | [13 empty] | CZ2022 | None
NE-HVAC-airHP-SpltPkg-65to134kBtuh-12p0eer-3p55cop-wPreEcono | DEER2023 | D23 v1 | 2022-10-06 00:17 | Any | Mtl | Old | CZ14 | cDXHP | Cap-Tons | 11.1 | 30000 | None | 1120 | 0.23 | 0 | 109 | 0.0529 | 0 | [6 empty] | DEER:HVAC_Split-Package_HP | Annual | 20 | [13 empty] | CZ2022 | None
NE-HVAC-airHP-SpltPkg-65to134kBtuh-12p0eer-3p55cop-wPreEcono | DEER2023 | D23 v1 | 2022-10-06 00:17 | Any | Mtl | Old | CZ15 | cDXHP | Cap-Tons | 14.1 | 30000 | None | 1230 | 0.271 | 0 | 151 | 0.0613 | 0 | [6 empty] | DEER:HVAC_Split-Package_HP | Annual | 20 | [13 empty] | CZ2022 | None
NE-HVAC-airHP-SpltPkg-65to134kBtuh-12p0eer-3p55cop-wPreEcono | DEER2023 | D23 v1 | 2022-10-06 00:17 | Any | Mtl | Old | CZ16 | cDXHP | Cap-Tons | 11.6 | 30000 | None | 1120 | 0.162 | 0 | 62.4 | 0.0279 | 0 | [6 empty] | DEER:HVAC_Split-Package_HP | Annual | 20 | [13 empty] | CZ2022 | None
NE-HVAC-airHP-SpltPkg-65to134kBtuh-12p0eer-3p55cop-wPreEcono | DEER2023 | D23 v1 | 2022-10-06 00:17 | Any | Mtl | Rec | CZ01 | cDXHP | Cap-Tons | 8.13 | 30000 | None | 41 | 0.0141 | 0 | 25.1 | 0.0115 | 0 | [6 empty] | DEER:HVAC_Split-Package_HP | Annual | 20 | [13 empty] | CZ2022 | None
NE-HVAC-airHP-SpltPkg-65to134kBtuh-12p0eer-3p55cop-wPreEcono | DEER2023 | D23 v1 | 2022-10-06 00:17 | Any | Mtl | Rec | CZ02 | cDXHP | Cap-Tons | 6.14 | 30000 | None | 99.2 | 0.057 | 0 | 75 | 0.0469 | 0 | [6 empty] | DEER:HVAC_Split-Package_HP | Annual | 20 | [13 empty] | CZ2022 | None
NE-HVAC-airHP-SpltPkg-65to134kBtuh-12p0eer-3p55cop-wPreEcono | DEER2023 | D23 v1 | 2022-10-06 00:17 | Any | Mtl | Rec | CZ03 | cDXHP | Cap-Tons | 8.47 | 30000 | None | 41.9 | 0.0311 | 0 | 31.6 | 0.0256 | 0 | [6 empty] | DEER:HVAC_Split-Package_HP | Annual | 20 | [13 empty] | CZ2022 | None
NE-HVAC-airHP-SpltPkg-65to134kBtuh-12p0eer-3p55cop-wPreEcono | DEER2023 | D23 v1 | 2022-10-06 00:17 | Any | Mtl | Rec | CZ04 | cDXHP | Cap-Tons | 6.24 | 30000 | None | 109 | 0.0635 | 0 | 85.9 | 0.0521 | 0 | [6 empty] | DEER:HVAC_Split-Package_HP | Annual | 20 | [13 empty] | CZ2022 | None
NE-HVAC-airHP-SpltPkg-65to134kBtuh-12p0eer-3p55cop-wPreEcono | DEER2023 | D23 v1 | 2022-10-06 00:17 | Any | Mtl | Rec | CZ05 | cDXHP | Cap-Tons | 8.43 | 30000 | None | 49.5 | 0.0205 | 0 | 37.7 | 0.0168 | 0 | [6 empty] | DEER:HVAC_Split-Package_HP | Annual | 20 | [13 empty] | CZ2022 | None
NE-HVAC-airHP-SpltPkg-65to134kBtuh-12p0eer-3p55cop-wPreEcono | DEER2023 | D23 v1 | 2022-10-06 00:17 | Any | Mtl | Rec | CZ06 | cDXHP | Cap-Tons | 8.72 | 30000 | None | 91 | 0.0367 | 0 | 74.1 | 0.0301 | 0 | [6 empty] | DEER:HVAC_Split-Package_HP | Annual | 20 | [13 empty] | CZ2022 | None
NE-HVAC-airHP-SpltPkg-65to134kBtuh-12p0eer-3p55cop-wPreEcono | DEER2023 | D23 v1 | 2022-10-06 00:17 | Any | Mtl | Rec | CZ07 | cDXHP | Cap-Tons | 8.66 | 30000 | None | 76.7 | 0.0318 | 0 | 62.6 | 0.026 | 0 | [6 empty] | DEER:HVAC_Split-Package_HP | Annual | 20 | [13 empty] | CZ2022 | None
NE-HVAC-airHP-SpltPkg-65to134kBtuh-12p0eer-3p55cop-wPreEcono | DEER2023 | D23 v1 | 2022-10-06 00:17 | Any | Mtl | Rec | CZ08 | cDXHP | Cap-Tons | 6.54 | 30000 | None | 142 | 0.0517 | 0 | 115 | 0.0424 | 0 | [6 empty] | DEER:HVAC_Split-Package_HP | Annual | 20 | [13 empty] | CZ2022 | None
NE-HVAC-airHP-SpltPkg-65to134kBtuh-12p0eer-3p55cop-wPreEcono | DEER2023 | D23 v1 | 2022-10-06 00:17 | Any | Mtl | Rec | CZ09 | cDXHP | Cap-Tons | 8.02 | 30000 | None | 111 | 0.0508 | 0 | 89.7 | 0.0416 | 0 | [6 empty] | DEER:HVAC_Split-Package_HP | Annual | 20 | [13 empty] | CZ2022 | None
NE-HVAC-airHP-SpltPkg-65to134kBtuh-12p0eer-3p55cop-wPreEcono | DEER2023 | D23 v1 | 2022-10-06 00:17 | Any | Mtl | Rec | CZ10 | cDXHP | Cap-Tons | 7.5 | 30000 | None | 136 | 0.0581 | 0 | 109 | 0.0478 | 0 | [6 empty] | DEER:HVAC_Split-Package_HP | Annual | 20 | [13 empty] | CZ2022 | None
NE-HVAC-airHP-SpltPkg-65to134kBtuh-12p0eer-3p55cop-wPreEcono | DEER2023 | D23 v1 | 2022-10-06 00:17 | Any | Mtl | Rec | CZ11 | cDXHP | Cap-Tons | 7.89 | 30000 | None | 139 | 0.0754 | 0 | 110 | 0.0619 | 0 | [6 empty] | DEER:HVAC_Split-Package_HP | Annual | 20 | [13 empty] | CZ2022 | None
NE-HVAC-airHP-SpltPkg-65to134kBtuh-12p0eer-3p55cop-wPreEcono | DEER2023 | D23 v1 | 2022-10-06 00:17 | Any | Mtl | Rec | CZ12 | cDXHP | Cap-Tons | 7.22 | 30000 | None | 117 | 0.0729 | 0 | 91.1 | 0.0599 | 0 | [6 empty] | DEER:HVAC_Split-Package_HP | Annual | 20 | [13 empty] | CZ2022 | None
NE-HVAC-airHP-SpltPkg-65to134kBtuh-12p0eer-3p55cop-wPreEcono | DEER2023 | D23 v1 | 2022-10-06 00:17 | Any | Mtl | Rec | CZ13 | cDXHP | Cap-Tons | 8.08 | 30000 | None | 149 | 0.0745 | 0 | 119 | 0.0612 | 0 | [6 empty] | DEER:HVAC_Split-Package_HP | Annual | 20 | [13 empty] | CZ2022 | None
NE-HVAC-airHP-SpltPkg-65to134kBtuh-12p0eer-3p55cop-wPreEcono | DEER2023 | D23 v1 | 2022-10-06 00:17 | Any | Mtl | Rec | CZ14 | cDXHP | Cap-Tons | 7.96 | 30000 | None | 136 | 0.0648 | 0 | 107 | 0.0532 | 0 | [6 empty] | DEER:HVAC_Split-Package_HP | Annual | 20 | [13 empty] | CZ2022 | None
NE-HVAC-airHP-SpltPkg-65to134kBtuh-12p0eer-3p55cop-wPreEcono | DEER2023 | D23 v1 | 2022-10-06 00:17 | Any | Mtl | Rec | CZ15 | cDXHP | Cap-Tons | 10.6 | 30000 | None | 184 | 0.0743 | 0 | 151 | 0.061 | 0 | [6 empty] | DEER:HVAC_Split-Package_HP | Annual | 20 | [13 empty] | CZ2022 | None
NE-HVAC-airHP-SpltPkg-65to134kBtuh-12p0eer-3p55cop-wPreEcono | DEER2023 | D23 v1 | 2022-10-06 00:17 | Any | Mtl | Rec | CZ16 | cDXHP | Cap-Tons | 8.46 | 30000 | None | 88.9 | 0.0324 | 0 | 60.9 | 0.0266 | 0 | [6 empty] | DEER:HVAC_Split-Package_HP | Annual | 20 | [13 empty] | CZ2022 | None
NE-HVAC-airHP-SpltPkg-65to134kBtuh-12p0eer-3p55cop-wPreEcono | DEER2023 | D23 v1 | 2022-10-06 00:17 | Any | Nrs | Ex | CZ01 | cDXHP | Cap-Tons | 96.3 | 60700 | None | 815 | 0.0831 | 0 | 38.6 | 0.00885 | 0 | [6 empty] | DEER:HVAC_Split-Package_HP | Annual | 20 | [13 empty] | CZ2022 | None
NE-HVAC-airHP-SpltPkg-65to134kBtuh-12p0eer-3p55cop-wPreEcono | DEER2023 | D23 v1 | 2022-10-06 00:17 | Any | Nrs | Ex | CZ02 | cDXHP | Cap-Tons | 96.9 | 60700 | None | 776 | 0.142 | 0 | 56.5 | 0.0291 | 0 | [6 empty] | DEER:HVAC_Split-Package_HP | Annual | 20 | [13 empty] | CZ2022 | None
NE-HVAC-airHP-SpltPkg-65to134kBtuh-12p0eer-3p55cop-wPreEcono | DEER2023 | D23 v1 | 2022-10-06 00:17 | Any | Nrs | Ex | CZ03 | cDXHP | Cap-Tons | 100 | 60700 | None | 646 | 0.112 | 0 | 36.5 | 0.0206 | 0 | [6 empty] | DEER:HVAC_Split-Package_HP | Annual | 20 | [13 empty] | CZ2022 | None
NE-HVAC-airHP-SpltPkg-65to134kBtuh-12p0eer-3p55cop-wPreEcono | DEER2023 | D23 v1 | 2022-10-06 00:17 | Any | Nrs | Ex | CZ04 | cDXHP | Cap-Tons | 102 | 60700 | None | 737 | 0.157 | 0 | 58.4 | 0.0338 | 0 | [6 empty] | DEER:HVAC_Split-Package_HP | Annual | 20 | [13 empty] | CZ2022 | None
NE-HVAC-airHP-SpltPkg-65to134kBtuh-12p0eer-3p55cop-wPreEcono | DEER2023 | D23 v1 | 2022-10-06 00:17 | Any | Nrs | Ex | CZ05 | cDXHP | Cap-Tons | 100 | 60700 | None | 657 | 0.0905 | 0 | 41.8 | 0.0137 | 0 | [6 empty] | DEER:HVAC_Split-Package_HP | Annual | 20 | [13 empty] | CZ2022 | None
NE-HVAC-airHP-SpltPkg-65to134kBtuh-12p0eer-3p55cop-wPreEcono | DEER2023 | D23 v1 | 2022-10-06 00:17 | Any | Nrs | Ex | CZ06 | cDXHP | Cap-Tons | 103 | 60700 | None | 742 | 0.144 | 0 | 61.7 | 0.0257 | 0 | [6 empty] | DEER:HVAC_Split-Package_HP | Annual | 20 | [13 empty] | CZ2022 | None
NE-HVAC-airHP-SpltPkg-65to134kBtuh-12p0eer-3p55cop-wPreEcono | DEER2023 | D23 v1 | 2022-10-06 00:17 | Any | Nrs | Ex | CZ07 | cDXHP | Cap-Tons | 102 | 60700 | None | 650 | 0.118 | 0 | 50.6 | 0.0218 | 0 | [6 empty] | DEER:HVAC_Split-Package_HP | Annual | 20 | [13 empty] | CZ2022 | None
NE-HVAC-airHP-SpltPkg-65to134kBtuh-12p0eer-3p55cop-wPreEcono | DEER2023 | D23 v1 | 2022-10-06 00:17 | Any | Nrs | Ex | CZ08 | cDXHP | Cap-Tons | 104 | 60700 | None | 782 | 0.149 | 0 | 73.6 | 0.0285 | 0 | [6 empty] | DEER:HVAC_Split-Package_HP | Annual | 20 | [13 empty] | CZ2022 | None
NE-HVAC-airHP-SpltPkg-65to134kBtuh-12p0eer-3p55cop-wPreEcono | DEER2023 | D23 v1 | 2022-10-06 00:17 | Any | Nrs | Ex | CZ09 | cDXHP | Cap-Tons | 106 | 60700 | None | 763 | 0.157 | 0 | 71.1 | 0.0334 | 0 | [6 empty] | DEER:HVAC_Split-Package_HP | Annual | 20 | [13 empty] | CZ2022 | None
NE-HVAC-airHP-SpltPkg-65to134kBtuh-12p0eer-3p55cop-wPreEcono | DEER2023 | D23 v1 | 2022-10-06 00:17 | Any | Nrs | Ex | CZ10 | cDXHP | Cap-Tons | 98.5 | 60700 | None | 771 | 0.161 | 0 | 80.1 | 0.0356 | 0 | [6 empty] | DEER:HVAC_Split-Package_HP | Annual | 20 | [13 empty] | CZ2022 | None
NE-HVAC-airHP-SpltPkg-65to134kBtuh-12p0eer-3p55cop-wPreEcono | DEER2023 | D23 v1 | 2022-10-06 00:17 | Any | Nrs | Ex | CZ11 | cDXHP | Cap-Tons | 99.7 | 60700 | None | 808 | 0.175 | 0 | 87.9 | 0.0487 | 0 | [6 empty] | DEER:HVAC_Split-Package_HP | Annual | 20 | [13 empty] | CZ2022 | None
NE-HVAC-airHP-SpltPkg-65to134kBtuh-12p0eer-3p55cop-wPreEcono | DEER2023 | D23 v1 | 2022-10-06 00:17 | Any | Nrs | Ex | CZ12 | cDXHP | Cap-Tons | 98.1 | 60700 | None | 783 | 0.174 | 0 | 69.8 | 0.0432 | 0 | [6 empty] | DEER:HVAC_Split-Package_HP | Annual | 20 | [13 empty] | CZ2022 | None
NE-HVAC-airHP-SpltPkg-65to134kBtuh-12p0eer-3p55cop-wPreEcono | DEER2023 | D23 v1 | 2022-10-06 00:17 | Any | Nrs | Ex | CZ13 | cDXHP | Cap-Tons | 100 | 60700 | None | 859 | 0.189 | 0 | 92.7 | 0.0481 | 0 | [6 empty] | DEER:HVAC_Split-Package_HP | Annual | 20 | [13 empty] | CZ2022 | None
NE-HVAC-airHP-SpltPkg-65to134kBtuh-12p0eer-3p55cop-wPreEcono | DEER2023 | D23 v1 | 2022-10-06 00:17 | Any | Nrs | Ex | CZ14 | cDXHP | Cap-Tons | 100 | 60700 | None | 776 | 0.16 | 0 | 87.3 | 0.043 | 0 | [6 empty] | DEER:HVAC_Split-Package_HP | Annual | 20 | [13 empty] | CZ2022 | None
NE-HVAC-airHP-SpltPkg-65to134kBtuh-12p0eer-3p55cop-wPreEcono | DEER2023 | D23 v1 | 2022-10-06 00:17 | Any | Nrs | Ex | CZ15 | cDXHP | Cap-Tons | 113 | 60700 | None | 794 | 0.189 | 0 | 129 | 0.0567 | 0 | [6 empty] | DEER:HVAC_Split-Package_HP | Annual | 20 | [13 empty] | CZ2022 | None
NE-HVAC-airHP-SpltPkg-65to134kBtuh-12p0eer-3p55cop-wPreEcono | DEER2023 | D23 v1 | 2022-10-06 00:17 | Any | Nrs | Ex | CZ16 | cDXHP | Cap-Tons | 96.7 | 60700 | None | 843 | 0.118 | 0 | 61.4 | 0.0216 | 0 | [6 empty] | DEER:HVAC_Split-Package_HP | Annual | 20 | [13 empty] | CZ2022 | None
NE-HVAC-airHP-SpltPkg-65to134kBtuh-12p0eer-3p55cop-wPreEcono | DEER2023 | D23 v1 | 2022-10-06 00:17 | Any | Nrs | Old | CZ01 | cDXHP | Cap-Tons | 101 | 60700 | None | 905 | 0.0949 | 0 | 39 | 0.0101 | 0 | [6 empty] | DEER:HVAC_Split-Package_HP | Annual | 20 | [13 empty] | CZ2022 | None
NE-HVAC-airHP-SpltPkg-65to134kBtuh-12p0eer-3p55cop-wPreEcono | DEER2023 | D23 v1 | 2022-10-06 00:17 | Any | Nrs | Old | CZ02 | cDXHP | Cap-Tons | 106 | 60700 | None | 906 | 0.17 | 0 | 60.3 | 0.0313 | 0 | [6 empty] | DEER:HVAC_Split-Package_HP | Annual | 20 | [13 empty] | CZ2022 | None
NE-HVAC-airHP-SpltPkg-65to134kBtuh-12p0eer-3p55cop-wPreEcono | DEER2023 | D23 v1 | 2022-10-06 00:17 | Any | Nrs | Old | CZ03 | cDXHP | Cap-Tons | 104 | 60700 | None | 806 | 0.144 | 0 | 38.7 | 0.0217 | 0 | [6 empty] | DEER:HVAC_Split-Package_HP | Annual | 20 | [13 empty] | CZ2022 | None
NE-HVAC-airHP-SpltPkg-65to134kBtuh-12p0eer-3p55cop-wPreEcono | DEER2023 | D23 v1 | 2022-10-06 00:17 | Any | Nrs | Old | CZ04 | cDXHP | Cap-Tons | 106 | 60700 | None | 875 | 0.188 | 0 | 61.1 | 0.0353 | 0 | [6 empty] | DEER:HVAC_Split-Package_HP | Annual | 20 | [13 empty] | CZ2022 | None
NE-HVAC-airHP-SpltPkg-65to134kBtuh-12p0eer-3p55cop-wPreEcono | DEER2023 | D23 v1 | 2022-10-06 00:17 | Any | Nrs | Old | CZ05 | cDXHP | Cap-Tons | 104 | 60700 | None | 774 | 0.109 | 0 | 43.9 | 0.0144 | 0 | [6 empty] | DEER:HVAC_Split-Package_HP | Annual | 20 | [13 empty] | CZ2022 | None
NE-HVAC-airHP-SpltPkg-65to134kBtuh-12p0eer-3p55cop-wPreEcono | DEER2023 | D23 v1 | 2022-10-06 00:17 | Any | Nrs | Old | CZ06 | cDXHP | Cap-Tons | 106 | 60700 | None | 851 | 0.166 | 0 | 63.6 | 0.0264 | 0 | [6 empty] | DEER:HVAC_Split-Package_HP | Annual | 20 | [13 empty] | CZ2022 | None
NE-HVAC-airHP-SpltPkg-65to134kBtuh-12p0eer-3p55cop-wPreEcono | DEER2023 | D23 v1 | 2022-10-06 00:17 | Any | Nrs | Old | CZ07 | cDXHP | Cap-Tons | 105 | 60700 | None | 753 | 0.139 | 0 | 52.2 | 0.0222 | 0 | [6 empty] | DEER:HVAC_Split-Package_HP | Annual | 20 | [13 empty] | CZ2022 | None
NE-HVAC-airHP-SpltPkg-65to134kBtuh-12p0eer-3p55cop-wPreEcono | DEER2023 | D23 v1 | 2022-10-06 00:17 | Any | Nrs | Old | CZ08 | cDXHP | Cap-Tons | 107 | 60700 | None | 899 | 0.173 | 0 | 75.5 | 0.0291 | 0 | [6 empty] | DEER:HVAC_Split-Package_HP | Annual | 20 | [13 empty] | CZ2022 | None
NE-HVAC-airHP-SpltPkg-65to134kBtuh-12p0eer-3p55cop-wPreEcono | DEER2023 | D23 v1 | 2022-10-06 00:17 | Any | Nrs | Old | CZ09 | cDXHP | Cap-Tons | 110 | 60700 | None | 893 | 0.185 | 0 | 73.4 | 0.0344 | 0 | [6 empty] | DEER:HVAC_Split-Package_HP | Annual | 20 | [13 empty] | CZ2022 | None
NE-HVAC-airHP-SpltPkg-65to134kBtuh-12p0eer-3p55cop-wPreEcono | DEER2023 | D23 v1 | 2022-10-06 00:17 | Any | Nrs | Old | CZ10 | cDXHP | Cap-Tons | 109 | 60700 | None | 948 | 0.199 | 0 | 84.6 | 0.0372 | 0 | [6 empty] | DEER:HVAC_Split-Package_HP | Annual | 20 | [13 empty] | CZ2022 | None
NE-HVAC-airHP-SpltPkg-65to134kBtuh-12p0eer-3p55cop-wPreEcono | DEER2023 | D23 v1 | 2022-10-06 00:17 | Any | Nrs | Old | CZ11 | cDXHP | Cap-Tons | 109 | 60700 | None | 943 | 0.206 | 0 | 91.6 | 0.0505 | 0 | [6 empty] | DEER:HVAC_Split-Package_HP | Annual | 20 | [13 empty] | CZ2022 | None
NE-HVAC-airHP-SpltPkg-65to134kBtuh-12p0eer-3p55cop-wPreEcono | DEER2023 | D23 v1 | 2022-10-06 00:17 | Any | Nrs | Old | CZ12 | cDXHP | Cap-Tons | 107 | 60700 | None | 929 | 0.21 | 0 | 73.3 | 0.0451 | 0 | [6 empty] | DEER:HVAC_Split-Package_HP | Annual | 20 | [13 empty] | CZ2022 | None
NE-HVAC-airHP-SpltPkg-65to134kBtuh-12p0eer-3p55cop-wPreEcono | DEER2023 | D23 v1 | 2022-10-06 00:17 | Any | Nrs | Old | CZ13 | cDXHP | Cap-Tons | 110 | 60700 | None | 997 | 0.22 | 0 | 96.4 | 0.0499 | 0 | [6 empty] | DEER:HVAC_Split-Package_HP | Annual | 20 | [13 empty] | CZ2022 | None
NE-HVAC-airHP-SpltPkg-65to134kBtuh-12p0eer-3p55cop-wPreEcono | DEER2023 | D23 v1 | 2022-10-06 00:17 | Any | Nrs | Old | CZ14 | cDXHP | Cap-Tons | 110 | 60700 | None | 936 | 0.196 | 0 | 91.2 | 0.0448 | 0 | [6 empty] | DEER:HVAC_Split-Package_HP | Annual | 20 | [13 empty] | CZ2022 | None
NE-HVAC-airHP-SpltPkg-65to134kBtuh-12p0eer-3p55cop-wPreEcono | DEER2023 | D23 v1 | 2022-10-06 00:17 | Any | Nrs | Old | CZ15 | cDXHP | Cap-Tons | 124 | 60700 | None | 990 | 0.232 | 0 | 133 | 0.0583 | 0 | [6 empty] | DEER:HVAC_Split-Package_HP | Annual | 20 | [13 empty] | CZ2022 | None
NE-HVAC-airHP-SpltPkg-65to134kBtuh-12p0eer-3p55cop-wPreEcono | DEER2023 | D23 v1 | 2022-10-06 00:17 | Any | Nrs | Old | CZ16 | cDXHP | Cap-Tons | 104 | 60700 | None | 999 | 0.148 | 0 | 64.6 | 0.0235 | 0 | [6 empty] | DEER:HVAC_Split-Package_HP | Annual | 20 | [13 empty] | CZ2022 | None
NE-HVAC-airHP-SpltPkg-65to134kBtuh-12p0eer-3p55cop-wPreEcono | DEER2023 | D23 v1 | 2022-10-06 00:17 | Any | Nrs | Rec | CZ01 | cDXHP | Cap-Tons | 95.9 | 60700 | None | 65.9 | 0.00989 | 0 | 38.9 | 0.00796 | 0 | [6 empty] | DEER:HVAC_Split-Package_HP | Annual | 20 | [13 empty] | CZ2022 | None
NE-HVAC-airHP-SpltPkg-65to134kBtuh-12p0eer-3p55cop-wPreEcono | DEER2023 | D23 v1 | 2022-10-06 00:17 | Any | Nrs | Rec | CZ02 | cDXHP | Cap-Tons | 96 | 60700 | None | 77.7 | 0.0328 | 0 | 53.7 | 0.027 | 0 | [6 empty] | DEER:HVAC_Split-Package_HP | Annual | 20 | [13 empty] | CZ2022 | None
NE-HVAC-airHP-SpltPkg-65to134kBtuh-12p0eer-3p55cop-wPreEcono | DEER2023 | D23 v1 | 2022-10-06 00:17 | Any | Nrs | Rec | CZ03 | cDXHP | Cap-Tons | 95.9 | 60700 | None | 53.4 | 0.0223 | 0 | 35 | 0.0183 | 0 | [6 empty] | DEER:HVAC_Split-Package_HP | Annual | 20 | [13 empty] | CZ2022 | None
NE-HVAC-airHP-SpltPkg-65to134kBtuh-12p0eer-3p55cop-wPreEcono | DEER2023 | D23 v1 | 2022-10-06 00:17 | Any | Nrs | Rec | CZ04 | cDXHP | Cap-Tons | 96 | 60700 | None | 73.9 | 0.0376 | 0 | 53.8 | 0.0309 | 0 | [6 empty] | DEER:HVAC_Split-Package_HP | Annual | 20 | [13 empty] | CZ2022 | None
NE-HVAC-airHP-SpltPkg-65to134kBtuh-12p0eer-3p55cop-wPreEcono | DEER2023 | D23 v1 | 2022-10-06 00:17 | Any | Nrs | Rec | CZ05 | cDXHP | Cap-Tons | 95.9 | 60700 | None | 58.7 | 0.0146 | 0 | 39.3 | 0.012 | 0 | [6 empty] | DEER:HVAC_Split-Package_HP | Annual | 20 | [13 empty] | CZ2022 | None
NE-HVAC-airHP-SpltPkg-65to134kBtuh-12p0eer-3p55cop-wPreEcono | DEER2023 | D23 v1 | 2022-10-06 00:17 | Any | Nrs | Rec | CZ06 | cDXHP | Cap-Tons | 96 | 60700 | None | 73.8 | 0.029 | 0 | 56.1 | 0.0238 | 0 | [6 empty] | DEER:HVAC_Split-Package_HP | Annual | 20 | [13 empty] | CZ2022 | None
NE-HVAC-airHP-SpltPkg-65to134kBtuh-12p0eer-3p55cop-wPreEcono | DEER2023 | D23 v1 | 2022-10-06 00:17 | Any | Nrs | Rec | CZ07 | cDXHP | Cap-Tons | 96 | 60700 | None | 60.2 | 0.0244 | 0 | 45.8 | 0.0201 | 0 | [6 empty] | DEER:HVAC_Split-Package_HP | Annual | 20 | [13 empty] | CZ2022 | None
NE-HVAC-airHP-SpltPkg-65to134kBtuh-12p0eer-3p55cop-wPreEcono | DEER2023 | D23 v1 | 2022-10-06 00:17 | Any | Nrs | Rec | CZ08 | cDXHP | Cap-Tons | 96.3 | 60700 | None | 87.9 | 0.0323 | 0 | 68 | 0.0265 | 0 | [6 empty] | DEER:HVAC_Split-Package_HP | Annual | 20 | [13 empty] | CZ2022 | None
NE-HVAC-airHP-SpltPkg-65to134kBtuh-12p0eer-3p55cop-wPreEcono | DEER2023 | D23 v1 | 2022-10-06 00:17 | Any | Nrs | Rec | CZ09 | cDXHP | Cap-Tons | 97.7 | 60700 | None | 85.1 | 0.0376 | 0 | 65.3 | 0.0309 | 0 | [6 empty] | DEER:HVAC_Split-Package_HP | Annual | 20 | [13 empty] | CZ2022 | None
NE-HVAC-airHP-SpltPkg-65to134kBtuh-12p0eer-3p55cop-wPreEcono | DEER2023 | D23 v1 | 2022-10-06 00:17 | Any | Nrs | Rec | CZ10 | cDXHP | Cap-Tons | 96.7 | 60700 | None | 98.8 | 0.0408 | 0 | 75.8 | 0.0335 | 0 | [6 empty] | DEER:HVAC_Split-Package_HP | Annual | 20 | [13 empty] | CZ2022 | None
NE-HVAC-airHP-SpltPkg-65to134kBtuh-12p0eer-3p55cop-wPreEcono | DEER2023 | D23 v1 | 2022-10-06 00:17 | Any | Nrs | Rec | CZ11 | cDXHP | Cap-Tons | 97.1 | 60700 | None | 111 | 0.0556 | 0 | 82.9 | 0.0457 | 0 | [6 empty] | DEER:HVAC_Split-Package_HP | Annual | 20 | [13 empty] | CZ2022 | None
NE-HVAC-airHP-SpltPkg-65to134kBtuh-12p0eer-3p55cop-wPreEcono | DEER2023 | D23 v1 | 2022-10-06 00:17 | Any | Nrs | Rec | CZ12 | cDXHP | Cap-Tons | 96.4 | 60700 | None | 90.3 | 0.0493 | 0 | 66.1 | 0.0404 | 0 | [6 empty] | DEER:HVAC_Split-Package_HP | Annual | 20 | [13 empty] | CZ2022 | None
NE-HVAC-airHP-SpltPkg-65to134kBtuh-12p0eer-3p55cop-wPreEcono | DEER2023 | D23 v1 | 2022-10-06 00:17 | Any | Nrs | Rec | CZ13 | cDXHP | Cap-Tons | 97.6 | 60700 | None | 115 | 0.0552 | 0 | 87.8 | 0.0454 | 0 | [6 empty] | DEER:HVAC_Split-Package_HP | Annual | 20 | [13 empty] | CZ2022 | None
NE-HVAC-airHP-SpltPkg-65to134kBtuh-12p0eer-3p55cop-wPreEcono | DEER2023 | D23 v1 | 2022-10-06 00:17 | Any | Nrs | Rec | CZ14 | cDXHP | Cap-Tons | 97.8 | 60700 | None | 111 | 0.0495 | 0 | 83 | 0.0407 | 0 | [6 empty] | DEER:HVAC_Split-Package_HP | Annual | 20 | [13 empty] | CZ2022 | None
NE-HVAC-airHP-SpltPkg-65to134kBtuh-12p0eer-3p55cop-wPreEcono | DEER2023 | D23 v1 | 2022-10-06 00:17 | Any | Nrs | Rec | CZ15 | cDXHP | Cap-Tons | 108 | 60700 | None | 154 | 0.0663 | 0 | 124 | 0.0545 | 0 | [6 empty] | DEER:HVAC_Split-Package_HP | Annual | 20 | [13 empty] | CZ2022 | None
NE-HVAC-airHP-SpltPkg-65to134kBtuh-12p0eer-3p55cop-wPreEcono | DEER2023 | D23 v1 | 2022-10-06 00:17 | Any | Nrs | Rec | CZ16 | cDXHP | Cap-Tons | 96 | 60700 | None | 90.9 | 0.0244 | 0 | 58.4 | 0.0199 | 0 | [6 empty] | DEER:HVAC_Split-Package_HP | Annual | 20 | [13 empty] | CZ2022 | None
NE-HVAC-airHP-SpltPkg-65to134kBtuh-12p0eer-3p55cop-wPreEcono | DEER2023 | D23 v1 | 2022-10-06 00:17 | Any | OfL | Ex | CZ01 | cDXHP | Cap-Tons | 480 | 175000 | None | 269 | 0.0415 | 0 | 11.5 | 0.00961 | 0 | [6 empty] | DEER:HVAC_Split-Package_HP | Annual | 20 | [13 empty] | CZ2022 | None
NE-HVAC-airHP-SpltPkg-65to134kBtuh-12p0eer-3p55cop-wPreEcono | DEER2023 | D23 v1 | 2022-10-06 00:17 | Any | OfL | Ex | CZ02 | cDXHP | Cap-Tons | 429 | 175000 | None | 298 | 0.0726 | 0 | 50.2 | 0.0224 | 0 | [6 empty] | DEER:HVAC_Split-Package_HP | Annual | 20 | [13 empty] | CZ2022 | None
NE-HVAC-airHP-SpltPkg-65to134kBtuh-12p0eer-3p55cop-wPreEcono | DEER2023 | D23 v1 | 2022-10-06 00:17 | Any | OfL | Ex | CZ03 | cDXHP | Cap-Tons | 529 | 175000 | None | 243 | 0.0601 | 0 | 25.8 | 0.0136 | 0 | [6 empty] | DEER:HVAC_Split-Package_HP | Annual | 20 | [13 empty] | CZ2022 | None
NE-HVAC-airHP-SpltPkg-65to134kBtuh-12p0eer-3p55cop-wPreEcono | DEER2023 | D23 v1 | 2022-10-06 00:17 | Any | OfL | Ex | CZ04 | cDXHP | Cap-Tons | 455 | 175000 | None | 301 | 0.0726 | 0 | 56.3 | 0.0234 | 0 | [6 empty] | DEER:HVAC_Split-Package_HP | Annual | 20 | [13 empty] | CZ2022 | None
NE-HVAC-airHP-SpltPkg-65to134kBtuh-12p0eer-3p55cop-wPreEcono | DEER2023 | D23 v1 | 2022-10-06 00:17 | Any | OfL | Ex | CZ05 | cDXHP | Cap-Tons | 524 | 175000 | None | 258 | 0.0558 | 0 | 33.2 | 0.0114 | 0 | [6 empty] | DEER:HVAC_Split-Package_HP | Annual | 20 | [13 empty] | CZ2022 | None
NE-HVAC-airHP-SpltPkg-65to134kBtuh-12p0eer-3p55cop-wPreEcono | DEER2023 | D23 v1 | 2022-10-06 00:17 | Any | OfL | Ex | CZ06 | cDXHP | Cap-Tons | 560 | 175000 | None | 323 | 0.0623 | 0 | 54.3 | 0.014 | 0 | [6 empty] | DEER:HVAC_Split-Package_HP | Annual | 20 | [13 empty] | CZ2022 | None
NE-HVAC-airHP-SpltPkg-65to134kBtuh-12p0eer-3p55cop-wPreEcono | DEER2023 | D23 v1 | 2022-10-06 00:17 | Any | OfL | Ex | CZ07 | cDXHP | Cap-Tons | 549 | 175000 | None | 287 | 0.0592 | 0 | 46.1 | 0.0124 | 0 | [6 empty] | DEER:HVAC_Split-Package_HP | Annual | 20 | [13 empty] | CZ2022 | None
NE-HVAC-airHP-SpltPkg-65to134kBtuh-12p0eer-3p55cop-wPreEcono | DEER2023 | D23 v1 | 2022-10-06 00:17 | Any | OfL | Ex | CZ08 | cDXHP | Cap-Tons | 490 | 175000 | None | 348 | 0.0675 | 0 | 74.2 | 0.0189 | 0 | [6 empty] | DEER:HVAC_Split-Package_HP | Annual | 20 | [13 empty] | CZ2022 | None
NE-HVAC-airHP-SpltPkg-65to134kBtuh-12p0eer-3p55cop-wPreEcono | DEER2023 | D23 v1 | 2022-10-06 00:17 | Any | OfL | Ex | CZ09 | cDXHP | Cap-Tons | 559 | 175000 | None | 332 | 0.0708 | 0 | 60.9 | 0.0191 | 0 | [6 empty] | DEER:HVAC_Split-Package_HP | Annual | 20 | [13 empty] | CZ2022 | None
NE-HVAC-airHP-SpltPkg-65to134kBtuh-12p0eer-3p55cop-wPreEcono | DEER2023 | D23 v1 | 2022-10-06 00:17 | Any | OfL | Ex | CZ10 | cDXHP | Cap-Tons | 499 | 175000 | None | 359 | 0.0738 | 0 | 73.8 | 0.0222 | 0 | [6 empty] | DEER:HVAC_Split-Package_HP | Annual | 20 | [13 empty] | CZ2022 | None
NE-HVAC-airHP-SpltPkg-65to134kBtuh-12p0eer-3p55cop-wPreEcono | DEER2023 | D23 v1 | 2022-10-06 00:17 | Any | OfL | Ex | CZ11 | cDXHP | Cap-Tons | 524 | 175000 | None | 359 | 0.082 | 0 | 65.8 | 0.029 | 0 | [6 empty] | DEER:HVAC_Split-Package_HP | Annual | 20 | [13 empty] | CZ2022 | None
NE-HVAC-airHP-SpltPkg-65to134kBtuh-12p0eer-3p55cop-wPreEcono | DEER2023 | D23 v1 | 2022-10-06 00:17 | Any | OfL | Ex | CZ12 | cDXHP | Cap-Tons | 491 | 175000 | None | 329 | 0.0805 | 0 | 58.4 | 0.0277 | 0 | [6 empty] | DEER:HVAC_Split-Package_HP | Annual | 20 | [13 empty] | CZ2022 | None
NE-HVAC-airHP-SpltPkg-65to134kBtuh-12p0eer-3p55cop-wPreEcono | DEER2023 | D23 v1 | 2022-10-06 00:17 | Any | OfL | Ex | CZ13 | cDXHP | Cap-Tons | 533 | 175000 | None | 358 | 0.0796 | 0 | 70 | 0.0277 | 0 | [6 empty] | DEER:HVAC_Split-Package_HP | Annual | 20 | [13 empty] | CZ2022 | None
NE-HVAC-airHP-SpltPkg-65to134kBtuh-12p0eer-3p55cop-wPreEcono | DEER2023 | D23 v1 | 2022-10-06 00:17 | Any | OfL | Ex | CZ14 | cDXHP | Cap-Tons | 536 | 175000 | None | 356 | 0.0784 | 0 | 66.1 | 0.0247 | 0 | [6 empty] | DEER:HVAC_Split-Package_HP | Annual | 20 | [13 empty] | CZ2022 | None
NE-HVAC-airHP-SpltPkg-65to134kBtuh-12p0eer-3p55cop-wPreEcono | DEER2023 | D23 v1 | 2022-10-06 00:17 | Any | OfL | Ex | CZ15 | cDXHP | Cap-Tons | 646 | 175000 | None | 449 | 0.0907 | 0 | 94.7 | 0.0293 | 0 | [6 empty] | DEER:HVAC_Split-Package_HP | Annual | 20 | [13 empty] | CZ2022 | None
NE-HVAC-airHP-SpltPkg-65to134kBtuh-12p0eer-3p55cop-wPreEcono | DEER2023 | D23 v1 | 2022-10-06 00:17 | Any | OfL | Ex | CZ16 | cDXHP | Cap-Tons | 532 | 175000 | None | 312 | 0.0574 | 0 | 34.3 | 0.0139 | 0 | [6 empty] | DEER:HVAC_Split-Package_HP | Annual | 20 | [13 empty] | CZ2022 | None
NE-HVAC-airHP-SpltPkg-65to134kBtuh-12p0eer-3p55cop-wPreEcono | DEER2023 | D23 v1 | 2022-10-06 00:17 | Any | OfL | Old | CZ01 | cDXHP | Cap-Tons | 615 | 175000 | None | 294 | 0.0475 | 0 | 11.9 | 0.00991 | 0 | [6 empty] | DEER:HVAC_Split-Package_HP | Annual | 20 | [13 empty] | CZ2022 | None
NE-HVAC-airHP-SpltPkg-65to134kBtuh-12p0eer-3p55cop-wPreEcono | DEER2023 | D23 v1 | 2022-10-06 00:17 | Any | OfL | Old | CZ02 | cDXHP | Cap-Tons | 542 | 175000 | None | 354 | 0.0863 | 0 | 53 | 0.0255 | 0 | [6 empty] | DEER:HVAC_Split-Package_HP | Annual | 20 | [13 empty] | CZ2022 | None
NE-HVAC-airHP-SpltPkg-65to134kBtuh-12p0eer-3p55cop-wPreEcono | DEER2023 | D23 v1 | 2022-10-06 00:17 | Any | OfL | Old | CZ03 | cDXHP | Cap-Tons | 651 | 175000 | None | 285 | 0.0714 | 0 | 27.3 | 0.0151 | 0 | [6 empty] | DEER:HVAC_Split-Package_HP | Annual | 20 | [13 empty] | CZ2022 | None
NE-HVAC-airHP-SpltPkg-65to134kBtuh-12p0eer-3p55cop-wPreEcono | DEER2023 | D23 v1 | 2022-10-06 00:17 | Any | OfL | Old | CZ04 | cDXHP | Cap-Tons | 544 | 175000 | None | 355 | 0.0872 | 0 | 60.2 | 0.027 | 0 | [6 empty] | DEER:HVAC_Split-Package_HP | Annual | 20 | [13 empty] | CZ2022 | None
NE-HVAC-airHP-SpltPkg-65to134kBtuh-12p0eer-3p55cop-wPreEcono | DEER2023 | D23 v1 | 2022-10-06 00:17 | Any | OfL | Old | CZ05 | cDXHP | Cap-Tons | 644 | 175000 | None | 303 | 0.0654 | 0 | 34.6 | 0.0123 | 0 | [6 empty] | DEER:HVAC_Split-Package_HP | Annual | 20 | [13 empty] | CZ2022 | None
NE-HVAC-airHP-SpltPkg-65to134kBtuh-12p0eer-3p55cop-wPreEcono | DEER2023 | D23 v1 | 2022-10-06 00:17 | Any | OfL | Old | CZ06 | cDXHP | Cap-Tons | 684 | 175000 | None | 379 | 0.0733 | 0 | 56.6 | 0.0151 | 0 | [6 empty] | DEER:HVAC_Split-Package_HP | Annual | 20 | [13 empty] | CZ2022 | None
NE-HVAC-airHP-SpltPkg-65to134kBtuh-12p0eer-3p55cop-wPreEcono | DEER2023 | D23 v1 | 2022-10-06 00:17 | Any | OfL | Old | CZ07 | cDXHP | Cap-Tons | 669 | 175000 | None | 339 | 0.0691 | 0 | 47.6 | 0.0129 | 0 | [6 empty] | DEER:HVAC_Split-Package_HP | Annual | 20 | [13 empty] | CZ2022 | None
NE-HVAC-airHP-SpltPkg-65to134kBtuh-12p0eer-3p55cop-wPreEcono | DEER2023 | D23 v1 | 2022-10-06 00:17 | Any | OfL | Old | CZ08 | cDXHP | Cap-Tons | 583 | 175000 | None | 411 | 0.08 | 0 | 78.3 | 0.0209 | 0 | [6 empty] | DEER:HVAC_Split-Package_HP | Annual | 20 | [13 empty] | CZ2022 | None
NE-HVAC-airHP-SpltPkg-65to134kBtuh-12p0eer-3p55cop-wPreEcono | DEER2023 | D23 v1 | 2022-10-06 00:17 | Any | OfL | Old | CZ09 | cDXHP | Cap-Tons | 660 | 175000 | None | 406 | 0.0872 | 0 | 66.5 | 0.022 | 0 | [6 empty] | DEER:HVAC_Split-Package_HP | Annual | 20 | [13 empty] | CZ2022 | None
NE-HVAC-airHP-SpltPkg-65to134kBtuh-12p0eer-3p55cop-wPreEcono | DEER2023 | D23 v1 | 2022-10-06 00:17 | Any | OfL | Old | CZ10 | cDXHP | Cap-Tons | 623 | 175000 | None | 428 | 0.0897 | 0 | 78.1 | 0.0252 | 0 | [6 empty] | DEER:HVAC_Split-Package_HP | Annual | 20 | [13 empty] | CZ2022 | None
NE-HVAC-airHP-SpltPkg-65to134kBtuh-12p0eer-3p55cop-wPreEcono | DEER2023 | D23 v1 | 2022-10-06 00:17 | Any | OfL | Old | CZ11 | cDXHP | Cap-Tons | 643 | 175000 | None | 429 | 0.103 | 0 | 71.3 | 0.0345 | 0 | [6 empty] | DEER:HVAC_Split-Package_HP | Annual | 20 | [13 empty] | CZ2022 | None
NE-HVAC-airHP-SpltPkg-65to134kBtuh-12p0eer-3p55cop-wPreEcono | DEER2023 | D23 v1 | 2022-10-06 00:17 | Any | OfL | Old | CZ12 | cDXHP | Cap-Tons | 597 | 175000 | None | 388 | 0.0986 | 0 | 62.3 | 0.032 | 0 | [6 empty] | DEER:HVAC_Split-Package_HP | Annual | 20 | [13 empty] | CZ2022 | None
NE-HVAC-airHP-SpltPkg-65to134kBtuh-12p0eer-3p55cop-wPreEcono | DEER2023 | D23 v1 | 2022-10-06 00:17 | Any | OfL | Old | CZ13 | cDXHP | Cap-Tons | 655 | 175000 | None | 437 | 0.102 | 0 | 75.5 | 0.033 | 0 | [6 empty] | DEER:HVAC_Split-Package_HP | Annual | 20 | [13 empty] | CZ2022 | None
NE-HVAC-airHP-SpltPkg-65to134kBtuh-12p0eer-3p55cop-wPreEcono | DEER2023 | D23 v1 | 2022-10-06 00:17 | Any | OfL | Old | CZ14 | cDXHP | Cap-Tons | 659 | 175000 | None | 429 | 0.0982 | 0 | 72.8 | 0.0299 | 0 | [6 empty] | DEER:HVAC_Split-Package_HP | Annual | 20 | [13 empty] | CZ2022 | None
NE-HVAC-airHP-SpltPkg-65to134kBtuh-12p0eer-3p55cop-wPreEcono | DEER2023 | D23 v1 | 2022-10-06 00:17 | Any | OfL | Old | CZ15 | cDXHP | Cap-Tons | 783 | 175000 | None | 532 | 0.112 | 0 | 102 | 0.0354 | 0 | [6 empty] | DEER:HVAC_Split-Package_HP | Annual | 20 | [13 empty] | CZ2022 | None
NE-HVAC-airHP-SpltPkg-65to134kBtuh-12p0eer-3p55cop-wPreEcono | DEER2023 | D23 v1 | 2022-10-06 00:17 | Any | OfL | Old | CZ16 | cDXHP | Cap-Tons | 688 | 175000 | None | 367 | 0.0714 | 0 | 36.3 | 0.0152 | 0 | [6 empty] | DEER:HVAC_Split-Package_HP | Annual | 20 | [13 empty] | CZ2022 | None
NE-HVAC-airHP-SpltPkg-65to134kBtuh-12p0eer-3p55cop-wPreEcono | DEER2023 | D23 v1 | 2022-10-06 00:17 | Any | OfL | Rec | CZ01 | cDXHP | Cap-Tons | 461 | 175000 | None | 13.7 | 0.0108 | 0 | 10.6 | 0.00886 | 0 | [6 empty] | DEER:HVAC_Split-Package_HP | Annual | 20 | [13 empty] | CZ2022 | None
NE-HVAC-airHP-SpltPkg-65to134kBtuh-12p0eer-3p55cop-wPreEcono | DEER2023 | D23 v1 | 2022-10-06 00:17 | Any | OfL | Rec | CZ02 | cDXHP | Cap-Tons | 409 | 175000 | None | 59.5 | 0.0268 | 0 | 48.6 | 0.022 | 0 | [6 empty] | DEER:HVAC_Split-Package_HP | Annual | 20 | [13 empty] | CZ2022 | None
NE-HVAC-airHP-SpltPkg-65to134kBtuh-12p0eer-3p55cop-wPreEcono | DEER2023 | D23 v1 | 2022-10-06 00:17 | Any | OfL | Rec | CZ03 | cDXHP | Cap-Tons | 484 | 175000 | None | 30.6 | 0.0161 | 0 | 25 | 0.0132 | 0 | [6 empty] | DEER:HVAC_Split-Package_HP | Annual | 20 | [13 empty] | CZ2022 | None
NE-HVAC-airHP-SpltPkg-65to134kBtuh-12p0eer-3p55cop-wPreEcono | DEER2023 | D23 v1 | 2022-10-06 00:17 | Any | OfL | Rec | CZ04 | cDXHP | Cap-Tons | 414 | 175000 | None | 67.6 | 0.0278 | 0 | 55.5 | 0.0228 | 0 | [6 empty] | DEER:HVAC_Split-Package_HP | Annual | 20 | [13 empty] | CZ2022 | None
NE-HVAC-airHP-SpltPkg-65to134kBtuh-12p0eer-3p55cop-wPreEcono | DEER2023 | D23 v1 | 2022-10-06 00:17 | Any | OfL | Rec | CZ05 | cDXHP | Cap-Tons | 477 | 175000 | None | 39.8 | 0.0137 | 0 | 32.7 | 0.0112 | 0 | [6 empty] | DEER:HVAC_Split-Package_HP | Annual | 20 | [13 empty] | CZ2022 | None
NE-HVAC-airHP-SpltPkg-65to134kBtuh-12p0eer-3p55cop-wPreEcono | DEER2023 | D23 v1 | 2022-10-06 00:17 | Any | OfL | Rec | CZ06 | cDXHP | Cap-Tons | 513 | 175000 | None | 65.6 | 0.0166 | 0 | 53.9 | 0.0136 | 0 | [6 empty] | DEER:HVAC_Split-Package_HP | Annual | 20 | [13 empty] | CZ2022 | None
NE-HVAC-airHP-SpltPkg-65to134kBtuh-12p0eer-3p55cop-wPreEcono | DEER2023 | D23 v1 | 2022-10-06 00:17 | Any | OfL | Rec | CZ07 | cDXHP | Cap-Tons | 504 | 175000 | None | 55.6 | 0.0149 | 0 | 45.7 | 0.0123 | 0 | [6 empty] | DEER:HVAC_Split-Package_HP | Annual | 20 | [13 empty] | CZ2022 | None
NE-HVAC-airHP-SpltPkg-65to134kBtuh-12p0eer-3p55cop-wPreEcono | DEER2023 | D23 v1 | 2022-10-06 00:17 | Any | OfL | Rec | CZ08 | cDXHP | Cap-Tons | 449 | 175000 | None | 89.3 | 0.0225 | 0 | 73.4 | 0.0185 | 0 | [6 empty] | DEER:HVAC_Split-Package_HP | Annual | 20 | [13 empty] | CZ2022 | None
NE-HVAC-airHP-SpltPkg-65to134kBtuh-12p0eer-3p55cop-wPreEcono | DEER2023 | D23 v1 | 2022-10-06 00:17 | Any | OfL | Rec | CZ09 | cDXHP | Cap-Tons | 518 | 175000 | None | 72 | 0.0223 | 0 | 59.2 | 0.0183 | 0 | [6 empty] | DEER:HVAC_Split-Package_HP | Annual | 20 | [13 empty] | CZ2022 | None
NE-HVAC-airHP-SpltPkg-65to134kBtuh-12p0eer-3p55cop-wPreEcono | DEER2023 | D23 v1 | 2022-10-06 00:17 | Any | OfL | Rec | CZ10 | cDXHP | Cap-Tons | 481 | 175000 | None | 86.7 | 0.0261 | 0 | 71.3 | 0.0215 | 0 | [6 empty] | DEER:HVAC_Split-Package_HP | Annual | 20 | [13 empty] | CZ2022 | None
NE-HVAC-airHP-SpltPkg-65to134kBtuh-12p0eer-3p55cop-wPreEcono | DEER2023 | D23 v1 | 2022-10-06 00:17 | Any | OfL | Rec | CZ11 | cDXHP | Cap-Tons | 505 | 175000 | None | 78 | 0.034 | 0 | 63.6 | 0.0279 | 0 | [6 empty] | DEER:HVAC_Split-Package_HP | Annual | 20 | [13 empty] | CZ2022 | None
NE-HVAC-airHP-SpltPkg-65to134kBtuh-12p0eer-3p55cop-wPreEcono | DEER2023 | D23 v1 | 2022-10-06 00:17 | Any | OfL | Rec | CZ12 | cDXHP | Cap-Tons | 471 | 175000 | None | 69.1 | 0.0326 | 0 | 56.4 | 0.0268 | 0 | [6 empty] | DEER:HVAC_Split-Package_HP | Annual | 20 | [13 empty] | CZ2022 | None
NE-HVAC-airHP-SpltPkg-65to134kBtuh-12p0eer-3p55cop-wPreEcono | DEER2023 | D23 v1 | 2022-10-06 00:17 | Any | OfL | Rec | CZ13 | cDXHP | Cap-Tons | 514 | 175000 | None | 82.8 | 0.0325 | 0 | 67.8 | 0.0267 | 0 | [6 empty] | DEER:HVAC_Split-Package_HP | Annual | 20 | [13 empty] | CZ2022 | None
NE-HVAC-airHP-SpltPkg-65to134kBtuh-12p0eer-3p55cop-wPreEcono | DEER2023 | D23 v1 | 2022-10-06 00:17 | Any | OfL | Rec | CZ14 | cDXHP | Cap-Tons | 520 | 175000 | None | 77.9 | 0.0292 | 0 | 63.9 | 0.024 | 0 | [6 empty] | DEER:HVAC_Split-Package_HP | Annual | 20 | [13 empty] | CZ2022 | None
NE-HVAC-airHP-SpltPkg-65to134kBtuh-12p0eer-3p55cop-wPreEcono | DEER2023 | D23 v1 | 2022-10-06 00:17 | Any | OfL | Rec | CZ15 | cDXHP | Cap-Tons | 629 | 175000 | None | 112 | 0.0346 | 0 | 91.9 | 0.0284 | 0 | [6 empty] | DEER:HVAC_Split-Package_HP | Annual | 20 | [13 empty] | CZ2022 | None
NE-HVAC-airHP-SpltPkg-65to134kBtuh-12p0eer-3p55cop-wPreEcono | DEER2023 | D23 v1 | 2022-10-06 00:17 | Any | OfL | Rec | CZ16 | cDXHP | Cap-Tons | 516 | 175000 | None | 42.3 | 0.0158 | 0 | 32.7 | 0.013 | 0 | [6 empty] | DEER:HVAC_Split-Package_HP | Annual | 20 | [13 empty] | CZ2022 | None
NE-HVAC-airHP-SpltPkg-65to134kBtuh-12p0eer-3p55cop-wPreEcono | DEER2023 | D23 v1 | 2022-10-06 00:17 | Any | OfS | Ex | CZ01 | cDXHP | Cap-Tons | 30.7 | 10000 | None | 282 | 0.0388 | 0 | 18.7 | 0.00872 | 0 | [6 empty] | DEER:HVAC_Split-Package_HP | Annual | 20 | [13 empty] | CZ2022 | None
NE-HVAC-airHP-SpltPkg-65to134kBtuh-12p0eer-3p55cop-wPreEcono | DEER2023 | D23 v1 | 2022-10-06 00:17 | Any | OfS | Ex | CZ02 | cDXHP | Cap-Tons | 29.3 | 10000 | None | 307 | 0.0696 | 0 | 47.4 | 0.0214 | 0 | [6 empty] | DEER:HVAC_Split-Package_HP | Annual | 20 | [13 empty] | CZ2022 | None
NE-HVAC-airHP-SpltPkg-65to134kBtuh-12p0eer-3p55cop-wPreEcono | DEER2023 | D23 v1 | 2022-10-06 00:17 | Any | OfS | Ex | CZ03 | cDXHP | Cap-Tons | 35.2 | 10000 | None | 247 | 0.0557 | 0 | 25.8 | 0.013 | 0 | [6 empty] | DEER:HVAC_Split-Package_HP | Annual | 20 | [13 empty] | CZ2022 | None
NE-HVAC-airHP-SpltPkg-65to134kBtuh-12p0eer-3p55cop-wPreEcono | DEER2023 | D23 v1 | 2022-10-06 00:17 | Any | OfS | Ex | CZ04 | cDXHP | Cap-Tons | 31.8 | 10000 | None | 304 | 0.0705 | 0 | 51.7 | 0.0226 | 0 | [6 empty] | DEER:HVAC_Split-Package_HP | Annual | 20 | [13 empty] | CZ2022 | None
NE-HVAC-airHP-SpltPkg-65to134kBtuh-12p0eer-3p55cop-wPreEcono | DEER2023 | D23 v1 | 2022-10-06 00:17 | Any | OfS | Ex | CZ05 | cDXHP | Cap-Tons | 34.8 | 10000 | None | 262 | 0.0521 | 0 | 31.6 | 0.0106 | 0 | [6 empty] | DEER:HVAC_Split-Package_HP | Annual | 20 | [13 empty] | CZ2022 | None
NE-HVAC-airHP-SpltPkg-65to134kBtuh-12p0eer-3p55cop-wPreEcono | DEER2023 | D23 v1 | 2022-10-06 00:17 | Any | OfS | Ex | CZ06 | cDXHP | Cap-Tons | 37 | 10000 | None | 304 | 0.0578 | 0 | 49.4 | 0.0137 | 0 | [6 empty] | DEER:HVAC_Split-Package_HP | Annual | 20 | [13 empty] | CZ2022 | None
NE-HVAC-airHP-SpltPkg-65to134kBtuh-12p0eer-3p55cop-wPreEcono | DEER2023 | D23 v1 | 2022-10-06 00:17 | Any | OfS | Ex | CZ07 | cDXHP | Cap-Tons | 36.2 | 10000 | None | 283 | 0.0559 | 0 | 41.4 | 0.0119 | 0 | [6 empty] | DEER:HVAC_Split-Package_HP | Annual | 20 | [13 empty] | CZ2022 | None
NE-HVAC-airHP-SpltPkg-65to134kBtuh-12p0eer-3p55cop-wPreEcono | DEER2023 | D23 v1 | 2022-10-06 00:17 | Any | OfS | Ex | CZ08 | cDXHP | Cap-Tons | 33.5 | 10000 | None | 333 | 0.0632 | 0 | 67.3 | 0.0188 | 0 | [6 empty] | DEER:HVAC_Split-Package_HP | Annual | 20 | [13 empty] | CZ2022 | None
NE-HVAC-airHP-SpltPkg-65to134kBtuh-12p0eer-3p55cop-wPreEcono | DEER2023 | D23 v1 | 2022-10-06 00:17 | Any | OfS | Ex | CZ09 | cDXHP | Cap-Tons | 38.7 | 10000 | None | 332 | 0.0696 | 0 | 56.2 | 0.0189 | 0 | [6 empty] | DEER:HVAC_Split-Package_HP | Annual | 20 | [13 empty] | CZ2022 | None
NE-HVAC-airHP-SpltPkg-65to134kBtuh-12p0eer-3p55cop-wPreEcono | DEER2023 | D23 v1 | 2022-10-06 00:17 | Any | OfS | Ex | CZ10 | cDXHP | Cap-Tons | 34.2 | 10000 | None | 360 | 0.0735 | 0 | 67.7 | 0.0217 | 0 | [6 empty] | DEER:HVAC_Split-Package_HP | Annual | 20 | [13 empty] | CZ2022 | None
NE-HVAC-airHP-SpltPkg-65to134kBtuh-12p0eer-3p55cop-wPreEcono | DEER2023 | D23 v1 | 2022-10-06 00:17 | Any | OfS | Ex | CZ11 | cDXHP | Cap-Tons | 36.2 | 10000 | None | 368 | 0.083 | 0 | 64.2 | 0.0292 | 0 | [6 empty] | DEER:HVAC_Split-Package_HP | Annual | 20 | [13 empty] | CZ2022 | None
NE-HVAC-airHP-SpltPkg-65to134kBtuh-12p0eer-3p55cop-wPreEcono | DEER2023 | D23 v1 | 2022-10-06 00:17 | Any | OfS | Ex | CZ12 | cDXHP | Cap-Tons | 33.6 | 10000 | None | 334 | 0.0803 | 0 | 55.7 | 0.0273 | 0 | [6 empty] | DEER:HVAC_Split-Package_HP | Annual | 20 | [13 empty] | CZ2022 | None
NE-HVAC-airHP-SpltPkg-65to134kBtuh-12p0eer-3p55cop-wPreEcono | DEER2023 | D23 v1 | 2022-10-06 00:17 | Any | OfS | Ex | CZ13 | cDXHP | Cap-Tons | 36.9 | 10000 | None | 373 | 0.0829 | 0 | 67.5 | 0.0277 | 0 | [6 empty] | DEER:HVAC_Split-Package_HP | Annual | 20 | [13 empty] | CZ2022 | None
NE-HVAC-airHP-SpltPkg-65to134kBtuh-12p0eer-3p55cop-wPreEcono | DEER2023 | D23 v1 | 2022-10-06 00:17 | Any | OfS | Ex | CZ14 | cDXHP | Cap-Tons | 36.7 | 10000 | None | 365 | 0.0788 | 0 | 63.5 | 0.0245 | 0 | [6 empty] | DEER:HVAC_Split-Package_HP | Annual | 20 | [13 empty] | CZ2022 | None
NE-HVAC-airHP-SpltPkg-65to134kBtuh-12p0eer-3p55cop-wPreEcono | DEER2023 | D23 v1 | 2022-10-06 00:17 | Any | OfS | Ex | CZ15 | cDXHP | Cap-Tons | 44.2 | 10000 | None | 440 | 0.0896 | 0 | 91.3 | 0.0304 | 0 | [6 empty] | DEER:HVAC_Split-Package_HP | Annual | 20 | [13 empty] | CZ2022 | None
NE-HVAC-airHP-SpltPkg-65to134kBtuh-12p0eer-3p55cop-wPreEcono | DEER2023 | D23 v1 | 2022-10-06 00:17 | Any | OfS | Ex | CZ16 | cDXHP | Cap-Tons | 34.6 | 10000 | None | 345 | 0.058 | 0 | 40.2 | 0.0141 | 0 | [6 empty] | DEER:HVAC_Split-Package_HP | Annual | 20 | [13 empty] | CZ2022 | None
NE-HVAC-airHP-SpltPkg-65to134kBtuh-12p0eer-3p55cop-wPreEcono | DEER2023 | D23 v1 | 2022-10-06 00:17 | Any | OfS | Old | CZ01 | cDXHP | Cap-Tons | 42.8 | 10000 | None | 316 | 0.0482 | 0 | 17.6 | 0.00911 | 0 | [6 empty] | DEER:HVAC_Split-Package_HP | Annual | 20 | [13 empty] | CZ2022 | None
NE-HVAC-airHP-SpltPkg-65to134kBtuh-12p0eer-3p55cop-wPreEcono | DEER2023 | D23 v1 | 2022-10-06 00:17 | Any | OfS | Old | CZ02 | cDXHP | Cap-Tons | 40 | 10000 | None | 372 | 0.0868 | 0 | 52.4 | 0.025 | 0 | [6 empty] | DEER:HVAC_Split-Package_HP | Annual | 20 | [13 empty] | CZ2022 | None
NE-HVAC-airHP-SpltPkg-65to134kBtuh-12p0eer-3p55cop-wPreEcono | DEER2023 | D23 v1 | 2022-10-06 00:17 | Any | OfS | Old | CZ03 | cDXHP | Cap-Tons | 46.7 | 10000 | None | 298 | 0.0707 | 0 | 27.4 | 0.0148 | 0 | [6 empty] | DEER:HVAC_Split-Package_HP | Annual | 20 | [13 empty] | CZ2022 | None
NE-HVAC-airHP-SpltPkg-65to134kBtuh-12p0eer-3p55cop-wPreEcono | DEER2023 | D23 v1 | 2022-10-06 00:17 | Any | OfS | Old | CZ04 | cDXHP | Cap-Tons | 40.3 | 10000 | None | 368 | 0.089 | 0 | 57.1 | 0.0266 | 0 | [6 empty] | DEER:HVAC_Split-Package_HP | Annual | 20 | [13 empty] | CZ2022 | None
NE-HVAC-airHP-SpltPkg-65to134kBtuh-12p0eer-3p55cop-wPreEcono | DEER2023 | D23 v1 | 2022-10-06 00:17 | Any | OfS | Old | CZ05 | cDXHP | Cap-Tons | 46.3 | 10000 | None | 314 | 0.0649 | 0 | 33.5 | 0.0117 | 0 | [6 empty] | DEER:HVAC_Split-Package_HP | Annual | 20 | [13 empty] | CZ2022 | None
NE-HVAC-airHP-SpltPkg-65to134kBtuh-12p0eer-3p55cop-wPreEcono | DEER2023 | D23 v1 | 2022-10-06 00:17 | Any | OfS | Old | CZ06 | cDXHP | Cap-Tons | 48.7 | 10000 | None | 379 | 0.072 | 0 | 51.8 | 0.0147 | 0 | [6 empty] | DEER:HVAC_Split-Package_HP | Annual | 20 | [13 empty] | CZ2022 | None
NE-HVAC-airHP-SpltPkg-65to134kBtuh-12p0eer-3p55cop-wPreEcono | DEER2023 | D23 v1 | 2022-10-06 00:17 | Any | OfS | Old | CZ07 | cDXHP | Cap-Tons | 47.3 | 10000 | None | 343 | 0.068 | 0 | 43.1 | 0.0122 | 0 | [6 empty] | DEER:HVAC_Split-Package_HP | Annual | 20 | [13 empty] | CZ2022 | None
NE-HVAC-airHP-SpltPkg-65to134kBtuh-12p0eer-3p55cop-wPreEcono | DEER2023 | D23 v1 | 2022-10-06 00:17 | Any | OfS | Old | CZ08 | cDXHP | Cap-Tons | 42 | 10000 | None | 414 | 0.0796 | 0 | 72.9 | 0.0208 | 0 | [6 empty] | DEER:HVAC_Split-Package_HP | Annual | 20 | [13 empty] | CZ2022 | None
NE-HVAC-airHP-SpltPkg-65to134kBtuh-12p0eer-3p55cop-wPreEcono | DEER2023 | D23 v1 | 2022-10-06 00:17 | Any | OfS | Old | CZ09 | cDXHP | Cap-Tons | 47.7 | 10000 | None | 409 | 0.0873 | 0 | 63.1 | 0.0221 | 0 | [6 empty] | DEER:HVAC_Split-Package_HP | Annual | 20 | [13 empty] | CZ2022 | None
NE-HVAC-airHP-SpltPkg-65to134kBtuh-12p0eer-3p55cop-wPreEcono | DEER2023 | D23 v1 | 2022-10-06 00:17 | Any | OfS | Old | CZ10 | cDXHP | Cap-Tons | 45.6 | 10000 | None | 431 | 0.0901 | 0 | 74.2 | 0.0252 | 0 | [6 empty] | DEER:HVAC_Split-Package_HP | Annual | 20 | [13 empty] | CZ2022 | None
NE-HVAC-airHP-SpltPkg-65to134kBtuh-12p0eer-3p55cop-wPreEcono | DEER2023 | D23 v1 | 2022-10-06 00:17 | Any | OfS | Old | CZ11 | cDXHP | Cap-Tons | 46.9 | 10000 | None | 437 | 0.105 | 0 | 71.3 | 0.0355 | 0 | [6 empty] | DEER:HVAC_Split-Package_HP | Annual | 20 | [13 empty] | CZ2022 | None
NE-HVAC-airHP-SpltPkg-65to134kBtuh-12p0eer-3p55cop-wPreEcono | DEER2023 | D23 v1 | 2022-10-06 00:17 | Any | OfS | Old | CZ12 | cDXHP | Cap-Tons | 43.9 | 10000 | None | 399 | 0.101 | 0 | 61.4 | 0.0325 | 0 | [6 empty] | DEER:HVAC_Split-Package_HP | Annual | 20 | [13 empty] | CZ2022 | None
NE-HVAC-airHP-SpltPkg-65to134kBtuh-12p0eer-3p55cop-wPreEcono | DEER2023 | D23 v1 | 2022-10-06 00:17 | Any | OfS | Old | CZ13 | cDXHP | Cap-Tons | 47.7 | 10000 | None | 443 | 0.104 | 0 | 74.5 | 0.0336 | 0 | [6 empty] | DEER:HVAC_Split-Package_HP | Annual | 20 | [13 empty] | CZ2022 | None
NE-HVAC-airHP-SpltPkg-65to134kBtuh-12p0eer-3p55cop-wPreEcono | DEER2023 | D23 v1 | 2022-10-06 00:17 | Any | OfS | Old | CZ14 | cDXHP | Cap-Tons | 47.2 | 10000 | None | 434 | 0.0982 | 0 | 71.5 | 0.03 | 0 | [6 empty] | DEER:HVAC_Split-Package_HP | Annual | 20 | [13 empty] | CZ2022 | None
NE-HVAC-airHP-SpltPkg-65to134kBtuh-12p0eer-3p55cop-wPreEcono | DEER2023 | D23 v1 | 2022-10-06 00:17 | Any | OfS | Old | CZ15 | cDXHP | Cap-Tons | 56.2 | 10000 | None | 527 | 0.111 | 0 | 101 | 0.037 | 0 | [6 empty] | DEER:HVAC_Split-Package_HP | Annual | 20 | [13 empty] | CZ2022 | None
NE-HVAC-airHP-SpltPkg-65to134kBtuh-12p0eer-3p55cop-wPreEcono | DEER2023 | D23 v1 | 2022-10-06 00:17 | Any | OfS | Old | CZ16 | cDXHP | Cap-Tons | 47.9 | 10000 | None | 388 | 0.0709 | 0 | 40.9 | 0.0152 | 0 | [6 empty] | DEER:HVAC_Split-Package_HP | Annual | 20 | [13 empty] | CZ2022 | None
NE-HVAC-airHP-SpltPkg-65to134kBtuh-12p0eer-3p55cop-wPreEcono | DEER2023 | D23 v1 | 2022-10-06 00:17 | Any | OfS | Rec | CZ01 | cDXHP | Cap-Tons | 27.3 | 10000 | None | 28.2 | 0.01 | 0 | 18.6 | 0.00824 | 0 | [6 empty] | DEER:HVAC_Split-Package_HP | Annual | 20 | [13 empty] | CZ2022 | None
NE-HVAC-airHP-SpltPkg-65to134kBtuh-12p0eer-3p55cop-wPreEcono | DEER2023 | D23 v1 | 2022-10-06 00:17 | Any | OfS | Rec | CZ02 | cDXHP | Cap-Tons | 26.1 | 10000 | None | 59.2 | 0.0252 | 0 | 46.5 | 0.0207 | 0 | [6 empty] | DEER:HVAC_Split-Package_HP | Annual | 20 | [13 empty] | CZ2022 | None
NE-HVAC-airHP-SpltPkg-65to134kBtuh-12p0eer-3p55cop-wPreEcono | DEER2023 | D23 v1 | 2022-10-06 00:17 | Any | OfS | Rec | CZ03 | cDXHP | Cap-Tons | 29.1 | 10000 | None | 34.2 | 0.0157 | 0 | 26.2 | 0.0129 | 0 | [6 empty] | DEER:HVAC_Split-Package_HP | Annual | 20 | [13 empty] | CZ2022 | None
NE-HVAC-airHP-SpltPkg-65to134kBtuh-12p0eer-3p55cop-wPreEcono | DEER2023 | D23 v1 | 2022-10-06 00:17 | Any | OfS | Rec | CZ04 | cDXHP | Cap-Tons | 26.5 | 10000 | None | 63.9 | 0.0265 | 0 | 51.3 | 0.0218 | 0 | [6 empty] | DEER:HVAC_Split-Package_HP | Annual | 20 | [13 empty] | CZ2022 | None
NE-HVAC-airHP-SpltPkg-65to134kBtuh-12p0eer-3p55cop-wPreEcono | DEER2023 | D23 v1 | 2022-10-06 00:17 | Any | OfS | Rec | CZ05 | cDXHP | Cap-Tons | 28.8 | 10000 | None | 41 | 0.013 | 0 | 32.1 | 0.0107 | 0 | [6 empty] | DEER:HVAC_Split-Package_HP | Annual | 20 | [13 empty] | CZ2022 | None
NE-HVAC-airHP-SpltPkg-65to134kBtuh-12p0eer-3p55cop-wPreEcono | DEER2023 | D23 v1 | 2022-10-06 00:17 | Any | OfS | Rec | CZ06 | cDXHP | Cap-Tons | 30.7 | 10000 | None | 62.6 | 0.0169 | 0 | 50.8 | 0.0138 | 0 | [6 empty] | DEER:HVAC_Split-Package_HP | Annual | 20 | [13 empty] | CZ2022 | None
NE-HVAC-airHP-SpltPkg-65to134kBtuh-12p0eer-3p55cop-wPreEcono | DEER2023 | D23 v1 | 2022-10-06 00:17 | Any | OfS | Rec | CZ07 | cDXHP | Cap-Tons | 30 | 10000 | None | 52.7 | 0.0149 | 0 | 42.8 | 0.0123 | 0 | [6 empty] | DEER:HVAC_Split-Package_HP | Annual | 20 | [13 empty] | CZ2022 | None
NE-HVAC-airHP-SpltPkg-65to134kBtuh-12p0eer-3p55cop-wPreEcono | DEER2023 | D23 v1 | 2022-10-06 00:17 | Any | OfS | Rec | CZ08 | cDXHP | Cap-Tons | 28.7 | 10000 | None | 81.7 | 0.0224 | 0 | 66.7 | 0.0184 | 0 | [6 empty] | DEER:HVAC_Split-Package_HP | Annual | 20 | [13 empty] | CZ2022 | None
NE-HVAC-airHP-SpltPkg-65to134kBtuh-12p0eer-3p55cop-wPreEcono | DEER2023 | D23 v1 | 2022-10-06 00:17 | Any | OfS | Rec | CZ09 | cDXHP | Cap-Tons | 32.9 | 10000 | None | 67.2 | 0.0219 | 0 | 54.9 | 0.018 | 0 | [6 empty] | DEER:HVAC_Split-Package_HP | Annual | 20 | [13 empty] | CZ2022 | None
NE-HVAC-airHP-SpltPkg-65to134kBtuh-12p0eer-3p55cop-wPreEcono | DEER2023 | D23 v1 | 2022-10-06 00:17 | Any | OfS | Rec | CZ10 | cDXHP | Cap-Tons | 30.8 | 10000 | None | 81.2 | 0.0254 | 0 | 66.2 | 0.0209 | 0 | [6 empty] | DEER:HVAC_Split-Package_HP | Annual | 20 | [13 empty] | CZ2022 | None
NE-HVAC-airHP-SpltPkg-65to134kBtuh-12p0eer-3p55cop-wPreEcono | DEER2023 | D23 v1 | 2022-10-06 00:17 | Any | OfS | Rec | CZ11 | cDXHP | Cap-Tons | 32.3 | 10000 | None | 77.5 | 0.033 | 0 | 62.1 | 0.0271 | 0 | [6 empty] | DEER:HVAC_Split-Package_HP | Annual | 20 | [13 empty] | CZ2022 | None
NE-HVAC-airHP-SpltPkg-65to134kBtuh-12p0eer-3p55cop-wPreEcono | DEER2023 | D23 v1 | 2022-10-06 00:17 | Any | OfS | Rec | CZ12 | cDXHP | Cap-Tons | 30.2 | 10000 | None | 68.1 | 0.0314 | 0 | 54.3 | 0.0259 | 0 | [6 empty] | DEER:HVAC_Split-Package_HP | Annual | 20 | [13 empty] | CZ2022 | None
NE-HVAC-airHP-SpltPkg-65to134kBtuh-12p0eer-3p55cop-wPreEcono | DEER2023 | D23 v1 | 2022-10-06 00:17 | Any | OfS | Rec | CZ13 | cDXHP | Cap-Tons | 33.3 | 10000 | None | 81.2 | 0.0317 | 0 | 65.4 | 0.0261 | 0 | [6 empty] | DEER:HVAC_Split-Package_HP | Annual | 20 | [13 empty] | CZ2022 | None
NE-HVAC-airHP-SpltPkg-65to134kBtuh-12p0eer-3p55cop-wPreEcono | DEER2023 | D23 v1 | 2022-10-06 00:17 | Any | OfS | Rec | CZ14 | cDXHP | Cap-Tons | 33.4 | 10000 | None | 76.3 | 0.0285 | 0 | 61.5 | 0.0234 | 0 | [6 empty] | DEER:HVAC_Split-Package_HP | Annual | 20 | [13 empty] | CZ2022 | None
NE-HVAC-airHP-SpltPkg-65to134kBtuh-12p0eer-3p55cop-wPreEcono | DEER2023 | D23 v1 | 2022-10-06 00:17 | Any | OfS | Rec | CZ15 | cDXHP | Cap-Tons | 40.1 | 10000 | None | 108 | 0.0338 | 0 | 88.4 | 0.0277 | 0 | [6 empty] | DEER:HVAC_Split-Package_HP | Annual | 20 | [13 empty] | CZ2022 | None
NE-HVAC-airHP-SpltPkg-65to134kBtuh-12p0eer-3p55cop-wPreEcono | DEER2023 | D23 v1 | 2022-10-06 00:17 | Any | OfS | Rec | CZ16 | cDXHP | Cap-Tons | 30.6 | 10000 | None | 53.1 | 0.0159 | 0 | 38.3 | 0.0131 | 0 | [6 empty] | DEER:HVAC_Split-Package_HP | Annual | 20 | [13 empty] | CZ2022 | None
NE-HVAC-airHP-SpltPkg-65to134kBtuh-12p0eer-3p55cop-wPreEcono | DEER2023 | D23 v1 | 2022-10-06 00:17 | Any | RFF | Ex | CZ01 | cDXHP | Cap-Tons | 6.84 | 2500 | None | 792 | 0.0518 | 0 | 46.2 | 0.0175 | 0 | [6 empty] | DEER:HVAC_Split-Package_HP | Annual | 20 | [13 empty] | CZ2022 | None
NE-HVAC-airHP-SpltPkg-65to134kBtuh-12p0eer-3p55cop-wPreEcono | DEER2023 | D23 v1 | 2022-10-06 00:17 | Any | RFF | Ex | CZ02 | cDXHP | Cap-Tons | 6.71 | 2500 | None | 686 | 0.143 | 0 | 90.5 | 0.0552 | 0 | [6 empty] | DEER:HVAC_Split-Package_HP | Annual | 20 | [13 empty] | CZ2022 | None
NE-HVAC-airHP-SpltPkg-65to134kBtuh-12p0eer-3p55cop-wPreEcono | DEER2023 | D23 v1 | 2022-10-06 00:17 | Any | RFF | Ex | CZ03 | cDXHP | Cap-Tons | 7.88 | 2500 | None | 527 | 0.115 | 0 | 47.6 | 0.0335 | 0 | [6 empty] | DEER:HVAC_Split-Package_HP | Annual | 20 | [13 empty] | CZ2022 | None
NE-HVAC-airHP-SpltPkg-65to134kBtuh-12p0eer-3p55cop-wPreEcono | DEER2023 | D23 v1 | 2022-10-06 00:17 | Any | RFF | Ex | CZ04 | cDXHP | Cap-Tons | 7.12 | 2500 | None | 607 | 0.146 | 0 | 100 | 0.0626 | 0 | [6 empty] | DEER:HVAC_Split-Package_HP | Annual | 20 | [13 empty] | CZ2022 | None
NE-HVAC-airHP-SpltPkg-65to134kBtuh-12p0eer-3p55cop-wPreEcono | DEER2023 | D23 v1 | 2022-10-06 00:17 | Any | RFF | Ex | CZ05 | cDXHP | Cap-Tons | 7.56 | 2500 | None | 548 | 0.0847 | 0 | 53.8 | 0.0236 | 0 | [6 empty] | DEER:HVAC_Split-Package_HP | Annual | 20 | [13 empty] | CZ2022 | None
NE-HVAC-airHP-SpltPkg-65to134kBtuh-12p0eer-3p55cop-wPreEcono | DEER2023 | D23 v1 | 2022-10-06 00:17 | Any | RFF | Ex | CZ06 | cDXHP | Cap-Tons | 8.78 | 2500 | None | 490 | 0.136 | 0 | 82.7 | 0.0377 | 0 | [6 empty] | DEER:HVAC_Split-Package_HP | Annual | 20 | [13 empty] | CZ2022 | None
NE-HVAC-airHP-SpltPkg-65to134kBtuh-12p0eer-3p55cop-wPreEcono | DEER2023 | D23 v1 | 2022-10-06 00:17 | Any | RFF | Ex | CZ07 | cDXHP | Cap-Tons | 8.49 | 2500 | None | 448 | 0.119 | 0 | 74 | 0.0333 | 0 | [6 empty] | DEER:HVAC_Split-Package_HP | Annual | 20 | [13 empty] | CZ2022 | None
NE-HVAC-airHP-SpltPkg-65to134kBtuh-12p0eer-3p55cop-wPreEcono | DEER2023 | D23 v1 | 2022-10-06 00:17 | Any | RFF | Ex | CZ08 | cDXHP | Cap-Tons | 7.86 | 2500 | None | 558 | 0.138 | 0 | 124 | 0.0504 | 0 | [6 empty] | DEER:HVAC_Split-Package_HP | Annual | 20 | [13 empty] | CZ2022 | None
NE-HVAC-airHP-SpltPkg-65to134kBtuh-12p0eer-3p55cop-wPreEcono | DEER2023 | D23 v1 | 2022-10-06 00:17 | Any | RFF | Ex | CZ09 | cDXHP | Cap-Tons | 10.1 | 2500 | None | 578 | 0.168 | 0 | 91.1 | 0.0451 | 0 | [6 empty] | DEER:HVAC_Split-Package_HP | Annual | 20 | [13 empty] | CZ2022 | None
NE-HVAC-airHP-SpltPkg-65to134kBtuh-12p0eer-3p55cop-wPreEcono | DEER2023 | D23 v1 | 2022-10-06 00:17 | Any | RFF | Ex | CZ10 | cDXHP | Cap-Tons | 8.8 | 2500 | None | 669 | 0.163 | 0 | 118 | 0.0589 | 0 | [6 empty] | DEER:HVAC_Split-Package_HP | Annual | 20 | [13 empty] | CZ2022 | None
NE-HVAC-airHP-SpltPkg-65to134kBtuh-12p0eer-3p55cop-wPreEcono | DEER2023 | D23 v1 | 2022-10-06 00:17 | Any | RFF | Ex | CZ11 | cDXHP | Cap-Tons | 9.69 | 2500 | None | 728 | 0.177 | 0 | 116 | 0.0678 | 0 | [6 empty] | DEER:HVAC_Split-Package_HP | Annual | 20 | [13 empty] | CZ2022 | None
NE-HVAC-airHP-SpltPkg-65to134kBtuh-12p0eer-3p55cop-wPreEcono | DEER2023 | D23 v1 | 2022-10-06 00:17 | Any | RFF | Ex | CZ12 | cDXHP | Cap-Tons | 8.65 | 2500 | None | 666 | 0.165 | 0 | 101 | 0.0691 | 0 | [6 empty] | DEER:HVAC_Split-Package_HP | Annual | 20 | [13 empty] | CZ2022 | None
NE-HVAC-airHP-SpltPkg-65to134kBtuh-12p0eer-3p55cop-wPreEcono | DEER2023 | D23 v1 | 2022-10-06 00:17 | Any | RFF | Ex | CZ13 | cDXHP | Cap-Tons | 9.79 | 2500 | None | 722 | 0.17 | 0 | 127 | 0.0709 | 0 | [6 empty] | DEER:HVAC_Split-Package_HP | Annual | 20 | [13 empty] | CZ2022 | None
NE-HVAC-airHP-SpltPkg-65to134kBtuh-12p0eer-3p55cop-wPreEcono | DEER2023 | D23 v1 | 2022-10-06 00:17 | Any | RFF | Ex | CZ14 | cDXHP | Cap-Tons | 9.78 | 2500 | None | 753 | 0.187 | 0 | 108 | 0.0591 | 0 | [6 empty] | DEER:HVAC_Split-Package_HP | Annual | 20 | [13 empty] | CZ2022 | None
NE-HVAC-airHP-SpltPkg-65to134kBtuh-12p0eer-3p55cop-wPreEcono | DEER2023 | D23 v1 | 2022-10-06 00:17 | Any | RFF | Ex | CZ15 | cDXHP | Cap-Tons | 13.2 | 2500 | None | 796 | 0.213 | 0 | 148 | 0.0693 | 0 | [6 empty] | DEER:HVAC_Split-Package_HP | Annual | 20 | [13 empty] | CZ2022 | None
NE-HVAC-airHP-SpltPkg-65to134kBtuh-12p0eer-3p55cop-wPreEcono | DEER2023 | D23 v1 | 2022-10-06 00:17 | Any | RFF | Ex | CZ16 | cDXHP | Cap-Tons | 8.36 | 2500 | None | 919 | 0.133 | 0 | 84.7 | 0.0346 | 0 | [6 empty] | DEER:HVAC_Split-Package_HP | Annual | 20 | [13 empty] | CZ2022 | None
NE-HVAC-airHP-SpltPkg-65to134kBtuh-12p0eer-3p55cop-wPreEcono | DEER2023 | D23 v1 | 2022-10-06 00:17 | Any | RFF | Old | CZ01 | cDXHP | Cap-Tons | 7.85 | 2500 | None | 898 | 0.0664 | 0 | 44.9 | 0.0189 | 0 | [6 empty] | DEER:HVAC_Split-Package_HP | Annual | 20 | [13 empty] | CZ2022 | None
NE-HVAC-airHP-SpltPkg-65to134kBtuh-12p0eer-3p55cop-wPreEcono | DEER2023 | D23 v1 | 2022-10-06 00:17 | Any | RFF | Old | CZ02 | cDXHP | Cap-Tons | 7.77 | 2500 | None | 795 | 0.172 | 0 | 93.1 | 0.0566 | 0 | [6 empty] | DEER:HVAC_Split-Package_HP | Annual | 20 | [13 empty] | CZ2022 | None
NE-HVAC-airHP-SpltPkg-65to134kBtuh-12p0eer-3p55cop-wPreEcono | DEER2023 | D23 v1 | 2022-10-06 00:17 | Any | RFF | Old | CZ03 | cDXHP | Cap-Tons | 8.85 | 2500 | None | 621 | 0.144 | 0 | 49.6 | 0.035 | 0 | [6 empty] | DEER:HVAC_Split-Package_HP | Annual | 20 | [13 empty] | CZ2022 | None
NE-HVAC-airHP-SpltPkg-65to134kBtuh-12p0eer-3p55cop-wPreEcono | DEER2023 | D23 v1 | 2022-10-06 00:17 | Any | RFF | Old | CZ04 | cDXHP | Cap-Tons | 7.98 | 2500 | None | 710 | 0.172 | 0 | 103 | 0.0643 | 0 | [6 empty] | DEER:HVAC_Split-Package_HP | Annual | 20 | [13 empty] | CZ2022 | None
NE-HVAC-airHP-SpltPkg-65to134kBtuh-12p0eer-3p55cop-wPreEcono | DEER2023 | D23 v1 | 2022-10-06 00:17 | Any | RFF | Old | CZ05 | cDXHP | Cap-Tons | 8.5 | 2500 | None | 627 | 0.103 | 0 | 56 | 0.0247 | 0 | [6 empty] | DEER:HVAC_Split-Package_HP | Annual | 20 | [13 empty] | CZ2022 | None
NE-HVAC-airHP-SpltPkg-65to134kBtuh-12p0eer-3p55cop-wPreEcono | DEER2023 | D23 v1 | 2022-10-06 00:17 | Any | RFF | Old | CZ06 | cDXHP | Cap-Tons | 9.63 | 2500 | None | 608 | 0.17 | 0 | 87.9 | 0.039 | 0 | [6 empty] | DEER:HVAC_Split-Package_HP | Annual | 20 | [13 empty] | CZ2022 | None
NE-HVAC-airHP-SpltPkg-65to134kBtuh-12p0eer-3p55cop-wPreEcono | DEER2023 | D23 v1 | 2022-10-06 00:17 | Any | RFF | Old | CZ07 | cDXHP | Cap-Tons | 9.31 | 2500 | None | 543 | 0.149 | 0 | 77.6 | 0.0339 | 0 | [6 empty] | DEER:HVAC_Split-Package_HP | Annual | 20 | [13 empty] | CZ2022 | None
NE-HVAC-airHP-SpltPkg-65to134kBtuh-12p0eer-3p55cop-wPreEcono | DEER2023 | D23 v1 | 2022-10-06 00:17 | Any | RFF | Old | CZ08 | cDXHP | Cap-Tons | 8.53 | 2500 | None | 684 | 0.17 | 0 | 129 | 0.052 | 0 | [6 empty] | DEER:HVAC_Split-Package_HP | Annual | 20 | [13 empty] | CZ2022 | None
NE-HVAC-airHP-SpltPkg-65to134kBtuh-12p0eer-3p55cop-wPreEcono | DEER2023 | D23 v1 | 2022-10-06 00:17 | Any | RFF | Old | CZ09 | cDXHP | Cap-Tons | 11 | 2500 | None | 696 | 0.198 | 0 | 95.4 | 0.0473 | 0 | [6 empty] | DEER:HVAC_Split-Package_HP | Annual | 20 | [13 empty] | CZ2022 | None
NE-HVAC-airHP-SpltPkg-65to134kBtuh-12p0eer-3p55cop-wPreEcono | DEER2023 | D23 v1 | 2022-10-06 00:17 | Any | RFF | Old | CZ10 | cDXHP | Cap-Tons | 10.1 | 2500 | None | 762 | 0.188 | 0 | 119 | 0.0588 | 0 | [6 empty] | DEER:HVAC_Split-Package_HP | Annual | 20 | [13 empty] | CZ2022 | None
NE-HVAC-airHP-SpltPkg-65to134kBtuh-12p0eer-3p55cop-wPreEcono | DEER2023 | D23 v1 | 2022-10-06 00:17 | Any | RFF | Old | CZ11 | cDXHP | Cap-Tons | 11 | 2500 | None | 855 | 0.208 | 0 | 119 | 0.0695 | 0 | [6 empty] | DEER:HVAC_Split-Package_HP | Annual | 20 | [13 empty] | CZ2022 | None
NE-HVAC-airHP-SpltPkg-65to134kBtuh-12p0eer-3p55cop-wPreEcono | DEER2023 | D23 v1 | 2022-10-06 00:17 | Any | RFF | Old | CZ12 | cDXHP | Cap-Tons | 9.74 | 2500 | None | 771 | 0.192 | 0 | 103 | 0.0706 | 0 | [6 empty] | DEER:HVAC_Split-Package_HP | Annual | 20 | [13 empty] | CZ2022 | None
NE-HVAC-airHP-SpltPkg-65to134kBtuh-12p0eer-3p55cop-wPreEcono | DEER2023 | D23 v1 | 2022-10-06 00:17 | Any | RFF | Old | CZ13 | cDXHP | Cap-Tons | 11 | 2500 | None | 851 | 0.201 | 0 | 129 | 0.0723 | 0 | [6 empty] | DEER:HVAC_Split-Package_HP | Annual | 20 | [13 empty] | CZ2022 | None
NE-HVAC-airHP-SpltPkg-65to134kBtuh-12p0eer-3p55cop-wPreEcono | DEER2023 | D23 v1 | 2022-10-06 00:17 | Any | RFF | Old | CZ14 | cDXHP | Cap-Tons | 11 | 2500 | None | 847 | 0.212 | 0 | 112 | 0.0611 | 0 | [6 empty] | DEER:HVAC_Split-Package_HP | Annual | 20 | [13 empty] | CZ2022 | None
NE-HVAC-airHP-SpltPkg-65to134kBtuh-12p0eer-3p55cop-wPreEcono | DEER2023 | D23 v1 | 2022-10-06 00:17 | Any | RFF | Old | CZ15 | cDXHP | Cap-Tons | 14.5 | 2500 | None | 916 | 0.24 | 0 | 154 | 0.0715 | 0 | [6 empty] | DEER:HVAC_Split-Package_HP | Annual | 20 | [13 empty] | CZ2022 | None
NE-HVAC-airHP-SpltPkg-65to134kBtuh-12p0eer-3p55cop-wPreEcono | DEER2023 | D23 v1 | 2022-10-06 00:17 | Any | RFF | Old | CZ16 | cDXHP | Cap-Tons | 9.66 | 2500 | None | 979 | 0.154 | 0 | 85.8 | 0.0359 | 0 | [6 empty] | DEER:HVAC_Split-Package_HP | Annual | 20 | [13 empty] | CZ2022 | None
NE-HVAC-airHP-SpltPkg-65to134kBtuh-12p0eer-3p55cop-wPreEcono | DEER2023 | D23 v1 | 2022-10-06 00:17 | Any | RFF | Rec | CZ01 | cDXHP | Cap-Tons | 6.46 | 2500 | None | 87.6 | 0.0195 | 0 | 51.8 | 0.0161 | 0 | [6 empty] | DEER:HVAC_Split-Package_HP | Annual | 20 | [13 empty] | CZ2022 | None
NE-HVAC-airHP-SpltPkg-65to134kBtuh-12p0eer-3p55cop-wPreEcono | DEER2023 | D23 v1 | 2022-10-06 00:17 | Any | RFF | Rec | CZ02 | cDXHP | Cap-Tons | 6.52 | 2500 | None | 124 | 0.0649 | 0 | 89.4 | 0.0532 | 0 | [6 empty] | DEER:HVAC_Split-Package_HP | Annual | 20 | [13 empty] | CZ2022 | None
NE-HVAC-airHP-SpltPkg-65to134kBtuh-12p0eer-3p55cop-wPreEcono | DEER2023 | D23 v1 | 2022-10-06 00:17 | Any | RFF | Rec | CZ03 | cDXHP | Cap-Tons | 7.34 | 2500 | None | 68.2 | 0.0398 | 0 | 47.6 | 0.0327 | 0 | [6 empty] | DEER:HVAC_Split-Package_HP | Annual | 20 | [13 empty] | CZ2022 | None
NE-HVAC-airHP-SpltPkg-65to134kBtuh-12p0eer-3p55cop-wPreEcono | DEER2023 | D23 v1 | 2022-10-06 00:17 | Any | RFF | Rec | CZ04 | cDXHP | Cap-Tons | 6.68 | 2500 | None | 129 | 0.0753 | 0 | 98.3 | 0.0618 | 0 | [6 empty] | DEER:HVAC_Split-Package_HP | Annual | 20 | [13 empty] | CZ2022 | None
NE-HVAC-airHP-SpltPkg-65to134kBtuh-12p0eer-3p55cop-wPreEcono | DEER2023 | D23 v1 | 2022-10-06 00:17 | Any | RFF | Rec | CZ05 | cDXHP | Cap-Tons | 6.95 | 2500 | None | 74.7 | 0.0283 | 0 | 53.8 | 0.0232 | 0 | [6 empty] | DEER:HVAC_Split-Package_HP | Annual | 20 | [13 empty] | CZ2022 | None
NE-HVAC-airHP-SpltPkg-65to134kBtuh-12p0eer-3p55cop-wPreEcono | DEER2023 | D23 v1 | 2022-10-06 00:17 | Any | RFF | Rec | CZ06 | cDXHP | Cap-Tons | 8.05 | 2500 | None | 104 | 0.0461 | 0 | 81.9 | 0.0379 | 0 | [6 empty] | DEER:HVAC_Split-Package_HP | Annual | 20 | [13 empty] | CZ2022 | None
NE-HVAC-airHP-SpltPkg-65to134kBtuh-12p0eer-3p55cop-wPreEcono | DEER2023 | D23 v1 | 2022-10-06 00:17 | Any | RFF | Rec | CZ07 | cDXHP | Cap-Tons | 7.83 | 2500 | None | 91.2 | 0.0404 | 0 | 72.9 | 0.0332 | 0 | [6 empty] | DEER:HVAC_Split-Package_HP | Annual | 20 | [13 empty] | CZ2022 | None
NE-HVAC-airHP-SpltPkg-65to134kBtuh-12p0eer-3p55cop-wPreEcono | DEER2023 | D23 v1 | 2022-10-06 00:17 | Any | RFF | Rec | CZ08 | cDXHP | Cap-Tons | 7.35 | 2500 | None | 151 | 0.061 | 0 | 121 | 0.0501 | 0 | [6 empty] | DEER:HVAC_Split-Package_HP | Annual | 20 | [13 empty] | CZ2022 | None
NE-HVAC-airHP-SpltPkg-65to134kBtuh-12p0eer-3p55cop-wPreEcono | DEER2023 | D23 v1 | 2022-10-06 00:17 | Any | RFF | Rec | CZ09 | cDXHP | Cap-Tons | 9.49 | 2500 | None | 112 | 0.0536 | 0 | 88.8 | 0.0441 | 0 | [6 empty] | DEER:HVAC_Split-Package_HP | Annual | 20 | [13 empty] | CZ2022 | None
NE-HVAC-airHP-SpltPkg-65to134kBtuh-12p0eer-3p55cop-wPreEcono | DEER2023 | D23 v1 | 2022-10-06 00:17 | Any | RFF | Rec | CZ10 | cDXHP | Cap-Tons | 8.53 | 2500 | None | 144 | 0.0702 | 0 | 114 | 0.0576 | 0 | [6 empty] | DEER:HVAC_Split-Package_HP | Annual | 20 | [13 empty] | CZ2022 | None
NE-HVAC-airHP-SpltPkg-65to134kBtuh-12p0eer-3p55cop-wPreEcono | DEER2023 | D23 v1 | 2022-10-06 00:17 | Any | RFF | Rec | CZ11 | cDXHP | Cap-Tons | 9.05 | 2500 | None | 148 | 0.0807 | 0 | 114 | 0.0663 | 0 | [6 empty] | DEER:HVAC_Split-Package_HP | Annual | 20 | [13 empty] | CZ2022 | None
NE-HVAC-airHP-SpltPkg-65to134kBtuh-12p0eer-3p55cop-wPreEcono | DEER2023 | D23 v1 | 2022-10-06 00:17 | Any | RFF | Rec | CZ12 | cDXHP | Cap-Tons | 8.23 | 2500 | None | 131 | 0.0829 | 0 | 99.5 | 0.0681 | 0 | [6 empty] | DEER:HVAC_Split-Package_HP | Annual | 20 | [13 empty] | CZ2022 | None
NE-HVAC-airHP-SpltPkg-65to134kBtuh-12p0eer-3p55cop-wPreEcono | DEER2023 | D23 v1 | 2022-10-06 00:17 | Any | RFF | Rec | CZ13 | cDXHP | Cap-Tons | 9.24 | 2500 | None | 159 | 0.0847 | 0 | 124 | 0.0695 | 0 | [6 empty] | DEER:HVAC_Split-Package_HP | Annual | 20 | [13 empty] | CZ2022 | None
NE-HVAC-airHP-SpltPkg-65to134kBtuh-12p0eer-3p55cop-wPreEcono | DEER2023 | D23 v1 | 2022-10-06 00:17 | Any | RFF | Rec | CZ14 | cDXHP | Cap-Tons | 9.11 | 2500 | None | 137 | 0.0693 | 0 | 106 | 0.0569 | 0 | [6 empty] | DEER:HVAC_Split-Package_HP | Annual | 20 | [13 empty] | CZ2022 | None
NE-HVAC-airHP-SpltPkg-65to134kBtuh-12p0eer-3p55cop-wPreEcono | DEER2023 | D23 v1 | 2022-10-06 00:17 | Any | RFF | Rec | CZ15 | cDXHP | Cap-Tons | 12.4 | 2500 | None | 176 | 0.0812 | 0 | 144 | 0.0667 | 0 | [6 empty] | DEER:HVAC_Split-Package_HP | Annual | 20 | [13 empty] | CZ2022 | None
NE-HVAC-airHP-SpltPkg-65to134kBtuh-12p0eer-3p55cop-wPreEcono | DEER2023 | D23 v1 | 2022-10-06 00:17 | Any | RFF | Rec | CZ16 | cDXHP | Cap-Tons | 7.61 | 2500 | None | 129 | 0.0404 | 0 | 85.2 | 0.0333 | 0 | [6 empty] | DEER:HVAC_Split-Package_HP | Annual | 20 | [13 empty] | CZ2022 | None
NE-HVAC-airHP-SpltPkg-65to134kBtuh-12p0eer-3p55cop-wPreEcono | DEER2023 | D23 v1 | 2022-10-06 00:17 | Any | RSD | Ex | CZ01 | cDXHP | Cap-Tons | 11.9 | 5600 | None | 510 | 0.0612 | 0 | 29.4 | 0.0177 | 0 | [6 empty] | DEER:HVAC_Split-Package_HP | Annual | 20 | [13 empty] | CZ2022 | None
NE-HVAC-airHP-SpltPkg-65to134kBtuh-12p0eer-3p55cop-wPreEcono | DEER2023 | D23 v1 | 2022-10-06 00:17 | Any | RSD | Ex | CZ02 | cDXHP | Cap-Tons | 12.3 | 5600 | None | 463 | 0.156 | 0 | 75.3 | 0.05 | 0 | [6 empty] | DEER:HVAC_Split-Package_HP | Annual | 20 | [13 empty] | CZ2022 | None
NE-HVAC-airHP-SpltPkg-65to134kBtuh-12p0eer-3p55cop-wPreEcono | DEER2023 | D23 v1 | 2022-10-06 00:17 | Any | RSD | Ex | CZ03 | cDXHP | Cap-Tons | 13.4 | 5600 | None | 336 | 0.117 | 0 | 46.1 | 0.0348 | 0 | [6 empty] | DEER:HVAC_Split-Package_HP | Annual | 20 | [13 empty] | CZ2022 | None
NE-HVAC-airHP-SpltPkg-65to134kBtuh-12p0eer-3p55cop-wPreEcono | DEER2023 | D23 v1 | 2022-10-06 00:17 | Any | RSD | Ex | CZ04 | cDXHP | Cap-Tons | 13 | 5600 | None | 431 | 0.157 | 0 | 90.6 | 0.0591 | 0 | [6 empty] | DEER:HVAC_Split-Package_HP | Annual | 20 | [13 empty] | CZ2022 | None
NE-HVAC-airHP-SpltPkg-65to134kBtuh-12p0eer-3p55cop-wPreEcono | DEER2023 | D23 v1 | 2022-10-06 00:17 | Any | RSD | Ex | CZ05 | cDXHP | Cap-Tons | 13.4 | 5600 | None | 349 | 0.0834 | 0 | 51.3 | 0.0237 | 0 | [6 empty] | DEER:HVAC_Split-Package_HP | Annual | 20 | [13 empty] | CZ2022 | None
NE-HVAC-airHP-SpltPkg-65to134kBtuh-12p0eer-3p55cop-wPreEcono | DEER2023 | D23 v1 | 2022-10-06 00:17 | Any | RSD | Ex | CZ06 | cDXHP | Cap-Tons | 15 | 5600 | None | 355 | 0.135 | 0 | 87.4 | 0.0405 | 0 | [6 empty] | DEER:HVAC_Split-Package_HP | Annual | 20 | [13 empty] | CZ2022 | None
NE-HVAC-airHP-SpltPkg-65to134kBtuh-12p0eer-3p55cop-wPreEcono | DEER2023 | D23 v1 | 2022-10-06 00:17 | Any | RSD | Ex | CZ07 | cDXHP | Cap-Tons | 14.5 | 5600 | None | 304 | 0.114 | 0 | 78.3 | 0.036 | 0 | [6 empty] | DEER:HVAC_Split-Package_HP | Annual | 20 | [13 empty] | CZ2022 | None
NE-HVAC-airHP-SpltPkg-65to134kBtuh-12p0eer-3p55cop-wPreEcono | DEER2023 | D23 v1 | 2022-10-06 00:17 | Any | RSD | Ex | CZ08 | cDXHP | Cap-Tons | 15 | 5600 | None | 422 | 0.145 | 0 | 108 | 0.0455 | 0 | [6 empty] | DEER:HVAC_Split-Package_HP | Annual | 20 | [13 empty] | CZ2022 | None
NE-HVAC-airHP-SpltPkg-65to134kBtuh-12p0eer-3p55cop-wPreEcono | DEER2023 | D23 v1 | 2022-10-06 00:17 | Any | RSD | Ex | CZ09 | cDXHP | Cap-Tons | 18.8 | 5600 | None | 442 | 0.178 | 0 | 81.6 | 0.0416 | 0 | [6 empty] | DEER:HVAC_Split-Package_HP | Annual | 20 | [13 empty] | CZ2022 | None
NE-HVAC-airHP-SpltPkg-65to134kBtuh-12p0eer-3p55cop-wPreEcono | DEER2023 | D23 v1 | 2022-10-06 00:17 | Any | RSD | Ex | CZ10 | cDXHP | Cap-Tons | 16.3 | 5600 | None | 523 | 0.18 | 0 | 102 | 0.053 | 0 | [6 empty] | DEER:HVAC_Split-Package_HP | Annual | 20 | [13 empty] | CZ2022 | None
NE-HVAC-airHP-SpltPkg-65to134kBtuh-12p0eer-3p55cop-wPreEcono | DEER2023 | D23 v1 | 2022-10-06 00:17 | Any | RSD | Ex | CZ11 | cDXHP | Cap-Tons | 18 | 5600 | None | 573 | 0.2 | 0 | 94.6 | 0.0617 | 0 | [6 empty] | DEER:HVAC_Split-Package_HP | Annual | 20 | [13 empty] | CZ2022 | None
NE-HVAC-airHP-SpltPkg-65to134kBtuh-12p0eer-3p55cop-wPreEcono | DEER2023 | D23 v1 | 2022-10-06 00:17 | Any | RSD | Ex | CZ12 | cDXHP | Cap-Tons | 15.9 | 5600 | None | 511 | 0.186 | 0 | 85.9 | 0.0632 | 0 | [6 empty] | DEER:HVAC_Split-Package_HP | Annual | 20 | [13 empty] | CZ2022 | None
NE-HVAC-airHP-SpltPkg-65to134kBtuh-12p0eer-3p55cop-wPreEcono | DEER2023 | D23 v1 | 2022-10-06 00:17 | Any | RSD | Ex | CZ13 | cDXHP | Cap-Tons | 18.2 | 5600 | None | 575 | 0.189 | 0 | 105 | 0.0656 | 0 | [6 empty] | DEER:HVAC_Split-Package_HP | Annual | 20 | [13 empty] | CZ2022 | None
NE-HVAC-airHP-SpltPkg-65to134kBtuh-12p0eer-3p55cop-wPreEcono | DEER2023 | D23 v1 | 2022-10-06 00:17 | Any | RSD | Ex | CZ14 | cDXHP | Cap-Tons | 18.4 | 5600 | None | 574 | 0.209 | 0 | 87.9 | 0.053 | 0 | [6 empty] | DEER:HVAC_Split-Package_HP | Annual | 20 | [13 empty] | CZ2022 | None
NE-HVAC-airHP-SpltPkg-65to134kBtuh-12p0eer-3p55cop-wPreEcono | DEER2023 | D23 v1 | 2022-10-06 00:17 | Any | RSD | Ex | CZ15 | cDXHP | Cap-Tons | 24.7 | 5600 | None | 648 | 0.242 | 0 | 122 | 0.0622 | 0 | [6 empty] | DEER:HVAC_Split-Package_HP | Annual | 20 | [13 empty] | CZ2022 | None
NE-HVAC-airHP-SpltPkg-65to134kBtuh-12p0eer-3p55cop-wPreEcono | DEER2023 | D23 v1 | 2022-10-06 00:17 | Any | RSD | Ex | CZ16 | cDXHP | Cap-Tons | 13.6 | 5600 | None | 750 | 0.138 | 0 | 67.2 | 0.0341 | 0 | [6 empty] | DEER:HVAC_Split-Package_HP | Annual | 20 | [13 empty] | CZ2022 | None
NE-HVAC-airHP-SpltPkg-65to134kBtuh-12p0eer-3p55cop-wPreEcono | DEER2023 | D23 v1 | 2022-10-06 00:17 | Any | RSD | Old | CZ01 | cDXHP | Cap-Tons | 13.1 | 5600 | None | 636 | 0.0694 | 0 | 27.2 | 0.019 | 0 | [6 empty] | DEER:HVAC_Split-Package_HP | Annual | 20 | [13 empty] | CZ2022 | None
NE-HVAC-airHP-SpltPkg-65to134kBtuh-12p0eer-3p55cop-wPreEcono | DEER2023 | D23 v1 | 2022-10-06 00:17 | Any | RSD | Old | CZ02 | cDXHP | Cap-Tons | 13.7 | 5600 | None | 559 | 0.188 | 0 | 76 | 0.0506 | 0 | [6 empty] | DEER:HVAC_Split-Package_HP | Annual | 20 | [13 empty] | CZ2022 | None
NE-HVAC-airHP-SpltPkg-65to134kBtuh-12p0eer-3p55cop-wPreEcono | DEER2023 | D23 v1 | 2022-10-06 00:17 | Any | RSD | Old | CZ03 | cDXHP | Cap-Tons | 14.2 | 5600 | None | 420 | 0.144 | 0 | 46.2 | 0.0351 | 0 | [6 empty] | DEER:HVAC_Split-Package_HP | Annual | 20 | [13 empty] | CZ2022 | None
NE-HVAC-airHP-SpltPkg-65to134kBtuh-12p0eer-3p55cop-wPreEcono | DEER2023 | D23 v1 | 2022-10-06 00:17 | Any | RSD | Old | CZ04 | cDXHP | Cap-Tons | 13.8 | 5600 | None | 527 | 0.19 | 0 | 90.1 | 0.0594 | 0 | [6 empty] | DEER:HVAC_Split-Package_HP | Annual | 20 | [13 empty] | CZ2022 | None
NE-HVAC-airHP-SpltPkg-65to134kBtuh-12p0eer-3p55cop-wPreEcono | DEER2023 | D23 v1 | 2022-10-06 00:17 | Any | RSD | Old | CZ05 | cDXHP | Cap-Tons | 14 | 5600 | None | 422 | 0.1 | 0 | 51.7 | 0.0238 | 0 | [6 empty] | DEER:HVAC_Split-Package_HP | Annual | 20 | [13 empty] | CZ2022 | None
NE-HVAC-airHP-SpltPkg-65to134kBtuh-12p0eer-3p55cop-wPreEcono | DEER2023 | D23 v1 | 2022-10-06 00:17 | Any | RSD | Old | CZ06 | cDXHP | Cap-Tons | 15.4 | 5600 | None | 446 | 0.171 | 0 | 89.5 | 0.0411 | 0 | [6 empty] | DEER:HVAC_Split-Package_HP | Annual | 20 | [13 empty] | CZ2022 | None
NE-HVAC-airHP-SpltPkg-65to134kBtuh-12p0eer-3p55cop-wPreEcono | DEER2023 | D23 v1 | 2022-10-06 00:17 | Any | RSD | Old | CZ07 | cDXHP | Cap-Tons | 14.9 | 5600 | None | 376 | 0.141 | 0 | 79.3 | 0.0362 | 0 | [6 empty] | DEER:HVAC_Split-Package_HP | Annual | 20 | [13 empty] | CZ2022 | None
NE-HVAC-airHP-SpltPkg-65to134kBtuh-12p0eer-3p55cop-wPreEcono | DEER2023 | D23 v1 | 2022-10-06 00:17 | Any | RSD | Old | CZ08 | cDXHP | Cap-Tons | 15.3 | 5600 | None | 529 | 0.182 | 0 | 110 | 0.0461 | 0 | [6 empty] | DEER:HVAC_Split-Package_HP | Annual | 20 | [13 empty] | CZ2022 | None
NE-HVAC-airHP-SpltPkg-65to134kBtuh-12p0eer-3p55cop-wPreEcono | DEER2023 | D23 v1 | 2022-10-06 00:17 | Any | RSD | Old | CZ09 | cDXHP | Cap-Tons | 19.6 | 5600 | None | 544 | 0.218 | 0 | 81.7 | 0.0421 | 0 | [6 empty] | DEER:HVAC_Split-Package_HP | Annual | 20 | [13 empty] | CZ2022 | None
NE-HVAC-airHP-SpltPkg-65to134kBtuh-12p0eer-3p55cop-wPreEcono | DEER2023 | D23 v1 | 2022-10-06 00:17 | Any | RSD | Old | CZ10 | cDXHP | Cap-Tons | 18 | 5600 | None | 604 | 0.205 | 0 | 102 | 0.0536 | 0 | [6 empty] | DEER:HVAC_Split-Package_HP | Annual | 20 | [13 empty] | CZ2022 | None
NE-HVAC-airHP-SpltPkg-65to134kBtuh-12p0eer-3p55cop-wPreEcono | DEER2023 | D23 v1 | 2022-10-06 00:17 | Any | RSD | Old | CZ11 | cDXHP | Cap-Tons | 19.6 | 5600 | None | 684 | 0.236 | 0 | 96.5 | 0.0629 | 0 | [6 empty] | DEER:HVAC_Split-Package_HP | Annual | 20 | [13 empty] | CZ2022 | None
NE-HVAC-airHP-SpltPkg-65to134kBtuh-12p0eer-3p55cop-wPreEcono | DEER2023 | D23 v1 | 2022-10-06 00:17 | Any | RSD | Old | CZ12 | cDXHP | Cap-Tons | 17.3 | 5600 | None | 601 | 0.218 | 0 | 87.2 | 0.0642 | 0 | [6 empty] | DEER:HVAC_Split-Package_HP | Annual | 20 | [13 empty] | CZ2022 | None
NE-HVAC-airHP-SpltPkg-65to134kBtuh-12p0eer-3p55cop-wPreEcono | DEER2023 | D23 v1 | 2022-10-06 00:17 | Any | RSD | Old | CZ13 | cDXHP | Cap-Tons | 19.7 | 5600 | None | 685 | 0.225 | 0 | 107 | 0.0666 | 0 | [6 empty] | DEER:HVAC_Split-Package_HP | Annual | 20 | [13 empty] | CZ2022 | None
NE-HVAC-airHP-SpltPkg-65to134kBtuh-12p0eer-3p55cop-wPreEcono | DEER2023 | D23 v1 | 2022-10-06 00:17 | Any | RSD | Old | CZ14 | cDXHP | Cap-Tons | 19.9 | 5600 | None | 656 | 0.238 | 0 | 90.1 | 0.0543 | 0 | [6 empty] | DEER:HVAC_Split-Package_HP | Annual | 20 | [13 empty] | CZ2022 | None
NE-HVAC-airHP-SpltPkg-65to134kBtuh-12p0eer-3p55cop-wPreEcono | DEER2023 | D23 v1 | 2022-10-06 00:17 | Any | RSD | Old | CZ15 | cDXHP | Cap-Tons | 26.6 | 5600 | None | 751 | 0.274 | 0 | 124 | 0.0636 | 0 | [6 empty] | DEER:HVAC_Split-Package_HP | Annual | 20 | [13 empty] | CZ2022 | None
NE-HVAC-airHP-SpltPkg-65to134kBtuh-12p0eer-3p55cop-wPreEcono | DEER2023 | D23 v1 | 2022-10-06 00:17 | Any | RSD | Old | CZ16 | cDXHP | Cap-Tons | 15.1 | 5600 | None | 825 | 0.16 | 0 | 67.6 | 0.0347 | 0 | [6 empty] | DEER:HVAC_Split-Package_HP | Annual | 20 | [13 empty] | CZ2022 | None
NE-HVAC-airHP-SpltPkg-65to134kBtuh-12p0eer-3p55cop-wPreEcono | DEER2023 | D23 v1 | 2022-10-06 00:17 | Any | RSD | Rec | CZ01 | cDXHP | Cap-Tons | 10.9 | 5600 | None | 60.8 | 0.0193 | 0 | 37.1 | 0.0157 | 0 | [6 empty] | DEER:HVAC_Split-Package_HP | Annual | 20 | [13 empty] | CZ2022 | None
NE-HVAC-airHP-SpltPkg-65to134kBtuh-12p0eer-3p55cop-wPreEcono | DEER2023 | D23 v1 | 2022-10-06 00:17 | Any | RSD | Rec | CZ02 | cDXHP | Cap-Tons | 11.6 | 5600 | None | 95.1 | 0.0606 | 0 | 73.8 | 0.0498 | 0 | [6 empty] | DEER:HVAC_Split-Package_HP | Annual | 20 | [13 empty] | CZ2022 | None
NE-HVAC-airHP-SpltPkg-65to134kBtuh-12p0eer-3p55cop-wPreEcono | DEER2023 | D23 v1 | 2022-10-06 00:17 | Any | RSD | Rec | CZ03 | cDXHP | Cap-Tons | 11.9 | 5600 | None | 57.7 | 0.0409 | 0 | 44 | 0.0337 | 0 | [6 empty] | DEER:HVAC_Split-Package_HP | Annual | 20 | [13 empty] | CZ2022 | None
NE-HVAC-airHP-SpltPkg-65to134kBtuh-12p0eer-3p55cop-wPreEcono | DEER2023 | D23 v1 | 2022-10-06 00:17 | Any | RSD | Rec | CZ04 | cDXHP | Cap-Tons | 11.6 | 5600 | None | 109 | 0.0711 | 0 | 87.6 | 0.0583 | 0 | [6 empty] | DEER:HVAC_Split-Package_HP | Annual | 20 | [13 empty] | CZ2022 | None
NE-HVAC-airHP-SpltPkg-65to134kBtuh-12p0eer-3p55cop-wPreEcono | DEER2023 | D23 v1 | 2022-10-06 00:17 | Any | RSD | Rec | CZ05 | cDXHP | Cap-Tons | 11.7 | 5600 | None | 62.6 | 0.0276 | 0 | 48.6 | 0.0227 | 0 | [6 empty] | DEER:HVAC_Split-Package_HP | Annual | 20 | [13 empty] | CZ2022 | None
NE-HVAC-airHP-SpltPkg-65to134kBtuh-12p0eer-3p55cop-wPreEcono | DEER2023 | D23 v1 | 2022-10-06 00:17 | Any | RSD | Rec | CZ06 | cDXHP | Cap-Tons | 13.1 | 5600 | None | 104 | 0.0497 | 0 | 85.2 | 0.0409 | 0 | [6 empty] | DEER:HVAC_Split-Package_HP | Annual | 20 | [13 empty] | CZ2022 | None
NE-HVAC-airHP-SpltPkg-65to134kBtuh-12p0eer-3p55cop-wPreEcono | DEER2023 | D23 v1 | 2022-10-06 00:17 | Any | RSD | Rec | CZ07 | cDXHP | Cap-Tons | 12.8 | 5600 | None | 91.6 | 0.0437 | 0 | 74.8 | 0.0359 | 0 | [6 empty] | DEER:HVAC_Split-Package_HP | Annual | 20 | [13 empty] | CZ2022 | None
NE-HVAC-airHP-SpltPkg-65to134kBtuh-12p0eer-3p55cop-wPreEcono | DEER2023 | D23 v1 | 2022-10-06 00:17 | Any | RSD | Rec | CZ08 | cDXHP | Cap-Tons | 13.7 | 5600 | None | 125 | 0.0539 | 0 | 103 | 0.0443 | 0 | [6 empty] | DEER:HVAC_Split-Package_HP | Annual | 20 | [13 empty] | CZ2022 | None
NE-HVAC-airHP-SpltPkg-65to134kBtuh-12p0eer-3p55cop-wPreEcono | DEER2023 | D23 v1 | 2022-10-06 00:17 | Any | RSD | Rec | CZ09 | cDXHP | Cap-Tons | 16.9 | 5600 | None | 95.8 | 0.0492 | 0 | 78.4 | 0.0404 | 0 | [6 empty] | DEER:HVAC_Split-Package_HP | Annual | 20 | [13 empty] | CZ2022 | None
NE-HVAC-airHP-SpltPkg-65to134kBtuh-12p0eer-3p55cop-wPreEcono | DEER2023 | D23 v1 | 2022-10-06 00:17 | Any | RSD | Rec | CZ10 | cDXHP | Cap-Tons | 15.4 | 5600 | None | 122 | 0.0631 | 0 | 99 | 0.0518 | 0 | [6 empty] | DEER:HVAC_Split-Package_HP | Annual | 20 | [13 empty] | CZ2022 | None
NE-HVAC-airHP-SpltPkg-65to134kBtuh-12p0eer-3p55cop-wPreEcono | DEER2023 | D23 v1 | 2022-10-06 00:17 | Any | RSD | Rec | CZ11 | cDXHP | Cap-Tons | 16.9 | 5600 | None | 117 | 0.0737 | 0 | 93.2 | 0.0605 | 0 | [6 empty] | DEER:HVAC_Split-Package_HP | Annual | 20 | [13 empty] | CZ2022 | None
NE-HVAC-airHP-SpltPkg-65to134kBtuh-12p0eer-3p55cop-wPreEcono | DEER2023 | D23 v1 | 2022-10-06 00:17 | Any | RSD | Rec | CZ12 | cDXHP | Cap-Tons | 15 | 5600 | None | 106 | 0.0759 | 0 | 84.2 | 0.0623 | 0 | [6 empty] | DEER:HVAC_Split-Package_HP | Annual | 20 | [13 empty] | CZ2022 | None
NE-HVAC-airHP-SpltPkg-65to134kBtuh-12p0eer-3p55cop-wPreEcono | DEER2023 | D23 v1 | 2022-10-06 00:17 | Any | RSD | Rec | CZ13 | cDXHP | Cap-Tons | 17.2 | 5600 | None | 128 | 0.0785 | 0 | 103 | 0.0644 | 0 | [6 empty] | DEER:HVAC_Split-Package_HP | Annual | 20 | [13 empty] | CZ2022 | None
NE-HVAC-airHP-SpltPkg-65to134kBtuh-12p0eer-3p55cop-wPreEcono | DEER2023 | D23 v1 | 2022-10-06 00:17 | Any | RSD | Rec | CZ14 | cDXHP | Cap-Tons | 17.4 | 5600 | None | 107 | 0.0629 | 0 | 85.9 | 0.0516 | 0 | [6 empty] | DEER:HVAC_Split-Package_HP | Annual | 20 | [13 empty] | CZ2022 | None
NE-HVAC-airHP-SpltPkg-65to134kBtuh-12p0eer-3p55cop-wPreEcono | DEER2023 | D23 v1 | 2022-10-06 00:17 | Any | RSD | Rec | CZ15 | cDXHP | Cap-Tons | 23.4 | 5600 | None | 145 | 0.0736 | 0 | 119 | 0.0604 | 0 | [6 empty] | DEER:HVAC_Split-Package_HP | Annual | 20 | [13 empty] | CZ2022 | None
NE-HVAC-airHP-SpltPkg-65to134kBtuh-12p0eer-3p55cop-wPreEcono | DEER2023 | D23 v1 | 2022-10-06 00:17 | Any | RSD | Rec | CZ16 | cDXHP | Cap-Tons | 12.5 | 5600 | None | 103 | 0.0408 | 0 | 71 | 0.0335 | 0 | [6 empty] | DEER:HVAC_Split-Package_HP | Annual | 20 | [13 empty] | CZ2022 | None
NE-HVAC-airHP-SpltPkg-65to134kBtuh-12p0eer-3p55cop-wPreEcono | DEER2023 | D23 v1 | 2022-10-06 00:17 | Any | Rt3 | Ex | CZ01 | cDXHP | Cap-Tons | 205 | 120000 | None | 421 | 0.0729 | 0 | 19.6 | 0.0223 | 0 | [6 empty] | DEER:HVAC_Split-Package_HP | Annual | 20 | [13 empty] | CZ2022 | None
NE-HVAC-airHP-SpltPkg-65to134kBtuh-12p0eer-3p55cop-wPreEcono | DEER2023 | D23 v1 | 2022-10-06 00:17 | Any | Rt3 | Ex | CZ02 | cDXHP | Cap-Tons | 240 | 120000 | None | 460 | 0.165 | 0 | 68.7 | 0.0508 | 0 | [6 empty] | DEER:HVAC_Split-Package_HP | Annual | 20 | [13 empty] | CZ2022 | None
NE-HVAC-airHP-SpltPkg-65to134kBtuh-12p0eer-3p55cop-wPreEcono | DEER2023 | D23 v1 | 2022-10-06 00:17 | Any | Rt3 | Ex | CZ03 | cDXHP | Cap-Tons | 217 | 120000 | None | 346 | 0.135 | 0 | 49.2 | 0.0413 | 0 | [6 empty] | DEER:HVAC_Split-Package_HP | Annual | 20 | [13 empty] | CZ2022 | None
NE-HVAC-airHP-SpltPkg-65to134kBtuh-12p0eer-3p55cop-wPreEcono | DEER2023 | D23 v1 | 2022-10-06 00:17 | Any | Rt3 | Ex | CZ04 | cDXHP | Cap-Tons | 243 | 120000 | None | 449 | 0.166 | 0 | 82.5 | 0.0573 | 0 | [6 empty] | DEER:HVAC_Split-Package_HP | Annual | 20 | [13 empty] | CZ2022 | None
NE-HVAC-airHP-SpltPkg-65to134kBtuh-12p0eer-3p55cop-wPreEcono | DEER2023 | D23 v1 | 2022-10-06 00:17 | Any | Rt3 | Ex | CZ05 | cDXHP | Cap-Tons | 217 | 120000 | None | 356 | 0.104 | 0 | 57.2 | 0.03 | 0 | [6 empty] | DEER:HVAC_Split-Package_HP | Annual | 20 | [13 empty] | CZ2022 | None
NE-HVAC-airHP-SpltPkg-65to134kBtuh-12p0eer-3p55cop-wPreEcono | DEER2023 | D23 v1 | 2022-10-06 00:17 | Any | Rt3 | Ex | CZ06 | cDXHP | Cap-Tons | 234 | 120000 | None | 440 | 0.153 | 0 | 99.5 | 0.0474 | 0 | [6 empty] | DEER:HVAC_Split-Package_HP | Annual | 20 | [13 empty] | CZ2022 | None
NE-HVAC-airHP-SpltPkg-65to134kBtuh-12p0eer-3p55cop-wPreEcono | DEER2023 | D23 v1 | 2022-10-06 00:17 | Any | Rt3 | Ex | CZ07 | cDXHP | Cap-Tons | 228 | 120000 | None | 386 | 0.14 | 0 | 91.6 | 0.044 | 0 | [6 empty] | DEER:HVAC_Split-Package_HP | Annual | 20 | [13 empty] | CZ2022 | None
NE-HVAC-airHP-SpltPkg-65to134kBtuh-12p0eer-3p55cop-wPreEcono | DEER2023 | D23 v1 | 2022-10-06 00:17 | Any | Rt3 | Ex | CZ08 | cDXHP | Cap-Tons | 263 | 120000 | None | 494 | 0.158 | 0 | 110 | 0.0487 | 0 | [6 empty] | DEER:HVAC_Split-Package_HP | Annual | 20 | [13 empty] | CZ2022 | None
NE-HVAC-airHP-SpltPkg-65to134kBtuh-12p0eer-3p55cop-wPreEcono | DEER2023 | D23 v1 | 2022-10-06 00:17 | Any | Rt3 | Ex | CZ09 | cDXHP | Cap-Tons | 328 | 120000 | None | 505 | 0.186 | 0 | 82 | 0.0437 | 0 | [6 empty] | DEER:HVAC_Split-Package_HP | Annual | 20 | [13 empty] | CZ2022 | None
NE-HVAC-airHP-SpltPkg-65to134kBtuh-12p0eer-3p55cop-wPreEcono | DEER2023 | D23 v1 | 2022-10-06 00:17 | Any | Rt3 | Ex | CZ10 | cDXHP | Cap-Tons | 299 | 120000 | None | 543 | 0.172 | 0 | 101 | 0.0558 | 0 | [6 empty] | DEER:HVAC_Split-Package_HP | Annual | 20 | [13 empty] | CZ2022 | None
NE-HVAC-airHP-SpltPkg-65to134kBtuh-12p0eer-3p55cop-wPreEcono | DEER2023 | D23 v1 | 2022-10-06 00:17 | Any | Rt3 | Ex | CZ11 | cDXHP | Cap-Tons | 323 | 120000 | None | 573 | 0.194 | 0 | 90.8 | 0.0633 | 0 | [6 empty] | DEER:HVAC_Split-Package_HP | Annual | 20 | [13 empty] | CZ2022 | None
NE-HVAC-airHP-SpltPkg-65to134kBtuh-12p0eer-3p55cop-wPreEcono | DEER2023 | D23 v1 | 2022-10-06 00:17 | Any | Rt3 | Ex | CZ12 | cDXHP | Cap-Tons | 295 | 120000 | None | 521 | 0.185 | 0 | 81.2 | 0.0634 | 0 | [6 empty] | DEER:HVAC_Split-Package_HP | Annual | 20 | [13 empty] | CZ2022 | None
NE-HVAC-airHP-SpltPkg-65to134kBtuh-12p0eer-3p55cop-wPreEcono | DEER2023 | D23 v1 | 2022-10-06 00:17 | Any | Rt3 | Ex | CZ13 | cDXHP | Cap-Tons | 326 | 120000 | None | 577 | 0.187 | 0 | 99.6 | 0.0652 | 0 | [6 empty] | DEER:HVAC_Split-Package_HP | Annual | 20 | [13 empty] | CZ2022 | None
NE-HVAC-airHP-SpltPkg-65to134kBtuh-12p0eer-3p55cop-wPreEcono | DEER2023 | D23 v1 | 2022-10-06 00:17 | Any | Rt3 | Ex | CZ14 | cDXHP | Cap-Tons | 327 | 120000 | None | 560 | 0.194 | 0 | 86.8 | 0.056 | 0 | [6 empty] | DEER:HVAC_Split-Package_HP | Annual | 20 | [13 empty] | CZ2022 | None
NE-HVAC-airHP-SpltPkg-65to134kBtuh-12p0eer-3p55cop-wPreEcono | DEER2023 | D23 v1 | 2022-10-06 00:17 | Any | Rt3 | Ex | CZ15 | cDXHP | Cap-Tons | 419 | 120000 | None | 671 | 0.22 | 0 | 126 | 0.0664 | 0 | [6 empty] | DEER:HVAC_Split-Package_HP | Annual | 20 | [13 empty] | CZ2022 | None
NE-HVAC-airHP-SpltPkg-65to134kBtuh-12p0eer-3p55cop-wPreEcono | DEER2023 | D23 v1 | 2022-10-06 00:17 | Any | Rt3 | Ex | CZ16 | cDXHP | Cap-Tons | 231 | 120000 | None | 599 | 0.144 | 0 | 63.4 | 0.0409 | 0 | [6 empty] | DEER:HVAC_Split-Package_HP | Annual | 20 | [13 empty] | CZ2022 | None
NE-HVAC-airHP-SpltPkg-65to134kBtuh-12p0eer-3p55cop-wPreEcono | DEER2023 | D23 v1 | 2022-10-06 00:17 | Any | Rt3 | Old | CZ01 | cDXHP | Cap-Tons | 213 | 120000 | None | 501 | 0.0886 | 0 | 19.7 | 0.0226 | 0 | [6 empty] | DEER:HVAC_Split-Package_HP | Annual | 20 | [13 empty] | CZ2022 | None
NE-HVAC-airHP-SpltPkg-65to134kBtuh-12p0eer-3p55cop-wPreEcono | DEER2023 | D23 v1 | 2022-10-06 00:17 | Any | Rt3 | Old | CZ02 | cDXHP | Cap-Tons | 247 | 120000 | None | 550 | 0.199 | 0 | 69.6 | 0.0511 | 0 | [6 empty] | DEER:HVAC_Split-Package_HP | Annual | 20 | [13 empty] | CZ2022 | None
NE-HVAC-airHP-SpltPkg-65to134kBtuh-12p0eer-3p55cop-wPreEcono | DEER2023 | D23 v1 | 2022-10-06 00:17 | Any | Rt3 | Old | CZ03 | cDXHP | Cap-Tons | 224 | 120000 | None | 416 | 0.166 | 0 | 50.1 | 0.0415 | 0 | [6 empty] | DEER:HVAC_Split-Package_HP | Annual | 20 | [13 empty] | CZ2022 | None
NE-HVAC-airHP-SpltPkg-65to134kBtuh-12p0eer-3p55cop-wPreEcono | DEER2023 | D23 v1 | 2022-10-06 00:17 | Any | Rt3 | Old | CZ04 | cDXHP | Cap-Tons | 250 | 120000 | None | 538 | 0.201 | 0 | 83.5 | 0.0576 | 0 | [6 empty] | DEER:HVAC_Split-Package_HP | Annual | 20 | [13 empty] | CZ2022 | None
NE-HVAC-airHP-SpltPkg-65to134kBtuh-12p0eer-3p55cop-wPreEcono | DEER2023 | D23 v1 | 2022-10-06 00:17 | Any | Rt3 | Old | CZ05 | cDXHP | Cap-Tons | 224 | 120000 | None | 425 | 0.125 | 0 | 58.3 | 0.0302 | 0 | [6 empty] | DEER:HVAC_Split-Package_HP | Annual | 20 | [13 empty] | CZ2022 | None
NE-HVAC-airHP-SpltPkg-65to134kBtuh-12p0eer-3p55cop-wPreEcono | DEER2023 | D23 v1 | 2022-10-06 00:17 | Any | Rt3 | Old | CZ06 | cDXHP | Cap-Tons | 241 | 120000 | None | 536 | 0.187 | 0 | 101 | 0.0473 | 0 | [6 empty] | DEER:HVAC_Split-Package_HP | Annual | 20 | [13 empty] | CZ2022 | None
NE-HVAC-airHP-SpltPkg-65to134kBtuh-12p0eer-3p55cop-wPreEcono | DEER2023 | D23 v1 | 2022-10-06 00:17 | Any | Rt3 | Old | CZ07 | cDXHP | Cap-Tons | 235 | 120000 | None | 465 | 0.169 | 0 | 92.8 | 0.0439 | 0 | [6 empty] | DEER:HVAC_Split-Package_HP | Annual | 20 | [13 empty] | CZ2022 | None
NE-HVAC-airHP-SpltPkg-65to134kBtuh-12p0eer-3p55cop-wPreEcono | DEER2023 | D23 v1 | 2022-10-06 00:17 | Any | Rt3 | Old | CZ08 | cDXHP | Cap-Tons | 268 | 120000 | None | 601 | 0.193 | 0 | 112 | 0.049 | 0 | [6 empty] | DEER:HVAC_Split-Package_HP | Annual | 20 | [13 empty] | CZ2022 | None
NE-HVAC-airHP-SpltPkg-65to134kBtuh-12p0eer-3p55cop-wPreEcono | DEER2023 | D23 v1 | 2022-10-06 00:17 | Any | Rt3 | Old | CZ09 | cDXHP | Cap-Tons | 334 | 120000 | None | 613 | 0.226 | 0 | 83.3 | 0.0441 | 0 | [6 empty] | DEER:HVAC_Split-Package_HP | Annual | 20 | [13 empty] | CZ2022 | None
NE-HVAC-airHP-SpltPkg-65to134kBtuh-12p0eer-3p55cop-wPreEcono | DEER2023 | D23 v1 | 2022-10-06 00:17 | Any | Rt3 | Old | CZ10 | cDXHP | Cap-Tons | 308 | 120000 | None | 652 | 0.207 | 0 | 102 | 0.056 | 0 | [6 empty] | DEER:HVAC_Split-Package_HP | Annual | 20 | [13 empty] | CZ2022 | None
NE-HVAC-airHP-SpltPkg-65to134kBtuh-12p0eer-3p55cop-wPreEcono | DEER2023 | D23 v1 | 2022-10-06 00:17 | Any | Rt3 | Old | CZ11 | cDXHP | Cap-Tons | 339 | 120000 | None | 692 | 0.232 | 0 | 91.7 | 0.0642 | 0 | [6 empty] | DEER:HVAC_Split-Package_HP | Annual | 20 | [13 empty] | CZ2022 | None
NE-HVAC-airHP-SpltPkg-65to134kBtuh-12p0eer-3p55cop-wPreEcono | DEER2023 | D23 v1 | 2022-10-06 00:17 | Any | Rt3 | Old | CZ12 | cDXHP | Cap-Tons | 304 | 120000 | None | 616 | 0.219 | 0 | 82 | 0.0639 | 0 | [6 empty] | DEER:HVAC_Split-Package_HP | Annual | 20 | [13 empty] | CZ2022 | None
NE-HVAC-airHP-SpltPkg-65to134kBtuh-12p0eer-3p55cop-wPreEcono | DEER2023 | D23 v1 | 2022-10-06 00:17 | Any | Rt3 | Old | CZ13 | cDXHP | Cap-Tons | 340 | 120000 | None | 702 | 0.227 | 0 | 101 | 0.0659 | 0 | [6 empty] | DEER:HVAC_Split-Package_HP | Annual | 20 | [13 empty] | CZ2022 | None
NE-HVAC-airHP-SpltPkg-65to134kBtuh-12p0eer-3p55cop-wPreEcono | DEER2023 | D23 v1 | 2022-10-06 00:17 | Any | Rt3 | Old | CZ14 | cDXHP | Cap-Tons | 343 | 120000 | None | 674 | 0.233 | 0 | 87.5 | 0.0568 | 0 | [6 empty] | DEER:HVAC_Split-Package_HP | Annual | 20 | [13 empty] | CZ2022 | None
NE-HVAC-airHP-SpltPkg-65to134kBtuh-12p0eer-3p55cop-wPreEcono | DEER2023 | D23 v1 | 2022-10-06 00:17 | Any | Rt3 | Old | CZ15 | cDXHP | Cap-Tons | 437 | 120000 | None | 808 | 0.263 | 0 | 128 | 0.0675 | 0 | [6 empty] | DEER:HVAC_Split-Package_HP | Annual | 20 | [13 empty] | CZ2022 | None
NE-HVAC-airHP-SpltPkg-65to134kBtuh-12p0eer-3p55cop-wPreEcono | DEER2023 | D23 v1 | 2022-10-06 00:17 | Any | Rt3 | Old | CZ16 | cDXHP | Cap-Tons | 246 | 120000 | None | 720 | 0.175 | 0 | 64.6 | 0.0413 | 0 | [6 empty] | DEER:HVAC_Split-Package_HP | Annual | 20 | [13 empty] | CZ2022 | None
NE-HVAC-airHP-SpltPkg-65to134kBtuh-12p0eer-3p55cop-wPreEcono | DEER2023 | D23 v1 | 2022-10-06 00:17 | Any | Rt3 | Rec | CZ01 | cDXHP | Cap-Tons | 190 | 120000 | None | 27.1 | 0.0263 | 0 | 19.7 | 0.0216 | 0 | [6 empty] | DEER:HVAC_Split-Package_HP | Annual | 20 | [13 empty] | CZ2022 | None
NE-HVAC-airHP-SpltPkg-65to134kBtuh-12p0eer-3p55cop-wPreEcono | DEER2023 | D23 v1 | 2022-10-06 00:17 | Any | Rt3 | Rec | CZ02 | cDXHP | Cap-Tons | 228 | 120000 | None | 82.8 | 0.061 | 0 | 66.6 | 0.05 | 0 | [6 empty] | DEER:HVAC_Split-Package_HP | Annual | 20 | [13 empty] | CZ2022 | None
NE-HVAC-airHP-SpltPkg-65to134kBtuh-12p0eer-3p55cop-wPreEcono | DEER2023 | D23 v1 | 2022-10-06 00:17 | Any | Rt3 | Rec | CZ03 | cDXHP | Cap-Tons | 204 | 120000 | None | 58 | 0.0493 | 0 | 46.7 | 0.0405 | 0 | [6 empty] | DEER:HVAC_Split-Package_HP | Annual | 20 | [13 empty] | CZ2022 | None
NE-HVAC-airHP-SpltPkg-65to134kBtuh-12p0eer-3p55cop-wPreEcono | DEER2023 | D23 v1 | 2022-10-06 00:17 | Any | Rt3 | Rec | CZ04 | cDXHP | Cap-Tons | 230 | 120000 | None | 97.8 | 0.069 | 0 | 79.6 | 0.0566 | 0 | [6 empty] | DEER:HVAC_Split-Package_HP | Annual | 20 | [13 empty] | CZ2022 | None
NE-HVAC-airHP-SpltPkg-65to134kBtuh-12p0eer-3p55cop-wPreEcono | DEER2023 | D23 v1 | 2022-10-06 00:17 | Any | Rt3 | Rec | CZ05 | cDXHP | Cap-Tons | 204 | 120000 | None | 66.5 | 0.0356 | 0 | 54.2 | 0.0292 | 0 | [6 empty] | DEER:HVAC_Split-Package_HP | Annual | 20 | [13 empty] | CZ2022 | None
NE-HVAC-airHP-SpltPkg-65to134kBtuh-12p0eer-3p55cop-wPreEcono | DEER2023 | D23 v1 | 2022-10-06 00:17 | Any | Rt3 | Rec | CZ06 | cDXHP | Cap-Tons | 221 | 120000 | None | 117 | 0.0571 | 0 | 95.9 | 0.0468 | 0 | [6 empty] | DEER:HVAC_Split-Package_HP | Annual | 20 | [13 empty] | CZ2022 | None
NE-HVAC-airHP-SpltPkg-65to134kBtuh-12p0eer-3p55cop-wPreEcono | DEER2023 | D23 v1 | 2022-10-06 00:17 | Any | Rt3 | Rec | CZ07 | cDXHP | Cap-Tons | 215 | 120000 | None | 107 | 0.0529 | 0 | 87.8 | 0.0435 | 0 | [6 empty] | DEER:HVAC_Split-Package_HP | Annual | 20 | [13 empty] | CZ2022 | None
NE-HVAC-airHP-SpltPkg-65to134kBtuh-12p0eer-3p55cop-wPreEcono | DEER2023 | D23 v1 | 2022-10-06 00:17 | Any | Rt3 | Rec | CZ08 | cDXHP | Cap-Tons | 250 | 120000 | None | 129 | 0.0584 | 0 | 106 | 0.0479 | 0 | [6 empty] | DEER:HVAC_Split-Package_HP | Annual | 20 | [13 empty] | CZ2022 | None
NE-HVAC-airHP-SpltPkg-65to134kBtuh-12p0eer-3p55cop-wPreEcono | DEER2023 | D23 v1 | 2022-10-06 00:17 | Any | Rt3 | Rec | CZ09 | cDXHP | Cap-Tons | 313 | 120000 | None | 96.3 | 0.0519 | 0 | 79 | 0.0426 | 0 | [6 empty] | DEER:HVAC_Split-Package_HP | Annual | 20 | [13 empty] | CZ2022 | None
NE-HVAC-airHP-SpltPkg-65to134kBtuh-12p0eer-3p55cop-wPreEcono | DEER2023 | D23 v1 | 2022-10-06 00:17 | Any | Rt3 | Rec | CZ10 | cDXHP | Cap-Tons | 286 | 120000 | None | 119 | 0.0671 | 0 | 97.7 | 0.0551 | 0 | [6 empty] | DEER:HVAC_Split-Package_HP | Annual | 20 | [13 empty] | CZ2022 | None
NE-HVAC-airHP-SpltPkg-65to134kBtuh-12p0eer-3p55cop-wPreEcono | DEER2023 | D23 v1 | 2022-10-06 00:17 | Any | Rt3 | Rec | CZ11 | cDXHP | Cap-Tons | 297 | 120000 | None | 109 | 0.075 | 0 | 88.6 | 0.0616 | 0 | [6 empty] | DEER:HVAC_Split-Package_HP | Annual | 20 | [13 empty] | CZ2022 | None
NE-HVAC-airHP-SpltPkg-65to134kBtuh-12p0eer-3p55cop-wPreEcono | DEER2023 | D23 v1 | 2022-10-06 00:17 | Any | Rt3 | Rec | CZ12 | cDXHP | Cap-Tons | 278 | 120000 | None | 97.8 | 0.0758 | 0 | 79.2 | 0.0622 | 0 | [6 empty] | DEER:HVAC_Split-Package_HP | Annual | 20 | [13 empty] | CZ2022 | None
NE-HVAC-airHP-SpltPkg-65to134kBtuh-12p0eer-3p55cop-wPreEcono | DEER2023 | D23 v1 | 2022-10-06 00:17 | Any | Rt3 | Rec | CZ13 | cDXHP | Cap-Tons | 304 | 120000 | None | 120 | 0.0777 | 0 | 97.4 | 0.0638 | 0 | [6 empty] | DEER:HVAC_Split-Package_HP | Annual | 20 | [13 empty] | CZ2022 | None
NE-HVAC-airHP-SpltPkg-65to134kBtuh-12p0eer-3p55cop-wPreEcono | DEER2023 | D23 v1 | 2022-10-06 00:17 | Any | Rt3 | Rec | CZ14 | cDXHP | Cap-Tons | 301 | 120000 | None | 104 | 0.0661 | 0 | 84.8 | 0.0543 | 0 | [6 empty] | DEER:HVAC_Split-Package_HP | Annual | 20 | [13 empty] | CZ2022 | None
NE-HVAC-airHP-SpltPkg-65to134kBtuh-12p0eer-3p55cop-wPreEcono | DEER2023 | D23 v1 | 2022-10-06 00:17 | Any | Rt3 | Rec | CZ15 | cDXHP | Cap-Tons | 389 | 120000 | None | 148 | 0.0779 | 0 | 122 | 0.064 | 0 | [6 empty] | DEER:HVAC_Split-Package_HP | Annual | 20 | [13 empty] | CZ2022 | None
NE-HVAC-airHP-SpltPkg-65to134kBtuh-12p0eer-3p55cop-wPreEcono | DEER2023 | D23 v1 | 2022-10-06 00:17 | Any | Rt3 | Rec | CZ16 | cDXHP | Cap-Tons | 207 | 120000 | None | 81.4 | 0.0486 | 0 | 61.6 | 0.0399 | 0 | [6 empty] | DEER:HVAC_Split-Package_HP | Annual | 20 | [13 empty] | CZ2022 | None
NE-HVAC-airHP-SpltPkg-65to134kBtuh-12p0eer-3p55cop-wPreEcono | DEER2023 | D23 v1 | 2022-10-06 00:17 | Any | RtL | Ex | CZ01 | cDXHP | Cap-Tons | 177 | 130000 | None | 486 | 0.0747 | 0 | 36.3 | 0.0231 | 0 | [6 empty] | DEER:HVAC_Split-Package_HP | Annual | 20 | [13 empty] | CZ2022 | None
NE-HVAC-airHP-SpltPkg-65to134kBtuh-12p0eer-3p55cop-wPreEcono | DEER2023 | D23 v1 | 2022-10-06 00:17 | Any | RtL | Ex | CZ02 | cDXHP | Cap-Tons | 209 | 130000 | None | 532 | 0.168 | 0 | 76.4 | 0.0496 | 0 | [6 empty] | DEER:HVAC_Split-Package_HP | Annual | 20 | [13 empty] | CZ2022 | None
NE-HVAC-airHP-SpltPkg-65to134kBtuh-12p0eer-3p55cop-wPreEcono | DEER2023 | D23 v1 | 2022-10-06 00:17 | Any | RtL | Ex | CZ03 | cDXHP | Cap-Tons | 184 | 130000 | None | 395 | 0.131 | 0 | 65 | 0.0405 | 0 | [6 empty] | DEER:HVAC_Split-Package_HP | Annual | 20 | [13 empty] | CZ2022 | None
NE-HVAC-airHP-SpltPkg-65to134kBtuh-12p0eer-3p55cop-wPreEcono | DEER2023 | D23 v1 | 2022-10-06 00:17 | Any | RtL | Ex | CZ04 | cDXHP | Cap-Tons | 207 | 130000 | None | 507 | 0.17 | 0 | 93.2 | 0.057 | 0 | [6 empty] | DEER:HVAC_Split-Package_HP | Annual | 20 | [13 empty] | CZ2022 | None
NE-HVAC-airHP-SpltPkg-65to134kBtuh-12p0eer-3p55cop-wPreEcono | DEER2023 | D23 v1 | 2022-10-06 00:17 | Any | RtL | Ex | CZ05 | cDXHP | Cap-Tons | 184 | 130000 | None | 418 | 0.105 | 0 | 72 | 0.0286 | 0 | [6 empty] | DEER:HVAC_Split-Package_HP | Annual | 20 | [13 empty] | CZ2022 | None
NE-HVAC-airHP-SpltPkg-65to134kBtuh-12p0eer-3p55cop-wPreEcono | DEER2023 | D23 v1 | 2022-10-06 00:17 | Any | RtL | Ex | CZ06 | cDXHP | Cap-Tons | 197 | 130000 | None | 481 | 0.147 | 0 | 116 | 0.048 | 0 | [6 empty] | DEER:HVAC_Split-Package_HP | Annual | 20 | [13 empty] | CZ2022 | None
NE-HVAC-airHP-SpltPkg-65to134kBtuh-12p0eer-3p55cop-wPreEcono | DEER2023 | D23 v1 | 2022-10-06 00:17 | Any | RtL | Ex | CZ07 | cDXHP | Cap-Tons | 192 | 130000 | None | 436 | 0.131 | 0 | 105 | 0.0436 | 0 | [6 empty] | DEER:HVAC_Split-Package_HP | Annual | 20 | [13 empty] | CZ2022 | None
NE-HVAC-airHP-SpltPkg-65to134kBtuh-12p0eer-3p55cop-wPreEcono | DEER2023 | D23 v1 | 2022-10-06 00:17 | Any | RtL | Ex | CZ08 | cDXHP | Cap-Tons | 238 | 130000 | None | 550 | 0.164 | 0 | 112 | 0.0455 | 0 | [6 empty] | DEER:HVAC_Split-Package_HP | Annual | 20 | [13 empty] | CZ2022 | None
NE-HVAC-airHP-SpltPkg-65to134kBtuh-12p0eer-3p55cop-wPreEcono | DEER2023 | D23 v1 | 2022-10-06 00:17 | Any | RtL | Ex | CZ09 | cDXHP | Cap-Tons | 289 | 130000 | None | 562 | 0.19 | 0 | 85.9 | 0.0426 | 0 | [6 empty] | DEER:HVAC_Split-Package_HP | Annual | 20 | [13 empty] | CZ2022 | None
NE-HVAC-airHP-SpltPkg-65to134kBtuh-12p0eer-3p55cop-wPreEcono | DEER2023 | D23 v1 | 2022-10-06 00:17 | Any | RtL | Ex | CZ10 | cDXHP | Cap-Tons | 261 | 130000 | None | 607 | 0.182 | 0 | 106 | 0.0528 | 0 | [6 empty] | DEER:HVAC_Split-Package_HP | Annual | 20 | [13 empty] | CZ2022 | None
NE-HVAC-airHP-SpltPkg-65to134kBtuh-12p0eer-3p55cop-wPreEcono | DEER2023 | D23 v1 | 2022-10-06 00:17 | Any | RtL | Ex | CZ11 | cDXHP | Cap-Tons | 283 | 130000 | None | 656 | 0.2 | 0 | 98.6 | 0.0637 | 0 | [6 empty] | DEER:HVAC_Split-Package_HP | Annual | 20 | [13 empty] | CZ2022 | None
NE-HVAC-airHP-SpltPkg-65to134kBtuh-12p0eer-3p55cop-wPreEcono | DEER2023 | D23 v1 | 2022-10-06 00:17 | Any | RtL | Ex | CZ12 | cDXHP | Cap-Tons | 256 | 130000 | None | 595 | 0.194 | 0 | 87.5 | 0.0618 | 0 | [6 empty] | DEER:HVAC_Split-Package_HP | Annual | 20 | [13 empty] | CZ2022 | None
NE-HVAC-airHP-SpltPkg-65to134kBtuh-12p0eer-3p55cop-wPreEcono | DEER2023 | D23 v1 | 2022-10-06 00:17 | Any | RtL | Ex | CZ13 | cDXHP | Cap-Tons | 286 | 130000 | None | 659 | 0.195 | 0 | 107 | 0.0643 | 0 | [6 empty] | DEER:HVAC_Split-Package_HP | Annual | 20 | [13 empty] | CZ2022 | None
NE-HVAC-airHP-SpltPkg-65to134kBtuh-12p0eer-3p55cop-wPreEcono | DEER2023 | D23 v1 | 2022-10-06 00:17 | Any | RtL | Ex | CZ14 | cDXHP | Cap-Tons | 288 | 130000 | None | 642 | 0.2 | 0 | 94.4 | 0.0561 | 0 | [6 empty] | DEER:HVAC_Split-Package_HP | Annual | 20 | [13 empty] | CZ2022 | None
NE-HVAC-airHP-SpltPkg-65to134kBtuh-12p0eer-3p55cop-wPreEcono | DEER2023 | D23 v1 | 2022-10-06 00:17 | Any | RtL | Ex | CZ15 | cDXHP | Cap-Tons | 376 | 130000 | None | 749 | 0.229 | 0 | 131 | 0.0658 | 0 | [6 empty] | DEER:HVAC_Split-Package_HP | Annual | 20 | [13 empty] | CZ2022 | None
NE-HVAC-airHP-SpltPkg-65to134kBtuh-12p0eer-3p55cop-wPreEcono | DEER2023 | D23 v1 | 2022-10-06 00:17 | Any | RtL | Ex | CZ16 | cDXHP | Cap-Tons | 191 | 130000 | None | 765 | 0.141 | 0 | 74.6 | 0.0404 | 0 | [6 empty] | DEER:HVAC_Split-Package_HP | Annual | 20 | [13 empty] | CZ2022 | None
NE-HVAC-airHP-SpltPkg-65to134kBtuh-12p0eer-3p55cop-wPreEcono | DEER2023 | D23 v1 | 2022-10-06 00:17 | Any | RtL | Old | CZ01 | cDXHP | Cap-Tons | 185 | 130000 | None | 569 | 0.0911 | 0 | 36.2 | 0.0233 | 0 | [6 empty] | DEER:HVAC_Split-Package_HP | Annual | 20 | [13 empty] | CZ2022 | None
NE-HVAC-airHP-SpltPkg-65to134kBtuh-12p0eer-3p55cop-wPreEcono | DEER2023 | D23 v1 | 2022-10-06 00:17 | Any | RtL | Old | CZ02 | cDXHP | Cap-Tons | 219 | 130000 | None | 634 | 0.203 | 0 | 77 | 0.0496 | 0 | [6 empty] | DEER:HVAC_Split-Package_HP | Annual | 20 | [13 empty] | CZ2022 | None
NE-HVAC-airHP-SpltPkg-65to134kBtuh-12p0eer-3p55cop-wPreEcono | DEER2023 | D23 v1 | 2022-10-06 00:17 | Any | RtL | Old | CZ03 | cDXHP | Cap-Tons | 191 | 130000 | None | 474 | 0.161 | 0 | 65.3 | 0.0405 | 0 | [6 empty] | DEER:HVAC_Split-Package_HP | Annual | 20 | [13 empty] | CZ2022 | None
NE-HVAC-airHP-SpltPkg-65to134kBtuh-12p0eer-3p55cop-wPreEcono | DEER2023 | D23 v1 | 2022-10-06 00:17 | Any | RtL | Old | CZ04 | cDXHP | Cap-Tons | 215 | 130000 | None | 605 | 0.206 | 0 | 93.6 | 0.0568 | 0 | [6 empty] | DEER:HVAC_Split-Package_HP | Annual | 20 | [13 empty] | CZ2022 | None
NE-HVAC-airHP-SpltPkg-65to134kBtuh-12p0eer-3p55cop-wPreEcono | DEER2023 | D23 v1 | 2022-10-06 00:17 | Any | RtL | Old | CZ05 | cDXHP | Cap-Tons | 191 | 130000 | None | 495 | 0.127 | 0 | 72.7 | 0.0288 | 0 | [6 empty] | DEER:HVAC_Split-Package_HP | Annual | 20 | [13 empty] | CZ2022 | None
NE-HVAC-airHP-SpltPkg-65to134kBtuh-12p0eer-3p55cop-wPreEcono | DEER2023 | D23 v1 | 2022-10-06 00:17 | Any | RtL | Old | CZ06 | cDXHP | Cap-Tons | 201 | 130000 | None | 581 | 0.179 | 0 | 118 | 0.0483 | 0 | [6 empty] | DEER:HVAC_Split-Package_HP | Annual | 20 | [13 empty] | CZ2022 | None
NE-HVAC-airHP-SpltPkg-65to134kBtuh-12p0eer-3p55cop-wPreEcono | DEER2023 | D23 v1 | 2022-10-06 00:17 | Any | RtL | Old | CZ07 | cDXHP | Cap-Tons | 197 | 130000 | None | 522 | 0.16 | 0 | 107 | 0.0439 | 0 | [6 empty] | DEER:HVAC_Split-Package_HP | Annual | 20 | [13 empty] | CZ2022 | None
NE-HVAC-airHP-SpltPkg-65to134kBtuh-12p0eer-3p55cop-wPreEcono | DEER2023 | D23 v1 | 2022-10-06 00:17 | Any | RtL | Old | CZ08 | cDXHP | Cap-Tons | 240 | 130000 | None | 665 | 0.198 | 0 | 115 | 0.0462 | 0 | [6 empty] | DEER:HVAC_Split-Package_HP | Annual | 20 | [13 empty] | CZ2022 | None
NE-HVAC-airHP-SpltPkg-65to134kBtuh-12p0eer-3p55cop-wPreEcono | DEER2023 | D23 v1 | 2022-10-06 00:17 | Any | RtL | Old | CZ09 | cDXHP | Cap-Tons | 296 | 130000 | None | 678 | 0.231 | 0 | 87.2 | 0.0431 | 0 | [6 empty] | DEER:HVAC_Split-Package_HP | Annual | 20 | [13 empty] | CZ2022 | None
NE-HVAC-airHP-SpltPkg-65to134kBtuh-12p0eer-3p55cop-wPreEcono | DEER2023 | D23 v1 | 2022-10-06 00:17 | Any | RtL | Old | CZ10 | cDXHP | Cap-Tons | 274 | 130000 | None | 728 | 0.218 | 0 | 106 | 0.0529 | 0 | [6 empty] | DEER:HVAC_Split-Package_HP | Annual | 20 | [13 empty] | CZ2022 | None
NE-HVAC-airHP-SpltPkg-65to134kBtuh-12p0eer-3p55cop-wPreEcono | DEER2023 | D23 v1 | 2022-10-06 00:17 | Any | RtL | Old | CZ11 | cDXHP | Cap-Tons | 299 | 130000 | None | 788 | 0.24 | 0 | 99 | 0.0642 | 0 | [6 empty] | DEER:HVAC_Split-Package_HP | Annual | 20 | [13 empty] | CZ2022 | None
NE-HVAC-airHP-SpltPkg-65to134kBtuh-12p0eer-3p55cop-wPreEcono | DEER2023 | D23 v1 | 2022-10-06 00:17 | Any | RtL | Old | CZ12 | cDXHP | Cap-Tons | 268 | 130000 | None | 700 | 0.23 | 0 | 88 | 0.062 | 0 | [6 empty] | DEER:HVAC_Split-Package_HP | Annual | 20 | [13 empty] | CZ2022 | None
NE-HVAC-airHP-SpltPkg-65to134kBtuh-12p0eer-3p55cop-wPreEcono | DEER2023 | D23 v1 | 2022-10-06 00:17 | Any | RtL | Old | CZ13 | cDXHP | Cap-Tons | 300 | 130000 | None | 800 | 0.236 | 0 | 109 | 0.0648 | 0 | [6 empty] | DEER:HVAC_Split-Package_HP | Annual | 20 | [13 empty] | CZ2022 | None
NE-HVAC-airHP-SpltPkg-65to134kBtuh-12p0eer-3p55cop-wPreEcono | DEER2023 | D23 v1 | 2022-10-06 00:17 | Any | RtL | Old | CZ14 | cDXHP | Cap-Tons | 303 | 130000 | None | 769 | 0.239 | 0 | 95 | 0.0567 | 0 | [6 empty] | DEER:HVAC_Split-Package_HP | Annual | 20 | [13 empty] | CZ2022 | None
NE-HVAC-airHP-SpltPkg-65to134kBtuh-12p0eer-3p55cop-wPreEcono | DEER2023 | D23 v1 | 2022-10-06 00:17 | Any | RtL | Old | CZ15 | cDXHP | Cap-Tons | 392 | 130000 | None | 899 | 0.273 | 0 | 133 | 0.0669 | 0 | [6 empty] | DEER:HVAC_Split-Package_HP | Annual | 20 | [13 empty] | CZ2022 | None
NE-HVAC-airHP-SpltPkg-65to134kBtuh-12p0eer-3p55cop-wPreEcono | DEER2023 | D23 v1 | 2022-10-06 00:17 | Any | RtL | Old | CZ16 | cDXHP | Cap-Tons | 204 | 130000 | None | 907 | 0.171 | 0 | 75 | 0.0403 | 0 | [6 empty] | DEER:HVAC_Split-Package_HP | Annual | 20 | [13 empty] | CZ2022 | None
NE-HVAC-airHP-SpltPkg-65to134kBtuh-12p0eer-3p55cop-wPreEcono | DEER2023 | D23 v1 | 2022-10-06 00:17 | Any | RtL | Rec | CZ01 | cDXHP | Cap-Tons | 164 | 130000 | None | 59.9 | 0.0327 | 0 | 36.9 | 0.0236 | 0 | [6 empty] | DEER:HVAC_Split-Package_HP | Annual | 20 | [13 empty] | CZ2022 | None
NE-HVAC-airHP-SpltPkg-65to134kBtuh-12p0eer-3p55cop-wPreEcono | DEER2023 | D23 v1 | 2022-10-06 00:17 | Any | RtL | Rec | CZ02 | cDXHP | Cap-Tons | 195 | 130000 | None | 112 | 0.0695 | 0 | 76.2 | 0.05 | 0 | [6 empty] | DEER:HVAC_Split-Package_HP | Annual | 20 | [13 empty] | CZ2022 | None
NE-HVAC-airHP-SpltPkg-65to134kBtuh-12p0eer-3p55cop-wPreEcono | DEER2023 | D23 v1 | 2022-10-06 00:17 | Any | RtL | Rec | CZ03 | cDXHP | Cap-Tons | 171 | 130000 | None | 96.5 | 0.055 | 0 | 65.4 | 0.0406 | 0 | [6 empty] | DEER:HVAC_Split-Package_HP | Annual | 20 | [13 empty] | CZ2022 | None
NE-HVAC-airHP-SpltPkg-65to134kBtuh-12p0eer-3p55cop-wPreEcono | DEER2023 | D23 v1 | 2022-10-06 00:17 | Any | RtL | Rec | CZ04 | cDXHP | Cap-Tons | 191 | 130000 | None | 133 | 0.0757 | 0 | 93.7 | 0.0578 | 0 | [6 empty] | DEER:HVAC_Split-Package_HP | Annual | 20 | [13 empty] | CZ2022 | None
NE-HVAC-airHP-SpltPkg-65to134kBtuh-12p0eer-3p55cop-wPreEcono | DEER2023 | D23 v1 | 2022-10-06 00:17 | Any | RtL | Rec | CZ05 | cDXHP | Cap-Tons | 170 | 130000 | None | 107 | 0.0415 | 0 | 72.8 | 0.0291 | 0 | [6 empty] | DEER:HVAC_Split-Package_HP | Annual | 20 | [13 empty] | CZ2022 | None
NE-HVAC-airHP-SpltPkg-65to134kBtuh-12p0eer-3p55cop-wPreEcono | DEER2023 | D23 v1 | 2022-10-06 00:17 | Any | RtL | Rec | CZ06 | cDXHP | Cap-Tons | 182 | 130000 | None | 162 | 0.0647 | 0 | 117 | 0.0487 | 0 | [6 empty] | DEER:HVAC_Split-Package_HP | Annual | 20 | [13 empty] | CZ2022 | None
NE-HVAC-airHP-SpltPkg-65to134kBtuh-12p0eer-3p55cop-wPreEcono | DEER2023 | D23 v1 | 2022-10-06 00:17 | Any | RtL | Rec | CZ07 | cDXHP | Cap-Tons | 179 | 130000 | None | 148 | 0.0588 | 0 | 106 | 0.0443 | 0 | [6 empty] | DEER:HVAC_Split-Package_HP | Annual | 20 | [13 empty] | CZ2022 | None
NE-HVAC-airHP-SpltPkg-65to134kBtuh-12p0eer-3p55cop-wPreEcono | DEER2023 | D23 v1 | 2022-10-06 00:17 | Any | RtL | Rec | CZ08 | cDXHP | Cap-Tons | 219 | 130000 | None | 158 | 0.0612 | 0 | 113 | 0.046 | 0 | [6 empty] | DEER:HVAC_Split-Package_HP | Annual | 20 | [13 empty] | CZ2022 | None
NE-HVAC-airHP-SpltPkg-65to134kBtuh-12p0eer-3p55cop-wPreEcono | DEER2023 | D23 v1 | 2022-10-06 00:17 | Any | RtL | Rec | CZ09 | cDXHP | Cap-Tons | 266 | 130000 | None | 123 | 0.0592 | 0 | 85.4 | 0.0425 | 0 | [6 empty] | DEER:HVAC_Split-Package_HP | Annual | 20 | [13 empty] | CZ2022 | None
NE-HVAC-airHP-SpltPkg-65to134kBtuh-12p0eer-3p55cop-wPreEcono | DEER2023 | D23 v1 | 2022-10-06 00:17 | Any | RtL | Rec | CZ10 | cDXHP | Cap-Tons | 244 | 130000 | None | 150 | 0.069 | 0 | 106 | 0.0529 | 0 | [6 empty] | DEER:HVAC_Split-Package_HP | Annual | 20 | [13 empty] | CZ2022 | None
NE-HVAC-airHP-SpltPkg-65to134kBtuh-12p0eer-3p55cop-wPreEcono | DEER2023 | D23 v1 | 2022-10-06 00:17 | Any | RtL | Rec | CZ11 | cDXHP | Cap-Tons | 258 | 130000 | None | 141 | 0.0836 | 0 | 98.5 | 0.0635 | 0 | [6 empty] | DEER:HVAC_Split-Package_HP | Annual | 20 | [13 empty] | CZ2022 | None
NE-HVAC-airHP-SpltPkg-65to134kBtuh-12p0eer-3p55cop-wPreEcono | DEER2023 | D23 v1 | 2022-10-06 00:17 | Any | RtL | Rec | CZ12 | cDXHP | Cap-Tons | 236 | 130000 | None | 126 | 0.0795 | 0 | 87.8 | 0.0621 | 0 | [6 empty] | DEER:HVAC_Split-Package_HP | Annual | 20 | [13 empty] | CZ2022 | None
NE-HVAC-airHP-SpltPkg-65to134kBtuh-12p0eer-3p55cop-wPreEcono | DEER2023 | D23 v1 | 2022-10-06 00:17 | Any | RtL | Rec | CZ13 | cDXHP | Cap-Tons | 262 | 130000 | None | 152 | 0.0808 | 0 | 107 | 0.0643 | 0 | [6 empty] | DEER:HVAC_Split-Package_HP | Annual | 20 | [13 empty] | CZ2022 | None
NE-HVAC-airHP-SpltPkg-65to134kBtuh-12p0eer-3p55cop-wPreEcono | DEER2023 | D23 v1 | 2022-10-06 00:17 | Any | RtL | Rec | CZ14 | cDXHP | Cap-Tons | 263 | 130000 | None | 138 | 0.0765 | 0 | 94 | 0.0557 | 0 | [6 empty] | DEER:HVAC_Split-Package_HP | Annual | 20 | [13 empty] | CZ2022 | None
NE-HVAC-airHP-SpltPkg-65to134kBtuh-12p0eer-3p55cop-wPreEcono | DEER2023 | D23 v1 | 2022-10-06 00:17 | Any | RtL | Rec | CZ15 | cDXHP | Cap-Tons | 346 | 130000 | None | 184 | 0.0811 | 0 | 130 | 0.0645 | 0 | [6 empty] | DEER:HVAC_Split-Package_HP | Annual | 20 | [13 empty] | CZ2022 | None
NE-HVAC-airHP-SpltPkg-65to134kBtuh-12p0eer-3p55cop-wPreEcono | DEER2023 | D23 v1 | 2022-10-06 00:17 | Any | RtL | Rec | CZ16 | cDXHP | Cap-Tons | 173 | 130000 | None | 116 | 0.0577 | 0 | 73.9 | 0.0406 | 0 | [6 empty] | DEER:HVAC_Split-Package_HP | Annual | 20 | [13 empty] | CZ2022 | None
NE-HVAC-airHP-SpltPkg-65to134kBtuh-12p0eer-3p55cop-wPreEcono | DEER2023 | D23 v1 | 2022-10-06 00:17 | Any | RtS | Ex | CZ01 | cDXHP | Cap-Tons | 13.4 | 8000 | None | 554 | 0.0849 | 0 | 36.7 | 0.0149 | 0 | [6 empty] | DEER:HVAC_Split-Package_HP | Annual | 20 | [13 empty] | CZ2022 | None
NE-HVAC-airHP-SpltPkg-65to134kBtuh-12p0eer-3p55cop-wPreEcono | DEER2023 | D23 v1 | 2022-10-06 00:17 | Any | RtS | Ex | CZ02 | cDXHP | Cap-Tons | 15.5 | 8000 | None | 510 | 0.168 | 0 | 66.8 | 0.0461 | 0 | [6 empty] | DEER:HVAC_Split-Package_HP | Annual | 20 | [13 empty] | CZ2022 | None
NE-HVAC-airHP-SpltPkg-65to134kBtuh-12p0eer-3p55cop-wPreEcono | DEER2023 | D23 v1 | 2022-10-06 00:17 | Any | RtS | Ex | CZ03 | cDXHP | Cap-Tons | 14.8 | 8000 | None | 419 | 0.138 | 0 | 42.4 | 0.0318 | 0 | [6 empty] | DEER:HVAC_Split-Package_HP | Annual | 20 | [13 empty] | CZ2022 | None
NE-HVAC-airHP-SpltPkg-65to134kBtuh-12p0eer-3p55cop-wPreEcono | DEER2023 | D23 v1 | 2022-10-06 00:17 | Any | RtS | Ex | CZ04 | cDXHP | Cap-Tons | 16.3 | 8000 | None | 492 | 0.176 | 0 | 73.5 | 0.0513 | 0 | [6 empty] | DEER:HVAC_Split-Package_HP | Annual | 20 | [13 empty] | CZ2022 | None
NE-HVAC-airHP-SpltPkg-65to134kBtuh-12p0eer-3p55cop-wPreEcono | DEER2023 | D23 v1 | 2022-10-06 00:17 | Any | RtS | Ex | CZ05 | cDXHP | Cap-Tons | 14.5 | 8000 | None | 422 | 0.109 | 0 | 47.4 | 0.0209 | 0 | [6 empty] | DEER:HVAC_Split-Package_HP | Annual | 20 | [13 empty] | CZ2022 | None
NE-HVAC-airHP-SpltPkg-65to134kBtuh-12p0eer-3p55cop-wPreEcono | DEER2023 | D23 v1 | 2022-10-06 00:17 | Any | RtS | Ex | CZ06 | cDXHP | Cap-Tons | 16.1 | 8000 | None | 467 | 0.16 | 0 | 77.7 | 0.0385 | 0 | [6 empty] | DEER:HVAC_Split-Package_HP | Annual | 20 | [13 empty] | CZ2022 | None
NE-HVAC-airHP-SpltPkg-65to134kBtuh-12p0eer-3p55cop-wPreEcono | DEER2023 | D23 v1 | 2022-10-06 00:17 | Any | RtS | Ex | CZ07 | cDXHP | Cap-Tons | 15.5 | 8000 | None | 424 | 0.144 | 0 | 67.6 | 0.0337 | 0 | [6 empty] | DEER:HVAC_Split-Package_HP | Annual | 20 | [13 empty] | CZ2022 | None
NE-HVAC-airHP-SpltPkg-65to134kBtuh-12p0eer-3p55cop-wPreEcono | DEER2023 | D23 v1 | 2022-10-06 00:17 | Any | RtS | Ex | CZ08 | cDXHP | Cap-Tons | 18.1 | 8000 | None | 511 | 0.165 | 0 | 92 | 0.0429 | 0 | [6 empty] | DEER:HVAC_Split-Package_HP | Annual | 20 | [13 empty] | CZ2022 | None
NE-HVAC-airHP-SpltPkg-65to134kBtuh-12p0eer-3p55cop-wPreEcono | DEER2023 | D23 v1 | 2022-10-06 00:17 | Any | RtS | Ex | CZ09 | cDXHP | Cap-Tons | 22.4 | 8000 | None | 510 | 0.183 | 0 | 72.2 | 0.0402 | 0 | [6 empty] | DEER:HVAC_Split-Package_HP | Annual | 20 | [13 empty] | CZ2022 | None
NE-HVAC-airHP-SpltPkg-65to134kBtuh-12p0eer-3p55cop-wPreEcono | DEER2023 | D23 v1 | 2022-10-06 00:17 | Any | RtS | Ex | CZ10 | cDXHP | Cap-Tons | 19.9 | 8000 | None | 551 | 0.182 | 0 | 90.5 | 0.0505 | 0 | [6 empty] | DEER:HVAC_Split-Package_HP | Annual | 20 | [13 empty] | CZ2022 | None
NE-HVAC-airHP-SpltPkg-65to134kBtuh-12p0eer-3p55cop-wPreEcono | DEER2023 | D23 v1 | 2022-10-06 00:17 | Any | RtS | Ex | CZ11 | cDXHP | Cap-Tons | 21.5 | 8000 | None | 583 | 0.194 | 0 | 90.6 | 0.0627 | 0 | [6 empty] | DEER:HVAC_Split-Package_HP | Annual | 20 | [13 empty] | CZ2022 | None
NE-HVAC-airHP-SpltPkg-65to134kBtuh-12p0eer-3p55cop-wPreEcono | DEER2023 | D23 v1 | 2022-10-06 00:17 | Any | RtS | Ex | CZ12 | cDXHP | Cap-Tons | 19.3 | 8000 | None | 545 | 0.194 | 0 | 79.1 | 0.0599 | 0 | [6 empty] | DEER:HVAC_Split-Package_HP | Annual | 20 | [13 empty] | CZ2022 | None
NE-HVAC-airHP-SpltPkg-65to134kBtuh-12p0eer-3p55cop-wPreEcono | DEER2023 | D23 v1 | 2022-10-06 00:17 | Any | RtS | Ex | CZ13 | cDXHP | Cap-Tons | 21.9 | 8000 | None | 582 | 0.194 | 0 | 96.5 | 0.0622 | 0 | [6 empty] | DEER:HVAC_Split-Package_HP | Annual | 20 | [13 empty] | CZ2022 | None
NE-HVAC-airHP-SpltPkg-65to134kBtuh-12p0eer-3p55cop-wPreEcono | DEER2023 | D23 v1 | 2022-10-06 00:17 | Any | RtS | Ex | CZ14 | cDXHP | Cap-Tons | 21.8 | 8000 | None | 567 | 0.193 | 0 | 85.3 | 0.0545 | 0 | [6 empty] | DEER:HVAC_Split-Package_HP | Annual | 20 | [13 empty] | CZ2022 | None
NE-HVAC-airHP-SpltPkg-65to134kBtuh-12p0eer-3p55cop-wPreEcono | DEER2023 | D23 v1 | 2022-10-06 00:17 | Any | RtS | Ex | CZ15 | cDXHP | Cap-Tons | 28.4 | 8000 | None | 651 | 0.219 | 0 | 121 | 0.066 | 0 | [6 empty] | DEER:HVAC_Split-Package_HP | Annual | 20 | [13 empty] | CZ2022 | None
NE-HVAC-airHP-SpltPkg-65to134kBtuh-12p0eer-3p55cop-wPreEcono | DEER2023 | D23 v1 | 2022-10-06 00:17 | Any | RtS | Ex | CZ16 | cDXHP | Cap-Tons | 15.9 | 8000 | None | 662 | 0.141 | 0 | 71.6 | 0.0343 | 0 | [6 empty] | DEER:HVAC_Split-Package_HP | Annual | 20 | [13 empty] | CZ2022 | None
NE-HVAC-airHP-SpltPkg-65to134kBtuh-12p0eer-3p55cop-wPreEcono | DEER2023 | D23 v1 | 2022-10-06 00:17 | Any | RtS | Old | CZ01 | cDXHP | Cap-Tons | 16.5 | 8000 | None | 605 | 0.103 | 0 | 33.5 | 0.0156 | 0 | [6 empty] | DEER:HVAC_Split-Package_HP | Annual | 20 | [13 empty] | CZ2022 | None
NE-HVAC-airHP-SpltPkg-65to134kBtuh-12p0eer-3p55cop-wPreEcono | DEER2023 | D23 v1 | 2022-10-06 00:17 | Any | RtS | Old | CZ02 | cDXHP | Cap-Tons | 18.5 | 8000 | None | 591 | 0.199 | 0 | 70 | 0.0475 | 0 | [6 empty] | DEER:HVAC_Split-Package_HP | Annual | 20 | [13 empty] | CZ2022 | None
NE-HVAC-airHP-SpltPkg-65to134kBtuh-12p0eer-3p55cop-wPreEcono | DEER2023 | D23 v1 | 2022-10-06 00:17 | Any | RtS | Old | CZ03 | cDXHP | Cap-Tons | 17.5 | 8000 | None | 485 | 0.168 | 0 | 44.1 | 0.0334 | 0 | [6 empty] | DEER:HVAC_Split-Package_HP | Annual | 20 | [13 empty] | CZ2022 | None
NE-HVAC-airHP-SpltPkg-65to134kBtuh-12p0eer-3p55cop-wPreEcono | DEER2023 | D23 v1 | 2022-10-06 00:17 | Any | RtS | Old | CZ04 | cDXHP | Cap-Tons | 18.9 | 8000 | None | 574 | 0.205 | 0 | 77.5 | 0.0532 | 0 | [6 empty] | DEER:HVAC_Split-Package_HP | Annual | 20 | [13 empty] | CZ2022 | None
NE-HVAC-airHP-SpltPkg-65to134kBtuh-12p0eer-3p55cop-wPreEcono | DEER2023 | D23 v1 | 2022-10-06 00:17 | Any | RtS | Old | CZ05 | cDXHP | Cap-Tons | 17 | 8000 | None | 485 | 0.132 | 0 | 49.7 | 0.0221 | 0 | [6 empty] | DEER:HVAC_Split-Package_HP | Annual | 20 | [13 empty] | CZ2022 | None
NE-HVAC-airHP-SpltPkg-65to134kBtuh-12p0eer-3p55cop-wPreEcono | DEER2023 | D23 v1 | 2022-10-06 00:17 | Any | RtS | Old | CZ06 | cDXHP | Cap-Tons | 18.9 | 8000 | None | 562 | 0.194 | 0 | 80.3 | 0.0386 | 0 | [6 empty] | DEER:HVAC_Split-Package_HP | Annual | 20 | [13 empty] | CZ2022 | None
NE-HVAC-airHP-SpltPkg-65to134kBtuh-12p0eer-3p55cop-wPreEcono | DEER2023 | D23 v1 | 2022-10-06 00:17 | Any | RtS | Old | CZ07 | cDXHP | Cap-Tons | 18.3 | 8000 | None | 504 | 0.176 | 0 | 69.3 | 0.0334 | 0 | [6 empty] | DEER:HVAC_Split-Package_HP | Annual | 20 | [13 empty] | CZ2022 | None
NE-HVAC-airHP-SpltPkg-65to134kBtuh-12p0eer-3p55cop-wPreEcono | DEER2023 | D23 v1 | 2022-10-06 00:17 | Any | RtS | Old | CZ08 | cDXHP | Cap-Tons | 20 | 8000 | None | 614 | 0.197 | 0 | 98.2 | 0.0445 | 0 | [6 empty] | DEER:HVAC_Split-Package_HP | Annual | 20 | [13 empty] | CZ2022 | None
NE-HVAC-airHP-SpltPkg-65to134kBtuh-12p0eer-3p55cop-wPreEcono | DEER2023 | D23 v1 | 2022-10-06 00:17 | Any | RtS | Old | CZ09 | cDXHP | Cap-Tons | 25.1 | 8000 | None | 612 | 0.218 | 0 | 77.2 | 0.0421 | 0 | [6 empty] | DEER:HVAC_Split-Package_HP | Annual | 20 | [13 empty] | CZ2022 | None
NE-HVAC-airHP-SpltPkg-65to134kBtuh-12p0eer-3p55cop-wPreEcono | DEER2023 | D23 v1 | 2022-10-06 00:17 | Any | RtS | Old | CZ10 | cDXHP | Cap-Tons | 23.5 | 8000 | None | 651 | 0.214 | 0 | 94.8 | 0.0513 | 0 | [6 empty] | DEER:HVAC_Split-Package_HP | Annual | 20 | [13 empty] | CZ2022 | None
NE-HVAC-airHP-SpltPkg-65to134kBtuh-12p0eer-3p55cop-wPreEcono | DEER2023 | D23 v1 | 2022-10-06 00:17 | Any | RtS | Old | CZ11 | cDXHP | Cap-Tons | 25.1 | 8000 | None | 687 | 0.226 | 0 | 95.2 | 0.0649 | 0 | [6 empty] | DEER:HVAC_Split-Package_HP | Annual | 20 | [13 empty] | CZ2022 | None
NE-HVAC-airHP-SpltPkg-65to134kBtuh-12p0eer-3p55cop-wPreEcono | DEER2023 | D23 v1 | 2022-10-06 00:17 | Any | RtS | Old | CZ12 | cDXHP | Cap-Tons | 22.3 | 8000 | None | 629 | 0.223 | 0 | 82.7 | 0.0616 | 0 | [6 empty] | DEER:HVAC_Split-Package_HP | Annual | 20 | [13 empty] | CZ2022 | None
NE-HVAC-airHP-SpltPkg-65to134kBtuh-12p0eer-3p55cop-wPreEcono | DEER2023 | D23 v1 | 2022-10-06 00:17 | Any | RtS | Old | CZ13 | cDXHP | Cap-Tons | 25.4 | 8000 | None | 694 | 0.229 | 0 | 101 | 0.064 | 0 | [6 empty] | DEER:HVAC_Split-Package_HP | Annual | 20 | [13 empty] | CZ2022 | None
NE-HVAC-airHP-SpltPkg-65to134kBtuh-12p0eer-3p55cop-wPreEcono | DEER2023 | D23 v1 | 2022-10-06 00:17 | Any | RtS | Old | CZ14 | cDXHP | Cap-Tons | 25.3 | 8000 | None | 666 | 0.225 | 0 | 90 | 0.0567 | 0 | [6 empty] | DEER:HVAC_Split-Package_HP | Annual | 20 | [13 empty] | CZ2022 | None
NE-HVAC-airHP-SpltPkg-65to134kBtuh-12p0eer-3p55cop-wPreEcono | DEER2023 | D23 v1 | 2022-10-06 00:17 | Any | RtS | Old | CZ15 | cDXHP | Cap-Tons | 32.3 | 8000 | None | 777 | 0.255 | 0 | 128 | 0.0683 | 0 | [6 empty] | DEER:HVAC_Split-Package_HP | Annual | 20 | [13 empty] | CZ2022 | None
NE-HVAC-airHP-SpltPkg-65to134kBtuh-12p0eer-3p55cop-wPreEcono | DEER2023 | D23 v1 | 2022-10-06 00:17 | Any | RtS | Old | CZ16 | cDXHP | Cap-Tons | 19.7 | 8000 | None | 729 | 0.172 | 0 | 71.7 | 0.035 | 0 | [6 empty] | DEER:HVAC_Split-Package_HP | Annual | 20 | [13 empty] | CZ2022 | None
NE-HVAC-airHP-SpltPkg-65to134kBtuh-12p0eer-3p55cop-wPreEcono | DEER2023 | D23 v1 | 2022-10-06 00:17 | Any | RtS | Rec | CZ01 | cDXHP | Cap-Tons | 12.5 | 8000 | None | 148 | 0.0218 | 0 | 38.3 | 0.0133 | 0 | [6 empty] | DEER:HVAC_Split-Package_HP | Annual | 20 | [13 empty] | CZ2022 | None
NE-HVAC-airHP-SpltPkg-65to134kBtuh-12p0eer-3p55cop-wPreEcono | DEER2023 | D23 v1 | 2022-10-06 00:17 | Any | RtS | Rec | CZ02 | cDXHP | Cap-Tons | 14.8 | 8000 | None | 142 | 0.0683 | 0 | 64.2 | 0.0445 | 0 | [6 empty] | DEER:HVAC_Split-Package_HP | Annual | 20 | [13 empty] | CZ2022 | None
NE-HVAC-airHP-SpltPkg-65to134kBtuh-12p0eer-3p55cop-wPreEcono | DEER2023 | D23 v1 | 2022-10-06 00:17 | Any | RtS | Rec | CZ03 | cDXHP | Cap-Tons | 13.5 | 8000 | None | 100 | 0.0463 | 0 | 41.1 | 0.031 | 0 | [6 empty] | DEER:HVAC_Split-Package_HP | Annual | 20 | [13 empty] | CZ2022 | None
NE-HVAC-airHP-SpltPkg-65to134kBtuh-12p0eer-3p55cop-wPreEcono | DEER2023 | D23 v1 | 2022-10-06 00:17 | Any | RtS | Rec | CZ04 | cDXHP | Cap-Tons | 15 | 8000 | None | 136 | 0.0732 | 0 | 71.5 | 0.0508 | 0 | [6 empty] | DEER:HVAC_Split-Package_HP | Annual | 20 | [13 empty] | CZ2022 | None
NE-HVAC-airHP-SpltPkg-65to134kBtuh-12p0eer-3p55cop-wPreEcono | DEER2023 | D23 v1 | 2022-10-06 00:17 | Any | RtS | Rec | CZ05 | cDXHP | Cap-Tons | 13.3 | 8000 | None | 98.3 | 0.0319 | 0 | 44.9 | 0.02 | 0 | [6 empty] | DEER:HVAC_Split-Package_HP | Annual | 20 | [13 empty] | CZ2022 | None
NE-HVAC-airHP-SpltPkg-65to134kBtuh-12p0eer-3p55cop-wPreEcono | DEER2023 | D23 v1 | 2022-10-06 00:17 | Any | RtS | Rec | CZ06 | cDXHP | Cap-Tons | 14.5 | 8000 | None | 123 | 0.0568 | 0 | 75.7 | 0.0386 | 0 | [6 empty] | DEER:HVAC_Split-Package_HP | Annual | 20 | [13 empty] | CZ2022 | None
NE-HVAC-airHP-SpltPkg-65to134kBtuh-12p0eer-3p55cop-wPreEcono | DEER2023 | D23 v1 | 2022-10-06 00:17 | Any | RtS | Rec | CZ07 | cDXHP | Cap-Tons | 14.2 | 8000 | None | 104 | 0.047 | 0 | 65 | 0.0336 | 0 | [6 empty] | DEER:HVAC_Split-Package_HP | Annual | 20 | [13 empty] | CZ2022 | None
NE-HVAC-airHP-SpltPkg-65to134kBtuh-12p0eer-3p55cop-wPreEcono | DEER2023 | D23 v1 | 2022-10-06 00:17 | Any | RtS | Rec | CZ08 | cDXHP | Cap-Tons | 16.5 | 8000 | None | 149 | 0.0643 | 0 | 89.5 | 0.0425 | 0 | [6 empty] | DEER:HVAC_Split-Package_HP | Annual | 20 | [13 empty] | CZ2022 | None
NE-HVAC-airHP-SpltPkg-65to134kBtuh-12p0eer-3p55cop-wPreEcono | DEER2023 | D23 v1 | 2022-10-06 00:17 | Any | RtS | Rec | CZ09 | cDXHP | Cap-Tons | 20.5 | 8000 | None | 137 | 0.0691 | 0 | 69.9 | 0.0396 | 0 | [6 empty] | DEER:HVAC_Split-Package_HP | Annual | 20 | [13 empty] | CZ2022 | None
NE-HVAC-airHP-SpltPkg-65to134kBtuh-12p0eer-3p55cop-wPreEcono | DEER2023 | D23 v1 | 2022-10-06 00:17 | Any | RtS | Rec | CZ10 | cDXHP | Cap-Tons | 18.9 | 8000 | None | 160 | 0.0723 | 0 | 87.6 | 0.0494 | 0 | [6 empty] | DEER:HVAC_Split-Package_HP | Annual | 20 | [13 empty] | CZ2022 | None
NE-HVAC-airHP-SpltPkg-65to134kBtuh-12p0eer-3p55cop-wPreEcono | DEER2023 | D23 v1 | 2022-10-06 00:17 | Any | RtS | Rec | CZ11 | cDXHP | Cap-Tons | 19.8 | 8000 | None | 179 | 0.0886 | 0 | 88 | 0.0607 | 0 | [6 empty] | DEER:HVAC_Split-Package_HP | Annual | 20 | [13 empty] | CZ2022 | None
NE-HVAC-airHP-SpltPkg-65to134kBtuh-12p0eer-3p55cop-wPreEcono | DEER2023 | D23 v1 | 2022-10-06 00:17 | Any | RtS | Rec | CZ12 | cDXHP | Cap-Tons | 18.1 | 8000 | None | 155 | 0.0827 | 0 | 76.9 | 0.0586 | 0 | [6 empty] | DEER:HVAC_Split-Package_HP | Annual | 20 | [13 empty] | CZ2022 | None
NE-HVAC-airHP-SpltPkg-65to134kBtuh-12p0eer-3p55cop-wPreEcono | DEER2023 | D23 v1 | 2022-10-06 00:17 | Any | RtS | Rec | CZ13 | cDXHP | Cap-Tons | 20.4 | 8000 | None | 179 | 0.0848 | 0 | 93.7 | 0.0604 | 0 | [6 empty] | DEER:HVAC_Split-Package_HP | Annual | 20 | [13 empty] | CZ2022 | None
NE-HVAC-airHP-SpltPkg-65to134kBtuh-12p0eer-3p55cop-wPreEcono | DEER2023 | D23 v1 | 2022-10-06 00:17 | Any | RtS | Rec | CZ14 | cDXHP | Cap-Tons | 20 | 8000 | None | 170 | 0.0836 | 0 | 82.4 | 0.0522 | 0 | [6 empty] | DEER:HVAC_Split-Package_HP | Annual | 20 | [13 empty] | CZ2022 | None
NE-HVAC-airHP-SpltPkg-65to134kBtuh-12p0eer-3p55cop-wPreEcono | DEER2023 | D23 v1 | 2022-10-06 00:17 | Any | RtS | Rec | CZ15 | cDXHP | Cap-Tons | 26.4 | 8000 | None | 214 | 0.0959 | 0 | 117 | 0.0639 | 0 | [6 empty] | DEER:HVAC_Split-Package_HP | Annual | 20 | [13 empty] | CZ2022 | None
NE-HVAC-airHP-SpltPkg-65to134kBtuh-12p0eer-3p55cop-wPreEcono | DEER2023 | D23 v1 | 2022-10-06 00:17 | Any | RtS | Rec | CZ16 | cDXHP | Cap-Tons | 14.6 | 8000 | None | 186 | 0.0505 | 0 | 69.6 | 0.0322 | 0 | [6 empty] | DEER:HVAC_Split-Package_HP | Annual | 20 | [13 empty] | CZ2022 | None
NE-HVAC-airHP-SpltPkg-65to134kBtuh-12p0eer-3p55cop-wPreEcono | DEER2023 | D23 v1 | 2022-10-06 00:17 | Any | SCn | Ex | CZ01 | cDXHP | Cap-Tons | 364 | 250000 | None | 565 | 0.0279 | 0 | 46.3 | 0.00071 | 0 | [6 empty] | DEER:HVAC_Split-Package_HP | Annual | 20 | [13 empty] | CZ2022 | None
NE-HVAC-airHP-SpltPkg-65to134kBtuh-12p0eer-3p55cop-wPreEcono | DEER2023 | D23 v1 | 2022-10-06 00:17 | Any | SCn | Ex | CZ02 | cDXHP | Cap-Tons | 318 | 250000 | None | 507 | 0.106 | 0 | 39.1 | 0.0202 | 0 | [6 empty] | DEER:HVAC_Split-Package_HP | Annual | 20 | [13 empty] | CZ2022 | None
NE-HVAC-airHP-SpltPkg-65to134kBtuh-12p0eer-3p55cop-wPreEcono | DEER2023 | D23 v1 | 2022-10-06 00:17 | Any | SCn | Ex | CZ03 | cDXHP | Cap-Tons | 364 | 250000 | None | 407 | 0.0603 | 0 | 24.3 | 0.0066 | 0 | [6 empty] | DEER:HVAC_Split-Package_HP | Annual | 20 | [13 empty] | CZ2022 | None
NE-HVAC-airHP-SpltPkg-65to134kBtuh-12p0eer-3p55cop-wPreEcono | DEER2023 | D23 v1 | 2022-10-06 00:17 | Any | SCn | Ex | CZ04 | cDXHP | Cap-Tons | 319 | 250000 | None | 477 | 0.113 | 0 | 38.3 | 0.0228 | 0 | [6 empty] | DEER:HVAC_Split-Package_HP | Annual | 20 | [13 empty] | CZ2022 | None
NE-HVAC-airHP-SpltPkg-65to134kBtuh-12p0eer-3p55cop-wPreEcono | DEER2023 | D23 v1 | 2022-10-06 00:17 | Any | SCn | Ex | CZ05 | cDXHP | Cap-Tons | 359 | 250000 | None | 430 | 0.0556 | 0 | 23.6 | 0.0028 | 0 | [6 empty] | DEER:HVAC_Split-Package_HP | Annual | 20 | [13 empty] | CZ2022 | None
NE-HVAC-airHP-SpltPkg-65to134kBtuh-12p0eer-3p55cop-wPreEcono | DEER2023 | D23 v1 | 2022-10-06 00:17 | Any | SCn | Ex | CZ06 | cDXHP | Cap-Tons | 350 | 250000 | None | 414 | 0.0808 | 0 | 26.3 | 0.0127 | 0 | [6 empty] | DEER:HVAC_Split-Package_HP | Annual | 20 | [13 empty] | CZ2022 | None
NE-HVAC-airHP-SpltPkg-65to134kBtuh-12p0eer-3p55cop-wPreEcono | DEER2023 | D23 v1 | 2022-10-06 00:17 | Any | SCn | Ex | CZ07 | cDXHP | Cap-Tons | 335 | 250000 | None | 402 | 0.0688 | 0 | 21.7 | 0.00919 | 0 | [6 empty] | DEER:HVAC_Split-Package_HP | Annual | 20 | [13 empty] | CZ2022 | None
NE-HVAC-airHP-SpltPkg-65to134kBtuh-12p0eer-3p55cop-wPreEcono | DEER2023 | D23 v1 | 2022-10-06 00:17 | Any | SCn | Ex | CZ08 | cDXHP | Cap-Tons | 318 | 250000 | None | 470 | 0.106 | 0 | 47.6 | 0.0223 | 0 | [6 empty] | DEER:HVAC_Split-Package_HP | Annual | 20 | [13 empty] | CZ2022 | None
NE-HVAC-airHP-SpltPkg-65to134kBtuh-12p0eer-3p55cop-wPreEcono | DEER2023 | D23 v1 | 2022-10-06 00:17 | Any | SCn | Ex | CZ09 | cDXHP | Cap-Tons | 391 | 250000 | None | 474 | 0.112 | 0 | 39.4 | 0.0214 | 0 | [6 empty] | DEER:HVAC_Split-Package_HP | Annual | 20 | [13 empty] | CZ2022 | None
NE-HVAC-airHP-SpltPkg-65to134kBtuh-12p0eer-3p55cop-wPreEcono | DEER2023 | D23 v1 | 2022-10-06 00:17 | Any | SCn | Ex | CZ10 | cDXHP | Cap-Tons | 329 | 250000 | None | 504 | 0.118 | 0 | 54.3 | 0.0268 | 0 | [6 empty] | DEER:HVAC_Split-Package_HP | Annual | 20 | [13 empty] | CZ2022 | None
NE-HVAC-airHP-SpltPkg-65to134kBtuh-12p0eer-3p55cop-wPreEcono | DEER2023 | D23 v1 | 2022-10-06 00:17 | Any | SCn | Ex | CZ11 | cDXHP | Cap-Tons | 367 | 250000 | None | 571 | 0.127 | 0 | 66.6 | 0.0363 | 0 | [6 empty] | DEER:HVAC_Split-Package_HP | Annual | 20 | [13 empty] | CZ2022 | None
NE-HVAC-airHP-SpltPkg-65to134kBtuh-12p0eer-3p55cop-wPreEcono | DEER2023 | D23 v1 | 2022-10-06 00:17 | Any | SCn | Ex | CZ12 | cDXHP | Cap-Tons | 331 | 250000 | None | 533 | 0.124 | 0 | 51.8 | 0.0337 | 0 | [6 empty] | DEER:HVAC_Split-Package_HP | Annual | 20 | [13 empty] | CZ2022 | None
NE-HVAC-airHP-SpltPkg-65to134kBtuh-12p0eer-3p55cop-wPreEcono | DEER2023 | D23 v1 | 2022-10-06 00:17 | Any | SCn | Ex | CZ13 | cDXHP | Cap-Tons | 377 | 250000 | None | 574 | 0.133 | 0 | 68.2 | 0.0342 | 0 | [6 empty] | DEER:HVAC_Split-Package_HP | Annual | 20 | [13 empty] | CZ2022 | None
NE-HVAC-airHP-SpltPkg-65to134kBtuh-12p0eer-3p55cop-wPreEcono | DEER2023 | D23 v1 | 2022-10-06 00:17 | Any | SCn | Ex | CZ14 | cDXHP | Cap-Tons | 367 | 250000 | None | 556 | 0.127 | 0 | 65.9 | 0.0318 | 0 | [6 empty] | DEER:HVAC_Split-Package_HP | Annual | 20 | [13 empty] | CZ2022 | None
NE-HVAC-airHP-SpltPkg-65to134kBtuh-12p0eer-3p55cop-wPreEcono | DEER2023 | D23 v1 | 2022-10-06 00:17 | Any | SCn | Ex | CZ15 | cDXHP | Cap-Tons | 510 | 250000 | None | 582 | 0.144 | 0 | 82.4 | 0.0375 | 0 | [6 empty] | DEER:HVAC_Split-Package_HP | Annual | 20 | [13 empty] | CZ2022 | None
NE-HVAC-airHP-SpltPkg-65to134kBtuh-12p0eer-3p55cop-wPreEcono | DEER2023 | D23 v1 | 2022-10-06 00:17 | Any | SCn | Ex | CZ16 | cDXHP | Cap-Tons | 400 | 250000 | None | 604 | 0.0718 | 0 | 54.3 | 0.0109 | 0 | [6 empty] | DEER:HVAC_Split-Package_HP | Annual | 20 | [13 empty] | CZ2022 | None
NE-HVAC-airHP-SpltPkg-65to134kBtuh-12p0eer-3p55cop-wPreEcono | DEER2023 | D23 v1 | 2022-10-06 00:17 | Any | SCn | Old | CZ01 | cDXHP | Cap-Tons | 369 | 250000 | None | 638 | 0.0543 | 0 | 46.8 | 0.00075 | 0 | [6 empty] | DEER:HVAC_Split-Package_HP | Annual | 20 | [13 empty] | CZ2022 | None
NE-HVAC-airHP-SpltPkg-65to134kBtuh-12p0eer-3p55cop-wPreEcono | DEER2023 | D23 v1 | 2022-10-06 00:17 | Any | SCn | Old | CZ02 | cDXHP | Cap-Tons | 330 | 250000 | None | 595 | 0.126 | 0 | 40.1 | 0.0205 | 0 | [6 empty] | DEER:HVAC_Split-Package_HP | Annual | 20 | [13 empty] | CZ2022 | None
NE-HVAC-airHP-SpltPkg-65to134kBtuh-12p0eer-3p55cop-wPreEcono | DEER2023 | D23 v1 | 2022-10-06 00:17 | Any | SCn | Old | CZ03 | cDXHP | Cap-Tons | 368 | 250000 | None | 502 | 0.0795 | 0 | 25.7 | 0.00643 | 0 | [6 empty] | DEER:HVAC_Split-Package_HP | Annual | 20 | [13 empty] | CZ2022 | None
NE-HVAC-airHP-SpltPkg-65to134kBtuh-12p0eer-3p55cop-wPreEcono | DEER2023 | D23 v1 | 2022-10-06 00:17 | Any | SCn | Old | CZ04 | cDXHP | Cap-Tons | 330 | 250000 | None | 561 | 0.134 | 0 | 39.3 | 0.0229 | 0 | [6 empty] | DEER:HVAC_Split-Package_HP | Annual | 20 | [13 empty] | CZ2022 | None
NE-HVAC-airHP-SpltPkg-65to134kBtuh-12p0eer-3p55cop-wPreEcono | DEER2023 | D23 v1 | 2022-10-06 00:17 | Any | SCn | Old | CZ05 | cDXHP | Cap-Tons | 361 | 250000 | None | 498 | 0.0658 | 0 | 24.2 | 0.00301 | 0 | [6 empty] | DEER:HVAC_Split-Package_HP | Annual | 20 | [13 empty] | CZ2022 | None
NE-HVAC-airHP-SpltPkg-65to134kBtuh-12p0eer-3p55cop-wPreEcono | DEER2023 | D23 v1 | 2022-10-06 00:17 | Any | SCn | Old | CZ06 | cDXHP | Cap-Tons | 349 | 250000 | None | 489 | 0.0964 | 0 | 25.9 | 0.0126 | 0 | [6 empty] | DEER:HVAC_Split-Package_HP | Annual | 20 | [13 empty] | CZ2022 | None
NE-HVAC-airHP-SpltPkg-65to134kBtuh-12p0eer-3p55cop-wPreEcono | DEER2023 | D23 v1 | 2022-10-06 00:17 | Any | SCn | Old | CZ07 | cDXHP | Cap-Tons | 335 | 250000 | None | 471 | 0.0815 | 0 | 21.5 | 0.0094 | 0 | [6 empty] | DEER:HVAC_Split-Package_HP | Annual | 20 | [13 empty] | CZ2022 | None
NE-HVAC-airHP-SpltPkg-65to134kBtuh-12p0eer-3p55cop-wPreEcono | DEER2023 | D23 v1 | 2022-10-06 00:17 | Any | SCn | Old | CZ08 | cDXHP | Cap-Tons | 304 | 250000 | None | 558 | 0.128 | 0 | 48.7 | 0.0227 | 0 | [6 empty] | DEER:HVAC_Split-Package_HP | Annual | 20 | [13 empty] | CZ2022 | None
NE-HVAC-airHP-SpltPkg-65to134kBtuh-12p0eer-3p55cop-wPreEcono | DEER2023 | D23 v1 | 2022-10-06 00:17 | Any | SCn | Old | CZ09 | cDXHP | Cap-Tons | 393 | 250000 | None | 556 | 0.134 | 0 | 40 | 0.0214 | 0 | [6 empty] | DEER:HVAC_Split-Package_HP | Annual | 20 | [13 empty] | CZ2022 | None
NE-HVAC-airHP-SpltPkg-65to134kBtuh-12p0eer-3p55cop-wPreEcono | DEER2023 | D23 v1 | 2022-10-06 00:17 | Any | SCn | Old | CZ10 | cDXHP | Cap-Tons | 365 | 250000 | None | 608 | 0.144 | 0 | 54.4 | 0.0262 | 0 | [6 empty] | DEER:HVAC_Split-Package_HP | Annual | 20 | [13 empty] | CZ2022 | None
NE-HVAC-airHP-SpltPkg-65to134kBtuh-12p0eer-3p55cop-wPreEcono | DEER2023 | D23 v1 | 2022-10-06 00:17 | Any | SCn | Old | CZ11 | cDXHP | Cap-Tons | 402 | 250000 | None | 666 | 0.151 | 0 | 66.4 | 0.0361 | 0 | [6 empty] | DEER:HVAC_Split-Package_HP | Annual | 20 | [13 empty] | CZ2022 | None
NE-HVAC-airHP-SpltPkg-65to134kBtuh-12p0eer-3p55cop-wPreEcono | DEER2023 | D23 v1 | 2022-10-06 00:17 | Any | SCn | Old | CZ12 | cDXHP | Cap-Tons | 354 | 250000 | None | 628 | 0.148 | 0 | 52.4 | 0.0337 | 0 | [6 empty] | DEER:HVAC_Split-Package_HP | Annual | 20 | [13 empty] | CZ2022 | None
NE-HVAC-airHP-SpltPkg-65to134kBtuh-12p0eer-3p55cop-wPreEcono | DEER2023 | D23 v1 | 2022-10-06 00:17 | Any | SCn | Old | CZ13 | cDXHP | Cap-Tons | 409 | 250000 | None | 667 | 0.158 | 0 | 68 | 0.0337 | 0 | [6 empty] | DEER:HVAC_Split-Package_HP | Annual | 20 | [13 empty] | CZ2022 | None
NE-HVAC-airHP-SpltPkg-65to134kBtuh-12p0eer-3p55cop-wPreEcono | DEER2023 | D23 v1 | 2022-10-06 00:17 | Any | SCn | Old | CZ14 | cDXHP | Cap-Tons | 408 | 250000 | None | 664 | 0.154 | 0 | 65.6 | 0.0314 | 0 | [6 empty] | DEER:HVAC_Split-Package_HP | Annual | 20 | [13 empty] | CZ2022 | None
NE-HVAC-airHP-SpltPkg-65to134kBtuh-12p0eer-3p55cop-wPreEcono | DEER2023 | D23 v1 | 2022-10-06 00:17 | Any | SCn | Old | CZ15 | cDXHP | Cap-Tons | 555 | 250000 | None | 710 | 0.175 | 0 | 82.8 | 0.0382 | 0 | [6 empty] | DEER:HVAC_Split-Package_HP | Annual | 20 | [13 empty] | CZ2022 | None
NE-HVAC-airHP-SpltPkg-65to134kBtuh-12p0eer-3p55cop-wPreEcono | DEER2023 | D23 v1 | 2022-10-06 00:17 | Any | SCn | Old | CZ16 | cDXHP | Cap-Tons | 424 | 250000 | None | 729 | 0.0886 | 0 | 57.6 | 0.0114 | 0 | [6 empty] | DEER:HVAC_Split-Package_HP | Annual | 20 | [13 empty] | CZ2022 | None
NE-HVAC-airHP-SpltPkg-65to134kBtuh-12p0eer-3p55cop-wPreEcono | DEER2023 | D23 v1 | 2022-10-06 00:17 | Any | SCn | Rec | CZ01 | cDXHP | Cap-Tons | 348 | 250000 | None | 129 | 0.00728 | 0 | 40 | 0.00072 | 0 | [6 empty] | DEER:HVAC_Split-Package_HP | Annual | 20 | [13 empty] | CZ2022 | None
NE-HVAC-airHP-SpltPkg-65to134kBtuh-12p0eer-3p55cop-wPreEcono | DEER2023 | D23 v1 | 2022-10-06 00:17 | Any | SCn | Rec | CZ02 | cDXHP | Cap-Tons | 289 | 250000 | None | 122 | 0.0361 | 0 | 37.3 | 0.0202 | 0 | [6 empty] | DEER:HVAC_Split-Package_HP | Annual | 20 | [13 empty] | CZ2022 | None
NE-HVAC-airHP-SpltPkg-65to134kBtuh-12p0eer-3p55cop-wPreEcono | DEER2023 | D23 v1 | 2022-10-06 00:17 | Any | SCn | Rec | CZ03 | cDXHP | Cap-Tons | 359 | 250000 | None | 79.8 | 0.0135 | 0 | 22.3 | 0.00524 | 0 | [6 empty] | DEER:HVAC_Split-Package_HP | Annual | 20 | [13 empty] | CZ2022 | None
NE-HVAC-airHP-SpltPkg-65to134kBtuh-12p0eer-3p55cop-wPreEcono | DEER2023 | D23 v1 | 2022-10-06 00:17 | Any | SCn | Rec | CZ04 | cDXHP | Cap-Tons | 290 | 250000 | None | 117 | 0.0396 | 0 | 36.4 | 0.0227 | 0 | [6 empty] | DEER:HVAC_Split-Package_HP | Annual | 20 | [13 empty] | CZ2022 | None
NE-HVAC-airHP-SpltPkg-65to134kBtuh-12p0eer-3p55cop-wPreEcono | DEER2023 | D23 v1 | 2022-10-06 00:17 | Any | SCn | Rec | CZ05 | cDXHP | Cap-Tons | 352 | 250000 | None | 88.5 | 0.0104 | 0 | 20.3 | 0.00245 | 0 | [6 empty] | DEER:HVAC_Split-Package_HP | Annual | 20 | [13 empty] | CZ2022 | None
NE-HVAC-airHP-SpltPkg-65to134kBtuh-12p0eer-3p55cop-wPreEcono | DEER2023 | D23 v1 | 2022-10-06 00:17 | Any | SCn | Rec | CZ06 | cDXHP | Cap-Tons | 343 | 250000 | None | 77.9 | 0.0208 | 0 | 23 | 0.0118 | 0 | [6 empty] | DEER:HVAC_Split-Package_HP | Annual | 20 | [13 empty] | CZ2022 | None
NE-HVAC-airHP-SpltPkg-65to134kBtuh-12p0eer-3p55cop-wPreEcono | DEER2023 | D23 v1 | 2022-10-06 00:17 | Any | SCn | Rec | CZ07 | cDXHP | Cap-Tons | 329 | 250000 | None | 73.3 | 0.0159 | 0 | 19.1 | 0.00879 | 0 | [6 empty] | DEER:HVAC_Split-Package_HP | Annual | 20 | [13 empty] | CZ2022 | None
NE-HVAC-airHP-SpltPkg-65to134kBtuh-12p0eer-3p55cop-wPreEcono | DEER2023 | D23 v1 | 2022-10-06 00:17 | Any | SCn | Rec | CZ08 | cDXHP | Cap-Tons | 271 | 250000 | None | 113 | 0.0374 | 0 | 47.7 | 0.0231 | 0 | [6 empty] | DEER:HVAC_Split-Package_HP | Annual | 20 | [13 empty] | CZ2022 | None
NE-HVAC-airHP-SpltPkg-65to134kBtuh-12p0eer-3p55cop-wPreEcono | DEER2023 | D23 v1 | 2022-10-06 00:17 | Any | SCn | Rec | CZ09 | cDXHP | Cap-Tons | 318 | 250000 | None | 110 | 0.0405 | 0 | 39 | 0.0223 | 0 | [6 empty] | DEER:HVAC_Split-Package_HP | Annual | 20 | [13 empty] | CZ2022 | None
NE-HVAC-airHP-SpltPkg-65to134kBtuh-12p0eer-3p55cop-wPreEcono | DEER2023 | D23 v1 | 2022-10-06 00:17 | Any | SCn | Rec | CZ10 | cDXHP | Cap-Tons | 293 | 250000 | None | 132 | 0.0436 | 0 | 54.1 | 0.0275 | 0 | [6 empty] | DEER:HVAC_Split-Package_HP | Annual | 20 | [13 empty] | CZ2022 | None
NE-HVAC-airHP-SpltPkg-65to134kBtuh-12p0eer-3p55cop-wPreEcono | DEER2023 | D23 v1 | 2022-10-06 00:17 | Any | SCn | Rec | CZ11 | cDXHP | Cap-Tons | 300 | 250000 | None | 167 | 0.053 | 0 | 66.6 | 0.0368 | 0 | [6 empty] | DEER:HVAC_Split-Package_HP | Annual | 20 | [13 empty] | CZ2022 | None
NE-HVAC-airHP-SpltPkg-65to134kBtuh-12p0eer-3p55cop-wPreEcono | DEER2023 | D23 v1 | 2022-10-06 00:17 | Any | SCn | Rec | CZ12 | cDXHP | Cap-Tons | 292 | 250000 | None | 142 | 0.0493 | 0 | 50.2 | 0.0336 | 0 | [6 empty] | DEER:HVAC_Split-Package_HP | Annual | 20 | [13 empty] | CZ2022 | None
NE-HVAC-airHP-SpltPkg-65to134kBtuh-12p0eer-3p55cop-wPreEcono | DEER2023 | D23 v1 | 2022-10-06 00:17 | Any | SCn | Rec | CZ13 | cDXHP | Cap-Tons | 312 | 250000 | None | 157 | 0.0508 | 0 | 68.9 | 0.0352 | 0 | [6 empty] | DEER:HVAC_Split-Package_HP | Annual | 20 | [13 empty] | CZ2022 | None
NE-HVAC-airHP-SpltPkg-65to134kBtuh-12p0eer-3p55cop-wPreEcono | DEER2023 | D23 v1 | 2022-10-06 00:17 | Any | SCn | Rec | CZ14 | cDXHP | Cap-Tons | 299 | 250000 | None | 170 | 0.0506 | 0 | 67.2 | 0.0331 | 0 | [6 empty] | DEER:HVAC_Split-Package_HP | Annual | 20 | [13 empty] | CZ2022 | None
NE-HVAC-airHP-SpltPkg-65to134kBtuh-12p0eer-3p55cop-wPreEcono | DEER2023 | D23 v1 | 2022-10-06 00:17 | Any | SCn | Rec | CZ15 | cDXHP | Cap-Tons | 429 | 250000 | None | 177 | 0.0573 | 0 | 84 | 0.0378 | 0 | [6 empty] | DEER:HVAC_Split-Package_HP | Annual | 20 | [13 empty] | CZ2022 | None
NE-HVAC-airHP-SpltPkg-65to134kBtuh-12p0eer-3p55cop-wPreEcono | DEER2023 | D23 v1 | 2022-10-06 00:17 | Any | SCn | Rec | CZ16 | cDXHP | Cap-Tons | 364 | 250000 | None | 157 | 0.0199 | 0 | 48.3 | 0.00994 | 0 | [6 empty] | DEER:HVAC_Split-Package_HP | Annual | 20 | [13 empty] | CZ2022 | None

## 2 Measure Builder
|  | New EnergyImpactID |  |  |  | Corresponding Previous EnergyImpactID | [51 empty] | #NAME? | Version | DEER2020
| 1 | NE-HVAC-airHP-SpltPkg-135to239kBtuh-10p8eer-3p48cop | New Version | DEER2023 | 1 | NE-HVAC-airHP-SpltPkg-135to239kBtuh-11p5eer-3p2cop | [51 empty] | #NAME?
| 2 | NE-HVAC-airHP-SpltPkg-135to239kBtuh-11p2eer-3p51cop | Previous Version | DEER2020 | 2 | NE-HVAC-airHP-SpltPkg-135to239kBtuh-12p0eer-3p2cop | [51 empty] | #NAME? | EnergyImpactID | Counts
| 3 | NE-HVAC-airHP-SpltPkg-65to134kBtuh-11p5eer-3p50cop |  |  | 3 | NE-HVAC-airHP-SpltPkg-65to134kBtuh-11p5eer-3p4cop | [51 empty] | #NAME? | NE-HVAC-airHP-SpltPkg-135to239kBtuh-11p5eer-3p2cop | 1344
| 4 | NE-HVAC-airHP-SpltPkg-65to134kBtuh-11p5eer-3p50cop-wPreEcono | New VersionSource | D23 v1 | 4 | NE-HVAC-airHP-SpltPkg-65to134kBtuh-11p5eer-3p4cop-wPreEcono | [51 empty] | #NAME? | NE-HVAC-airHP-SpltPkg-135to239kBtuh-12p0eer-3p2cop | 1344
| 5 | NE-HVAC-airHP-SpltPkg-65to134kBtuh-12p0eer-3p55cop | Previous VersionSource | D20v1 | 5 | NE-HVAC-airHP-SpltPkg-65to134kBtuh-12p0eer-3p4cop | [51 empty] | #NAME? | NE-HVAC-airHP-SpltPkg-65to134kBtuh-11p5eer-3p4cop | 1408
| 6 | NE-HVAC-airHP-SpltPkg-65to134kBtuh-12p0eer-3p55cop-wPreEcono |  |  | 6 | NE-HVAC-airHP-SpltPkg-65to134kBtuh-12p0eer-3p4cop-wPreEcono | [51 empty] | #NAME? | NE-HVAC-airHP-SpltPkg-65to134kBtuh-11p5eer-3p4cop-wPreEcono | 1408
| 7 | NE-HVAC-airHP-SpltPkg-240to759kBtuh-9p7eer-3p30cop | Sector | Com | 7 | NE-HVAC-airHP-SpltPkg-240to759kBtuh-10p5eer-3p2cop | [51 empty] | #NAME? | NE-HVAC-airHP-SpltPkg-65to134kBtuh-12p0eer-3p4cop | 1408
| 8 | NE-HVAC-airHP-SpltPkg-240to759kBtuh-10p0eer-3p30cop |  |  | 8 | NE-HVAC-airHP-SpltPkg-240to759kBtuh-10p8eer-3p2cop | [51 empty] | #NAME? | NE-HVAC-airHP-SpltPkg-65to134kBtuh-12p0eer-3p4cop-wPreEcono | 1408
[5 empty] | Red number(s) indicate a change of EnergyImpactID between new and previous versions. | [52 empty] | #NAME? | NE-HVAC-airHP-SpltPkg-240to759kBtuh-10p5eer-3p2cop | 1408
[58 empty] | #NAME? | NE-HVAC-airHP-SpltPkg-240to759kBtuh-10p8eer-3p2cop | 1408
Index | MeasureID | Description | Version | VersionSource | LastMod | EnergyImpactID | MeasImpactType | EnImpCalcType | ImpScaleBasis | StdScaleVal | PreScaleVal | ImpWeighting | WeightGroupID | ApplyIE | IETableName | TechBased | Sector | PA | UseCategory | UseSubCategory | TechGroup | TechType | MeasCostID | EUL_ID | PreDesc | StdDesc | MeasDesc | PreTechID | StdTechID | MeasTechID | Status | Comment | PreMultiTech | StdMultiTech | SourceDesc | SupportedAppType | StdCostID | RUL_ID | LegacyID | MeasQualifierGroup | StartDate | ExpiryDate | ReviewStatus | MeasID_SCE | MeasID_PGE | MeasID_SDG | MeasID_SCG | MeasType | ReviewComment | FilingSpec | ClaimSpec | IsProposed | LastModBy | Created | CreatedComment | CreatedBy | LastModComment | #NAME?
2020 | #VALUE! | #VALUE! | DEER2020 | D20v1 | #VALUE! | NE-HVAC-airHP-SpltPkg-135to239kBtuh-11p5eer-3p2cop | #VALUE! | #VALUE! | #VALUE! | #VALUE! | #VALUE! | #VALUE! | #VALUE! | #VALUE! | #VALUE! | #VALUE! | #VALUE! | #VALUE! | #VALUE! | #VALUE! | #VALUE! | #VALUE! | #VALUE! | #VALUE! | #VALUE! | #VALUE! | #VALUE! | #VALUE! | #VALUE! | #VALUE! | #VALUE! | #VALUE! | #VALUE! | #VALUE! | #VALUE! | #VALUE! | #VALUE! | #VALUE! | #VALUE! | #VALUE! | #VALUE! | 2022-12-31 | #VALUE! | #VALUE! | #VALUE! | #VALUE! | #VALUE! | #VALUE! | #VALUE! | #VALUE! | #VALUE! | #VALUE! | #VALUE! | #VALUE! | #VALUE! | #VALUE! | #VALUE! | #NAME?
2023 | NE-HVAC-airHP-SpltPkg-135to239kBtuh-10p8eer-3p48cop | Commercial EER-rated Heat Pumps, Size Range: 135-239 kBtu/h, EER = 10.8, COP = 3.48; w/Econo; 2-spd Fan | DEER2023 | D23 v1 |  | NE-HVAC-airHP-SpltPkg-135to239kBtuh-10p8eer-3p48cop | Deem-DEER | Standard | None | #VALUE! | #VALUE! | None | #VALUE! | #VALUE! | #VALUE! | TRUE | Com | Any | HVAC | HeatCool | dxHP_equip | pkgEER |  | HVAC-airHP | Splt/Pkg HP (135-239 kBtuh) EER and COP based on vintage | Splt/Pkg HP EER = 10.4 (135-239 kBtuh), COP = 3.3; w/Econo; 2-spd Fan | Splt/Pkg HP EER = 10.8 (135-239 kBtuh), COP = 3.48; w/Econo; 2-spd Fan | HVAC-airHP-SpltPkg-135to239kBtuh-ByVint | HVAC-airHP-SpltPkg-135to239kBtuh-10.4eer-3.30cop-wEcono | HVAC-airHP-SpltPkg-135to239kBtuh-10.8eer-3p48cop-wEcono | Available | #VALUE! | #VALUE! | #VALUE! |  |  |  | HVAC-airHP |  | None | 2023-01-01 | [6 empty] | Standard |  | #VALUE! | #VALUE! | #VALUE! |  |  | Re-simulated using CZ2022 weather data | Deemed Ex Ante Review Team |  | #NAME?
2020 | #VALUE! | #VALUE! | DEER2020 | D20v1 | #VALUE! | NE-HVAC-airHP-SpltPkg-135to239kBtuh-12p0eer-3p2cop | #VALUE! | #VALUE! | #VALUE! | #VALUE! | #VALUE! | #VALUE! | #VALUE! | #VALUE! | #VALUE! | #VALUE! | #VALUE! | #VALUE! | #VALUE! | #VALUE! | #VALUE! | #VALUE! | #VALUE! | #VALUE! | #VALUE! | #VALUE! | #VALUE! | #VALUE! | #VALUE! | #VALUE! | #VALUE! | #VALUE! | #VALUE! | #VALUE! | #VALUE! | #VALUE! | #VALUE! | #VALUE! | #VALUE! | #VALUE! | #VALUE! | 2022-12-31 | #VALUE! | #VALUE! | #VALUE! | #VALUE! | #VALUE! | #VALUE! | #VALUE! | #VALUE! | #VALUE! | #VALUE! | #VALUE! | #VALUE! | #VALUE! | #VALUE! | #VALUE! | #NAME?
2023 | NE-HVAC-airHP-SpltPkg-135to239kBtuh-11p2eer-3p51cop | Commercial EER-rated Heat Pumps, Size Range: 135-239 kBtu/h, EER = 11.2, COP = 3.51; w/Econo; 2-spd Fan | DEER2023 | D23 v1 |  | NE-HVAC-airHP-SpltPkg-135to239kBtuh-11p2eer-3p51cop | Deem-DEER | Standard | None | #VALUE! | #VALUE! | None | #VALUE! | #VALUE! | #VALUE! | TRUE | Com | Any | HVAC | HeatCool | dxHP_equip | pkgEER |  | HVAC-airHP | Splt/Pkg HP (135-239 kBtuh) EER and COP based on vintage | Splt/Pkg HP EER = 10.4 (135-239 kBtuh), COP = 3.3; w/Econo; 2-spd Fan | Splt/Pkg HP EER = 11.2 (135-239 kBtuh), COP = 3.51; w/Econo; 2-spd Fan | HVAC-airHP-SpltPkg-135to239kBtuh-ByVint | HVAC-airHP-SpltPkg-135to239kBtuh-10.4eer-3.30cop-wEcono | HVAC-airHP-SpltPkg-135to239kBtuh-11.2eer-3p51cop-wEcono | Available | #VALUE! | #VALUE! | #VALUE! |  |  |  | HVAC-airHP |  | None | 2023-01-01 | [6 empty] | Standard |  | #VALUE! | #VALUE! | #VALUE! |  |  | Re-simulated using CZ2022 weather data | Deemed Ex Ante Review Team |  | #NAME?
2020 | #VALUE! | #VALUE! | DEER2020 | D20v1 | #VALUE! | NE-HVAC-airHP-SpltPkg-65to134kBtuh-11p5eer-3p4cop | #VALUE! | #VALUE! | #VALUE! | #VALUE! | #VALUE! | #VALUE! | #VALUE! | #VALUE! | #VALUE! | #VALUE! | #VALUE! | #VALUE! | #VALUE! | #VALUE! | #VALUE! | #VALUE! | #VALUE! | #VALUE! | #VALUE! | #VALUE! | #VALUE! | #VALUE! | #VALUE! | #VALUE! | #VALUE! | #VALUE! | #VALUE! | #VALUE! | #VALUE! | #VALUE! | #VALUE! | #VALUE! | #VALUE! | #VALUE! | #VALUE! | 2022-12-31 | #VALUE! | #VALUE! | #VALUE! | #VALUE! | #VALUE! | #VALUE! | #VALUE! | #VALUE! | #VALUE! | #VALUE! | #VALUE! | #VALUE! | #VALUE! | #VALUE! | #VALUE! | #NAME?
2023 | NE-HVAC-airHP-SpltPkg-65to134kBtuh-11p5eer-3p50cop | Commercial EER-rated Heat Pumps, Size Range: 65 - 135 kBtu/h, EER = 11.5, COP = 3.50; w/Econo; 2-spd Fan | DEER2023 | D23 v1 |  | NE-HVAC-airHP-SpltPkg-65to134kBtuh-11p5eer-3p50cop | Deem-DEER | Standard | None | #VALUE! | #VALUE! | None | #VALUE! | #VALUE! | #VALUE! | TRUE | Com | Any | HVAC | HeatCool | dxHP_equip | pkgEER |  | HVAC-airHP | Splt/Pkg HP (65-135 kBtuh) EER and COP based on vintage | Splt/Pkg HP EER = 11.0 (65-135 kBtuh), COP = 3.4; w/Econo; 2-spd Fan | Splt/Pkg HP EER = 11.5 (65-135 kBtuh), COP = 3.50; w/Econo; 2-spd Fan | HVAC-airHP-SpltPkg-65to134kBtuh-ByVint | HVAC-airHP-SpltPkg-65to134kBtuh-11.0eer-3.40cop-wEcono | HVAC-airHP-SpltPkg-65to134kBtuh-11.5eer-3p50cop-wEcono | Available | #VALUE! | #VALUE! | #VALUE! |  |  |  | HVAC-airHP |  | None | 2023-01-01 | [6 empty] | Standard |  | #VALUE! | #VALUE! | #VALUE! |  |  | Re-simulated using CZ2022 weather data | Deemed Ex Ante Review Team |  | #NAME?
2020 | #VALUE! | #VALUE! | DEER2020 | D20v1 | #VALUE! | NE-HVAC-airHP-SpltPkg-65to134kBtuh-11p5eer-3p4cop-wPreEcono | #VALUE! | #VALUE! | #VALUE! | #VALUE! | #VALUE! | #VALUE! | #VALUE! | #VALUE! | #VALUE! | #VALUE! | #VALUE! | #VALUE! | #VALUE! | #VALUE! | #VALUE! | #VALUE! | #VALUE! | #VALUE! | #VALUE! | #VALUE! | #VALUE! | #VALUE! | #VALUE! | #VALUE! | #VALUE! | #VALUE! | #VALUE! | #VALUE! | #VALUE! | #VALUE! | #VALUE! | #VALUE! | #VALUE! | #VALUE! | #VALUE! | 2022-12-31 | #VALUE! | #VALUE! | #VALUE! | #VALUE! | #VALUE! | #VALUE! | #VALUE! | #VALUE! | #VALUE! | #VALUE! | #VALUE! | #VALUE! | #VALUE! | #VALUE! | #VALUE!
2023 | NE-HVAC-airHP-SpltPkg-65to134kBtuh-11p5eer-3p50cop-wPreEcono | Commercial EER-rated Heat Pumps, Size Range: 65 - 135 kBtu/h, EER = 11.5, COP = 3.50; w/Econo; 2-spd Fan | DEER2023 | D23 v1 |  | NE-HVAC-airHP-SpltPkg-65to134kBtuh-11p5eer-3p50cop-wPreEcono | Deem-DEER | Standard | None | #VALUE! | #VALUE! | None | #VALUE! | #VALUE! | #VALUE! | TRUE | Com | Any | HVAC | HeatCool | dxHP_equip | pkgEER |  | HVAC-airHP | Splt/Pkg HP (65-135 kBtuh) EER and COP based on vintage, w/Econo | Splt/Pkg HP EER = 11.0 (65-135 kBtuh), COP = 3.4; w/Econo; 2-spd Fan | Splt/Pkg HP EER = 11.5 (65-135 kBtuh), COP = 3.50; w/Econo; 2-spd Fan | HVAC-airHP-SpltPkg-65to134kBtuh-ByVint-PreEcono | HVAC-airHP-SpltPkg-65to134kBtuh-11.0eer-3.40cop-wEcono | HVAC-airHP-SpltPkg-65to134kBtuh-11.5eer-3p50cop-wEcono | Available | #VALUE! | #VALUE! | #VALUE! |  |  |  | HVAC-airHP |  | None | 2023-01-01 | [6 empty] | Standard |  | #VALUE! | #VALUE! | #VALUE! |  |  | Re-simulated using CZ2022 weather data | Deemed Ex Ante Review Team
2020 | #VALUE! | #VALUE! | DEER2020 | D20v1 | #VALUE! | NE-HVAC-airHP-SpltPkg-65to134kBtuh-12p0eer-3p4cop | #VALUE! | #VALUE! | #VALUE! | #VALUE! | #VALUE! | #VALUE! | #VALUE! | #VALUE! | #VALUE! | #VALUE! | #VALUE! | #VALUE! | #VALUE! | #VALUE! | #VALUE! | #VALUE! | #VALUE! | #VALUE! | #VALUE! | #VALUE! | #VALUE! | #VALUE! | #VALUE! | #VALUE! | #VALUE! | #VALUE! | #VALUE! | #VALUE! | #VALUE! | #VALUE! | #VALUE! | #VALUE! | #VALUE! | #VALUE! | #VALUE! | 2022-12-31 | #VALUE! | #VALUE! | #VALUE! | #VALUE! | #VALUE! | #VALUE! | #VALUE! | #VALUE! | #VALUE! | #VALUE! | #VALUE! | #VALUE! | #VALUE! | #VALUE! | #VALUE!
2023 | NE-HVAC-airHP-SpltPkg-65to134kBtuh-12p0eer-3p55cop | Commercial EER-rated Heat Pumps, Size Range: 65 - 135 kBtu/h, EER = 12.0, COP = 3.55; w/Econo; 2-spd Fan | DEER2023 | D23 v1 |  | NE-HVAC-airHP-SpltPkg-65to134kBtuh-12p0eer-3p55cop | Deem-DEER | Standard | None | #VALUE! | #VALUE! | None | #VALUE! | #VALUE! | #VALUE! | TRUE | Com | Any | HVAC | HeatCool | dxHP_equip | pkgEER |  | HVAC-airHP | Splt/Pkg HP (65-135 kBtuh) EER and COP based on vintage | Splt/Pkg HP EER = 11.0 (65-135 kBtuh), COP = 3.4; w/Econo; 2-spd Fan | Splt/Pkg HP EER = 12.0 (65-135 kBtuh), COP = 3.55; w/Econo; 2-spd Fan | HVAC-airHP-SpltPkg-65to134kBtuh-ByVint | HVAC-airHP-SpltPkg-65to134kBtuh-11.0eer-3.40cop-wEcono | HVAC-airHP-SpltPkg-65to134kBtuh-12.0eer-3p55cop-wEcono | Available | #VALUE! | #VALUE! | #VALUE! |  |  |  | HVAC-airHP |  | None | 2023-01-01 | [6 empty] | Standard |  | #VALUE! | #VALUE! | #VALUE! |  |  | Re-simulated using CZ2022 weather data | Deemed Ex Ante Review Team
2020 | #VALUE! | #VALUE! | DEER2020 | D20v1 | #VALUE! | NE-HVAC-airHP-SpltPkg-65to134kBtuh-12p0eer-3p4cop-wPreEcono | #VALUE! | #VALUE! | #VALUE! | #VALUE! | #VALUE! | #VALUE! | #VALUE! | #VALUE! | #VALUE! | #VALUE! | #VALUE! | #VALUE! | #VALUE! | #VALUE! | #VALUE! | #VALUE! | #VALUE! | #VALUE! | #VALUE! | #VALUE! | #VALUE! | #VALUE! | #VALUE! | #VALUE! | #VALUE! | #VALUE! | #VALUE! | #VALUE! | #VALUE! | #VALUE! | #VALUE! | #VALUE! | #VALUE! | #VALUE! | #VALUE! | 2022-12-31 | #VALUE! | #VALUE! | #VALUE! | #VALUE! | #VALUE! | #VALUE! | #VALUE! | #VALUE! | #VALUE! | #VALUE! | #VALUE! | #VALUE! | #VALUE! | #VALUE! | #VALUE!
2023 | NE-HVAC-airHP-SpltPkg-65to134kBtuh-12p0eer-3p55cop-wPreEcono | Commercial EER-rated Heat Pumps, Size Range: 65 - 135 kBtu/h, EER = 12.0, COP = 3.55; w/Econo; 2-spd Fan | DEER2023 | D23 v1 |  | NE-HVAC-airHP-SpltPkg-65to134kBtuh-12p0eer-3p55cop-wPreEcono | Deem-DEER | Standard | None | #VALUE! | #VALUE! | None | #VALUE! | #VALUE! | #VALUE! | TRUE | Com | Any | HVAC | HeatCool | dxHP_equip | pkgEER |  | HVAC-airHP | Splt/Pkg HP (65-135 kBtuh) EER and COP based on vintage, w/Econo | Splt/Pkg HP EER = 11.0 (65-135 kBtuh), COP = 3.4; w/Econo; 2-spd Fan | Splt/Pkg HP EER = 12.0 (65-135 kBtuh), COP = 3.55; w/Econo; 2-spd Fan | HVAC-airHP-SpltPkg-65to134kBtuh-ByVint-PreEcono | HVAC-airHP-SpltPkg-65to134kBtuh-11.0eer-3.40cop-wEcono | HVAC-airHP-SpltPkg-65to134kBtuh-12.0eer-3p55cop-wEcono | Available | #VALUE! | #VALUE! | #VALUE! |  |  |  | HVAC-airHP |  | None | 2023-01-01 | [6 empty] | Standard |  | #VALUE! | #VALUE! | 0 |  |  | Re-simulated using CZ2022 weather data | Deemed Ex Ante Review Team
2020 | #VALUE! | #VALUE! | DEER2020 | D20v1 | #VALUE! | NE-HVAC-airHP-SpltPkg-240to759kBtuh-10p5eer-3p2cop | #VALUE! | #VALUE! | #VALUE! | #VALUE! | #VALUE! | #VALUE! | #VALUE! | #VALUE! | #VALUE! | #VALUE! | #VALUE! | #VALUE! | #VALUE! | #VALUE! | #VALUE! | #VALUE! | #VALUE! | #VALUE! | #VALUE! | #VALUE! | #VALUE! | #VALUE! | #VALUE! | #VALUE! | #VALUE! | #VALUE! | #VALUE! | #VALUE! | #VALUE! | #VALUE! | #VALUE! | #VALUE! | #VALUE! | #VALUE! | #VALUE! | 2022-12-31 | #VALUE! | #VALUE! | #VALUE! | #VALUE! | #VALUE! | #VALUE! | #VALUE! | #VALUE! | #VALUE! | #VALUE! | #VALUE! | #VALUE! | #VALUE! | #VALUE! | #VALUE!
2023 | NE-HVAC-airHP-SpltPkg-240to759kBtuh-9p7eer-3p30cop | Commercial EER-rated Heat Pumps, Size Range: 240-759 kBtu/h, EER = 9.7, COP = 3.20; w/Econo; 2-spd Fan | DEER2023 | D23 v1 |  | NE-HVAC-airHP-SpltPkg-240to759kBtuh-9p7eer-3p30cop | Deem-DEER | Standard | None | #VALUE! | #VALUE! | None | #VALUE! | #VALUE! | #VALUE! | TRUE | Com | Any | HVAC | HeatCool | dxHP_equip | pkgEER |  | HVAC-airHP | Pkg HP (240-759 kBtuh) EER and COP based on vintage | Pkg HP EER = 9.3 (240-759 kBtuh), COP = 3.2; w/Econo; 2-spd Fan | Pkg HP EER = 9.7 (240-759 kBtuh), COP = 3.2; w/Econo; 2-spd Fan | HVAC-airHP-SpltPkg-240to759kBtuh-ByVint | HVAC-airHP-SpltPkg-240to759kBtuh-9.3eer-3.20cop-wEcono | HVAC-airHP-SpltPkg-240to759kBtuh-9.7eer-3p2cop-wEcono | Available | #VALUE! | #VALUE! | #VALUE! |  |  |  | HVAC-airHP |  | None | 2023-01-01 | [6 empty] | Standard |  | #VALUE! | #VALUE! | 0 |  |  | Re-simulated using CZ2022 weather data, Modeled using COP = 3.3 although descriptions say 3.2 to be consistent with the federal minimum. (It is thought that Title 24 erroneously pre-empted federal code by requiring COP = 3.3.) | Deemed Ex Ante Review Team
2020 | #VALUE! | #VALUE! | DEER2020 | D20v1 | #VALUE! | NE-HVAC-airHP-SpltPkg-240to759kBtuh-10p8eer-3p2cop | #VALUE! | #VALUE! | #VALUE! | #VALUE! | #VALUE! | #VALUE! | #VALUE! | #VALUE! | #VALUE! | #VALUE! | #VALUE! | #VALUE! | #VALUE! | #VALUE! | #VALUE! | #VALUE! | #VALUE! | #VALUE! | #VALUE! | #VALUE! | #VALUE! | #VALUE! | #VALUE! | #VALUE! | #VALUE! | #VALUE! | #VALUE! | #VALUE! | #VALUE! | #VALUE! | #VALUE! | #VALUE! | #VALUE! | #VALUE! | #VALUE! | 2022-12-31 | #VALUE! | #VALUE! | #VALUE! | #VALUE! | #VALUE! | #VALUE! | #VALUE! | #VALUE! | #VALUE! | #VALUE! | #VALUE! | #VALUE! | #VALUE! | #VALUE! | #VALUE!
2023 | NE-HVAC-airHP-SpltPkg-240to759kBtuh-10p0eer-3p30cop | Commercial EER-rated Heat Pumps, Size Range: 240-759 kBtu/h, EER = 10.0, COP = 3.20; w/Econo; 2-spd Fan | DEER2023 | D23 v1 |  | NE-HVAC-airHP-SpltPkg-240to759kBtuh-10p0eer-3p30cop | Deem-DEER | Standard | None | #VALUE! | #VALUE! | None | #VALUE! | #VALUE! | #VALUE! | TRUE | Com | Any | HVAC | HeatCool | dxHP_equip | pkgEER |  | HVAC-airHP | Pkg HP (240-759 kBtuh) EER and COP based on vintage | Pkg HP EER = 9.3 (240-759 kBtuh), COP = 3.2; w/Econo; 2-spd Fan | Pkg HP EER = 10.0 (240-759 kBtuh), COP = 3.2; w/Econo; 2-spd Fan | HVAC-airHP-SpltPkg-240to759kBtuh-ByVint | HVAC-airHP-SpltPkg-240to759kBtuh-9.3eer-3.20cop-wEcono | HVAC-airHP-SpltPkg-240to759kBtuh-10.0eer-3p2cop-wEcono | Available | #VALUE! | #VALUE! | #VALUE! |  |  |  | HVAC-airHP |  | None | 2023-01-01 | [6 empty] | Standard |  | #VALUE! | #VALUE! | 0 |  |  | Re-simulated using CZ2022 weather data, Modeled using COP = 3.3 although descriptions say 3.2 to be consistent with the federal minimum. (It is thought that Title 24 erroneously pre-empted federal code by requiring COP = 3.3.) | Deemed Ex Ante Review Team
Formulas:
ExpiryDate = IF(OR(ISBLANK([StartDate, row below]),[StartDate, row below]=""),"",[StartDate, row below]-1)

## 3 Technology Builder
| TechGroup | dxHP_equip |  | TechType | pkgEER | [5 empty] | TypeID | #VALUE!
| Previous PreTechID 1 | (none) |  | Previous StdTechID 1 | (none) | [5 empty] | Previous MeasTechID 1 | (none)
| Previous PreTechID 2 | (none) |  | Previous StdTechID 2 | (none) | [5 empty] | Previous MeasTechID 2 | (none)
| Previous PreTechID 3 | (none) |  | Previous StdTechID 3 | (none) | [5 empty] | Previous MeasTechID 3 | (none)
| Previous PreTechID 4 | (none) |  | Previous StdTechID 4 | (none) | [5 empty] | Previous MeasTechID 4 | (none)
| Previous PreTechID 5 | (none) |  | Previous StdTechID 5 | (none) | [5 empty] | Previous MeasTechID 5 | (none)
| Previous PreTechID 6 | (none) |  | Previous StdTechID 6 | (none) | [5 empty] | Previous MeasTechID 6 | (none)
| Previous PreTechID 7 | (none) |  | Previous StdTechID 7 | (none) | [5 empty] | Previous MeasTechID 7 | (none)
| Previous PreTechID 8 | (none) |  | Previous StdTechID 8 | (none) | [5 empty] | Previous MeasTechID 8 | (none)
| New PreTechID 1 | HVAC-airHP-SpltPkg-135to239kBtuh-ByVint |  | New StdTechID 1 | HVAC-airHP-SpltPkg-135to239kBtuh-10.4eer-3.30cop-wEcono | [5 empty] | New MeasTechID 1 | HVAC-airHP-SpltPkg-135to239kBtuh-10.8eer-3p48cop-wEcono
| New PreTechID 2 | HVAC-airHP-SpltPkg-135to239kBtuh-ByVint |  | New StdTechID 2 | HVAC-airHP-SpltPkg-135to239kBtuh-10.4eer-3.30cop-wEcono | [5 empty] | New MeasTechID 2 | HVAC-airHP-SpltPkg-135to239kBtuh-11.2eer-3p51cop-wEcono
| New PreTechID 3 | HVAC-airHP-SpltPkg-65to134kBtuh-ByVint |  | New StdTechID 3 | HVAC-airHP-SpltPkg-65to134kBtuh-11.0eer-3.40cop-wEcono | [5 empty] | New MeasTechID 3 | HVAC-airHP-SpltPkg-65to134kBtuh-11.5eer-3p50cop-wEcono
| New PreTechID 4 | HVAC-airHP-SpltPkg-65to134kBtuh-ByVint-PreEcono |  | New StdTechID 4 | HVAC-airHP-SpltPkg-65to134kBtuh-11.0eer-3.40cop-wEcono | [5 empty] | New MeasTechID 4 | HVAC-airHP-SpltPkg-65to134kBtuh-11.5eer-3p50cop-wEcono
| New PreTechID 5 | HVAC-airHP-SpltPkg-65to134kBtuh-ByVint |  | New StdTechID 5 | HVAC-airHP-SpltPkg-65to134kBtuh-11.0eer-3.40cop-wEcono | [5 empty] | New MeasTechID 5 | HVAC-airHP-SpltPkg-65to134kBtuh-12.0eer-3p55cop-wEcono
| New PreTechID 6 | HVAC-airHP-SpltPkg-65to134kBtuh-ByVint-PreEcono |  | New StdTechID 6 | HVAC-airHP-SpltPkg-65to134kBtuh-11.0eer-3.40cop-wEcono | [5 empty] | New MeasTechID 6 | HVAC-airHP-SpltPkg-65to134kBtuh-12.0eer-3p55cop-wEcono
| New PreTechID 7 | HVAC-airHP-SpltPkg-240to759kBtuh-ByVint |  | New StdTechID 7 | HVAC-airHP-SpltPkg-240to759kBtuh-9.3eer-3.20cop-wEcono | [5 empty] | New MeasTechID 7 | HVAC-airHP-SpltPkg-240to759kBtuh-9.7eer-3p2cop-wEcono
| New PreTechID 8 | HVAC-airHP-SpltPkg-240to759kBtuh-ByVint |  | New StdTechID 8 | HVAC-airHP-SpltPkg-240to759kBtuh-9.3eer-3.20cop-wEcono | [5 empty] | New MeasTechID 8 | HVAC-airHP-SpltPkg-240to759kBtuh-10.0eer-3p2cop-wEcono
TypeID | Name | SrcCode | ClassCode | Description | State | IsProposed | LastMod | LastModComment | LastModBy | Created | CreatedComment | CreatedBy | FilingSpec | ClaimSpec | StartDate | ExpiryDate
(none)
(none)
(none)
10 | HVAC-airHP-SpltPkg-135to239kBtuh-ByVint | DEER2023 | Pre-existing | Splt/Pkg HP (135-239 kBtuh) EER and COP based on vintage | Complete | 1 |  |  |  |  | Simulated using CZ2022 weather data | Deemed Ex Ante Team | 1 | 1 | 2023-01-01
10 | HVAC-airHP-SpltPkg-135to239kBtuh-10.4eer-3.30cop-wEcono | DEER2023 | Code/Standard | Splt/Pkg HP EER = 10.4 (135-239 kBtuh), COP = 3.3; w/Econo; 2-spd Fan | Complete | 1 |  |  |  |  | Simulated using CZ2022 weather data | Deemed Ex Ante Team | 1 | 1 | 2023-01-01
10 | HVAC-airHP-SpltPkg-135to239kBtuh-10.8eer-3p48cop-wEcono | DEER2023 | Measure | Splt/Pkg HP EER = 10.8 (135-239 kBtuh), COP = 3.48; w/Econo; 2-spd Fan | Complete | 1 |  |  |  |  | Simulated using CZ2022 weather data | Deemed Ex Ante Team | 1 | 1 | 2023-01-01
(none)
(none)
(none)
10 | HVAC-airHP-SpltPkg-135to239kBtuh-ByVint | DEER2023 | Pre-existing | Splt/Pkg HP (135-239 kBtuh) EER and COP based on vintage | Complete | 1 |  |  |  |  | Simulated using CZ2022 weather data | Deemed Ex Ante Team | 1 | 1 | 2023-01-01
10 | HVAC-airHP-SpltPkg-135to239kBtuh-10.4eer-3.30cop-wEcono | DEER2023 | Code/Standard | Splt/Pkg HP EER = 10.4 (135-239 kBtuh), COP = 3.3; w/Econo; 2-spd Fan | Complete | 1 |  |  |  |  | Simulated using CZ2022 weather data | Deemed Ex Ante Team | 1 | 1 | 2023-01-01
10 | HVAC-airHP-SpltPkg-135to239kBtuh-11.2eer-3p51cop-wEcono | DEER2023 | Measure | Splt/Pkg HP EER = 11.2 (135-239 kBtuh), COP = 3.51; w/Econo; 2-spd Fan | Complete | 1 |  |  |  |  | Simulated using CZ2022 weather data | Deemed Ex Ante Team | 1 | 1 | 2023-01-01
(none)
(none)
(none)
10 | HVAC-airHP-SpltPkg-65to134kBtuh-ByVint | DEER2023 | Pre-existing | Splt/Pkg HP (65-135 kBtuh) EER and COP based on vintage | Complete | 1 |  |  |  |  | Simulated using CZ2022 weather data | Deemed Ex Ante Team | 1 | 1 | 2023-01-01
10 | HVAC-airHP-SpltPkg-65to134kBtuh-11.0eer-3.40cop-wEcono | DEER2023 | Code/Standard | Splt/Pkg HP EER = 11.0 (65-135 kBtuh), COP = 3.4; w/Econo; 2-spd Fan | Complete | 1 |  |  |  |  | Simulated using CZ2022 weather data | Deemed Ex Ante Team | 1 | 1 | 2023-01-01
10 | HVAC-airHP-SpltPkg-65to134kBtuh-11.5eer-3p50cop-wEcono | DEER2023 | Measure | Splt/Pkg HP EER = 11.5 (65-135 kBtuh), COP = 3.50; w/Econo; 2-spd Fan | Complete | 1 |  |  |  |  | Simulated using CZ2022 weather data | Deemed Ex Ante Team | 1 | 1 | 2023-01-01
(none)
(none)
(none)
10 | HVAC-airHP-SpltPkg-65to134kBtuh-ByVint-PreEcono | DEER2023 | Pre-existing | Splt/Pkg HP (65-135 kBtuh) EER and COP based on vintage, w/Econo | Complete | 1 |  |  |  |  | Simulated using CZ2022 weather data | Deemed Ex Ante Team | 1 | 1 | 2023-01-01
10 | HVAC-airHP-SpltPkg-65to134kBtuh-11.0eer-3.40cop-wEcono | DEER2023 | Code/Standard | Splt/Pkg HP EER = 11.0 (65-135 kBtuh), COP = 3.4; w/Econo; 2-spd Fan | Complete | 1 |  |  |  |  | Simulated using CZ2022 weather data | Deemed Ex Ante Team | 1 | 1 | 2023-01-01
10 | HVAC-airHP-SpltPkg-65to134kBtuh-11.5eer-3p50cop-wEcono | DEER2023 | Measure | Splt/Pkg HP EER = 11.5 (65-135 kBtuh), COP = 3.50; w/Econo; 2-spd Fan | Complete | 1 |  |  |  |  | Simulated using CZ2022 weather data | Deemed Ex Ante Team | 1 | 1 | 2023-01-01
(none)
(none)
(none)
10 | HVAC-airHP-SpltPkg-65to134kBtuh-ByVint | DEER2023 | Pre-existing | Splt/Pkg HP (65-135 kBtuh) EER and COP based on vintage | Complete | 1 |  |  |  |  | Simulated using CZ2022 weather data | Deemed Ex Ante Team | 1 | 1 | 2023-01-01
10 | HVAC-airHP-SpltPkg-65to134kBtuh-11.0eer-3.40cop-wEcono | DEER2023 | Code/Standard | Splt/Pkg HP EER = 11.0 (65-135 kBtuh), COP = 3.4; w/Econo; 2-spd Fan | Complete | 1 |  |  |  |  | Simulated using CZ2022 weather data | Deemed Ex Ante Team | 1 | 1 | 2023-01-01
10 | HVAC-airHP-SpltPkg-65to134kBtuh-12.0eer-3p55cop-wEcono | DEER2023 | Measure | Splt/Pkg HP EER = 12.0 (65-135 kBtuh), COP = 3.55; w/Econo; 2-spd Fan | Complete | 1 |  |  |  |  | Simulated using CZ2022 weather data | Deemed Ex Ante Team | 1 | 1 | 2023-01-01
(none)
(none)
(none)
10 | HVAC-airHP-SpltPkg-65to134kBtuh-ByVint-PreEcono | DEER2023 | Pre-existing | Splt/Pkg HP (65-135 kBtuh) EER and COP based on vintage, w/Econo | Complete | 1 |  |  |  |  | Simulated using CZ2022 weather data | Deemed Ex Ante Team | 1 | 1 | 2023-01-01
10 | HVAC-airHP-SpltPkg-65to134kBtuh-11.0eer-3.40cop-wEcono | DEER2023 | Code/Standard | Splt/Pkg HP EER = 11.0 (65-135 kBtuh), COP = 3.4; w/Econo; 2-spd Fan | Complete | 1 |  |  |  |  | Simulated using CZ2022 weather data | Deemed Ex Ante Team | 1 | 1 | 2023-01-01
10 | HVAC-airHP-SpltPkg-65to134kBtuh-12.0eer-3p55cop-wEcono | DEER2023 | Measure | Splt/Pkg HP EER = 12.0 (65-135 kBtuh), COP = 3.55; w/Econo; 2-spd Fan | Complete | 1 |  |  |  |  | Simulated using CZ2022 weather data | Deemed Ex Ante Team | 1 | 1 | 2023-01-01
(none)
(none)
(none)
10 | HVAC-airHP-SpltPkg-240to759kBtuh-ByVint | DEER2023 | Pre-existing | Pkg HP (240-759 kBtuh) EER and COP based on vintage | Complete | TRUE |  |  |  |  | Simulated using CZ2022 weather data | Deemed Ex Ante Team | 1 | 1
10 | HVAC-airHP-SpltPkg-240to759kBtuh-9.3eer-3.20cop-wEcono | DEER2023 | Code/Standard | Pkg HP EER = 9.3 (240-759 kBtuh), COP = 3.2; w/Econo; 2-spd Fan | Complete | TRUE |  |  |  |  | Re-simulated using CZ2022 weather data, Modeled using COP = 3.3 although descriptions say 3.2 to be consistent with the federal minimum. Title 24 erroneously listed COP = 3.3. | Deemed Ex Ante Team | 1 | 1
10 | HVAC-airHP-SpltPkg-240to759kBtuh-9.7eer-3p2cop-wEcono | DEER2023 | Measure | Pkg HP EER = 9.7 (240-759 kBtuh), COP = 3.2; w/Econo; 2-spd Fan | Complete | TRUE |  |  |  |  | Re-simulated using CZ2022 weather data, Modeled using COP = 3.3 although descriptions say 3.2 to be consistent with the federal minimum. Title 24 erroneously listed COP = 3.3. | Deemed Ex Ante Team | 1 | 1
(none)
(none)
(none)
10 | HVAC-airHP-SpltPkg-240to759kBtuh-ByVint | DEER2023 | Pre-existing | Pkg HP (240-759 kBtuh) EER and COP based on vintage | Complete | TRUE |  |  |  |  | Simulated using CZ2022 weather data | Deemed Ex Ante Team | 1 | 1
10 | HVAC-airHP-SpltPkg-240to759kBtuh-9.3eer-3.20cop-wEcono | DEER2023 | Code/Standard | Pkg HP EER = 9.3 (240-759 kBtuh), COP = 3.2; w/Econo; 2-spd Fan | Complete | TRUE |  |  |  |  | Re-simulated using CZ2022 weather data, Modeled using COP = 3.3 although descriptions say 3.2 to be consistent with the federal minimum. Title 24 erroneously listed COP = 3.3. | Deemed Ex Ante Team | 1 | 1
10 | HVAC-airHP-SpltPkg-240to759kBtuh-10.0eer-3p2cop-wEcono | DEER2023 | Measure | Pkg HP EER = 10.0 (240-759 kBtuh), COP = 3.2; w/Econo; 2-spd Fan | Complete | TRUE |  |  |  |  | Re-simulated using CZ2022 weather data, Modeled using COP = 3.3 although descriptions say 3.2 to be consistent with the federal minimum. Title 24 erroneously listed COP = 3.3. | Deemed Ex Ante Team | 1 | 1

## 4 VersionSource Builder (hidden)
This is needed when VersionSource on "1 EnergyImpact" worksheet turns orange, indicating that the VersionSource entered does not yet exist in DEER.
VersionSource | VersionSourceDesc | Comment | Index | ClaimSpec | StartDate | ExpiryDate | FilingSpec | IsProposed | LastMod | LastModBy | Created | LastModComment | CreatedBy | CreatedComment
|  |  |  | 1 |  |  | 1 | 1 |  |  |  |  | Deemed Ex Ante Team

## 5 TechType Builder (hidden)
Usually not necessary, but when it is, follow these steps: 1) refresh "TechType DEER" table, 2) determine greatest index presently in use, and 3) increment greatest index presently in use by 1 and enter value in $A$4.
[8 empty] | No need to fill | No need to fill |  | No need to fill | No need to fill | No need to fill | No need to fill
Index | TechGroup | TechTypeDesc | TechType | NormUnit | defEULCode | State | Comment | NumTechs | NumMeas | TechTypeID | NumImp | NumCost | NumDEERMeas | NumDEERCost | StartDate | ExpiryDate | FilingSpec | ClaimSpec | IsProposed | LastMod | LastModBy | Created | CreatedComment | CreatedBy | LastModComment
[6 empty] | Complete | [10 empty] | 1 | 1 | 1 |  |  |  |  | Deemed Ex Ante Team

## Pivots_High-Level
Folder: | #VALUE!
Workbook: | #VALUE!
Sheet: | #VALUE!
EnergyImpact Pivot |  |  |  |  | Measure Pivot | Issues: |  |  |  |  | Technology Pivot
PA | Any |  |  |  | Version | DEER2023
[11 empty] | SrcCode | DEER2023
Version | EnergyImpactID | ElecImpactProfileID | GasImpactProfileID | Count | MeasureID | EnergyImpactID | PreTechID | StdTechID | MeasTechID | Count
DEER2023 | NE-HVAC-airHP-SpltPkg-65to134kBtuh-11p5eer-3p50cop | DEER:HVAC_Split-Package_HP | Annual | 1408 | NE-HVAC-airHP-SpltPkg-135to239kBtuh-11p2eer-3p51cop | NE-HVAC-airHP-SpltPkg-135to239kBtuh-11p2eer-3p51cop | HVAC-airHP-SpltPkg-135to239kBtuh-ByVint | HVAC-airHP-SpltPkg-135to239kBtuh-10.4eer-3.30cop-wEcono | HVAC-airHP-SpltPkg-135to239kBtuh-11.2eer-3p51cop-wEcono | 1 | Count | ClassCode
| NE-HVAC-airHP-SpltPkg-65to134kBtuh-11p5eer-3p50cop-wPreEcono | DEER:HVAC_Split-Package_HP | Annual | 1408 | NE-HVAC-airHP-SpltPkg-65to134kBtuh-11p5eer-3p50cop | NE-HVAC-airHP-SpltPkg-65to134kBtuh-11p5eer-3p50cop | HVAC-airHP-SpltPkg-65to135kBtuh-ByVint | HVAC-airHP-SpltPkg-65to135kBtuh-11.0eer-3.40cop-wEcono | HVAC-airHP-SpltPkg-65to135kBtuh-11.5eer-3p50cop-wEcono | 1 | Name | Code/Standard | Measure | Pre-existing
| NE-HVAC-airHP-SpltPkg-65to134kBtuh-12p0eer-3p55cop | DEER:HVAC_Split-Package_HP | Annual | 1408 | NE-HVAC-airHP-SpltPkg-65to134kBtuh-11p5eer-3p50cop-wPreEcono | NE-HVAC-airHP-SpltPkg-65to134kBtuh-11p5eer-3p50cop-wPreEcono | HVAC-airHP-SpltPkg-65to135kBtuh-ByVint-PreEcono | HVAC-airHP-SpltPkg-65to135kBtuh-11.0eer-3.40cop-wEcono | HVAC-airHP-SpltPkg-65to135kBtuh-11.5eer-3p50cop-wEcono | 1 | HVAC-airHP-SpltPkg-135to239kBtuh-ByVint |  |  | 2
| NE-HVAC-airHP-SpltPkg-65to134kBtuh-12p0eer-3p55cop-wPreEcono | DEER:HVAC_Split-Package_HP | Annual | 1408 | NE-HVAC-airHP-SpltPkg-65to134kBtuh-12p0eer-3p55cop | NE-HVAC-airHP-SpltPkg-65to134kBtuh-12p0eer-3p55cop | HVAC-airHP-SpltPkg-65to135kBtuh-ByVint | HVAC-airHP-SpltPkg-65to135kBtuh-11.0eer-3.40cop-wEcono | HVAC-airHP-SpltPkg-65to135kBtuh-12.0eer-3p55cop-wEcono | 1 | HVAC-airHP-SpltPkg-135to239kBtuh-10.4eer-3.30cop-wEcono | 2
| NE-HVAC-airHP-SpltPkg-135to239kBtuh-10p8eer-3p48cop | DEER:HVAC_Split-Package_HP | Annual | 1408 | NE-HVAC-airHP-SpltPkg-65to134kBtuh-12p0eer-3p55cop-wPreEcono | NE-HVAC-airHP-SpltPkg-65to134kBtuh-12p0eer-3p55cop-wPreEcono | HVAC-airHP-SpltPkg-65to135kBtuh-ByVint-PreEcono | HVAC-airHP-SpltPkg-65to135kBtuh-11.0eer-3.40cop-wEcono | HVAC-airHP-SpltPkg-65to135kBtuh-12.0eer-3p55cop-wEcono | 1 | HVAC-airHP-SpltPkg-135to239kBtuh-10.8eer-3p48cop-wEcono |  | 1
| NE-HVAC-airHP-SpltPkg-135to239kBtuh-11p2eer-3p51cop | DEER:HVAC_Split-Package_HP | Annual | 1408 | NE-HVAC-airHP-SpltPkg-135to239kBtuh-10p8eer-3p48cop | NE-HVAC-airHP-SpltPkg-135to239kBtuh-10p8eer-3p48cop | HVAC-airHP-SpltPkg-135to239kBtuh-ByVint | HVAC-airHP-SpltPkg-135to239kBtuh-10.4eer-3.30cop-wEcono | HVAC-airHP-SpltPkg-135to239kBtuh-10.8eer-3p48cop-wEcono | 1 | HVAC-airHP-SpltPkg-135to239kBtuh-11.2eer-3p51cop-wEcono |  | 1
| NE-HVAC-airHP-SpltPkg-240to759kBtuh-10p0eer-3p30cop | DEER:HVAC_Split-Package_HP | Annual | 1408 | NE-HVAC-airHP-SpltPkg-240to759kBtuh-9p7eer-3p30cop | NE-HVAC-airHP-SpltPkg-240to759kBtuh-9p7eer-3p30cop | HVAC-airHP-SpltPkg-240to759kBtuh-ByVint | HVAC-airHP-SpltPkg-240to759kBtuh-9.3eer-3.20cop-wEcono | HVAC-airHP-SpltPkg-240to759kBtuh-9.7eer-3p2cop-wEcono | 1 | HVAC-airHP-SpltPkg-65to135kBtuh-ByVint |  |  | 2
| NE-HVAC-airHP-SpltPkg-240to759kBtuh-9p7eer-3p30cop | DEER:HVAC_Split-Package_HP | Annual | 1408 | NE-HVAC-airHP-SpltPkg-240to759kBtuh-10p0eer-3p30cop | NE-HVAC-airHP-SpltPkg-240to759kBtuh-10p0eer-3p30cop | HVAC-airHP-SpltPkg-240to759kBtuh-ByVint | HVAC-airHP-SpltPkg-240to759kBtuh-9.3eer-3.20cop-wEcono | HVAC-airHP-SpltPkg-240to759kBtuh-10.0eer-3p2cop-wEcono | 1 | HVAC-airHP-SpltPkg-65to135kBtuh-11.0eer-3.40cop-wEcono | 4
DEER2020 | NE-HVAC-airHP-SpltPkg-65to134kBtuh-11p5eer-3p4cop | DEER:HVAC_Split-Package_HP | Annual | 1408 | Grand Total |  |  |  |  | 8 | HVAC-airHP-SpltPkg-65to135kBtuh-11.5eer-3p50cop-wEcono |  | 2
| NE-HVAC-airHP-SpltPkg-65to134kBtuh-11p5eer-3p4cop-wPreEcono | DEER:HVAC_Split-Package_HP | Annual | 1408 | [6 empty] | HVAC-airHP-SpltPkg-65to135kBtuh-ByVint-PreEcono |  |  | 2
| NE-HVAC-airHP-SpltPkg-65to134kBtuh-12p0eer-3p4cop | DEER:HVAC_Split-Package_HP | Annual | 1408 | [6 empty] | HVAC-airHP-SpltPkg-65to135kBtuh-12.0eer-3p55cop-wEcono |  | 2
| NE-HVAC-airHP-SpltPkg-65to134kBtuh-12p0eer-3p4cop-wPreEcono | DEER:HVAC_Split-Package_HP | Annual | 1408 | [6 empty] | HVAC-airHP-SpltPkg-240to759kBtuh-ByVint |  |  | 2
| NE-HVAC-airHP-SpltPkg-135to239kBtuh-11p5eer-3p2cop | DEER:HVAC_Split-Package_HP | Annual | 1344 | [6 empty] | HVAC-airHP-SpltPkg-240to759kBtuh-9.3eer-3.20cop-wEcono | 2
| NE-HVAC-airHP-SpltPkg-135to239kBtuh-12p0eer-3p2cop | DEER:HVAC_Split-Package_HP | Annual | 1344 | [6 empty] | HVAC-airHP-SpltPkg-240to759kBtuh-9.7eer-3p2cop-wEcono |  | 1
| NE-HVAC-airHP-SpltPkg-240to759kBtuh-10p5eer-3p2cop | DEER:HVAC_Split-Package_HP | Annual | 1408 | [6 empty] | HVAC-airHP-SpltPkg-240to759kBtuh-10.0eer-3p2cop-wEcono |  | 1
| NE-HVAC-airHP-SpltPkg-240to759kBtuh-10p8eer-3p2cop | DEER:HVAC_Split-Package_HP | Annual | 1408
Grand Total |  |  |  | 22400

## Pivot_Count
PA | Any |  | Record Count |  |  |  | Expected Counts: | 1472 | per HVAC Type, for Com Sector
[8 empty] | 256 | per HVAC Type for Res Sector
[6 empty] | BldgLoc | Values
[6 empty] | CZ01 | CZ01 | CZ02 | CZ02 | CZ03 | CZ03 | CZ04 | CZ04 | CZ05 | CZ05 | CZ06 | CZ06 | CZ07 | CZ07 | CZ08 | CZ08 | CZ09 | CZ09 | CZ10 | CZ10 | CZ11 | CZ11 | CZ12 | CZ12 | CZ13 | CZ13 | CZ14 | CZ14 | CZ15 | CZ15 | CZ16 | CZ16 | Total NumUnit Avg | Total Counts
Version | EnergyImpactID | NormUnit | BldgType | BldgVint | BldgHVAC | NumUnit Avg | Counts | NumUnit Avg | Counts | NumUnit Avg | Counts | NumUnit Avg | Counts | NumUnit Avg | Counts | NumUnit Avg | Counts | NumUnit Avg | Counts | NumUnit Avg | Counts | NumUnit Avg | Counts | NumUnit Avg | Counts | NumUnit Avg | Counts | NumUnit Avg | Counts | NumUnit Avg | Counts | NumUnit Avg | Counts | NumUnit Avg | Counts | NumUnit Avg | Counts
DEER2020 | NE-HVAC-airHP-SpltPkg-135to239kBtuh-11p5eer-3p2cop | Cap-Tons | Com | Old | cDXHP | 476 | 1 | 348 | 1 | 417 | 1 | 331 | 1 | 494 | 1 | 400 | 1 | 369 | 1 | 382 | 1 | 456 | 1 | 328 | 1 | 448 | 1 | 342 | 1 | 391 | 1 | 389 | 1 | 449 | 1 | 562 | 1 | 411.375 | 16
DEER2020 | NE-HVAC-airHP-SpltPkg-135to239kBtuh-11p5eer-3p2cop | Cap-Tons | Com | Ex | cDXHP | 303 | 1 | 326 | 1 | 384 | 1 | 322 | 1 | 462 | 1 | 327 | 1 | 335 | 1 | 328 | 1 | 365 | 1 | 296 | 1 | 405 | 1 | 319 | 1 | 363 | 1 | 352 | 1 | 419 | 1 | 516 | 1 | 363.875 | 16
DEER2020 | NE-HVAC-airHP-SpltPkg-135to239kBtuh-11p5eer-3p2cop | Cap-Tons | Com | Rec | cDXHP | 299 | 1 | 305 | 1 | 350 | 1 | 288 | 1 | 409 | 1 | 291 | 1 | 283 | 1 | 287 | 1 | 325 | 1 | 269 | 1 | 366 | 1 | 295 | 1 | 327 | 1 | 319 | 1 | 366 | 1 | 469 | 1 | 328 | 16
DEER2020 | NE-HVAC-airHP-SpltPkg-135to239kBtuh-11p5eer-3p2cop | Cap-Tons | Com | New | cDXHP | 285 | 1 | 301 | 1 | 341 | 1 | 284 | 1 | 389 | 1 | 282 | 1 | 272 | 1 | 281 | 1 | 322 | 1 | 268 | 1 | 359 | 1 | 293 | 1 | 323 | 1 | 312 | 1 | 351 | 1 | 450 | 1 | 319.5625 | 16
DEER2020 | NE-HVAC-airHP-SpltPkg-135to239kBtuh-11p5eer-3p2cop | Cap-Tons | Asm | Old | cDXHP | 336 | 1 | 332 | 1 | 368 | 1 | 329 | 1 | 358 | 1 | 386 | 1 | 375 | 1 | 358 | 1 | 463 | 1 | 422 | 1 | 462 | 1 | 412 | 1 | 466 | 1 | 469 | 1 | 621 | 1 | 395 | 1 | 409.5 | 16
DEER2020 | NE-HVAC-airHP-SpltPkg-135to239kBtuh-11p5eer-3p2cop | Cap-Tons | Asm | Ex | cDXHP | 296 | 1 | 298 | 1 | 345 | 1 | 311 | 1 | 335 | 1 | 370 | 1 | 359 | 1 | 347 | 1 | 447 | 1 | 383 | 1 | 421 | 1 | 375 | 1 | 426 | 1 | 429 | 1 | 574 | 1 | 341 | 1 | 378.5625 | 16
DEER2020 | NE-HVAC-airHP-SpltPkg-135to239kBtuh-11p5eer-3p2cop | Cap-Tons | Asm | Rec | cDXHP | 283 | 1 | 282 | 1 | 300 | 1 | 279 | 1 | 292 | 1 | 319 | 1 | 310 | 1 | 311 | 1 | 406 | 1 | 366 | 1 | 393 | 1 | 355 | 1 | 401 | 1 | 402 | 1 | 540 | 1 | 308 | 1 | 346.6875 | 16
DEER2020 | NE-HVAC-airHP-SpltPkg-135to239kBtuh-11p5eer-3p2cop | Cap-Tons | Asm | New | cDXHP | 280 | 1 | 278 | 1 | 295 | 1 | 274 | 1 | 288 | 1 | 315 | 1 | 306 | 1 | 302 | 1 | 401 | 1 | 366 | 1 | 395 | 1 | 355 | 1 | 402 | 1 | 402 | 1 | 506 | 1 | 304 | 1 | 341.8125 | 16
DEER2020 | NE-HVAC-airHP-SpltPkg-135to239kBtuh-11p5eer-3p2cop | Cap-Tons | ECC | Old | cDXHP | 947 | 1 | 897 | 1 | 1010 | 1 | 909 | 1 | 997 | 1 | 1050 | 1 | 1040 | 1 | 953 | 1 | 1150 | 1 | 1070 | 1 | 1040 | 1 | 949 | 1 | 1050 | 1 | 1100 | 1 | 1460 | 1 | 1060 | 1 | 1042.625 | 16
DEER2020 | NE-HVAC-airHP-SpltPkg-135to239kBtuh-11p5eer-3p2cop | Cap-Tons | ECC | Ex | cDXHP | 762 | 1 | 773 | 1 | 863 | 1 | 809 | 1 | 842 | 1 | 903 | 1 | 896 | 1 | 857 | 1 | 1050 | 1 | 939 | 1 | 922 | 1 | 840 | 1 | 940 | 1 | 986 | 1 | 1320 | 1 | 875 | 1 | 911.0625 | 16
DEER2020 | NE-HVAC-airHP-SpltPkg-135to239kBtuh-11p5eer-3p2cop | Cap-Tons | ECC | Rec | cDXHP | 710 | 1 | 737 | 1 | 765 | 1 | 746 | 1 | 746 | 1 | 803 | 1 | 793 | 1 | 796 | 1 | 979 | 1 | 896 | 1 | 861 | 1 | 794 | 1 | 885 | 1 | 928 | 1 | 1250 | 1 | 800 | 1 | 843.0625 | 16
DEER2020 | NE-HVAC-airHP-SpltPkg-135to239kBtuh-11p5eer-3p2cop | Cap-Tons | ECC | New | cDXHP | 676 | 1 | 715 | 1 | 730 | 1 | 724 | 1 | 710 | 1 | 765 | 1 | 754 | 1 | 753 | 1 | 940 | 1 | 861 | 1 | 827 | 1 | 765 | 1 | 849 | 1 | 890 | 1 | 1200 | 1 | 766 | 1 | 807.8125 | 16
DEER2020 | NE-HVAC-airHP-SpltPkg-135to239kBtuh-11p5eer-3p2cop | Cap-Tons | EPr | Old | cDXHP | 152 | 1 | 151 | 1 | 163 | 1 | 152 | 1 | 159 | 1 | 174 | 1 | 171 | 1 | 162 | 1 | 204 | 1 | 186 | 1 | 180 | 1 | 161 | 1 | 181 | 1 | 192 | 1 | 265 | 1 | 171 | 1 | 176.5 | 16
DEER2020 | NE-HVAC-airHP-SpltPkg-135to239kBtuh-11p5eer-3p2cop | Cap-Tons | EPr | Ex | cDXHP | 121 | 1 | 127 | 1 | 139 | 1 | 133 | 1 | 135 | 1 | 148 | 1 | 146 | 1 | 145 | 1 | 184 | 1 | 159 | 1 | 158 | 1 | 141 | 1 | 160 | 1 | 171 | 1 | 243 | 1 | 142 | 1 | 153.25 | 16
DEER2020 | NE-HVAC-airHP-SpltPkg-135to239kBtuh-11p5eer-3p2cop | Cap-Tons | EPr | Rec | cDXHP | 113 | 1 | 118 | 1 | 123 | 1 | 119 | 1 | 119 | 1 | 131 | 1 | 129 | 1 | 129 | 1 | 162 | 1 | 145 | 1 | 144 | 1 | 130 | 1 | 149 | 1 | 158 | 1 | 226 | 1 | 130 | 1 | 139.0625 | 16
DEER2020 | NE-HVAC-airHP-SpltPkg-135to239kBtuh-11p5eer-3p2cop | Cap-Tons | EPr | New | cDXHP | 103 | 1 | 111 | 1 | 113 | 1 | 112 | 1 | 109 | 1 | 121 | 1 | 118 | 1 | 122 | 1 | 156 | 1 | 140 | 1 | 137 | 1 | 122 | 1 | 142 | 1 | 153 | 1 | 213 | 1 | 121 | 1 | 130.8125 | 16
DEER2020 | NE-HVAC-airHP-SpltPkg-135to239kBtuh-11p5eer-3p2cop | Cap-Tons | ERC | Old | cDXHP | 5.14 | 1 | 5.76 | 1 | 5.86 | 1 | 6.14 | 1 | 5.52 | 1 | 6.37 | 1 | 6.13 | 1 | 6.47 | 1 | 8.43 | 1 | 7.73 | 1 | 7.79 | 1 | 6.71 | 1 | 7.7 | 1 | 8.21 | 1 | 11 | 1 | 6.13 | 1 | 6.9431 | 16
DEER2020 | NE-HVAC-airHP-SpltPkg-135to239kBtuh-11p5eer-3p2cop | Cap-Tons | ERC | Ex | cDXHP | 4.74 | 1 | 5.34 | 1 | 5.66 | 1 | 5.9 | 1 | 5.33 | 1 | 6.15 | 1 | 5.93 | 1 | 6.26 | 1 | 8.08 | 1 | 7.14 | 1 | 7.35 | 1 | 6.33 | 1 | 7.27 | 1 | 7.77 | 1 | 10.4 | 1 | 5.74 | 1 | 6.5869 | 16
DEER2020 | NE-HVAC-airHP-SpltPkg-135to239kBtuh-11p5eer-3p2cop | Cap-Tons | ERC | Rec | cDXHP | 4.58 | 1 | 4.81 | 1 | 5.25 | 1 | 5.23 | 1 | 4.92 | 1 | 5.75 | 1 | 5.53 | 1 | 5.64 | 1 | 7.1 | 1 | 6.59 | 1 | 6.89 | 1 | 5.9 | 1 | 6.72 | 1 | 7.16 | 1 | 9.35 | 1 | 5.44 | 1 | 6.0537 | 16
DEER2020 | NE-HVAC-airHP-SpltPkg-135to239kBtuh-11p5eer-3p2cop | Cap-Tons | ERC | New | cDXHP | 4.61 | 1 | 4.94 | 1 | 5.09 | 1 | 5.11 | 1 | 4.76 | 1 | 5.6 | 1 | 5.38 | 1 | 5.82 | 1 | 7.54 | 1 | 6.69 | 1 | 6.64 | 1 | 5.77 | 1 | 6.88 | 1 | 7.38 | 1 | 10 | 1 | 5.32 | 1 | 6.0956 | 16
DEER2020 | NE-HVAC-airHP-SpltPkg-135to239kBtuh-11p5eer-3p2cop | Cap-Tons | ESe | Old | cDXHP | 451 | 1 | 447 | 1 | 481 | 1 | 457 | 1 | 469 | 1 | 495 | 1 | 485 | 1 | 461 | 1 | 570 | 1 | 523 | 1 | 506 | 1 | 468 | 1 | 511 | 1 | 544 | 1 | 735 | 1 | 513 | 1 | 507.25 | 16
DEER2020 | NE-HVAC-airHP-SpltPkg-135to239kBtuh-11p5eer-3p2cop | Cap-Tons | ESe | Ex | cDXHP | 384 | 1 | 406 | 1 | 452 | 1 | 433 | 1 | 440 | 1 | 472 | 1 | 464 | 1 | 446 | 1 | 552 | 1 | 475 | 1 | 465 | 1 | 433 | 1 | 473 | 1 | 504 | 1 | 689 | 1 | 451 | 1 | 471.1875 | 16
DEER2020 | NE-HVAC-airHP-SpltPkg-135to239kBtuh-11p5eer-3p2cop | Cap-Tons | ESe | Rec | cDXHP | 363 | 1 | 394 | 1 | 393 | 1 | 400 | 1 | 380 | 1 | 408 | 1 | 399 | 1 | 404 | 1 | 504 | 1 | 456 | 1 | 439 | 1 | 415 | 1 | 451 | 1 | 478 | 1 | 654 | 1 | 415 | 1 | 434.5625 | 16
DEER2020 | NE-HVAC-airHP-SpltPkg-135to239kBtuh-11p5eer-3p2cop | Cap-Tons | ESe | New | cDXHP | 342 | 1 | 385 | 1 | 374 | 1 | 392 | 1 | 360 | 1 | 389 | 1 | 380 | 1 | 387 | 1 | 490 | 1 | 444 | 1 | 426 | 1 | 402 | 1 | 437 | 1 | 464 | 1 | 630 | 1 | 396 | 1 | 418.625 | 16
DEER2020 | NE-HVAC-airHP-SpltPkg-135to239kBtuh-11p5eer-3p2cop | Cap-Tons | EUn | Old | cDXHP | 2610 | 1 | 2430 | 1 | 2780 | 1 | 2480 | 1 | 2740 | 1 | 2870 | 1 | 2810 | 1 | 2530 | 1 | 3090 | 1 | 2890 | 1 | 2820 | 1 | 2580 | 1 | 2870 | 1 | 2960 | 1 | 3890 | 1 | 2920 | 1 | 2829.375 | 16
DEER2020 | NE-HVAC-airHP-SpltPkg-135to239kBtuh-11p5eer-3p2cop | Cap-Tons | EUn | Ex | cDXHP | 2060 | 1 | 2030 | 1 | 2290 | 1 | 2150 | 1 | 2240 | 1 | 2380 | 1 | 2350 | 1 | 2220 | 1 | 2740 | 1 | 2440 | 1 | 2420 | 1 | 2200 | 1 | 2460 | 1 | 2540 | 1 | 3410 | 1 | 2310 | 1 | 2390 | 16
DEER2020 | NE-HVAC-airHP-SpltPkg-135to239kBtuh-11p5eer-3p2cop | Cap-Tons | EUn | Rec | cDXHP | 1890 | 1 | 1910 | 1 | 2000 | 1 | 1950 | 1 | 1950 | 1 | 2080 | 1 | 2040 | 1 | 2000 | 1 | 2490 | 1 | 2290 | 1 | 2210 | 1 | 2050 | 1 | 2270 | 1 | 2350 | 1 | 3170 | 1 | 2050 | 1 | 2168.75 | 16
DEER2020 | NE-HVAC-airHP-SpltPkg-135to239kBtuh-11p5eer-3p2cop | Cap-Tons | EUn | New | cDXHP | 1800 | 1 | 1870 | 1 | 1910 | 1 | 1910 | 1 | 1870 | 1 | 1980 | 1 | 1950 | 1 | 1910 | 1 | 2410 | 1 | 2220 | 1 | 2150 | 1 | 1990 | 1 | 2210 | 1 | 2290 | 1 | 3030 | 1 | 1970 | 1 | 2091.875 | 16
DEER2020 | NE-HVAC-airHP-SpltPkg-135to239kBtuh-11p5eer-3p2cop | Cap-Tons | Gro | Old | cDXHP | 50.2 | 1 | 101 | 1 | 70.5 | 1 | 91.8 | 1 | 62 | 1 | 92.5 | 1 | 65.2 | 1 | 96.2 | 1 | 130 | 1 | 119 | 1 | 124 | 1 | 127 | 1 | 127 | 1 | 136 | 1 | 174 | 1 | 76.9 | 1 | 102.7062 | 16
DEER2020 | NE-HVAC-airHP-SpltPkg-135to239kBtuh-11p5eer-3p2cop | Cap-Tons | Gro | Ex | cDXHP | 46.8 | 1 | 94.7 | 1 | 67.2 | 1 | 87.2 | 1 | 59.4 | 1 | 91.2 | 1 | 65.6 | 1 | 95.9 | 1 | 125 | 1 | 111 | 1 | 115 | 1 | 121 | 1 | 119 | 1 | 127 | 1 | 163 | 1 | 70.4 | 1 | 97.4625 | 16
DEER2020 | NE-HVAC-airHP-SpltPkg-135to239kBtuh-11p5eer-3p2cop | Cap-Tons | Gro | Rec | cDXHP | 41.9 | 1 | 88 | 1 | 61.1 | 1 | 79.5 | 1 | 53.3 | 1 | 82.9 | 1 | 56.1 | 1 | 83.9 | 1 | 119 | 1 | 103 | 1 | 102 | 1 | 111 | 1 | 108 | 1 | 116 | 1 | 149 | 1 | 61.5 | 1 | 88.5125 | 16
DEER2020 | NE-HVAC-airHP-SpltPkg-135to239kBtuh-11p5eer-3p2cop | Cap-Tons | Gro | New | cDXHP | 40.2 | 1 | 88.3 | 1 | 59.8 | 1 | 79.8 | 1 | 53.5 | 1 | 85.4 | 1 | 56.2 | 1 | 84.3 | 1 | 118 | 1 | 104 | 1 | 105 | 1 | 111 | 1 | 108 | 1 | 116 | 1 | 146 | 1 | 62.3 | 1 | 88.6125 | 16
DEER2020 | NE-HVAC-airHP-SpltPkg-135to239kBtuh-11p5eer-3p2cop | Cap-Tons | Hsp | Old | cDXHP | 697 | 1 | 702 | 1 | 698 | 1 | 702 | 1 | 699 | 1 | 703 | 1 | 701 | 1 | 706 | 1 | 731 | 1 | 715 | 1 | 727 | 1 | 709 | 1 | 730 | 1 | 732 | 1 | 815 | 1 | 701 | 1 | 716.75 | 16
DEER2020 | NE-HVAC-airHP-SpltPkg-135to239kBtuh-11p5eer-3p2cop | Cap-Tons | Hsp | Ex | cDXHP | 695 | 1 | 696 | 1 | 696 | 1 | 697 | 1 | 696 | 1 | 699 | 1 | 698 | 1 | 700 | 1 | 719 | 1 | 697 | 1 | 703 | 1 | 696 | 1 | 704 | 1 | 704 | 1 | 775 | 1 | 696 | 1 | 704.4375 | 16
DEER2020 | NE-HVAC-airHP-SpltPkg-135to239kBtuh-11p5eer-3p2cop | Cap-Tons | Hsp | Rec | cDXHP | 695 | 1 | 695 | 1 | 695 | 1 | 695 | 1 | 695 | 1 | 695 | 1 | 695 | 1 | 695 | 1 | 700 | 1 | 696 | 1 | 698 | 1 | 695 | 1 | 698 | 1 | 699 | 1 | 748 | 1 | 695 | 1 | 699.3125 | 16
DEER2020 | NE-HVAC-airHP-SpltPkg-135to239kBtuh-11p5eer-3p2cop | Cap-Tons | Hsp | New | cDXHP | 680 | 1 | 680 | 1 | 680 | 1 | 680 | 1 | 680 | 1 | 680 | 1 | 680 | 1 | 680 | 1 | 681 | 1 | 680 | 1 | 680 | 1 | 680 | 1 | 680 | 1 | 680 | 1 | 713 | 1 | 680 | 1 | 682.125 | 16
DEER2020 | NE-HVAC-airHP-SpltPkg-135to239kBtuh-11p5eer-3p2cop | Cap-Tons | Htl | Old | cDXHP | 120 | 1 | 101 | 1 | 125 | 1 | 102 | 1 | 125 | 1 | 128 | 1 | 126 | 1 | 105 | 1 | 126 | 1 | 118 | 1 | 126 | 1 | 114 | 1 | 127 | 1 | 127 | 1 | 161 | 1 | 128 | 1 | 122.4375 | 16
DEER2020 | NE-HVAC-airHP-SpltPkg-135to239kBtuh-11p5eer-3p2cop | Cap-Tons | Htl | Ex | cDXHP | 102 | 1 | 87.3 | 1 | 107 | 1 | 89.2 | 1 | 106 | 1 | 109 | 1 | 108 | 1 | 92.2 | 1 | 113 | 1 | 103 | 1 | 110 | 1 | 100 | 1 | 112 | 1 | 113 | 1 | 146 | 1 | 107 | 1 | 106.5438 | 16
DEER2020 | NE-HVAC-airHP-SpltPkg-135to239kBtuh-11p5eer-3p2cop | Cap-Tons | Htl | Rec | cDXHP | 96.4 | 1 | 83.6 | 1 | 99.1 | 1 | 84.1 | 1 | 98.5 | 1 | 102 | 1 | 101 | 1 | 86.3 | 1 | 107 | 1 | 98.6 | 1 | 104 | 1 | 95.5 | 1 | 106 | 1 | 107 | 1 | 138 | 1 | 101 | 1 | 100.5062 | 16
DEER2020 | NE-HVAC-airHP-SpltPkg-135to239kBtuh-11p5eer-3p2cop | Cap-Tons | Htl | New | cDXHP | 54.8 | 1 | 55.5 | 1 | 57.4 | 1 | 56.7 | 1 | 56.9 | 1 | 59.8 | 1 | 58.9 | 1 | 53.2 | 1 | 71.3 | 1 | 64.7 | 1 | 69 | 1 | 62 | 1 | 71.1 | 1 | 70.9 | 1 | 93 | 1 | 59 | 1 | 63.3875 | 16
DEER2020 | NE-HVAC-airHP-SpltPkg-135to239kBtuh-11p5eer-3p2cop | Cap-Tons | MBT | Old | cDXHP | 349 | 1 | 377 | 1 | 367 | 1 | 376 | 1 | 366 | 1 | 385 | 1 | 378 | 1 | 389 | 1 | 475 | 1 | 447 | 1 | 482 | 1 | 439 | 1 | 486 | 1 | 488 | 1 | 606 | 1 | 385 | 1 | 424.6875 | 16
DEER2020 | NE-HVAC-airHP-SpltPkg-135to239kBtuh-11p5eer-3p2cop | Cap-Tons | MBT | Ex | cDXHP | 318 | 1 | 342 | 1 | 348 | 1 | 352 | 1 | 346 | 1 | 375 | 1 | 368 | 1 | 379 | 1 | 459 | 1 | 402 | 1 | 443 | 1 | 402 | 1 | 446 | 1 | 450 | 1 | 566 | 1 | 348 | 1 | 396.5 | 16
DEER2020 | NE-HVAC-airHP-SpltPkg-135to239kBtuh-11p5eer-3p2cop | Cap-Tons | MLI | Old | cDXHP | 224 | 1 | 230 | 1 | 230 | 1 | 234 | 1 | 228 | 1 | 239 | 1 | 225 | 1 | 229 | 1 | 280 | 1 | 264 | 1 | 289 | 1 | 265 | 1 | 290 | 1 | 289 | 1 | 365 | 1 | 278 | 1 | 259.9375 | 16
DEER2020 | NE-HVAC-airHP-SpltPkg-135to239kBtuh-11p5eer-3p2cop | Cap-Tons | MLI | Ex | cDXHP | 217 | 1 | 223 | 1 | 223 | 1 | 227 | 1 | 223 | 1 | 242 | 1 | 226 | 1 | 229 | 1 | 276 | 1 | 253 | 1 | 269 | 1 | 253 | 1 | 273 | 1 | 270 | 1 | 343 | 1 | 254 | 1 | 250.0625 | 16
DEER2020 | NE-HVAC-airHP-SpltPkg-135to239kBtuh-11p5eer-3p2cop | Cap-Tons | MLI | Rec | cDXHP | 205 | 1 | 212 | 1 | 214 | 1 | 215 | 1 | 212 | 1 | 224 | 1 | 210 | 1 | 215 | 1 | 255 | 1 | 239 | 1 | 237 | 1 | 234 | 1 | 246 | 1 | 239 | 1 | 307 | 1 | 216 | 1 | 230 | 16
DEER2020 | NE-HVAC-airHP-SpltPkg-135to239kBtuh-11p5eer-3p2cop | Cap-Tons | MLI | New | cDXHP | 206 | 1 | 209 | 1 | 214 | 1 | 212 | 1 | 212 | 1 | 218 | 1 | 204 | 1 | 210 | 1 | 250 | 1 | 236 | 1 | 235 | 1 | 232 | 1 | 244 | 1 | 235 | 1 | 302 | 1 | 213 | 1 | 227 | 16
DEER2020 | NE-HVAC-airHP-SpltPkg-135to239kBtuh-11p5eer-3p2cop | Cap-Tons | Mtl | Old | cDXHP | 10.5 | 1 | 8.93 | 1 | 11.2 | 1 | 8.91 | 1 | 11.1 | 1 | 11.5 | 1 | 11.4 | 1 | 9.22 | 1 | 11 | 1 | 10.5 | 1 | 11 | 1 | 9.87 | 1 | 11.1 | 1 | 10.8 | 1 | 13.8 | 1 | 11.2 | 1 | 10.7519 | 16
DEER2020 | NE-HVAC-airHP-SpltPkg-135to239kBtuh-11p5eer-3p2cop | Cap-Tons | Mtl | Ex | cDXHP | 8.56 | 1 | 6.66 | 1 | 9.07 | 1 | 6.82 | 1 | 8.92 | 1 | 9.24 | 1 | 9.14 | 1 | 6.98 | 1 | 8.52 | 1 | 7.99 | 1 | 8.6 | 1 | 7.78 | 1 | 8.66 | 1 | 8.55 | 1 | 11.4 | 1 | 8.96 | 1 | 8.4906 | 16
DEER2020 | NE-HVAC-airHP-SpltPkg-135to239kBtuh-11p5eer-3p2cop | Cap-Tons | Mtl | Rec | cDXHP | 7.92 | 1 | 6 | 1 | 8.26 | 1 | 6.06 | 1 | 8.17 | 1 | 8.47 | 1 | 8.41 | 1 | 6.33 | 1 | 7.83 | 1 | 7.29 | 1 | 7.74 | 1 | 7.07 | 1 | 7.9 | 1 | 7.79 | 1 | 10.4 | 1 | 8.26 | 1 | 7.7438 | 16
DEER2020 | NE-HVAC-airHP-SpltPkg-135to239kBtuh-11p5eer-3p2cop | Cap-Tons | Mtl | New | cDXHP | 7.85 | 1 | 5.99 | 1 | 8.19 | 1 | 6.06 | 1 | 8.1 | 1 | 8.4 | 1 | 8.35 | 1 | 6.25 | 1 | 7.82 | 1 | 7.23 | 1 | 7.7 | 1 | 7.05 | 1 | 7.9 | 1 | 7.79 | 1 | 10.5 | 1 | 8.19 | 1 | 7.7106 | 16
DEER2020 | NE-HVAC-airHP-SpltPkg-135to239kBtuh-11p5eer-3p2cop | Cap-Tons | Nrs | Old | cDXHP | 105 | 1 | 109 | 1 | 107 | 1 | 109 | 1 | 107 | 1 | 109 | 1 | 109 | 1 | 111 | 1 | 114 | 1 | 112 | 1 | 113 | 1 | 110 | 1 | 113 | 1 | 113 | 1 | 127 | 1 | 108 | 1 | 111 | 16
DEER2020 | NE-HVAC-airHP-SpltPkg-135to239kBtuh-11p5eer-3p2cop | Cap-Tons | Nrs | Ex | cDXHP | 101 | 1 | 102 | 1 | 104 | 1 | 106 | 1 | 104 | 1 | 107 | 1 | 106 | 1 | 107 | 1 | 110 | 1 | 103 | 1 | 104 | 1 | 103 | 1 | 105 | 1 | 105 | 1 | 116 | 1 | 102 | 1 | 105.3125 | 16
DEER2020 | NE-HVAC-airHP-SpltPkg-135to239kBtuh-11p5eer-3p2cop | Cap-Tons | Nrs | Rec | cDXHP | 101 | 1 | 101 | 1 | 101 | 1 | 101 | 1 | 101 | 1 | 101 | 1 | 101 | 1 | 101 | 1 | 103 | 1 | 102 | 1 | 102 | 1 | 102 | 1 | 103 | 1 | 103 | 1 | 112 | 1 | 101 | 1 | 102.25 | 16
DEER2020 | NE-HVAC-airHP-SpltPkg-135to239kBtuh-11p5eer-3p2cop | Cap-Tons | Nrs | New | cDXHP | 95.9 | 1 | 95.9 | 1 | 95.9 | 1 | 95.9 | 1 | 95.9 | 1 | 95.9 | 1 | 95.9 | 1 | 95.9 | 1 | 96.8 | 1 | 96.2 | 1 | 96.5 | 1 | 96.1 | 1 | 96.8 | 1 | 97 | 1 | 104 | 1 | 95.9 | 1 | 96.6562 | 16
DEER2020 | NE-HVAC-airHP-SpltPkg-135to239kBtuh-11p5eer-3p2cop | Cap-Tons | OfL | Old | cDXHP | 589 | 1 | 525 | 1 | 624 | 1 | 527 | 1 | 619 | 1 | 658 | 1 | 643 | 1 | 566 | 1 | 643 | 1 | 606 | 1 | 627 | 1 | 581 | 1 | 638 | 1 | 644 | 1 | 767 | 1 | 664 | 1 | 620.0625 | 16
DEER2020 | NE-HVAC-airHP-SpltPkg-135to239kBtuh-11p5eer-3p2cop | Cap-Tons | OfL | Ex | cDXHP | 463 | 1 | 419 | 1 | 510 | 1 | 444 | 1 | 506 | 1 | 542 | 1 | 531 | 1 | 476 | 1 | 548 | 1 | 489 | 1 | 515 | 1 | 481 | 1 | 523 | 1 | 526 | 1 | 637 | 1 | 518 | 1 | 508 | 16
DEER2020 | NE-HVAC-airHP-SpltPkg-135to239kBtuh-11p5eer-3p2cop | Cap-Tons | OfL | Rec | cDXHP | 446 | 1 | 399 | 1 | 468 | 1 | 404 | 1 | 461 | 1 | 497 | 1 | 487 | 1 | 438 | 1 | 508 | 1 | 471 | 1 | 497 | 1 | 462 | 1 | 505 | 1 | 510 | 1 | 619 | 1 | 502 | 1 | 479.625 | 16
DEER2020 | NE-HVAC-airHP-SpltPkg-135to239kBtuh-11p5eer-3p2cop | Cap-Tons | OfL | New | cDXHP | 438 | 1 | 397 | 1 | 459 | 1 | 400 | 1 | 453 | 1 | 489 | 1 | 478 | 1 | 429 | 1 | 503 | 1 | 468 | 1 | 498 | 1 | 462 | 1 | 505 | 1 | 511 | 1 | 619 | 1 | 495 | 1 | 475.25 | 16
DEER2020 | NE-HVAC-airHP-SpltPkg-135to239kBtuh-11p5eer-3p2cop | Cap-Tons | OfS | Old | cDXHP | 40.5 | 1 | 38.4 | 1 | 44.3 | 1 | 38.7 | 1 | 43.9 | 1 | 46.3 | 1 | 44.9 | 1 | 40.2 | 1 | 46 | 1 | 43.9 | 1 | 45.4 | 1 | 42.4 | 1 | 46.2 | 1 | 45.7 | 1 | 54.7 | 1 | 45.7 | 1 | 44.2 | 16
DEER2020 | NE-HVAC-airHP-SpltPkg-135to239kBtuh-11p5eer-3p2cop | Cap-Tons | OfS | Ex | cDXHP | 29.3 | 1 | 28.4 | 1 | 33.5 | 1 | 30.7 | 1 | 33.2 | 1 | 35.3 | 1 | 34.5 | 1 | 32.2 | 1 | 37.5 | 1 | 33.1 | 1 | 35.3 | 1 | 32.7 | 1 | 35.9 | 1 | 35.8 | 1 | 43.3 | 1 | 33.2 | 1 | 33.9937 | 16
DEER2020 | NE-HVAC-airHP-SpltPkg-135to239kBtuh-11p5eer-3p2cop | Cap-Tons | OfS | Rec | cDXHP | 26.1 | 1 | 25.3 | 1 | 27.9 | 1 | 25.7 | 1 | 27.5 | 1 | 29.5 | 1 | 28.7 | 1 | 27.7 | 1 | 32 | 1 | 29.9 | 1 | 31.6 | 1 | 29.4 | 1 | 32.5 | 1 | 32.7 | 1 | 39.4 | 1 | 29.5 | 1 | 29.7125 | 16
DEER2020 | NE-HVAC-airHP-SpltPkg-135to239kBtuh-11p5eer-3p2cop | Cap-Tons | OfS | New | cDXHP | 25.7 | 1 | 25.3 | 1 | 27.4 | 1 | 25.5 | 1 | 27 | 1 | 29 | 1 | 28.2 | 1 | 27.2 | 1 | 31.8 | 1 | 29.8 | 1 | 31.7 | 1 | 29.5 | 1 | 32.5 | 1 | 32.7 | 1 | 39.2 | 1 | 29.1 | 1 | 29.475 | 16
DEER2020 | NE-HVAC-airHP-SpltPkg-135to239kBtuh-11p5eer-3p2cop | Cap-Tons | RFF | Old | cDXHP | 19.5 | 1 | 18.6 | 1 | 20 | 1 | 19.2 | 1 | 19.8 | 1 | 20.4 | 1 | 20.2 | 1 | 15 | 1 | 19.9 | 1 | 17.3 | 1 | 19.7 | 1 | 19.8 | 1 | 19.9 | 1 | 20.1 | 1 | 29.5 | 1 | 20.5 | 1 | 19.9625 | 16
DEER2020 | NE-HVAC-airHP-SpltPkg-135to239kBtuh-11p5eer-3p2cop | Cap-Tons | RFF | Ex | cDXHP | 18.7 | 1 | 17.6 | 1 | 19.3 | 1 | 18.4 | 1 | 19.1 | 1 | 19.6 | 1 | 19.4 | 1 | 14.4 | 1 | 19.1 | 1 | 16 | 1 | 18.3 | 1 | 18.8 | 1 | 18.6 | 1 | 19 | 1 | 28.1 | 1 | 19.5 | 1 | 18.9937 | 16
DEER2020 | NE-HVAC-airHP-SpltPkg-135to239kBtuh-11p5eer-3p2cop | Cap-Tons | RFF | Rec | cDXHP | 18.6 | 1 | 17.7 | 1 | 19 | 1 | 18.2 | 1 | 18.8 | 1 | 19.2 | 1 | 19.1 | 1 | 14.1 | 1 | 18.3 | 1 | 15.6 | 1 | 17.5 | 1 | 18.5 | 1 | 17.9 | 1 | 18.5 | 1 | 27.3 | 1 | 19.4 | 1 | 18.6062 | 16
DEER2020 | NE-HVAC-airHP-SpltPkg-135to239kBtuh-11p5eer-3p2cop | Cap-Tons | RFF | New | cDXHP | 6 | 1 | 6.52 | 1 | 6.87 | 1 | 6.62 | 1 | 6.46 | 1 | 7.49 | 1 | 7.25 | 1 | 6.84 | 1 | 9.05 | 1 | 8.09 | 1 | 8.72 | 1 | 7.89 | 1 | 8.88 | 1 | 8.77 | 1 | 12 | 1 | 7.21 | 1 | 7.7912 | 16
DEER2020 | NE-HVAC-airHP-SpltPkg-135to239kBtuh-11p5eer-3p2cop | Cap-Tons | RSD | Old | cDXHP | 27.1 | 1 | 23 | 1 | 27.7 | 1 | 22.5 | 1 | 27.5 | 1 | 28.2 | 1 | 27.9 | 1 | 25.6 | 1 | 34.4 | 1 | 31 | 1 | 34.2 | 1 | 29.8 | 1 | 34.5 | 1 | 34.8 | 1 | 47.6 | 1 | 28.3 | 1 | 30.2563 | 16
DEER2020 | NE-HVAC-airHP-SpltPkg-135to239kBtuh-11p5eer-3p2cop | Cap-Tons | RSD | Ex | cDXHP | 26.3 | 1 | 21.5 | 1 | 27.3 | 1 | 21.7 | 1 | 27.2 | 1 | 27.8 | 1 | 27.5 | 1 | 25.3 | 1 | 33.6 | 1 | 29.3 | 1 | 32.6 | 1 | 28.3 | 1 | 32.9 | 1 | 33.3 | 1 | 45.8 | 1 | 27.2 | 1 | 29.225 | 16
DEER2020 | NE-HVAC-airHP-SpltPkg-135to239kBtuh-11p5eer-3p2cop | Cap-Tons | RSD | Rec | cDXHP | 26.1 | 1 | 20.6 | 1 | 26.5 | 1 | 20.2 | 1 | 26.4 | 1 | 26.9 | 1 | 26.7 | 1 | 23.8 | 1 | 31.5 | 1 | 28.2 | 1 | 31.3 | 1 | 27.2 | 1 | 31.7 | 1 | 32 | 1 | 44.4 | 1 | 27 | 1 | 28.1562 | 16
DEER2020 | NE-HVAC-airHP-SpltPkg-135to239kBtuh-11p5eer-3p2cop | Cap-Tons | RSD | New | cDXHP | 10.1 | 1 | 10.9 | 1 | 11 | 1 | 10.8 | 1 | 10.7 | 1 | 12.1 | 1 | 11.8 | 1 | 12.6 | 1 | 16.2 | 1 | 14.7 | 1 | 16.3 | 1 | 14.3 | 1 | 16.6 | 1 | 16.7 | 1 | 22.1 | 1 | 11.7 | 1 | 13.6625 | 16
DEER2020 | NE-HVAC-airHP-SpltPkg-135to239kBtuh-11p5eer-3p2cop | Cap-Tons | Rt3 | Old | cDXHP | 210 | 1 | 244 | 1 | 220 | 1 | 246 | 1 | 220 | 1 | 237 | 1 | 231 | 1 | 265 | 1 | 330 | 1 | 304 | 1 | 336 | 1 | 301 | 1 | 337 | 1 | 340 | 1 | 434 | 1 | 243 | 1 | 281.125 | 16
DEER2020 | NE-HVAC-airHP-SpltPkg-135to239kBtuh-11p5eer-3p2cop | Cap-Tons | Rt3 | Ex | cDXHP | 202 | 1 | 237 | 1 | 214 | 1 | 240 | 1 | 214 | 1 | 231 | 1 | 225 | 1 | 260 | 1 | 324 | 1 | 295 | 1 | 321 | 1 | 292 | 1 | 323 | 1 | 324 | 1 | 417 | 1 | 229 | 1 | 271.75 | 16
DEER2020 | NE-HVAC-airHP-SpltPkg-135to239kBtuh-11p5eer-3p2cop | Cap-Tons | Rt3 | Rec | cDXHP | 188 | 1 | 225 | 1 | 201 | 1 | 227 | 1 | 200 | 1 | 217 | 1 | 211 | 1 | 247 | 1 | 309 | 1 | 283 | 1 | 295 | 1 | 276 | 1 | 302 | 1 | 299 | 1 | 387 | 1 | 205 | 1 | 254.5 | 16
DEER2020 | NE-HVAC-airHP-SpltPkg-135to239kBtuh-11p5eer-3p2cop | Cap-Tons | Rt3 | New | cDXHP | 181 | 1 | 219 | 1 | 193 | 1 | 219 | 1 | 193 | 1 | 210 | 1 | 204 | 1 | 237 | 1 | 302 | 1 | 276 | 1 | 288 | 1 | 269 | 1 | 295 | 1 | 291 | 1 | 377 | 1 | 198 | 1 | 247 | 16
DEER2020 | NE-HVAC-airHP-SpltPkg-135to239kBtuh-11p5eer-3p2cop | Cap-Tons | RtL | Old | cDXHP | 183 | 1 | 216 | 1 | 189 | 1 | 211 | 1 | 189 | 1 | 199 | 1 | 195 | 1 | 233 | 1 | 292 | 1 | 270 | 1 | 296 | 1 | 265 | 1 | 298 | 1 | 300 | 1 | 387 | 1 | 202 | 1 | 245.3125 | 16
DEER2020 | NE-HVAC-airHP-SpltPkg-135to239kBtuh-11p5eer-3p2cop | Cap-Tons | RtL | Ex | cDXHP | 176 | 1 | 209 | 1 | 184 | 1 | 204 | 1 | 183 | 1 | 195 | 1 | 191 | 1 | 232 | 1 | 288 | 1 | 259 | 1 | 285 | 1 | 256 | 1 | 286 | 1 | 288 | 1 | 374 | 1 | 192 | 1 | 237.625 | 16
DEER2020 | NE-HVAC-airHP-SpltPkg-135to239kBtuh-11p5eer-3p2cop | Cap-Tons | RtS | Old | cDXHP | 16 | 1 | 18.5 | 1 | 17 | 1 | 18.7 | 1 | 16.5 | 1 | 18 | 1 | 17.4 | 1 | 19.5 | 1 | 24.5 | 1 | 23 | 1 | 24.9 | 1 | 22.2 | 1 | 25.2 | 1 | 25.1 | 1 | 31.6 | 1 | 19.2 | 1 | 21.0813 | 16
DEER2020 | NE-HVAC-airHP-SpltPkg-135to239kBtuh-11p5eer-3p2cop | Cap-Tons | RtS | Ex | cDXHP | 13 | 1 | 15.3 | 1 | 14.4 | 1 | 16 | 1 | 14 | 1 | 15.4 | 1 | 14.8 | 1 | 17.3 | 1 | 21.6 | 1 | 19.3 | 1 | 21.2 | 1 | 19.1 | 1 | 21.5 | 1 | 21.4 | 1 | 27.5 | 1 | 15.6 | 1 | 17.9625 | 16
DEER2020 | NE-HVAC-airHP-SpltPkg-135to239kBtuh-11p5eer-3p2cop | Cap-Tons | RtS | Rec | cDXHP | 12.2 | 1 | 14.4 | 1 | 13.1 | 1 | 14.4 | 1 | 12.9 | 1 | 14 | 1 | 13.7 | 1 | 15.2 | 1 | 19.3 | 1 | 18.1 | 1 | 19.5 | 1 | 17.7 | 1 | 19.8 | 1 | 19.5 | 1 | 25.3 | 1 | 14.3 | 1 | 16.4625 | 16
DEER2020 | NE-HVAC-airHP-SpltPkg-135to239kBtuh-11p5eer-3p2cop | Cap-Tons | RtS | New | cDXHP | 12 | 1 | 14.4 | 1 | 12.8 | 1 | 14.2 | 1 | 12.6 | 1 | 13.8 | 1 | 13.5 | 1 | 15.6 | 1 | 19.8 | 1 | 18.1 | 1 | 19.2 | 1 | 17.4 | 1 | 19.8 | 1 | 19.4 | 1 | 25.8 | 1 | 14.1 | 1 | 16.4062 | 16
DEER2020 | NE-HVAC-airHP-SpltPkg-135to239kBtuh-11p5eer-3p2cop | Cap-Tons | SCn | Old | cDXHP | 369 | 1 | 309 | 1 | 369 | 1 | 307 | 1 | 362 | 1 | 348 | 1 | 333 | 1 | 283 | 1 | 368 | 1 | 344 | 1 | 385 | 1 | 338 | 1 | 389 | 1 | 387 | 1 | 525 | 1 | 424 | 1 | 365 | 16
DEER2020 | NE-HVAC-airHP-SpltPkg-135to239kBtuh-11p5eer-3p2cop | Cap-Tons | SCn | Ex | cDXHP | 364 | 1 | 298 | 1 | 365 | 1 | 297 | 1 | 359 | 1 | 350 | 1 | 334 | 1 | 291 | 1 | 360 | 1 | 308 | 1 | 352 | 1 | 315 | 1 | 356 | 1 | 342 | 1 | 473 | 1 | 400 | 1 | 347.75 | 16
DEER2020 | NE-HVAC-airHP-SpltPkg-135to239kBtuh-11p5eer-3p2cop | Cap-Tons | SCn | Rec | cDXHP | 349 | 1 | 275 | 1 | 359 | 1 | 274 | 1 | 352 | 1 | 343 | 1 | 328 | 1 | 233 | 1 | 276 | 1 | 271 | 1 | 283 | 1 | 277 | 1 | 289 | 1 | 269 | 1 | 372 | 1 | 364 | 1 | 307.125 | 16
DEER2020 | NE-HVAC-airHP-SpltPkg-135to239kBtuh-11p5eer-3p2cop | Cap-Tons | SCn | New | cDXHP | 349 | 1 | 294 | 1 | 359 | 1 | 294 | 1 | 352 | 1 | 342 | 1 | 327 | 1 | 258 | 1 | 312 | 1 | 281 | 1 | 288 | 1 | 294 | 1 | 299 | 1 | 291 | 1 | 425 | 1 | 364 | 1 | 320.5625 | 16
DEER2020 | NE-HVAC-airHP-SpltPkg-135to239kBtuh-12p0eer-3p2cop | Cap-Tons | Com | Old | cDXHP | 476 | 1 | 348 | 1 | 417 | 1 | 331 | 1 | 494 | 1 | 400 | 1 | 369 | 1 | 382 | 1 | 456 | 1 | 328 | 1 | 448 | 1 | 342 | 1 | 391 | 1 | 389 | 1 | 449 | 1 | 562 | 1 | 411.375 | 16
DEER2020 | NE-HVAC-airHP-SpltPkg-135to239kBtuh-12p0eer-3p2cop | Cap-Tons | Com | Ex | cDXHP | 303 | 1 | 326 | 1 | 384 | 1 | 322 | 1 | 462 | 1 | 327 | 1 | 335 | 1 | 328 | 1 | 365 | 1 | 296 | 1 | 405 | 1 | 319 | 1 | 363 | 1 | 352 | 1 | 419 | 1 | 516 | 1 | 363.875 | 16
DEER2020 | NE-HVAC-airHP-SpltPkg-135to239kBtuh-12p0eer-3p2cop | Cap-Tons | Com | Rec | cDXHP | 299 | 1 | 305 | 1 | 350 | 1 | 288 | 1 | 409 | 1 | 291 | 1 | 283 | 1 | 287 | 1 | 325 | 1 | 269 | 1 | 366 | 1 | 295 | 1 | 327 | 1 | 319 | 1 | 366 | 1 | 469 | 1 | 328 | 16
DEER2020 | NE-HVAC-airHP-SpltPkg-135to239kBtuh-12p0eer-3p2cop | Cap-Tons | Com | New | cDXHP | 285 | 1 | 301 | 1 | 341 | 1 | 284 | 1 | 389 | 1 | 282 | 1 | 272 | 1 | 281 | 1 | 322 | 1 | 268 | 1 | 359 | 1 | 293 | 1 | 323 | 1 | 312 | 1 | 351 | 1 | 450 | 1 | 319.5625 | 16
DEER2020 | NE-HVAC-airHP-SpltPkg-135to239kBtuh-12p0eer-3p2cop | Cap-Tons | Asm | Old | cDXHP | 336 | 1 | 332 | 1 | 368 | 1 | 329 | 1 | 358 | 1 | 386 | 1 | 375 | 1 | 358 | 1 | 463 | 1 | 422 | 1 | 462 | 1 | 412 | 1 | 466 | 1 | 469 | 1 | 621 | 1 | 395 | 1 | 409.5 | 16
DEER2020 | NE-HVAC-airHP-SpltPkg-135to239kBtuh-12p0eer-3p2cop | Cap-Tons | Asm | Ex | cDXHP | 296 | 1 | 298 | 1 | 345 | 1 | 311 | 1 | 335 | 1 | 370 | 1 | 359 | 1 | 347 | 1 | 447 | 1 | 383 | 1 | 421 | 1 | 375 | 1 | 426 | 1 | 429 | 1 | 574 | 1 | 341 | 1 | 378.5625 | 16
DEER2020 | NE-HVAC-airHP-SpltPkg-135to239kBtuh-12p0eer-3p2cop | Cap-Tons | Asm | Rec | cDXHP | 283 | 1 | 282 | 1 | 300 | 1 | 279 | 1 | 292 | 1 | 319 | 1 | 310 | 1 | 311 | 1 | 406 | 1 | 366 | 1 | 393 | 1 | 355 | 1 | 401 | 1 | 402 | 1 | 540 | 1 | 308 | 1 | 346.6875 | 16
DEER2020 | NE-HVAC-airHP-SpltPkg-135to239kBtuh-12p0eer-3p2cop | Cap-Tons | Asm | New | cDXHP | 280 | 1 | 278 | 1 | 295 | 1 | 274 | 1 | 288 | 1 | 315 | 1 | 306 | 1 | 302 | 1 | 401 | 1 | 366 | 1 | 395 | 1 | 355 | 1 | 402 | 1 | 402 | 1 | 506 | 1 | 304 | 1 | 341.8125 | 16
DEER2020 | NE-HVAC-airHP-SpltPkg-135to239kBtuh-12p0eer-3p2cop | Cap-Tons | ECC | Old | cDXHP | 947 | 1 | 897 | 1 | 1010 | 1 | 909 | 1 | 997 | 1 | 1050 | 1 | 1040 | 1 | 953 | 1 | 1150 | 1 | 1070 | 1 | 1040 | 1 | 949 | 1 | 1050 | 1 | 1100 | 1 | 1460 | 1 | 1060 | 1 | 1042.625 | 16
DEER2020 | NE-HVAC-airHP-SpltPkg-135to239kBtuh-12p0eer-3p2cop | Cap-Tons | ECC | Ex | cDXHP | 762 | 1 | 773 | 1 | 863 | 1 | 809 | 1 | 842 | 1 | 903 | 1 | 896 | 1 | 857 | 1 | 1050 | 1 | 939 | 1 | 922 | 1 | 840 | 1 | 940 | 1 | 986 | 1 | 1320 | 1 | 875 | 1 | 911.0625 | 16
DEER2020 | NE-HVAC-airHP-SpltPkg-135to239kBtuh-12p0eer-3p2cop | Cap-Tons | ECC | Rec | cDXHP | 710 | 1 | 737 | 1 | 765 | 1 | 746 | 1 | 746 | 1 | 803 | 1 | 793 | 1 | 796 | 1 | 979 | 1 | 896 | 1 | 861 | 1 | 794 | 1 | 885 | 1 | 928 | 1 | 1250 | 1 | 800 | 1 | 843.0625 | 16
DEER2020 | NE-HVAC-airHP-SpltPkg-135to239kBtuh-12p0eer-3p2cop | Cap-Tons | ECC | New | cDXHP | 676 | 1 | 715 | 1 | 730 | 1 | 724 | 1 | 710 | 1 | 765 | 1 | 754 | 1 | 753 | 1 | 940 | 1 | 861 | 1 | 827 | 1 | 765 | 1 | 849 | 1 | 890 | 1 | 1200 | 1 | 766 | 1 | 807.8125 | 16
DEER2020 | NE-HVAC-airHP-SpltPkg-135to239kBtuh-12p0eer-3p2cop | Cap-Tons | EPr | Old | cDXHP | 152 | 1 | 151 | 1 | 163 | 1 | 152 | 1 | 159 | 1 | 174 | 1 | 171 | 1 | 162 | 1 | 204 | 1 | 186 | 1 | 180 | 1 | 161 | 1 | 181 | 1 | 192 | 1 | 265 | 1 | 171 | 1 | 176.5 | 16
DEER2020 | NE-HVAC-airHP-SpltPkg-135to239kBtuh-12p0eer-3p2cop | Cap-Tons | EPr | Ex | cDXHP | 121 | 1 | 127 | 1 | 139 | 1 | 133 | 1 | 135 | 1 | 148 | 1 | 146 | 1 | 145 | 1 | 184 | 1 | 159 | 1 | 158 | 1 | 141 | 1 | 160 | 1 | 171 | 1 | 243 | 1 | 142 | 1 | 153.25 | 16
DEER2020 | NE-HVAC-airHP-SpltPkg-135to239kBtuh-12p0eer-3p2cop | Cap-Tons | EPr | Rec | cDXHP | 113 | 1 | 118 | 1 | 123 | 1 | 119 | 1 | 119 | 1 | 131 | 1 | 129 | 1 | 129 | 1 | 162 | 1 | 145 | 1 | 144 | 1 | 130 | 1 | 149 | 1 | 158 | 1 | 226 | 1 | 130 | 1 | 139.0625 | 16
DEER2020 | NE-HVAC-airHP-SpltPkg-135to239kBtuh-12p0eer-3p2cop | Cap-Tons | EPr | New | cDXHP | 103 | 1 | 111 | 1 | 113 | 1 | 112 | 1 | 109 | 1 | 121 | 1 | 118 | 1 | 122 | 1 | 156 | 1 | 140 | 1 | 137 | 1 | 122 | 1 | 142 | 1 | 153 | 1 | 213 | 1 | 121 | 1 | 130.8125 | 16
DEER2020 | NE-HVAC-airHP-SpltPkg-135to239kBtuh-12p0eer-3p2cop | Cap-Tons | ERC | Old | cDXHP | 5.14 | 1 | 5.76 | 1 | 5.86 | 1 | 6.14 | 1 | 5.52 | 1 | 6.37 | 1 | 6.13 | 1 | 6.47 | 1 | 8.43 | 1 | 7.73 | 1 | 7.79 | 1 | 6.71 | 1 | 7.7 | 1 | 8.21 | 1 | 11 | 1 | 6.13 | 1 | 6.9431 | 16
DEER2020 | NE-HVAC-airHP-SpltPkg-135to239kBtuh-12p0eer-3p2cop | Cap-Tons | ERC | Ex | cDXHP | 4.74 | 1 | 5.34 | 1 | 5.66 | 1 | 5.9 | 1 | 5.33 | 1 | 6.15 | 1 | 5.93 | 1 | 6.26 | 1 | 8.08 | 1 | 7.14 | 1 | 7.35 | 1 | 6.33 | 1 | 7.27 | 1 | 7.77 | 1 | 10.4 | 1 | 5.74 | 1 | 6.5869 | 16
DEER2020 | NE-HVAC-airHP-SpltPkg-135to239kBtuh-12p0eer-3p2cop | Cap-Tons | ERC | Rec | cDXHP | 4.58 | 1 | 4.81 | 1 | 5.25 | 1 | 5.23 | 1 | 4.92 | 1 | 5.75 | 1 | 5.53 | 1 | 5.64 | 1 | 7.1 | 1 | 6.59 | 1 | 6.89 | 1 | 5.9 | 1 | 6.72 | 1 | 7.16 | 1 | 9.35 | 1 | 5.44 | 1 | 6.0537 | 16
DEER2020 | NE-HVAC-airHP-SpltPkg-135to239kBtuh-12p0eer-3p2cop | Cap-Tons | ERC | New | cDXHP | 4.61 | 1 | 4.94 | 1 | 5.09 | 1 | 5.11 | 1 | 4.76 | 1 | 5.6 | 1 | 5.38 | 1 | 5.82 | 1 | 7.54 | 1 | 6.69 | 1 | 6.64 | 1 | 5.77 | 1 | 6.88 | 1 | 7.38 | 1 | 10 | 1 | 5.32 | 1 | 6.0956 | 16
DEER2020 | NE-HVAC-airHP-SpltPkg-135to239kBtuh-12p0eer-3p2cop | Cap-Tons | ESe | Old | cDXHP | 451 | 1 | 447 | 1 | 481 | 1 | 457 | 1 | 469 | 1 | 495 | 1 | 485 | 1 | 461 | 1 | 570 | 1 | 523 | 1 | 506 | 1 | 468 | 1 | 511 | 1 | 544 | 1 | 735 | 1 | 513 | 1 | 507.25 | 16
DEER2020 | NE-HVAC-airHP-SpltPkg-135to239kBtuh-12p0eer-3p2cop | Cap-Tons | ESe | Ex | cDXHP | 384 | 1 | 406 | 1 | 452 | 1 | 433 | 1 | 440 | 1 | 472 | 1 | 464 | 1 | 446 | 1 | 552 | 1 | 475 | 1 | 465 | 1 | 433 | 1 | 473 | 1 | 504 | 1 | 689 | 1 | 451 | 1 | 471.1875 | 16
DEER2020 | NE-HVAC-airHP-SpltPkg-135to239kBtuh-12p0eer-3p2cop | Cap-Tons | ESe | Rec | cDXHP | 363 | 1 | 394 | 1 | 393 | 1 | 400 | 1 | 380 | 1 | 408 | 1 | 399 | 1 | 404 | 1 | 504 | 1 | 456 | 1 | 439 | 1 | 415 | 1 | 451 | 1 | 478 | 1 | 654 | 1 | 415 | 1 | 434.5625 | 16
DEER2020 | NE-HVAC-airHP-SpltPkg-135to239kBtuh-12p0eer-3p2cop | Cap-Tons | ESe | New | cDXHP | 342 | 1 | 385 | 1 | 374 | 1 | 392 | 1 | 360 | 1 | 389 | 1 | 380 | 1 | 387 | 1 | 490 | 1 | 444 | 1 | 426 | 1 | 402 | 1 | 437 | 1 | 464 | 1 | 630 | 1 | 396 | 1 | 418.625 | 16
DEER2020 | NE-HVAC-airHP-SpltPkg-135to239kBtuh-12p0eer-3p2cop | Cap-Tons | EUn | Old | cDXHP | 2610 | 1 | 2430 | 1 | 2780 | 1 | 2480 | 1 | 2740 | 1 | 2870 | 1 | 2810 | 1 | 2530 | 1 | 3090 | 1 | 2890 | 1 | 2820 | 1 | 2580 | 1 | 2870 | 1 | 2960 | 1 | 3890 | 1 | 2920 | 1 | 2829.375 | 16
DEER2020 | NE-HVAC-airHP-SpltPkg-135to239kBtuh-12p0eer-3p2cop | Cap-Tons | EUn | Ex | cDXHP | 2060 | 1 | 2030 | 1 | 2290 | 1 | 2150 | 1 | 2240 | 1 | 2380 | 1 | 2350 | 1 | 2220 | 1 | 2740 | 1 | 2440 | 1 | 2420 | 1 | 2200 | 1 | 2460 | 1 | 2540 | 1 | 3410 | 1 | 2310 | 1 | 2390 | 16
DEER2020 | NE-HVAC-airHP-SpltPkg-135to239kBtuh-12p0eer-3p2cop | Cap-Tons | EUn | Rec | cDXHP | 1890 | 1 | 1910 | 1 | 2000 | 1 | 1950 | 1 | 1950 | 1 | 2080 | 1 | 2040 | 1 | 2000 | 1 | 2490 | 1 | 2290 | 1 | 2210 | 1 | 2050 | 1 | 2270 | 1 | 2350 | 1 | 3170 | 1 | 2050 | 1 | 2168.75 | 16
DEER2020 | NE-HVAC-airHP-SpltPkg-135to239kBtuh-12p0eer-3p2cop | Cap-Tons | EUn | New | cDXHP | 1800 | 1 | 1870 | 1 | 1910 | 1 | 1910 | 1 | 1870 | 1 | 1980 | 1 | 1950 | 1 | 1910 | 1 | 2410 | 1 | 2220 | 1 | 2150 | 1 | 1990 | 1 | 2210 | 1 | 2290 | 1 | 3030 | 1 | 1970 | 1 | 2091.875 | 16
DEER2020 | NE-HVAC-airHP-SpltPkg-135to239kBtuh-12p0eer-3p2cop | Cap-Tons | Gro | Old | cDXHP | 50.2 | 1 | 101 | 1 | 70.5 | 1 | 91.8 | 1 | 62 | 1 | 92.5 | 1 | 65.2 | 1 | 96.2 | 1 | 130 | 1 | 119 | 1 | 124 | 1 | 127 | 1 | 127 | 1 | 136 | 1 | 174 | 1 | 76.9 | 1 | 102.7062 | 16
DEER2020 | NE-HVAC-airHP-SpltPkg-135to239kBtuh-12p0eer-3p2cop | Cap-Tons | Gro | Ex | cDXHP | 46.8 | 1 | 94.7 | 1 | 67.2 | 1 | 87.2 | 1 | 59.4 | 1 | 91.2 | 1 | 65.6 | 1 | 95.9 | 1 | 125 | 1 | 111 | 1 | 115 | 1 | 121 | 1 | 119 | 1 | 127 | 1 | 163 | 1 | 70.4 | 1 | 97.4625 | 16
DEER2020 | NE-HVAC-airHP-SpltPkg-135to239kBtuh-12p0eer-3p2cop | Cap-Tons | Gro | Rec | cDXHP | 41.9 | 1 | 88 | 1 | 61.1 | 1 | 79.5 | 1 | 53.3 | 1 | 82.9 | 1 | 56.1 | 1 | 83.9 | 1 | 119 | 1 | 103 | 1 | 102 | 1 | 111 | 1 | 108 | 1 | 116 | 1 | 149 | 1 | 61.5 | 1 | 88.5125 | 16
DEER2020 | NE-HVAC-airHP-SpltPkg-135to239kBtuh-12p0eer-3p2cop | Cap-Tons | Gro | New | cDXHP | 40.2 | 1 | 88.3 | 1 | 59.8 | 1 | 79.8 | 1 | 53.5 | 1 | 85.4 | 1 | 56.2 | 1 | 84.3 | 1 | 118 | 1 | 104 | 1 | 105 | 1 | 111 | 1 | 108 | 1 | 116 | 1 | 146 | 1 | 62.3 | 1 | 88.6125 | 16
DEER2020 | NE-HVAC-airHP-SpltPkg-135to239kBtuh-12p0eer-3p2cop | Cap-Tons | Hsp | Old | cDXHP | 697 | 1 | 702 | 1 | 698 | 1 | 702 | 1 | 699 | 1 | 703 | 1 | 701 | 1 | 706 | 1 | 731 | 1 | 715 | 1 | 727 | 1 | 709 | 1 | 730 | 1 | 732 | 1 | 815 | 1 | 701 | 1 | 716.75 | 16
DEER2020 | NE-HVAC-airHP-SpltPkg-135to239kBtuh-12p0eer-3p2cop | Cap-Tons | Hsp | Ex | cDXHP | 695 | 1 | 696 | 1 | 696 | 1 | 697 | 1 | 696 | 1 | 699 | 1 | 698 | 1 | 700 | 1 | 719 | 1 | 697 | 1 | 703 | 1 | 696 | 1 | 704 | 1 | 704 | 1 | 775 | 1 | 696 | 1 | 704.4375 | 16
DEER2020 | NE-HVAC-airHP-SpltPkg-135to239kBtuh-12p0eer-3p2cop | Cap-Tons | Hsp | Rec | cDXHP | 695 | 1 | 695 | 1 | 695 | 1 | 695 | 1 | 695 | 1 | 695 | 1 | 695 | 1 | 695 | 1 | 700 | 1 | 696 | 1 | 698 | 1 | 695 | 1 | 698 | 1 | 699 | 1 | 748 | 1 | 695 | 1 | 699.3125 | 16
DEER2020 | NE-HVAC-airHP-SpltPkg-135to239kBtuh-12p0eer-3p2cop | Cap-Tons | Hsp | New | cDXHP | 680 | 1 | 680 | 1 | 680 | 1 | 680 | 1 | 680 | 1 | 680 | 1 | 680 | 1 | 680 | 1 | 681 | 1 | 680 | 1 | 680 | 1 | 680 | 1 | 680 | 1 | 680 | 1 | 713 | 1 | 680 | 1 | 682.125 | 16
DEER2020 | NE-HVAC-airHP-SpltPkg-135to239kBtuh-12p0eer-3p2cop | Cap-Tons | Htl | Old | cDXHP | 120 | 1 | 101 | 1 | 125 | 1 | 102 | 1 | 125 | 1 | 128 | 1 | 126 | 1 | 105 | 1 | 126 | 1 | 118 | 1 | 126 | 1 | 114 | 1 | 127 | 1 | 127 | 1 | 161 | 1 | 128 | 1 | 122.4375 | 16
DEER2020 | NE-HVAC-airHP-SpltPkg-135to239kBtuh-12p0eer-3p2cop | Cap-Tons | Htl | Ex | cDXHP | 102 | 1 | 87.3 | 1 | 107 | 1 | 89.2 | 1 | 106 | 1 | 109 | 1 | 108 | 1 | 92.2 | 1 | 113 | 1 | 103 | 1 | 110 | 1 | 100 | 1 | 112 | 1 | 113 | 1 | 146 | 1 | 107 | 1 | 106.5438 | 16
DEER2020 | NE-HVAC-airHP-SpltPkg-135to239kBtuh-12p0eer-3p2cop | Cap-Tons | Htl | Rec | cDXHP | 96.4 | 1 | 83.6 | 1 | 99.1 | 1 | 84.1 | 1 | 98.5 | 1 | 102 | 1 | 101 | 1 | 86.3 | 1 | 107 | 1 | 98.6 | 1 | 104 | 1 | 95.5 | 1 | 106 | 1 | 107 | 1 | 138 | 1 | 101 | 1 | 100.5062 | 16
DEER2020 | NE-HVAC-airHP-SpltPkg-135to239kBtuh-12p0eer-3p2cop | Cap-Tons | Htl | New | cDXHP | 54.8 | 1 | 55.5 | 1 | 57.4 | 1 | 56.7 | 1 | 56.9 | 1 | 59.8 | 1 | 58.9 | 1 | 53.2 | 1 | 71.3 | 1 | 64.7 | 1 | 69 | 1 | 62 | 1 | 71.1 | 1 | 70.9 | 1 | 93 | 1 | 59 | 1 | 63.3875 | 16
DEER2020 | NE-HVAC-airHP-SpltPkg-135to239kBtuh-12p0eer-3p2cop | Cap-Tons | MBT | Old | cDXHP | 349 | 1 | 377 | 1 | 367 | 1 | 376 | 1 | 366 | 1 | 385 | 1 | 378 | 1 | 389 | 1 | 475 | 1 | 447 | 1 | 482 | 1 | 439 | 1 | 486 | 1 | 488 | 1 | 606 | 1 | 385 | 1 | 424.6875 | 16
DEER2020 | NE-HVAC-airHP-SpltPkg-135to239kBtuh-12p0eer-3p2cop | Cap-Tons | MBT | Ex | cDXHP | 318 | 1 | 342 | 1 | 348 | 1 | 352 | 1 | 346 | 1 | 375 | 1 | 368 | 1 | 379 | 1 | 459 | 1 | 402 | 1 | 443 | 1 | 402 | 1 | 446 | 1 | 450 | 1 | 566 | 1 | 348 | 1 | 396.5 | 16
DEER2020 | NE-HVAC-airHP-SpltPkg-135to239kBtuh-12p0eer-3p2cop | Cap-Tons | MLI | Old | cDXHP | 224 | 1 | 230 | 1 | 230 | 1 | 234 | 1 | 228 | 1 | 239 | 1 | 225 | 1 | 229 | 1 | 280 | 1 | 264 | 1 | 289 | 1 | 265 | 1 | 290 | 1 | 289 | 1 | 365 | 1 | 278 | 1 | 259.9375 | 16
DEER2020 | NE-HVAC-airHP-SpltPkg-135to239kBtuh-12p0eer-3p2cop | Cap-Tons | MLI | Ex | cDXHP | 217 | 1 | 223 | 1 | 223 | 1 | 227 | 1 | 223 | 1 | 242 | 1 | 226 | 1 | 229 | 1 | 276 | 1 | 253 | 1 | 269 | 1 | 253 | 1 | 273 | 1 | 270 | 1 | 343 | 1 | 254 | 1 | 250.0625 | 16
DEER2020 | NE-HVAC-airHP-SpltPkg-135to239kBtuh-12p0eer-3p2cop | Cap-Tons | MLI | Rec | cDXHP | 205 | 1 | 212 | 1 | 214 | 1 | 215 | 1 | 212 | 1 | 224 | 1 | 210 | 1 | 215 | 1 | 255 | 1 | 239 | 1 | 237 | 1 | 234 | 1 | 246 | 1 | 239 | 1 | 307 | 1 | 216 | 1 | 230 | 16
DEER2020 | NE-HVAC-airHP-SpltPkg-135to239kBtuh-12p0eer-3p2cop | Cap-Tons | MLI | New | cDXHP | 206 | 1 | 209 | 1 | 214 | 1 | 212 | 1 | 212 | 1 | 218 | 1 | 204 | 1 | 210 | 1 | 250 | 1 | 236 | 1 | 235 | 1 | 232 | 1 | 244 | 1 | 235 | 1 | 302 | 1 | 213 | 1 | 227 | 16
DEER2020 | NE-HVAC-airHP-SpltPkg-135to239kBtuh-12p0eer-3p2cop | Cap-Tons | Mtl | Old | cDXHP | 10.5 | 1 | 8.93 | 1 | 11.2 | 1 | 8.91 | 1 | 11.1 | 1 | 11.5 | 1 | 11.4 | 1 | 9.22 | 1 | 11 | 1 | 10.5 | 1 | 11 | 1 | 9.87 | 1 | 11.1 | 1 | 10.8 | 1 | 13.8 | 1 | 11.2 | 1 | 10.7519 | 16
DEER2020 | NE-HVAC-airHP-SpltPkg-135to239kBtuh-12p0eer-3p2cop | Cap-Tons | Mtl | Ex | cDXHP | 8.56 | 1 | 6.66 | 1 | 9.07 | 1 | 6.82 | 1 | 8.92 | 1 | 9.24 | 1 | 9.14 | 1 | 6.98 | 1 | 8.52 | 1 | 7.99 | 1 | 8.6 | 1 | 7.78 | 1 | 8.66 | 1 | 8.55 | 1 | 11.4 | 1 | 8.96 | 1 | 8.4906 | 16
DEER2020 | NE-HVAC-airHP-SpltPkg-135to239kBtuh-12p0eer-3p2cop | Cap-Tons | Mtl | Rec | cDXHP | 7.92 | 1 | 6 | 1 | 8.26 | 1 | 6.06 | 1 | 8.17 | 1 | 8.47 | 1 | 8.41 | 1 | 6.33 | 1 | 7.83 | 1 | 7.29 | 1 | 7.74 | 1 | 7.07 | 1 | 7.9 | 1 | 7.79 | 1 | 10.4 | 1 | 8.26 | 1 | 7.7438 | 16
DEER2020 | NE-HVAC-airHP-SpltPkg-135to239kBtuh-12p0eer-3p2cop | Cap-Tons | Mtl | New | cDXHP | 7.85 | 1 | 5.99 | 1 | 8.19 | 1 | 6.06 | 1 | 8.1 | 1 | 8.4 | 1 | 8.35 | 1 | 6.25 | 1 | 7.82 | 1 | 7.23 | 1 | 7.7 | 1 | 7.05 | 1 | 7.9 | 1 | 7.79 | 1 | 10.5 | 1 | 8.19 | 1 | 7.7106 | 16
DEER2020 | NE-HVAC-airHP-SpltPkg-135to239kBtuh-12p0eer-3p2cop | Cap-Tons | Nrs | Old | cDXHP | 105 | 1 | 109 | 1 | 107 | 1 | 109 | 1 | 107 | 1 | 109 | 1 | 109 | 1 | 111 | 1 | 114 | 1 | 112 | 1 | 113 | 1 | 110 | 1 | 113 | 1 | 113 | 1 | 127 | 1 | 108 | 1 | 111 | 16
DEER2020 | NE-HVAC-airHP-SpltPkg-135to239kBtuh-12p0eer-3p2cop | Cap-Tons | Nrs | Ex | cDXHP | 101 | 1 | 102 | 1 | 104 | 1 | 106 | 1 | 104 | 1 | 107 | 1 | 106 | 1 | 107 | 1 | 110 | 1 | 103 | 1 | 104 | 1 | 103 | 1 | 105 | 1 | 105 | 1 | 116 | 1 | 102 | 1 | 105.3125 | 16
DEER2020 | NE-HVAC-airHP-SpltPkg-135to239kBtuh-12p0eer-3p2cop | Cap-Tons | Nrs | Rec | cDXHP | 101 | 1 | 101 | 1 | 101 | 1 | 101 | 1 | 101 | 1 | 101 | 1 | 101 | 1 | 101 | 1 | 103 | 1 | 102 | 1 | 102 | 1 | 102 | 1 | 103 | 1 | 103 | 1 | 112 | 1 | 101 | 1 | 102.25 | 16
DEER2020 | NE-HVAC-airHP-SpltPkg-135to239kBtuh-12p0eer-3p2cop | Cap-Tons | Nrs | New | cDXHP | 95.9 | 1 | 95.9 | 1 | 95.9 | 1 | 95.9 | 1 | 95.9 | 1 | 95.9 | 1 | 95.9 | 1 | 95.9 | 1 | 96.8 | 1 | 96.2 | 1 | 96.5 | 1 | 96.1 | 1 | 96.8 | 1 | 97 | 1 | 104 | 1 | 95.9 | 1 | 96.6562 | 16
DEER2020 | NE-HVAC-airHP-SpltPkg-135to239kBtuh-12p0eer-3p2cop | Cap-Tons | OfL | Old | cDXHP | 589 | 1 | 525 | 1 | 624 | 1 | 527 | 1 | 619 | 1 | 658 | 1 | 643 | 1 | 566 | 1 | 643 | 1 | 606 | 1 | 627 | 1 | 581 | 1 | 638 | 1 | 644 | 1 | 767 | 1 | 664 | 1 | 620.0625 | 16
DEER2020 | NE-HVAC-airHP-SpltPkg-135to239kBtuh-12p0eer-3p2cop | Cap-Tons | OfL | Ex | cDXHP | 463 | 1 | 419 | 1 | 510 | 1 | 444 | 1 | 506 | 1 | 542 | 1 | 531 | 1 | 476 | 1 | 548 | 1 | 489 | 1 | 515 | 1 | 481 | 1 | 523 | 1 | 526 | 1 | 637 | 1 | 518 | 1 | 508 | 16
DEER2020 | NE-HVAC-airHP-SpltPkg-135to239kBtuh-12p0eer-3p2cop | Cap-Tons | OfL | Rec | cDXHP | 446 | 1 | 399 | 1 | 468 | 1 | 404 | 1 | 461 | 1 | 497 | 1 | 487 | 1 | 438 | 1 | 508 | 1 | 471 | 1 | 497 | 1 | 462 | 1 | 505 | 1 | 510 | 1 | 619 | 1 | 502 | 1 | 479.625 | 16
DEER2020 | NE-HVAC-airHP-SpltPkg-135to239kBtuh-12p0eer-3p2cop | Cap-Tons | OfL | New | cDXHP | 438 | 1 | 397 | 1 | 459 | 1 | 400 | 1 | 453 | 1 | 489 | 1 | 478 | 1 | 429 | 1 | 503 | 1 | 468 | 1 | 498 | 1 | 462 | 1 | 505 | 1 | 511 | 1 | 619 | 1 | 495 | 1 | 475.25 | 16
DEER2020 | NE-HVAC-airHP-SpltPkg-135to239kBtuh-12p0eer-3p2cop | Cap-Tons | OfS | Old | cDXHP | 40.5 | 1 | 38.4 | 1 | 44.3 | 1 | 38.7 | 1 | 43.9 | 1 | 46.3 | 1 | 44.9 | 1 | 40.2 | 1 | 46 | 1 | 43.9 | 1 | 45.4 | 1 | 42.4 | 1 | 46.2 | 1 | 45.7 | 1 | 54.7 | 1 | 45.7 | 1 | 44.2 | 16
DEER2020 | NE-HVAC-airHP-SpltPkg-135to239kBtuh-12p0eer-3p2cop | Cap-Tons | OfS | Ex | cDXHP | 29.3 | 1 | 28.4 | 1 | 33.5 | 1 | 30.7 | 1 | 33.2 | 1 | 35.3 | 1 | 34.5 | 1 | 32.2 | 1 | 37.5 | 1 | 33.1 | 1 | 35.3 | 1 | 32.7 | 1 | 35.9 | 1 | 35.8 | 1 | 43.3 | 1 | 33.2 | 1 | 33.9937 | 16
DEER2020 | NE-HVAC-airHP-SpltPkg-135to239kBtuh-12p0eer-3p2cop | Cap-Tons | OfS | Rec | cDXHP | 26.1 | 1 | 25.3 | 1 | 27.9 | 1 | 25.7 | 1 | 27.5 | 1 | 29.5 | 1 | 28.7 | 1 | 27.7 | 1 | 32 | 1 | 29.9 | 1 | 31.6 | 1 | 29.4 | 1 | 32.5 | 1 | 32.7 | 1 | 39.4 | 1 | 29.5 | 1 | 29.7125 | 16
DEER2020 | NE-HVAC-airHP-SpltPkg-135to239kBtuh-12p0eer-3p2cop | Cap-Tons | OfS | New | cDXHP | 25.7 | 1 | 25.3 | 1 | 27.4 | 1 | 25.5 | 1 | 27 | 1 | 29 | 1 | 28.2 | 1 | 27.2 | 1 | 31.8 | 1 | 29.8 | 1 | 31.7 | 1 | 29.5 | 1 | 32.5 | 1 | 32.7 | 1 | 39.2 | 1 | 29.1 | 1 | 29.475 | 16
DEER2020 | NE-HVAC-airHP-SpltPkg-135to239kBtuh-12p0eer-3p2cop | Cap-Tons | RFF | Old | cDXHP | 19.5 | 1 | 18.6 | 1 | 20 | 1 | 19.2 | 1 | 19.8 | 1 | 20.4 | 1 | 20.2 | 1 | 15 | 1 | 19.9 | 1 | 17.3 | 1 | 19.7 | 1 | 19.8 | 1 | 19.9 | 1 | 20.1 | 1 | 29.5 | 1 | 20.5 | 1 | 19.9625 | 16
DEER2020 | NE-HVAC-airHP-SpltPkg-135to239kBtuh-12p0eer-3p2cop | Cap-Tons | RFF | Ex | cDXHP | 18.7 | 1 | 17.6 | 1 | 19.3 | 1 | 18.4 | 1 | 19.1 | 1 | 19.6 | 1 | 19.4 | 1 | 14.4 | 1 | 19.1 | 1 | 16 | 1 | 18.3 | 1 | 18.8 | 1 | 18.6 | 1 | 19 | 1 | 28.1 | 1 | 19.5 | 1 | 18.9937 | 16
DEER2020 | NE-HVAC-airHP-SpltPkg-135to239kBtuh-12p0eer-3p2cop | Cap-Tons | RFF | Rec | cDXHP | 18.6 | 1 | 17.7 | 1 | 19 | 1 | 18.2 | 1 | 18.8 | 1 | 19.2 | 1 | 19.1 | 1 | 14.1 | 1 | 18.3 | 1 | 15.6 | 1 | 17.5 | 1 | 18.5 | 1 | 17.9 | 1 | 18.5 | 1 | 27.3 | 1 | 19.4 | 1 | 18.6062 | 16
DEER2020 | NE-HVAC-airHP-SpltPkg-135to239kBtuh-12p0eer-3p2cop | Cap-Tons | RFF | New | cDXHP | 6 | 1 | 6.52 | 1 | 6.87 | 1 | 6.62 | 1 | 6.46 | 1 | 7.49 | 1 | 7.25 | 1 | 6.84 | 1 | 9.05 | 1 | 8.09 | 1 | 8.72 | 1 | 7.89 | 1 | 8.88 | 1 | 8.77 | 1 | 12 | 1 | 7.21 | 1 | 7.7912 | 16
DEER2020 | NE-HVAC-airHP-SpltPkg-135to239kBtuh-12p0eer-3p2cop | Cap-Tons | RSD | Old | cDXHP | 27.1 | 1 | 23 | 1 | 27.7 | 1 | 22.5 | 1 | 27.5 | 1 | 28.2 | 1 | 27.9 | 1 | 25.6 | 1 | 34.4 | 1 | 31 | 1 | 34.2 | 1 | 29.8 | 1 | 34.5 | 1 | 34.8 | 1 | 47.6 | 1 | 28.3 | 1 | 30.2563 | 16
DEER2020 | NE-HVAC-airHP-SpltPkg-135to239kBtuh-12p0eer-3p2cop | Cap-Tons | RSD | Ex | cDXHP | 26.3 | 1 | 21.5 | 1 | 27.3 | 1 | 21.7 | 1 | 27.2 | 1 | 27.8 | 1 | 27.5 | 1 | 25.3 | 1 | 33.6 | 1 | 29.3 | 1 | 32.6 | 1 | 28.3 | 1 | 32.9 | 1 | 33.3 | 1 | 45.8 | 1 | 27.2 | 1 | 29.225 | 16
DEER2020 | NE-HVAC-airHP-SpltPkg-135to239kBtuh-12p0eer-3p2cop | Cap-Tons | RSD | Rec | cDXHP | 26.1 | 1 | 20.6 | 1 | 26.5 | 1 | 20.2 | 1 | 26.4 | 1 | 26.9 | 1 | 26.7 | 1 | 23.8 | 1 | 31.5 | 1 | 28.2 | 1 | 31.3 | 1 | 27.2 | 1 | 31.7 | 1 | 32 | 1 | 44.4 | 1 | 27 | 1 | 28.1562 | 16
DEER2020 | NE-HVAC-airHP-SpltPkg-135to239kBtuh-12p0eer-3p2cop | Cap-Tons | RSD | New | cDXHP | 10.1 | 1 | 10.9 | 1 | 11 | 1 | 10.8 | 1 | 10.7 | 1 | 12.1 | 1 | 11.8 | 1 | 12.6 | 1 | 16.2 | 1 | 14.7 | 1 | 16.3 | 1 | 14.3 | 1 | 16.6 | 1 | 16.7 | 1 | 22.1 | 1 | 11.7 | 1 | 13.6625 | 16
DEER2020 | NE-HVAC-airHP-SpltPkg-135to239kBtuh-12p0eer-3p2cop | Cap-Tons | Rt3 | Old | cDXHP | 210 | 1 | 244 | 1 | 220 | 1 | 246 | 1 | 220 | 1 | 237 | 1 | 231 | 1 | 265 | 1 | 330 | 1 | 304 | 1 | 336 | 1 | 301 | 1 | 337 | 1 | 340 | 1 | 434 | 1 | 243 | 1 | 281.125 | 16
DEER2020 | NE-HVAC-airHP-SpltPkg-135to239kBtuh-12p0eer-3p2cop | Cap-Tons | Rt3 | Ex | cDXHP | 202 | 1 | 237 | 1 | 214 | 1 | 240 | 1 | 214 | 1 | 231 | 1 | 225 | 1 | 260 | 1 | 324 | 1 | 295 | 1 | 321 | 1 | 292 | 1 | 323 | 1 | 324 | 1 | 417 | 1 | 229 | 1 | 271.75 | 16
DEER2020 | NE-HVAC-airHP-SpltPkg-135to239kBtuh-12p0eer-3p2cop | Cap-Tons | Rt3 | Rec | cDXHP | 188 | 1 | 225 | 1 | 201 | 1 | 227 | 1 | 200 | 1 | 217 | 1 | 211 | 1 | 247 | 1 | 309 | 1 | 283 | 1 | 295 | 1 | 276 | 1 | 302 | 1 | 299 | 1 | 387 | 1 | 205 | 1 | 254.5 | 16
DEER2020 | NE-HVAC-airHP-SpltPkg-135to239kBtuh-12p0eer-3p2cop | Cap-Tons | Rt3 | New | cDXHP | 181 | 1 | 219 | 1 | 193 | 1 | 219 | 1 | 193 | 1 | 210 | 1 | 204 | 1 | 237 | 1 | 302 | 1 | 276 | 1 | 288 | 1 | 269 | 1 | 295 | 1 | 291 | 1 | 377 | 1 | 198 | 1 | 247 | 16
DEER2020 | NE-HVAC-airHP-SpltPkg-135to239kBtuh-12p0eer-3p2cop | Cap-Tons | RtL | Old | cDXHP | 183 | 1 | 216 | 1 | 189 | 1 | 211 | 1 | 189 | 1 | 199 | 1 | 195 | 1 | 233 | 1 | 292 | 1 | 270 | 1 | 296 | 1 | 265 | 1 | 298 | 1 | 300 | 1 | 387 | 1 | 202 | 1 | 245.3125 | 16
DEER2020 | NE-HVAC-airHP-SpltPkg-135to239kBtuh-12p0eer-3p2cop | Cap-Tons | RtL | Ex | cDXHP | 176 | 1 | 209 | 1 | 184 | 1 | 204 | 1 | 183 | 1 | 195 | 1 | 191 | 1 | 232 | 1 | 288 | 1 | 259 | 1 | 285 | 1 | 256 | 1 | 286 | 1 | 288 | 1 | 374 | 1 | 192 | 1 | 237.625 | 16
DEER2020 | NE-HVAC-airHP-SpltPkg-135to239kBtuh-12p0eer-3p2cop | Cap-Tons | RtS | Old | cDXHP | 16 | 1 | 18.5 | 1 | 17 | 1 | 18.7 | 1 | 16.5 | 1 | 18 | 1 | 17.4 | 1 | 19.5 | 1 | 24.5 | 1 | 23 | 1 | 24.9 | 1 | 22.2 | 1 | 25.2 | 1 | 25.1 | 1 | 31.6 | 1 | 19.2 | 1 | 21.0813 | 16
DEER2020 | NE-HVAC-airHP-SpltPkg-135to239kBtuh-12p0eer-3p2cop | Cap-Tons | RtS | Ex | cDXHP | 13 | 1 | 15.3 | 1 | 14.4 | 1 | 16 | 1 | 14 | 1 | 15.4 | 1 | 14.8 | 1 | 17.3 | 1 | 21.6 | 1 | 19.3 | 1 | 21.2 | 1 | 19.1 | 1 | 21.5 | 1 | 21.4 | 1 | 27.5 | 1 | 15.6 | 1 | 17.9625 | 16
DEER2020 | NE-HVAC-airHP-SpltPkg-135to239kBtuh-12p0eer-3p2cop | Cap-Tons | RtS | Rec | cDXHP | 12.2 | 1 | 14.4 | 1 | 13.1 | 1 | 14.4 | 1 | 12.9 | 1 | 14 | 1 | 13.7 | 1 | 15.2 | 1 | 19.3 | 1 | 18.1 | 1 | 19.5 | 1 | 17.7 | 1 | 19.8 | 1 | 19.5 | 1 | 25.3 | 1 | 14.3 | 1 | 16.4625 | 16
DEER2020 | NE-HVAC-airHP-SpltPkg-135to239kBtuh-12p0eer-3p2cop | Cap-Tons | RtS | New | cDXHP | 12 | 1 | 14.4 | 1 | 12.8 | 1 | 14.2 | 1 | 12.6 | 1 | 13.8 | 1 | 13.5 | 1 | 15.6 | 1 | 19.8 | 1 | 18.1 | 1 | 19.2 | 1 | 17.4 | 1 | 19.8 | 1 | 19.4 | 1 | 25.8 | 1 | 14.1 | 1 | 16.4062 | 16
DEER2020 | NE-HVAC-airHP-SpltPkg-135to239kBtuh-12p0eer-3p2cop | Cap-Tons | SCn | Old | cDXHP | 369 | 1 | 309 | 1 | 369 | 1 | 307 | 1 | 362 | 1 | 348 | 1 | 333 | 1 | 283 | 1 | 368 | 1 | 344 | 1 | 385 | 1 | 338 | 1 | 389 | 1 | 387 | 1 | 525 | 1 | 424 | 1 | 365 | 16
DEER2020 | NE-HVAC-airHP-SpltPkg-135to239kBtuh-12p0eer-3p2cop | Cap-Tons | SCn | Ex | cDXHP | 364 | 1 | 298 | 1 | 365 | 1 | 297 | 1 | 359 | 1 | 350 | 1 | 334 | 1 | 291 | 1 | 360 | 1 | 308 | 1 | 352 | 1 | 315 | 1 | 356 | 1 | 342 | 1 | 473 | 1 | 400 | 1 | 347.75 | 16
DEER2020 | NE-HVAC-airHP-SpltPkg-135to239kBtuh-12p0eer-3p2cop | Cap-Tons | SCn | Rec | cDXHP | 349 | 1 | 275 | 1 | 359 | 1 | 274 | 1 | 352 | 1 | 343 | 1 | 328 | 1 | 233 | 1 | 276 | 1 | 271 | 1 | 283 | 1 | 277 | 1 | 289 | 1 | 269 | 1 | 372 | 1 | 364 | 1 | 307.125 | 16
DEER2020 | NE-HVAC-airHP-SpltPkg-135to239kBtuh-12p0eer-3p2cop | Cap-Tons | SCn | New | cDXHP | 349 | 1 | 294 | 1 | 359 | 1 | 294 | 1 | 352 | 1 | 342 | 1 | 327 | 1 | 258 | 1 | 312 | 1 | 281 | 1 | 288 | 1 | 294 | 1 | 299 | 1 | 291 | 1 | 425 | 1 | 364 | 1 | 320.5625 | 16
DEER2020 | NE-HVAC-airHP-SpltPkg-240to759kBtuh-10p5eer-3p2cop | Cap-Tons | Com | Old | cDXHP | 476 | 1 | 348 | 1 | 417 | 1 | 331 | 1 | 494 | 1 | 400 | 1 | 369 | 1 | 382 | 1 | 456 | 1 | 328 | 1 | 448 | 1 | 342 | 1 | 391 | 1 | 389 | 1 | 449 | 1 | 562 | 1 | 411.375 | 16
DEER2020 | NE-HVAC-airHP-SpltPkg-240to759kBtuh-10p5eer-3p2cop | Cap-Tons | Com | Ex | cDXHP | 303 | 1 | 325 | 1 | 384 | 1 | 321 | 1 | 462 | 1 | 327 | 1 | 335 | 1 | 327 | 1 | 365 | 1 | 295 | 1 | 405 | 1 | 319 | 1 | 362 | 1 | 352 | 1 | 419 | 1 | 516 | 1 | 363.5625 | 16
DEER2020 | NE-HVAC-airHP-SpltPkg-240to759kBtuh-10p5eer-3p2cop | Cap-Tons | Com | Rec | cDXHP | 291 | 1 | 298 | 1 | 338 | 1 | 284 | 1 | 390 | 1 | 284 | 1 | 279 | 1 | 285 | 1 | 324 | 1 | 274 | 1 | 361 | 1 | 295 | 1 | 327 | 1 | 322 | 1 | 385 | 1 | 445 | 1 | 323.875 | 16
DEER2020 | NE-HVAC-airHP-SpltPkg-240to759kBtuh-10p5eer-3p2cop | Cap-Tons | Com | New | cDXHP | 278 | 1 | 303 | 1 | 328 | 1 | 292 | 1 | 372 | 1 | 275 | 1 | 268 | 1 | 285 | 1 | 328 | 1 | 280 | 1 | 372 | 1 | 303 | 1 | 334 | 1 | 325 | 1 | 383 | 1 | 427 | 1 | 322.0625 | 16
DEER2020 | NE-HVAC-airHP-SpltPkg-240to759kBtuh-10p5eer-3p2cop | Cap-Tons | Asm | Old | cDXHP | 336 | 1 | 332 | 1 | 368 | 1 | 329 | 1 | 358 | 1 | 386 | 1 | 375 | 1 | 358 | 1 | 463 | 1 | 422 | 1 | 462 | 1 | 412 | 1 | 466 | 1 | 469 | 1 | 621 | 1 | 395 | 1 | 409.5 | 16
DEER2020 | NE-HVAC-airHP-SpltPkg-240to759kBtuh-10p5eer-3p2cop | Cap-Tons | Asm | Ex | cDXHP | 296 | 1 | 298 | 1 | 345 | 1 | 311 | 1 | 335 | 1 | 370 | 1 | 359 | 1 | 347 | 1 | 447 | 1 | 383 | 1 | 421 | 1 | 375 | 1 | 426 | 1 | 429 | 1 | 574 | 1 | 341 | 1 | 378.5625 | 16
DEER2020 | NE-HVAC-airHP-SpltPkg-240to759kBtuh-10p5eer-3p2cop | Cap-Tons | Asm | Rec | cDXHP | 283 | 1 | 282 | 1 | 300 | 1 | 279 | 1 | 292 | 1 | 319 | 1 | 310 | 1 | 311 | 1 | 406 | 1 | 366 | 1 | 393 | 1 | 355 | 1 | 401 | 1 | 402 | 1 | 540 | 1 | 308 | 1 | 346.6875 | 16
DEER2020 | NE-HVAC-airHP-SpltPkg-240to759kBtuh-10p5eer-3p2cop | Cap-Tons | Asm | New | cDXHP | 280 | 1 | 288 | 1 | 295 | 1 | 286 | 1 | 288 | 1 | 315 | 1 | 306 | 1 | 302 | 1 | 398 | 1 | 364 | 1 | 397 | 1 | 360 | 1 | 403 | 1 | 400 | 1 | 521 | 1 | 304 | 1 | 344.1875 | 16
DEER2020 | NE-HVAC-airHP-SpltPkg-240to759kBtuh-10p5eer-3p2cop | Cap-Tons | ECC | Old | cDXHP | 947 | 1 | 897 | 1 | 1010 | 1 | 909 | 1 | 997 | 1 | 1050 | 1 | 1040 | 1 | 953 | 1 | 1150 | 1 | 1070 | 1 | 1040 | 1 | 949 | 1 | 1050 | 1 | 1100 | 1 | 1460 | 1 | 1060 | 1 | 1042.625 | 16
DEER2020 | NE-HVAC-airHP-SpltPkg-240to759kBtuh-10p5eer-3p2cop | Cap-Tons | ECC | Ex | cDXHP | 762 | 1 | 773 | 1 | 863 | 1 | 809 | 1 | 842 | 1 | 903 | 1 | 896 | 1 | 857 | 1 | 1050 | 1 | 939 | 1 | 922 | 1 | 840 | 1 | 940 | 1 | 986 | 1 | 1320 | 1 | 875 | 1 | 911.0625 | 16
DEER2020 | NE-HVAC-airHP-SpltPkg-240to759kBtuh-10p5eer-3p2cop | Cap-Tons | ECC | Rec | cDXHP | 710 | 1 | 737 | 1 | 765 | 1 | 746 | 1 | 746 | 1 | 803 | 1 | 793 | 1 | 796 | 1 | 979 | 1 | 896 | 1 | 861 | 1 | 794 | 1 | 885 | 1 | 928 | 1 | 1250 | 1 | 800 | 1 | 843.0625 | 16
DEER2020 | NE-HVAC-airHP-SpltPkg-240to759kBtuh-10p5eer-3p2cop | Cap-Tons | ECC | New | cDXHP | 676 | 1 | 734 | 1 | 730 | 1 | 751 | 1 | 711 | 1 | 765 | 1 | 754 | 1 | 770 | 1 | 962 | 1 | 893 | 1 | 890 | 1 | 806 | 1 | 886 | 1 | 923 | 1 | 1230 | 1 | 766 | 1 | 827.9375 | 16
DEER2020 | NE-HVAC-airHP-SpltPkg-240to759kBtuh-10p5eer-3p2cop | Cap-Tons | EPr | Old | cDXHP | 152 | 1 | 151 | 1 | 163 | 1 | 152 | 1 | 159 | 1 | 174 | 1 | 171 | 1 | 162 | 1 | 204 | 1 | 186 | 1 | 180 | 1 | 161 | 1 | 181 | 1 | 192 | 1 | 265 | 1 | 171 | 1 | 176.5 | 16
DEER2020 | NE-HVAC-airHP-SpltPkg-240to759kBtuh-10p5eer-3p2cop | Cap-Tons | EPr | Ex | cDXHP | 121 | 1 | 127 | 1 | 139 | 1 | 133 | 1 | 135 | 1 | 148 | 1 | 146 | 1 | 145 | 1 | 184 | 1 | 159 | 1 | 158 | 1 | 141 | 1 | 160 | 1 | 171 | 1 | 243 | 1 | 142 | 1 | 153.25 | 16
DEER2020 | NE-HVAC-airHP-SpltPkg-240to759kBtuh-10p5eer-3p2cop | Cap-Tons | EPr | Rec | cDXHP | 113 | 1 | 118 | 1 | 123 | 1 | 119 | 1 | 119 | 1 | 131 | 1 | 129 | 1 | 129 | 1 | 162 | 1 | 145 | 1 | 144 | 1 | 130 | 1 | 149 | 1 | 158 | 1 | 226 | 1 | 130 | 1 | 139.0625 | 16
DEER2020 | NE-HVAC-airHP-SpltPkg-240to759kBtuh-10p5eer-3p2cop | Cap-Tons | EPr | New | cDXHP | 104 | 1 | 114 | 1 | 113 | 1 | 116 | 1 | 109 | 1 | 121 | 1 | 118 | 1 | 123 | 1 | 156 | 1 | 143 | 1 | 147 | 1 | 128 | 1 | 146 | 1 | 155 | 1 | 216 | 1 | 121 | 1 | 133.125 | 16
DEER2020 | NE-HVAC-airHP-SpltPkg-240to759kBtuh-10p5eer-3p2cop | Cap-Tons | ERC | Old | cDXHP | 5.14 | 1 | 5.76 | 1 | 5.86 | 1 | 6.14 | 1 | 5.52 | 1 | 6.37 | 1 | 6.13 | 1 | 6.47 | 1 | 8.43 | 1 | 7.73 | 1 | 7.79 | 1 | 6.71 | 1 | 7.7 | 1 | 8.21 | 1 | 11 | 1 | 6.13 | 1 | 6.9431 | 16
DEER2020 | NE-HVAC-airHP-SpltPkg-240to759kBtuh-10p5eer-3p2cop | Cap-Tons | ERC | Ex | cDXHP | 4.74 | 1 | 5.34 | 1 | 5.66 | 1 | 5.9 | 1 | 5.33 | 1 | 6.15 | 1 | 5.93 | 1 | 6.26 | 1 | 8.08 | 1 | 7.14 | 1 | 7.35 | 1 | 6.33 | 1 | 7.27 | 1 | 7.77 | 1 | 10.4 | 1 | 5.74 | 1 | 6.5869 | 16
DEER2020 | NE-HVAC-airHP-SpltPkg-240to759kBtuh-10p5eer-3p2cop | Cap-Tons | ERC | Rec | cDXHP | 4.58 | 1 | 4.81 | 1 | 5.25 | 1 | 5.23 | 1 | 4.92 | 1 | 5.75 | 1 | 5.53 | 1 | 5.64 | 1 | 7.1 | 1 | 6.59 | 1 | 6.89 | 1 | 5.9 | 1 | 6.72 | 1 | 7.16 | 1 | 9.35 | 1 | 5.44 | 1 | 6.0537 | 16
DEER2020 | NE-HVAC-airHP-SpltPkg-240to759kBtuh-10p5eer-3p2cop | Cap-Tons | ERC | New | cDXHP | 4.61 | 1 | 5.06 | 1 | 5.1 | 1 | 5.44 | 1 | 4.76 | 1 | 5.6 | 1 | 5.38 | 1 | 5.95 | 1 | 7.67 | 1 | 7.01 | 1 | 7.19 | 1 | 6.15 | 1 | 7.14 | 1 | 7.61 | 1 | 10.2 | 1 | 5.32 | 1 | 6.2619 | 16
DEER2020 | NE-HVAC-airHP-SpltPkg-240to759kBtuh-10p5eer-3p2cop | Cap-Tons | ESe | Old | cDXHP | 451 | 1 | 447 | 1 | 481 | 1 | 457 | 1 | 469 | 1 | 495 | 1 | 485 | 1 | 461 | 1 | 570 | 1 | 523 | 1 | 506 | 1 | 468 | 1 | 511 | 1 | 544 | 1 | 735 | 1 | 513 | 1 | 507.25 | 16
DEER2020 | NE-HVAC-airHP-SpltPkg-240to759kBtuh-10p5eer-3p2cop | Cap-Tons | ESe | Ex | cDXHP | 384 | 1 | 406 | 1 | 452 | 1 | 433 | 1 | 440 | 1 | 472 | 1 | 464 | 1 | 446 | 1 | 552 | 1 | 475 | 1 | 465 | 1 | 433 | 1 | 473 | 1 | 504 | 1 | 689 | 1 | 451 | 1 | 471.1875 | 16
DEER2020 | NE-HVAC-airHP-SpltPkg-240to759kBtuh-10p5eer-3p2cop | Cap-Tons | ESe | Rec | cDXHP | 363 | 1 | 394 | 1 | 393 | 1 | 400 | 1 | 380 | 1 | 408 | 1 | 399 | 1 | 404 | 1 | 504 | 1 | 456 | 1 | 439 | 1 | 415 | 1 | 451 | 1 | 478 | 1 | 654 | 1 | 415 | 1 | 434.5625 | 16
DEER2020 | NE-HVAC-airHP-SpltPkg-240to759kBtuh-10p5eer-3p2cop | Cap-Tons | ESe | New | cDXHP | 343 | 1 | 388 | 1 | 374 | 1 | 396 | 1 | 360 | 1 | 389 | 1 | 380 | 1 | 394 | 1 | 499 | 1 | 458 | 1 | 456 | 1 | 418 | 1 | 454 | 1 | 478 | 1 | 641 | 1 | 396 | 1 | 426.5 | 16
DEER2020 | NE-HVAC-airHP-SpltPkg-240to759kBtuh-10p5eer-3p2cop | Cap-Tons | EUn | Old | cDXHP | 2610 | 1 | 2430 | 1 | 2780 | 1 | 2480 | 1 | 2740 | 1 | 2870 | 1 | 2810 | 1 | 2530 | 1 | 3090 | 1 | 2890 | 1 | 2820 | 1 | 2580 | 1 | 2870 | 1 | 2960 | 1 | 3890 | 1 | 2920 | 1 | 2829.375 | 16
DEER2020 | NE-HVAC-airHP-SpltPkg-240to759kBtuh-10p5eer-3p2cop | Cap-Tons | EUn | Ex | cDXHP | 2060 | 1 | 2030 | 1 | 2290 | 1 | 2150 | 1 | 2240 | 1 | 2380 | 1 | 2350 | 1 | 2220 | 1 | 2740 | 1 | 2440 | 1 | 2420 | 1 | 2200 | 1 | 2460 | 1 | 2540 | 1 | 3410 | 1 | 2310 | 1 | 2390 | 16
DEER2020 | NE-HVAC-airHP-SpltPkg-240to759kBtuh-10p5eer-3p2cop | Cap-Tons | EUn | Rec | cDXHP | 1890 | 1 | 1910 | 1 | 2000 | 1 | 1950 | 1 | 1950 | 1 | 2080 | 1 | 2040 | 1 | 2000 | 1 | 2490 | 1 | 2290 | 1 | 2210 | 1 | 2050 | 1 | 2270 | 1 | 2350 | 1 | 3170 | 1 | 2050 | 1 | 2168.75 | 16
DEER2020 | NE-HVAC-airHP-SpltPkg-240to759kBtuh-10p5eer-3p2cop | Cap-Tons | EUn | New | cDXHP | 1800 | 1 | 1930 | 1 | 1910 | 1 | 1980 | 1 | 1870 | 1 | 1990 | 1 | 1950 | 1 | 1960 | 1 | 2460 | 1 | 2300 | 1 | 2300 | 1 | 2100 | 1 | 2300 | 1 | 2360 | 1 | 3130 | 1 | 1970 | 1 | 2144.375 | 16
DEER2020 | NE-HVAC-airHP-SpltPkg-240to759kBtuh-10p5eer-3p2cop | Cap-Tons | Gro | Old | cDXHP | 50.2 | 1 | 101 | 1 | 70.5 | 1 | 91.8 | 1 | 62 | 1 | 92.5 | 1 | 65.2 | 1 | 96.2 | 1 | 130 | 1 | 119 | 1 | 124 | 1 | 127 | 1 | 127 | 1 | 136 | 1 | 174 | 1 | 76.9 | 1 | 102.7062 | 16
DEER2020 | NE-HVAC-airHP-SpltPkg-240to759kBtuh-10p5eer-3p2cop | Cap-Tons | Gro | Ex | cDXHP | 46.8 | 1 | 94.7 | 1 | 67.2 | 1 | 87.2 | 1 | 59.4 | 1 | 91.2 | 1 | 65.6 | 1 | 95.9 | 1 | 125 | 1 | 111 | 1 | 115 | 1 | 121 | 1 | 119 | 1 | 127 | 1 | 163 | 1 | 70.4 | 1 | 97.4625 | 16
DEER2020 | NE-HVAC-airHP-SpltPkg-240to759kBtuh-10p5eer-3p2cop | Cap-Tons | Gro | Rec | cDXHP | 41.9 | 1 | 88 | 1 | 61.1 | 1 | 79.5 | 1 | 53.3 | 1 | 82.9 | 1 | 56.1 | 1 | 83.9 | 1 | 119 | 1 | 103 | 1 | 102 | 1 | 111 | 1 | 108 | 1 | 116 | 1 | 149 | 1 | 61.5 | 1 | 88.5125 | 16
DEER2020 | NE-HVAC-airHP-SpltPkg-240to759kBtuh-10p5eer-3p2cop | Cap-Tons | Gro | New | cDXHP | 41.5 | 1 | 89.4 | 1 | 61.1 | 1 | 80.9 | 1 | 54 | 1 | 85.6 | 1 | 56.9 | 1 | 85.4 | 1 | 119 | 1 | 105 | 1 | 106 | 1 | 112 | 1 | 109 | 1 | 117 | 1 | 148 | 1 | 62.8 | 1 | 89.6 | 16
DEER2020 | NE-HVAC-airHP-SpltPkg-240to759kBtuh-10p5eer-3p2cop | Cap-Tons | Hsp | Old | cDXHP | 697 | 1 | 702 | 1 | 698 | 1 | 702 | 1 | 699 | 1 | 703 | 1 | 701 | 1 | 706 | 1 | 731 | 1 | 715 | 1 | 727 | 1 | 709 | 1 | 730 | 1 | 732 | 1 | 815 | 1 | 701 | 1 | 716.75 | 16
DEER2020 | NE-HVAC-airHP-SpltPkg-240to759kBtuh-10p5eer-3p2cop | Cap-Tons | Hsp | Ex | cDXHP | 695 | 1 | 696 | 1 | 696 | 1 | 697 | 1 | 696 | 1 | 699 | 1 | 698 | 1 | 700 | 1 | 719 | 1 | 697 | 1 | 703 | 1 | 696 | 1 | 704 | 1 | 704 | 1 | 775 | 1 | 696 | 1 | 704.4375 | 16
DEER2020 | NE-HVAC-airHP-SpltPkg-240to759kBtuh-10p5eer-3p2cop | Cap-Tons | Hsp | Rec | cDXHP | 695 | 1 | 695 | 1 | 695 | 1 | 695 | 1 | 695 | 1 | 695 | 1 | 695 | 1 | 695 | 1 | 700 | 1 | 696 | 1 | 698 | 1 | 695 | 1 | 698 | 1 | 699 | 1 | 748 | 1 | 695 | 1 | 699.3125 | 16
DEER2020 | NE-HVAC-airHP-SpltPkg-240to759kBtuh-10p5eer-3p2cop | Cap-Tons | Hsp | New | cDXHP | 680 | 1 | 680 | 1 | 680 | 1 | 680 | 1 | 680 | 1 | 680 | 1 | 680 | 1 | 680 | 1 | 683 | 1 | 680 | 1 | 680 | 1 | 680 | 1 | 680 | 1 | 680 | 1 | 725 | 1 | 680 | 1 | 683 | 16
DEER2020 | NE-HVAC-airHP-SpltPkg-240to759kBtuh-10p5eer-3p2cop | Cap-Tons | Htl | Old | cDXHP | 120 | 1 | 101 | 1 | 125 | 1 | 102 | 1 | 125 | 1 | 128 | 1 | 126 | 1 | 105 | 1 | 126 | 1 | 118 | 1 | 126 | 1 | 114 | 1 | 127 | 1 | 127 | 1 | 161 | 1 | 128 | 1 | 122.4375 | 16
DEER2020 | NE-HVAC-airHP-SpltPkg-240to759kBtuh-10p5eer-3p2cop | Cap-Tons | Htl | Ex | cDXHP | 102 | 1 | 87.3 | 1 | 107 | 1 | 89.2 | 1 | 106 | 1 | 109 | 1 | 108 | 1 | 92.2 | 1 | 113 | 1 | 103 | 1 | 110 | 1 | 100 | 1 | 112 | 1 | 113 | 1 | 146 | 1 | 107 | 1 | 106.5438 | 16
DEER2020 | NE-HVAC-airHP-SpltPkg-240to759kBtuh-10p5eer-3p2cop | Cap-Tons | Htl | Rec | cDXHP | 96.4 | 1 | 83.6 | 1 | 99.1 | 1 | 84.1 | 1 | 98.5 | 1 | 102 | 1 | 101 | 1 | 86.3 | 1 | 107 | 1 | 98.6 | 1 | 104 | 1 | 95.5 | 1 | 106 | 1 | 107 | 1 | 138 | 1 | 101 | 1 | 100.5062 | 16
DEER2020 | NE-HVAC-airHP-SpltPkg-240to759kBtuh-10p5eer-3p2cop | Cap-Tons | Htl | New | cDXHP | 54.8 | 1 | 56.4 | 1 | 57.5 | 1 | 57.7 | 1 | 56.9 | 1 | 59.8 | 1 | 58.9 | 1 | 53.5 | 1 | 71.2 | 1 | 65.2 | 1 | 70.3 | 1 | 64.2 | 1 | 72 | 1 | 71.3 | 1 | 95.1 | 1 | 59 | 1 | 63.9875 | 16
DEER2020 | NE-HVAC-airHP-SpltPkg-240to759kBtuh-10p5eer-3p2cop | Cap-Tons | MBT | Old | cDXHP | 349 | 1 | 377 | 1 | 367 | 1 | 376 | 1 | 366 | 1 | 385 | 1 | 378 | 1 | 389 | 1 | 475 | 1 | 447 | 1 | 482 | 1 | 439 | 1 | 486 | 1 | 488 | 1 | 606 | 1 | 385 | 1 | 424.6875 | 16
DEER2020 | NE-HVAC-airHP-SpltPkg-240to759kBtuh-10p5eer-3p2cop | Cap-Tons | MBT | Ex | cDXHP | 316 | 1 | 338 | 1 | 343 | 1 | 346 | 1 | 340 | 1 | 370 | 1 | 362 | 1 | 372 | 1 | 449 | 1 | 398 | 1 | 438 | 1 | 397 | 1 | 441 | 1 | 444 | 1 | 560 | 1 | 344 | 1 | 391.125 | 16
DEER2020 | NE-HVAC-airHP-SpltPkg-240to759kBtuh-10p5eer-3p2cop | Cap-Tons | MBT | Rec | cDXHP | 290 | 1 | 305 | 1 | 303 | 1 | 302 | 1 | 299 | 1 | 323 | 1 | 318 | 1 | 326 | 1 | 389 | 1 | 361 | 1 | 397 | 1 | 359 | 1 | 400 | 1 | 403 | 1 | 515 | 1 | 314 | 1 | 350.25 | 16
DEER2020 | NE-HVAC-airHP-SpltPkg-240to759kBtuh-10p5eer-3p2cop | Cap-Tons | MBT | New | cDXHP | 279 | 1 | 311 | 1 | 291 | 1 | 307 | 1 | 288 | 1 | 311 | 1 | 307 | 1 | 323 | 1 | 387 | 1 | 363 | 1 | 405 | 1 | 364 | 1 | 405 | 1 | 407 | 1 | 520 | 1 | 303 | 1 | 348.1875 | 16
DEER2020 | NE-HVAC-airHP-SpltPkg-240to759kBtuh-10p5eer-3p2cop | Cap-Tons | MLI | Old | cDXHP | 224 | 1 | 230 | 1 | 230 | 1 | 234 | 1 | 228 | 1 | 239 | 1 | 225 | 1 | 229 | 1 | 280 | 1 | 264 | 1 | 289 | 1 | 265 | 1 | 290 | 1 | 289 | 1 | 365 | 1 | 278 | 1 | 259.9375 | 16
DEER2020 | NE-HVAC-airHP-SpltPkg-240to759kBtuh-10p5eer-3p2cop | Cap-Tons | MLI | Ex | cDXHP | 217 | 1 | 223 | 1 | 223 | 1 | 227 | 1 | 223 | 1 | 242 | 1 | 226 | 1 | 229 | 1 | 276 | 1 | 253 | 1 | 269 | 1 | 253 | 1 | 273 | 1 | 270 | 1 | 343 | 1 | 254 | 1 | 250.0625 | 16
DEER2020 | NE-HVAC-airHP-SpltPkg-240to759kBtuh-10p5eer-3p2cop | Cap-Tons | MLI | Rec | cDXHP | 205 | 1 | 212 | 1 | 214 | 1 | 215 | 1 | 212 | 1 | 224 | 1 | 210 | 1 | 215 | 1 | 255 | 1 | 239 | 1 | 237 | 1 | 234 | 1 | 246 | 1 | 239 | 1 | 307 | 1 | 216 | 1 | 230 | 16
DEER2020 | NE-HVAC-airHP-SpltPkg-240to759kBtuh-10p5eer-3p2cop | Cap-Tons | MLI | New | cDXHP | 206 | 1 | 215 | 1 | 214 | 1 | 218 | 1 | 212 | 1 | 218 | 1 | 204 | 1 | 216 | 1 | 261 | 1 | 247 | 1 | 248 | 1 | 242 | 1 | 256 | 1 | 247 | 1 | 315 | 1 | 213 | 1 | 233.25 | 16
DEER2020 | NE-HVAC-airHP-SpltPkg-240to759kBtuh-10p5eer-3p2cop | Cap-Tons | Mtl | Old | cDXHP | 10.5 | 1 | 8.93 | 1 | 11.2 | 1 | 8.91 | 1 | 11.1 | 1 | 11.5 | 1 | 11.4 | 1 | 9.22 | 1 | 11 | 1 | 10.5 | 1 | 11 | 1 | 9.87 | 1 | 11.1 | 1 | 10.8 | 1 | 13.8 | 1 | 11.2 | 1 | 10.7519 | 16
DEER2020 | NE-HVAC-airHP-SpltPkg-240to759kBtuh-10p5eer-3p2cop | Cap-Tons | Mtl | Ex | cDXHP | 8.56 | 1 | 6.66 | 1 | 9.07 | 1 | 6.82 | 1 | 8.92 | 1 | 9.24 | 1 | 9.14 | 1 | 6.98 | 1 | 8.52 | 1 | 7.99 | 1 | 8.6 | 1 | 7.78 | 1 | 8.66 | 1 | 8.55 | 1 | 11.4 | 1 | 8.96 | 1 | 8.4906 | 16
DEER2020 | NE-HVAC-airHP-SpltPkg-240to759kBtuh-10p5eer-3p2cop | Cap-Tons | Mtl | Rec | cDXHP | 7.92 | 1 | 6 | 1 | 8.26 | 1 | 6.06 | 1 | 8.17 | 1 | 8.47 | 1 | 8.41 | 1 | 6.33 | 1 | 7.83 | 1 | 7.29 | 1 | 7.74 | 1 | 7.07 | 1 | 7.9 | 1 | 7.79 | 1 | 10.4 | 1 | 8.26 | 1 | 7.7438 | 16
DEER2020 | NE-HVAC-airHP-SpltPkg-240to759kBtuh-10p5eer-3p2cop | Cap-Tons | Mtl | New | cDXHP | 7.85 | 1 | 6.26 | 1 | 8.19 | 1 | 6.32 | 1 | 8.1 | 1 | 8.41 | 1 | 8.35 | 1 | 6.4 | 1 | 8.05 | 1 | 7.61 | 1 | 8.18 | 1 | 7.46 | 1 | 8.36 | 1 | 8.18 | 1 | 10.8 | 1 | 8.19 | 1 | 7.9194 | 16
DEER2020 | NE-HVAC-airHP-SpltPkg-240to759kBtuh-10p5eer-3p2cop | Cap-Tons | Nrs | Old | cDXHP | 105 | 1 | 109 | 1 | 107 | 1 | 109 | 1 | 107 | 1 | 109 | 1 | 109 | 1 | 111 | 1 | 114 | 1 | 112 | 1 | 113 | 1 | 110 | 1 | 113 | 1 | 113 | 1 | 127 | 1 | 108 | 1 | 111 | 16
DEER2020 | NE-HVAC-airHP-SpltPkg-240to759kBtuh-10p5eer-3p2cop | Cap-Tons | Nrs | Ex | cDXHP | 101 | 1 | 102 | 1 | 104 | 1 | 106 | 1 | 104 | 1 | 107 | 1 | 106 | 1 | 107 | 1 | 110 | 1 | 103 | 1 | 104 | 1 | 103 | 1 | 105 | 1 | 105 | 1 | 116 | 1 | 102 | 1 | 105.3125 | 16
DEER2020 | NE-HVAC-airHP-SpltPkg-240to759kBtuh-10p5eer-3p2cop | Cap-Tons | Nrs | Rec | cDXHP | 101 | 1 | 101 | 1 | 101 | 1 | 101 | 1 | 101 | 1 | 101 | 1 | 101 | 1 | 101 | 1 | 103 | 1 | 102 | 1 | 102 | 1 | 102 | 1 | 103 | 1 | 103 | 1 | 112 | 1 | 101 | 1 | 102.25 | 16
DEER2020 | NE-HVAC-airHP-SpltPkg-240to759kBtuh-10p5eer-3p2cop | Cap-Tons | Nrs | New | cDXHP | 95.9 | 1 | 95.9 | 1 | 95.9 | 1 | 95.9 | 1 | 95.9 | 1 | 95.9 | 1 | 95.9 | 1 | 96 | 1 | 97.1 | 1 | 96.4 | 1 | 97 | 1 | 96.3 | 1 | 97.3 | 1 | 97.5 | 1 | 105 | 1 | 95.9 | 1 | 96.8625 | 16
DEER2020 | NE-HVAC-airHP-SpltPkg-240to759kBtuh-10p5eer-3p2cop | Cap-Tons | OfL | Old | cDXHP | 589 | 1 | 525 | 1 | 624 | 1 | 527 | 1 | 619 | 1 | 658 | 1 | 643 | 1 | 566 | 1 | 643 | 1 | 606 | 1 | 627 | 1 | 581 | 1 | 638 | 1 | 644 | 1 | 767 | 1 | 664 | 1 | 620.0625 | 16
DEER2020 | NE-HVAC-airHP-SpltPkg-240to759kBtuh-10p5eer-3p2cop | Cap-Tons | OfL | Ex | cDXHP | 463 | 1 | 419 | 1 | 510 | 1 | 444 | 1 | 506 | 1 | 542 | 1 | 531 | 1 | 476 | 1 | 548 | 1 | 489 | 1 | 515 | 1 | 481 | 1 | 523 | 1 | 526 | 1 | 637 | 1 | 518 | 1 | 508 | 16
DEER2020 | NE-HVAC-airHP-SpltPkg-240to759kBtuh-10p5eer-3p2cop | Cap-Tons | OfL | Rec | cDXHP | 446 | 1 | 399 | 1 | 468 | 1 | 404 | 1 | 461 | 1 | 497 | 1 | 487 | 1 | 438 | 1 | 508 | 1 | 471 | 1 | 497 | 1 | 462 | 1 | 505 | 1 | 510 | 1 | 619 | 1 | 502 | 1 | 479.625 | 16
DEER2020 | NE-HVAC-airHP-SpltPkg-240to759kBtuh-10p5eer-3p2cop | Cap-Tons | OfL | New | cDXHP | 438 | 1 | 421 | 1 | 459 | 1 | 424 | 1 | 453 | 1 | 490 | 1 | 479 | 1 | 448 | 1 | 526 | 1 | 493 | 1 | 530 | 1 | 491 | 1 | 535 | 1 | 540 | 1 | 648 | 1 | 495 | 1 | 491.875 | 16
DEER2020 | NE-HVAC-airHP-SpltPkg-240to759kBtuh-10p5eer-3p2cop | Cap-Tons | OfS | Old | cDXHP | 40.5 | 1 | 38.4 | 1 | 44.3 | 1 | 38.7 | 1 | 43.9 | 1 | 46.3 | 1 | 44.9 | 1 | 40.2 | 1 | 46 | 1 | 43.9 | 1 | 45.4 | 1 | 42.4 | 1 | 46.2 | 1 | 45.7 | 1 | 54.7 | 1 | 45.7 | 1 | 44.2 | 16
DEER2020 | NE-HVAC-airHP-SpltPkg-240to759kBtuh-10p5eer-3p2cop | Cap-Tons | OfS | Ex | cDXHP | 29.3 | 1 | 28.4 | 1 | 33.5 | 1 | 30.7 | 1 | 33.2 | 1 | 35.3 | 1 | 34.5 | 1 | 32.2 | 1 | 37.5 | 1 | 33.1 | 1 | 35.3 | 1 | 32.7 | 1 | 35.9 | 1 | 35.8 | 1 | 43.3 | 1 | 33.2 | 1 | 33.9937 | 16
DEER2020 | NE-HVAC-airHP-SpltPkg-240to759kBtuh-10p5eer-3p2cop | Cap-Tons | OfS | Rec | cDXHP | 26.1 | 1 | 25.3 | 1 | 27.9 | 1 | 25.7 | 1 | 27.5 | 1 | 29.5 | 1 | 28.7 | 1 | 27.7 | 1 | 32 | 1 | 29.9 | 1 | 31.6 | 1 | 29.4 | 1 | 32.5 | 1 | 32.7 | 1 | 39.4 | 1 | 29.5 | 1 | 29.7125 | 16
DEER2020 | NE-HVAC-airHP-SpltPkg-240to759kBtuh-10p5eer-3p2cop | Cap-Tons | OfS | New | cDXHP | 25.7 | 1 | 26.6 | 1 | 27.4 | 1 | 26.9 | 1 | 27 | 1 | 29 | 1 | 28.3 | 1 | 28.3 | 1 | 33.2 | 1 | 31.3 | 1 | 33.5 | 1 | 31.1 | 1 | 34.3 | 1 | 34.4 | 1 | 41.1 | 1 | 29.1 | 1 | 30.45 | 16
DEER2020 | NE-HVAC-airHP-SpltPkg-240to759kBtuh-10p5eer-3p2cop | Cap-Tons | RFF | Old | cDXHP | 19.5 | 1 | 18.6 | 1 | 20 | 1 | 19.2 | 1 | 19.8 | 1 | 20.4 | 1 | 20.2 | 1 | 15 | 1 | 19.9 | 1 | 17.3 | 1 | 19.7 | 1 | 19.8 | 1 | 19.9 | 1 | 20.1 | 1 | 29.5 | 1 | 20.5 | 1 | 19.9625 | 16
DEER2020 | NE-HVAC-airHP-SpltPkg-240to759kBtuh-10p5eer-3p2cop | Cap-Tons | RFF | Ex | cDXHP | 18.7 | 1 | 17.6 | 1 | 19.3 | 1 | 18.4 | 1 | 19.1 | 1 | 19.6 | 1 | 19.4 | 1 | 14.4 | 1 | 19.1 | 1 | 16 | 1 | 18.3 | 1 | 18.8 | 1 | 18.6 | 1 | 19 | 1 | 28.1 | 1 | 19.5 | 1 | 18.9937 | 16
DEER2020 | NE-HVAC-airHP-SpltPkg-240to759kBtuh-10p5eer-3p2cop | Cap-Tons | RFF | Rec | cDXHP | 18.6 | 1 | 17.7 | 1 | 19 | 1 | 18.2 | 1 | 18.8 | 1 | 19.2 | 1 | 19.1 | 1 | 14.1 | 1 | 18.3 | 1 | 15.6 | 1 | 17.5 | 1 | 18.5 | 1 | 17.9 | 1 | 18.5 | 1 | 27.3 | 1 | 19.4 | 1 | 18.6062 | 16
DEER2020 | NE-HVAC-airHP-SpltPkg-240to759kBtuh-10p5eer-3p2cop | Cap-Tons | RFF | New | cDXHP | 6.01 | 1 | 6.59 | 1 | 6.87 | 1 | 6.69 | 1 | 6.46 | 1 | 7.49 | 1 | 7.25 | 1 | 6.98 | 1 | 9.21 | 1 | 8.46 | 1 | 9.17 | 1 | 8.28 | 1 | 9.28 | 1 | 9.09 | 1 | 12.2 | 1 | 7.21 | 1 | 7.9525 | 16
DEER2020 | NE-HVAC-airHP-SpltPkg-240to759kBtuh-10p5eer-3p2cop | Cap-Tons | RSD | Old | cDXHP | 27.1 | 1 | 23 | 1 | 27.7 | 1 | 22.5 | 1 | 27.5 | 1 | 28.2 | 1 | 27.9 | 1 | 25.6 | 1 | 34.4 | 1 | 31 | 1 | 34.2 | 1 | 29.8 | 1 | 34.5 | 1 | 34.8 | 1 | 47.6 | 1 | 28.3 | 1 | 30.2563 | 16
DEER2020 | NE-HVAC-airHP-SpltPkg-240to759kBtuh-10p5eer-3p2cop | Cap-Tons | RSD | Ex | cDXHP | 26.3 | 1 | 21.5 | 1 | 27.3 | 1 | 21.7 | 1 | 27.2 | 1 | 27.8 | 1 | 27.5 | 1 | 25.3 | 1 | 33.6 | 1 | 29.3 | 1 | 32.6 | 1 | 28.3 | 1 | 32.9 | 1 | 33.3 | 1 | 45.8 | 1 | 27.2 | 1 | 29.225 | 16
DEER2020 | NE-HVAC-airHP-SpltPkg-240to759kBtuh-10p5eer-3p2cop | Cap-Tons | RSD | Rec | cDXHP | 26.1 | 1 | 20.6 | 1 | 26.5 | 1 | 20.2 | 1 | 26.4 | 1 | 26.9 | 1 | 26.7 | 1 | 23.8 | 1 | 31.5 | 1 | 28.2 | 1 | 31.3 | 1 | 27.2 | 1 | 31.7 | 1 | 32 | 1 | 44.4 | 1 | 27 | 1 | 28.1562 | 16
DEER2020 | NE-HVAC-airHP-SpltPkg-240to759kBtuh-10p5eer-3p2cop | Cap-Tons | RSD | New | cDXHP | 10.1 | 1 | 11.2 | 1 | 11 | 1 | 11.3 | 1 | 10.7 | 1 | 12.1 | 1 | 11.8 | 1 | 12.6 | 1 | 15.9 | 1 | 14.6 | 1 | 16.6 | 1 | 14.6 | 1 | 16.7 | 1 | 16.8 | 1 | 22.1 | 1 | 11.7 | 1 | 13.7375 | 16
DEER2020 | NE-HVAC-airHP-SpltPkg-240to759kBtuh-10p5eer-3p2cop | Cap-Tons | Rt3 | Old | cDXHP | 210 | 1 | 244 | 1 | 220 | 1 | 246 | 1 | 220 | 1 | 237 | 1 | 231 | 1 | 265 | 1 | 330 | 1 | 304 | 1 | 336 | 1 | 301 | 1 | 337 | 1 | 340 | 1 | 434 | 1 | 243 | 1 | 281.125 | 16
DEER2020 | NE-HVAC-airHP-SpltPkg-240to759kBtuh-10p5eer-3p2cop | Cap-Tons | Rt3 | Ex | cDXHP | 202 | 1 | 237 | 1 | 214 | 1 | 240 | 1 | 214 | 1 | 231 | 1 | 225 | 1 | 260 | 1 | 324 | 1 | 295 | 1 | 321 | 1 | 292 | 1 | 323 | 1 | 324 | 1 | 417 | 1 | 229 | 1 | 271.75 | 16
DEER2020 | NE-HVAC-airHP-SpltPkg-240to759kBtuh-10p5eer-3p2cop | Cap-Tons | Rt3 | Rec | cDXHP | 188 | 1 | 225 | 1 | 201 | 1 | 227 | 1 | 200 | 1 | 217 | 1 | 211 | 1 | 247 | 1 | 309 | 1 | 283 | 1 | 295 | 1 | 276 | 1 | 302 | 1 | 299 | 1 | 387 | 1 | 205 | 1 | 254.5 | 16
DEER2020 | NE-HVAC-airHP-SpltPkg-240to759kBtuh-10p5eer-3p2cop | Cap-Tons | Rt3 | New | cDXHP | 181 | 1 | 232 | 1 | 194 | 1 | 232 | 1 | 193 | 1 | 210 | 1 | 204 | 1 | 244 | 1 | 311 | 1 | 289 | 1 | 304 | 1 | 284 | 1 | 310 | 1 | 305 | 1 | 389 | 1 | 198 | 1 | 255 | 16
DEER2020 | NE-HVAC-airHP-SpltPkg-240to759kBtuh-10p5eer-3p2cop | Cap-Tons | RtL | Old | cDXHP | 183 | 1 | 216 | 1 | 189 | 1 | 211 | 1 | 189 | 1 | 199 | 1 | 195 | 1 | 233 | 1 | 292 | 1 | 270 | 1 | 296 | 1 | 265 | 1 | 298 | 1 | 300 | 1 | 387 | 1 | 202 | 1 | 245.3125 | 16
DEER2020 | NE-HVAC-airHP-SpltPkg-240to759kBtuh-10p5eer-3p2cop | Cap-Tons | RtL | Ex | cDXHP | 175 | 1 | 207 | 1 | 182 | 1 | 202 | 1 | 182 | 1 | 194 | 1 | 190 | 1 | 230 | 1 | 285 | 1 | 257 | 1 | 281 | 1 | 254 | 1 | 283 | 1 | 285 | 1 | 370 | 1 | 189 | 1 | 235.375 | 16
DEER2020 | NE-HVAC-airHP-SpltPkg-240to759kBtuh-10p5eer-3p2cop | Cap-Tons | RtL | Rec | cDXHP | 163 | 1 | 193 | 1 | 169 | 1 | 188 | 1 | 168 | 1 | 180 | 1 | 176 | 1 | 213 | 1 | 263 | 1 | 241 | 1 | 256 | 1 | 234 | 1 | 260 | 1 | 261 | 1 | 342 | 1 | 172 | 1 | 217.4375 | 16
DEER2020 | NE-HVAC-airHP-SpltPkg-240to759kBtuh-10p5eer-3p2cop | Cap-Tons | RtL | New | cDXHP | 156 | 1 | 196 | 1 | 162 | 1 | 192 | 1 | 161 | 1 | 172 | 1 | 169 | 1 | 210 | 1 | 260 | 1 | 241 | 1 | 260 | 1 | 237 | 1 | 263 | 1 | 262 | 1 | 338 | 1 | 165 | 1 | 215.25 | 16
DEER2020 | NE-HVAC-airHP-SpltPkg-240to759kBtuh-10p5eer-3p2cop | Cap-Tons | RtS | Old | cDXHP | 16 | 1 | 18.5 | 1 | 17 | 1 | 18.7 | 1 | 16.5 | 1 | 18 | 1 | 17.4 | 1 | 19.5 | 1 | 24.5 | 1 | 23 | 1 | 24.9 | 1 | 22.2 | 1 | 25.2 | 1 | 25.1 | 1 | 31.6 | 1 | 19.2 | 1 | 21.0813 | 16
DEER2020 | NE-HVAC-airHP-SpltPkg-240to759kBtuh-10p5eer-3p2cop | Cap-Tons | RtS | Ex | cDXHP | 13 | 1 | 15.3 | 1 | 14.4 | 1 | 16 | 1 | 14 | 1 | 15.4 | 1 | 14.8 | 1 | 17.3 | 1 | 21.6 | 1 | 19.3 | 1 | 21.2 | 1 | 19.1 | 1 | 21.5 | 1 | 21.4 | 1 | 27.5 | 1 | 15.6 | 1 | 17.9625 | 16
DEER2020 | NE-HVAC-airHP-SpltPkg-240to759kBtuh-10p5eer-3p2cop | Cap-Tons | RtS | Rec | cDXHP | 12.2 | 1 | 14.4 | 1 | 13.1 | 1 | 14.4 | 1 | 12.9 | 1 | 14 | 1 | 13.7 | 1 | 15.2 | 1 | 19.3 | 1 | 18.1 | 1 | 19.5 | 1 | 17.7 | 1 | 19.8 | 1 | 19.5 | 1 | 25.3 | 1 | 14.3 | 1 | 16.4625 | 16
DEER2020 | NE-HVAC-airHP-SpltPkg-240to759kBtuh-10p5eer-3p2cop | Cap-Tons | RtS | New | cDXHP | 12 | 1 | 15 | 1 | 12.8 | 1 | 14.9 | 1 | 12.6 | 1 | 13.8 | 1 | 13.5 | 1 | 16.1 | 1 | 20.4 | 1 | 19 | 1 | 20.3 | 1 | 18.4 | 1 | 20.7 | 1 | 20.3 | 1 | 26.7 | 1 | 14.1 | 1 | 16.9125 | 16
DEER2020 | NE-HVAC-airHP-SpltPkg-240to759kBtuh-10p5eer-3p2cop | Cap-Tons | SCn | Old | cDXHP | 369 | 1 | 309 | 1 | 369 | 1 | 307 | 1 | 362 | 1 | 348 | 1 | 333 | 1 | 283 | 1 | 368 | 1 | 344 | 1 | 385 | 1 | 338 | 1 | 389 | 1 | 387 | 1 | 525 | 1 | 424 | 1 | 365 | 16
DEER2020 | NE-HVAC-airHP-SpltPkg-240to759kBtuh-10p5eer-3p2cop | Cap-Tons | SCn | Ex | cDXHP | 364 | 1 | 298 | 1 | 365 | 1 | 297 | 1 | 359 | 1 | 350 | 1 | 334 | 1 | 291 | 1 | 360 | 1 | 308 | 1 | 352 | 1 | 315 | 1 | 356 | 1 | 342 | 1 | 473 | 1 | 400 | 1 | 347.75 | 16
DEER2020 | NE-HVAC-airHP-SpltPkg-240to759kBtuh-10p5eer-3p2cop | Cap-Tons | SCn | Rec | cDXHP | 349 | 1 | 275 | 1 | 359 | 1 | 274 | 1 | 352 | 1 | 343 | 1 | 328 | 1 | 233 | 1 | 276 | 1 | 271 | 1 | 283 | 1 | 277 | 1 | 289 | 1 | 269 | 1 | 372 | 1 | 364 | 1 | 307.125 | 16
DEER2020 | NE-HVAC-airHP-SpltPkg-240to759kBtuh-10p5eer-3p2cop | Cap-Tons | SCn | New | cDXHP | 349 | 1 | 288 | 1 | 359 | 1 | 288 | 1 | 352 | 1 | 342 | 1 | 327 | 1 | 257 | 1 | 314 | 1 | 287 | 1 | 299 | 1 | 292 | 1 | 311 | 1 | 299 | 1 | 429 | 1 | 364 | 1 | 322.3125 | 16
DEER2020 | NE-HVAC-airHP-SpltPkg-240to759kBtuh-10p8eer-3p2cop | Cap-Tons | Com | Old | cDXHP | 476 | 1 | 348 | 1 | 417 | 1 | 331 | 1 | 494 | 1 | 400 | 1 | 369 | 1 | 382 | 1 | 456 | 1 | 328 | 1 | 448 | 1 | 342 | 1 | 391 | 1 | 389 | 1 | 449 | 1 | 562 | 1 | 411.375 | 16
DEER2020 | NE-HVAC-airHP-SpltPkg-240to759kBtuh-10p8eer-3p2cop | Cap-Tons | Com | Ex | cDXHP | 303 | 1 | 325 | 1 | 384 | 1 | 321 | 1 | 462 | 1 | 327 | 1 | 335 | 1 | 327 | 1 | 365 | 1 | 295 | 1 | 405 | 1 | 319 | 1 | 362 | 1 | 352 | 1 | 419 | 1 | 516 | 1 | 363.5625 | 16
DEER2020 | NE-HVAC-airHP-SpltPkg-240to759kBtuh-10p8eer-3p2cop | Cap-Tons | Com | Rec | cDXHP | 291 | 1 | 298 | 1 | 338 | 1 | 284 | 1 | 390 | 1 | 284 | 1 | 279 | 1 | 285 | 1 | 324 | 1 | 274 | 1 | 361 | 1 | 295 | 1 | 327 | 1 | 322 | 1 | 385 | 1 | 445 | 1 | 323.875 | 16
DEER2020 | NE-HVAC-airHP-SpltPkg-240to759kBtuh-10p8eer-3p2cop | Cap-Tons | Com | New | cDXHP | 278 | 1 | 303 | 1 | 328 | 1 | 292 | 1 | 372 | 1 | 275 | 1 | 268 | 1 | 285 | 1 | 328 | 1 | 280 | 1 | 372 | 1 | 303 | 1 | 334 | 1 | 325 | 1 | 383 | 1 | 427 | 1 | 322.0625 | 16
DEER2020 | NE-HVAC-airHP-SpltPkg-240to759kBtuh-10p8eer-3p2cop | Cap-Tons | Asm | Old | cDXHP | 336 | 1 | 332 | 1 | 368 | 1 | 329 | 1 | 358 | 1 | 386 | 1 | 375 | 1 | 358 | 1 | 463 | 1 | 422 | 1 | 462 | 1 | 412 | 1 | 466 | 1 | 469 | 1 | 621 | 1 | 395 | 1 | 409.5 | 16
DEER2020 | NE-HVAC-airHP-SpltPkg-240to759kBtuh-10p8eer-3p2cop | Cap-Tons | Asm | Ex | cDXHP | 296 | 1 | 298 | 1 | 345 | 1 | 311 | 1 | 335 | 1 | 370 | 1 | 359 | 1 | 347 | 1 | 447 | 1 | 383 | 1 | 421 | 1 | 375 | 1 | 426 | 1 | 429 | 1 | 574 | 1 | 341 | 1 | 378.5625 | 16
DEER2020 | NE-HVAC-airHP-SpltPkg-240to759kBtuh-10p8eer-3p2cop | Cap-Tons | Asm | Rec | cDXHP | 283 | 1 | 282 | 1 | 300 | 1 | 279 | 1 | 292 | 1 | 319 | 1 | 310 | 1 | 311 | 1 | 406 | 1 | 366 | 1 | 393 | 1 | 355 | 1 | 401 | 1 | 402 | 1 | 540 | 1 | 308 | 1 | 346.6875 | 16
DEER2020 | NE-HVAC-airHP-SpltPkg-240to759kBtuh-10p8eer-3p2cop | Cap-Tons | Asm | New | cDXHP | 280 | 1 | 288 | 1 | 295 | 1 | 286 | 1 | 288 | 1 | 315 | 1 | 306 | 1 | 302 | 1 | 398 | 1 | 364 | 1 | 397 | 1 | 360 | 1 | 403 | 1 | 400 | 1 | 521 | 1 | 304 | 1 | 344.1875 | 16
DEER2020 | NE-HVAC-airHP-SpltPkg-240to759kBtuh-10p8eer-3p2cop | Cap-Tons | ECC | Old | cDXHP | 947 | 1 | 897 | 1 | 1010 | 1 | 909 | 1 | 997 | 1 | 1050 | 1 | 1040 | 1 | 953 | 1 | 1150 | 1 | 1070 | 1 | 1040 | 1 | 949 | 1 | 1050 | 1 | 1100 | 1 | 1460 | 1 | 1060 | 1 | 1042.625 | 16
DEER2020 | NE-HVAC-airHP-SpltPkg-240to759kBtuh-10p8eer-3p2cop | Cap-Tons | ECC | Ex | cDXHP | 762 | 1 | 773 | 1 | 863 | 1 | 809 | 1 | 842 | 1 | 903 | 1 | 896 | 1 | 857 | 1 | 1050 | 1 | 939 | 1 | 922 | 1 | 840 | 1 | 940 | 1 | 986 | 1 | 1320 | 1 | 875 | 1 | 911.0625 | 16
DEER2020 | NE-HVAC-airHP-SpltPkg-240to759kBtuh-10p8eer-3p2cop | Cap-Tons | ECC | Rec | cDXHP | 710 | 1 | 737 | 1 | 765 | 1 | 746 | 1 | 746 | 1 | 803 | 1 | 793 | 1 | 796 | 1 | 979 | 1 | 896 | 1 | 861 | 1 | 794 | 1 | 885 | 1 | 928 | 1 | 1250 | 1 | 800 | 1 | 843.0625 | 16
DEER2020 | NE-HVAC-airHP-SpltPkg-240to759kBtuh-10p8eer-3p2cop | Cap-Tons | ECC | New | cDXHP | 676 | 1 | 734 | 1 | 730 | 1 | 751 | 1 | 711 | 1 | 765 | 1 | 754 | 1 | 770 | 1 | 962 | 1 | 893 | 1 | 890 | 1 | 806 | 1 | 886 | 1 | 923 | 1 | 1230 | 1 | 766 | 1 | 827.9375 | 16
DEER2020 | NE-HVAC-airHP-SpltPkg-240to759kBtuh-10p8eer-3p2cop | Cap-Tons | EPr | Old | cDXHP | 152 | 1 | 151 | 1 | 163 | 1 | 152 | 1 | 159 | 1 | 174 | 1 | 171 | 1 | 162 | 1 | 204 | 1 | 186 | 1 | 180 | 1 | 161 | 1 | 181 | 1 | 192 | 1 | 265 | 1 | 171 | 1 | 176.5 | 16
DEER2020 | NE-HVAC-airHP-SpltPkg-240to759kBtuh-10p8eer-3p2cop | Cap-Tons | EPr | Ex | cDXHP | 121 | 1 | 127 | 1 | 139 | 1 | 133 | 1 | 135 | 1 | 148 | 1 | 146 | 1 | 145 | 1 | 184 | 1 | 159 | 1 | 158 | 1 | 141 | 1 | 160 | 1 | 171 | 1 | 243 | 1 | 142 | 1 | 153.25 | 16
DEER2020 | NE-HVAC-airHP-SpltPkg-240to759kBtuh-10p8eer-3p2cop | Cap-Tons | EPr | Rec | cDXHP | 113 | 1 | 118 | 1 | 123 | 1 | 119 | 1 | 119 | 1 | 131 | 1 | 129 | 1 | 129 | 1 | 162 | 1 | 145 | 1 | 144 | 1 | 130 | 1 | 149 | 1 | 158 | 1 | 226 | 1 | 130 | 1 | 139.0625 | 16
DEER2020 | NE-HVAC-airHP-SpltPkg-240to759kBtuh-10p8eer-3p2cop | Cap-Tons | EPr | New | cDXHP | 104 | 1 | 114 | 1 | 113 | 1 | 116 | 1 | 109 | 1 | 121 | 1 | 118 | 1 | 123 | 1 | 156 | 1 | 143 | 1 | 147 | 1 | 128 | 1 | 146 | 1 | 155 | 1 | 216 | 1 | 121 | 1 | 133.125 | 16
DEER2020 | NE-HVAC-airHP-SpltPkg-240to759kBtuh-10p8eer-3p2cop | Cap-Tons | ERC | Old | cDXHP | 5.14 | 1 | 5.76 | 1 | 5.86 | 1 | 6.14 | 1 | 5.52 | 1 | 6.37 | 1 | 6.13 | 1 | 6.47 | 1 | 8.43 | 1 | 7.73 | 1 | 7.79 | 1 | 6.71 | 1 | 7.7 | 1 | 8.21 | 1 | 11 | 1 | 6.13 | 1 | 6.9431 | 16
DEER2020 | NE-HVAC-airHP-SpltPkg-240to759kBtuh-10p8eer-3p2cop | Cap-Tons | ERC | Ex | cDXHP | 4.74 | 1 | 5.34 | 1 | 5.66 | 1 | 5.9 | 1 | 5.33 | 1 | 6.15 | 1 | 5.93 | 1 | 6.26 | 1 | 8.08 | 1 | 7.14 | 1 | 7.35 | 1 | 6.33 | 1 | 7.27 | 1 | 7.77 | 1 | 10.4 | 1 | 5.74 | 1 | 6.5869 | 16
DEER2020 | NE-HVAC-airHP-SpltPkg-240to759kBtuh-10p8eer-3p2cop | Cap-Tons | ERC | Rec | cDXHP | 4.58 | 1 | 4.81 | 1 | 5.25 | 1 | 5.23 | 1 | 4.92 | 1 | 5.75 | 1 | 5.53 | 1 | 5.64 | 1 | 7.1 | 1 | 6.59 | 1 | 6.89 | 1 | 5.9 | 1 | 6.72 | 1 | 7.16 | 1 | 9.35 | 1 | 5.44 | 1 | 6.0537 | 16
DEER2020 | NE-HVAC-airHP-SpltPkg-240to759kBtuh-10p8eer-3p2cop | Cap-Tons | ERC | New | cDXHP | 4.61 | 1 | 5.06 | 1 | 5.1 | 1 | 5.44 | 1 | 4.76 | 1 | 5.6 | 1 | 5.38 | 1 | 5.95 | 1 | 7.67 | 1 | 7.01 | 1 | 7.19 | 1 | 6.15 | 1 | 7.14 | 1 | 7.61 | 1 | 10.2 | 1 | 5.32 | 1 | 6.2619 | 16
DEER2020 | NE-HVAC-airHP-SpltPkg-240to759kBtuh-10p8eer-3p2cop | Cap-Tons | ESe | Old | cDXHP | 451 | 1 | 447 | 1 | 481 | 1 | 457 | 1 | 469 | 1 | 495 | 1 | 485 | 1 | 461 | 1 | 570 | 1 | 523 | 1 | 506 | 1 | 468 | 1 | 511 | 1 | 544 | 1 | 735 | 1 | 513 | 1 | 507.25 | 16
DEER2020 | NE-HVAC-airHP-SpltPkg-240to759kBtuh-10p8eer-3p2cop | Cap-Tons | ESe | Ex | cDXHP | 384 | 1 | 406 | 1 | 452 | 1 | 433 | 1 | 440 | 1 | 472 | 1 | 464 | 1 | 446 | 1 | 552 | 1 | 475 | 1 | 465 | 1 | 433 | 1 | 473 | 1 | 504 | 1 | 689 | 1 | 451 | 1 | 471.1875 | 16
DEER2020 | NE-HVAC-airHP-SpltPkg-240to759kBtuh-10p8eer-3p2cop | Cap-Tons | ESe | Rec | cDXHP | 363 | 1 | 394 | 1 | 393 | 1 | 400 | 1 | 380 | 1 | 408 | 1 | 399 | 1 | 404 | 1 | 504 | 1 | 456 | 1 | 439 | 1 | 415 | 1 | 451 | 1 | 478 | 1 | 654 | 1 | 415 | 1 | 434.5625 | 16
DEER2020 | NE-HVAC-airHP-SpltPkg-240to759kBtuh-10p8eer-3p2cop | Cap-Tons | ESe | New | cDXHP | 343 | 1 | 388 | 1 | 374 | 1 | 396 | 1 | 360 | 1 | 389 | 1 | 380 | 1 | 394 | 1 | 499 | 1 | 458 | 1 | 456 | 1 | 418 | 1 | 454 | 1 | 478 | 1 | 641 | 1 | 396 | 1 | 426.5 | 16
DEER2020 | NE-HVAC-airHP-SpltPkg-240to759kBtuh-10p8eer-3p2cop | Cap-Tons | EUn | Old | cDXHP | 2610 | 1 | 2430 | 1 | 2780 | 1 | 2480 | 1 | 2740 | 1 | 2870 | 1 | 2810 | 1 | 2530 | 1 | 3090 | 1 | 2890 | 1 | 2820 | 1 | 2580 | 1 | 2870 | 1 | 2960 | 1 | 3890 | 1 | 2920 | 1 | 2829.375 | 16
DEER2020 | NE-HVAC-airHP-SpltPkg-240to759kBtuh-10p8eer-3p2cop | Cap-Tons | EUn | Ex | cDXHP | 2060 | 1 | 2030 | 1 | 2290 | 1 | 2150 | 1 | 2240 | 1 | 2380 | 1 | 2350 | 1 | 2220 | 1 | 2740 | 1 | 2440 | 1 | 2420 | 1 | 2200 | 1 | 2460 | 1 | 2540 | 1 | 3410 | 1 | 2310 | 1 | 2390 | 16
DEER2020 | NE-HVAC-airHP-SpltPkg-240to759kBtuh-10p8eer-3p2cop | Cap-Tons | EUn | Rec | cDXHP | 1890 | 1 | 1910 | 1 | 2000 | 1 | 1950 | 1 | 1950 | 1 | 2080 | 1 | 2040 | 1 | 2000 | 1 | 2490 | 1 | 2290 | 1 | 2210 | 1 | 2050 | 1 | 2270 | 1 | 2350 | 1 | 3170 | 1 | 2050 | 1 | 2168.75 | 16
DEER2020 | NE-HVAC-airHP-SpltPkg-240to759kBtuh-10p8eer-3p2cop | Cap-Tons | EUn | New | cDXHP | 1800 | 1 | 1930 | 1 | 1910 | 1 | 1980 | 1 | 1870 | 1 | 1990 | 1 | 1950 | 1 | 1960 | 1 | 2460 | 1 | 2300 | 1 | 2300 | 1 | 2100 | 1 | 2300 | 1 | 2360 | 1 | 3130 | 1 | 1970 | 1 | 2144.375 | 16
DEER2020 | NE-HVAC-airHP-SpltPkg-240to759kBtuh-10p8eer-3p2cop | Cap-Tons | Gro | Old | cDXHP | 50.2 | 1 | 101 | 1 | 70.5 | 1 | 91.8 | 1 | 62 | 1 | 92.5 | 1 | 65.2 | 1 | 96.2 | 1 | 130 | 1 | 119 | 1 | 124 | 1 | 127 | 1 | 127 | 1 | 136 | 1 | 174 | 1 | 76.9 | 1 | 102.7062 | 16
DEER2020 | NE-HVAC-airHP-SpltPkg-240to759kBtuh-10p8eer-3p2cop | Cap-Tons | Gro | Ex | cDXHP | 46.8 | 1 | 94.7 | 1 | 67.2 | 1 | 87.2 | 1 | 59.4 | 1 | 91.2 | 1 | 65.6 | 1 | 95.9 | 1 | 125 | 1 | 111 | 1 | 115 | 1 | 121 | 1 | 119 | 1 | 127 | 1 | 163 | 1 | 70.4 | 1 | 97.4625 | 16
DEER2020 | NE-HVAC-airHP-SpltPkg-240to759kBtuh-10p8eer-3p2cop | Cap-Tons | Gro | Rec | cDXHP | 41.9 | 1 | 88 | 1 | 61.1 | 1 | 79.5 | 1 | 53.3 | 1 | 82.9 | 1 | 56.1 | 1 | 83.9 | 1 | 119 | 1 | 103 | 1 | 102 | 1 | 111 | 1 | 108 | 1 | 116 | 1 | 149 | 1 | 61.5 | 1 | 88.5125 | 16
DEER2020 | NE-HVAC-airHP-SpltPkg-240to759kBtuh-10p8eer-3p2cop | Cap-Tons | Gro | New | cDXHP | 41.5 | 1 | 89.4 | 1 | 61.1 | 1 | 80.9 | 1 | 54 | 1 | 85.6 | 1 | 56.9 | 1 | 85.4 | 1 | 119 | 1 | 105 | 1 | 106 | 1 | 112 | 1 | 109 | 1 | 117 | 1 | 148 | 1 | 62.8 | 1 | 89.6 | 16
DEER2020 | NE-HVAC-airHP-SpltPkg-240to759kBtuh-10p8eer-3p2cop | Cap-Tons | Hsp | Old | cDXHP | 697 | 1 | 702 | 1 | 698 | 1 | 702 | 1 | 699 | 1 | 703 | 1 | 701 | 1 | 706 | 1 | 731 | 1 | 715 | 1 | 727 | 1 | 709 | 1 | 730 | 1 | 732 | 1 | 815 | 1 | 701 | 1 | 716.75 | 16
DEER2020 | NE-HVAC-airHP-SpltPkg-240to759kBtuh-10p8eer-3p2cop | Cap-Tons | Hsp | Ex | cDXHP | 695 | 1 | 696 | 1 | 696 | 1 | 697 | 1 | 696 | 1 | 699 | 1 | 698 | 1 | 700 | 1 | 719 | 1 | 697 | 1 | 703 | 1 | 696 | 1 | 704 | 1 | 704 | 1 | 775 | 1 | 696 | 1 | 704.4375 | 16
DEER2020 | NE-HVAC-airHP-SpltPkg-240to759kBtuh-10p8eer-3p2cop | Cap-Tons | Hsp | Rec | cDXHP | 695 | 1 | 695 | 1 | 695 | 1 | 695 | 1 | 695 | 1 | 695 | 1 | 695 | 1 | 695 | 1 | 700 | 1 | 696 | 1 | 698 | 1 | 695 | 1 | 698 | 1 | 699 | 1 | 748 | 1 | 695 | 1 | 699.3125 | 16
DEER2020 | NE-HVAC-airHP-SpltPkg-240to759kBtuh-10p8eer-3p2cop | Cap-Tons | Hsp | New | cDXHP | 680 | 1 | 680 | 1 | 680 | 1 | 680 | 1 | 680 | 1 | 680 | 1 | 680 | 1 | 680 | 1 | 683 | 1 | 680 | 1 | 680 | 1 | 680 | 1 | 680 | 1 | 680 | 1 | 725 | 1 | 680 | 1 | 683 | 16
DEER2020 | NE-HVAC-airHP-SpltPkg-240to759kBtuh-10p8eer-3p2cop | Cap-Tons | Htl | Old | cDXHP | 120 | 1 | 101 | 1 | 125 | 1 | 102 | 1 | 125 | 1 | 128 | 1 | 126 | 1 | 105 | 1 | 126 | 1 | 118 | 1 | 126 | 1 | 114 | 1 | 127 | 1 | 127 | 1 | 161 | 1 | 128 | 1 | 122.4375 | 16
DEER2020 | NE-HVAC-airHP-SpltPkg-240to759kBtuh-10p8eer-3p2cop | Cap-Tons | Htl | Ex | cDXHP | 102 | 1 | 87.3 | 1 | 107 | 1 | 89.2 | 1 | 106 | 1 | 109 | 1 | 108 | 1 | 92.2 | 1 | 113 | 1 | 103 | 1 | 110 | 1 | 100 | 1 | 112 | 1 | 113 | 1 | 146 | 1 | 107 | 1 | 106.5438 | 16
DEER2020 | NE-HVAC-airHP-SpltPkg-240to759kBtuh-10p8eer-3p2cop | Cap-Tons | Htl | Rec | cDXHP | 96.4 | 1 | 83.6 | 1 | 99.1 | 1 | 84.1 | 1 | 98.5 | 1 | 102 | 1 | 101 | 1 | 86.3 | 1 | 107 | 1 | 98.6 | 1 | 104 | 1 | 95.5 | 1 | 106 | 1 | 107 | 1 | 138 | 1 | 101 | 1 | 100.5062 | 16
DEER2020 | NE-HVAC-airHP-SpltPkg-240to759kBtuh-10p8eer-3p2cop | Cap-Tons | Htl | New | cDXHP | 54.8 | 1 | 56.4 | 1 | 57.5 | 1 | 57.7 | 1 | 56.9 | 1 | 59.8 | 1 | 58.9 | 1 | 53.5 | 1 | 71.2 | 1 | 65.2 | 1 | 70.3 | 1 | 64.2 | 1 | 72 | 1 | 71.3 | 1 | 95.1 | 1 | 59 | 1 | 63.9875 | 16
DEER2020 | NE-HVAC-airHP-SpltPkg-240to759kBtuh-10p8eer-3p2cop | Cap-Tons | MBT | Old | cDXHP | 349 | 1 | 377 | 1 | 367 | 1 | 376 | 1 | 366 | 1 | 385 | 1 | 378 | 1 | 389 | 1 | 475 | 1 | 447 | 1 | 482 | 1 | 439 | 1 | 486 | 1 | 488 | 1 | 606 | 1 | 385 | 1 | 424.6875 | 16
DEER2020 | NE-HVAC-airHP-SpltPkg-240to759kBtuh-10p8eer-3p2cop | Cap-Tons | MBT | Ex | cDXHP | 316 | 1 | 338 | 1 | 343 | 1 | 346 | 1 | 340 | 1 | 370 | 1 | 362 | 1 | 372 | 1 | 449 | 1 | 398 | 1 | 438 | 1 | 397 | 1 | 441 | 1 | 444 | 1 | 560 | 1 | 344 | 1 | 391.125 | 16
DEER2020 | NE-HVAC-airHP-SpltPkg-240to759kBtuh-10p8eer-3p2cop | Cap-Tons | MBT | Rec | cDXHP | 290 | 1 | 305 | 1 | 303 | 1 | 302 | 1 | 299 | 1 | 323 | 1 | 318 | 1 | 326 | 1 | 389 | 1 | 361 | 1 | 397 | 1 | 359 | 1 | 400 | 1 | 403 | 1 | 515 | 1 | 314 | 1 | 350.25 | 16
DEER2020 | NE-HVAC-airHP-SpltPkg-240to759kBtuh-10p8eer-3p2cop | Cap-Tons | MBT | New | cDXHP | 279 | 1 | 311 | 1 | 291 | 1 | 307 | 1 | 288 | 1 | 311 | 1 | 307 | 1 | 323 | 1 | 387 | 1 | 363 | 1 | 405 | 1 | 364 | 1 | 405 | 1 | 407 | 1 | 520 | 1 | 303 | 1 | 348.1875 | 16
DEER2020 | NE-HVAC-airHP-SpltPkg-240to759kBtuh-10p8eer-3p2cop | Cap-Tons | MLI | Old | cDXHP | 224 | 1 | 230 | 1 | 230 | 1 | 234 | 1 | 228 | 1 | 239 | 1 | 225 | 1 | 229 | 1 | 280 | 1 | 264 | 1 | 289 | 1 | 265 | 1 | 290 | 1 | 289 | 1 | 365 | 1 | 278 | 1 | 259.9375 | 16
DEER2020 | NE-HVAC-airHP-SpltPkg-240to759kBtuh-10p8eer-3p2cop | Cap-Tons | MLI | Ex | cDXHP | 217 | 1 | 223 | 1 | 223 | 1 | 227 | 1 | 223 | 1 | 242 | 1 | 226 | 1 | 229 | 1 | 276 | 1 | 253 | 1 | 269 | 1 | 253 | 1 | 273 | 1 | 270 | 1 | 343 | 1 | 254 | 1 | 250.0625 | 16
DEER2020 | NE-HVAC-airHP-SpltPkg-240to759kBtuh-10p8eer-3p2cop | Cap-Tons | MLI | Rec | cDXHP | 205 | 1 | 212 | 1 | 214 | 1 | 215 | 1 | 212 | 1 | 224 | 1 | 210 | 1 | 215 | 1 | 255 | 1 | 239 | 1 | 237 | 1 | 234 | 1 | 246 | 1 | 239 | 1 | 307 | 1 | 216 | 1 | 230 | 16
DEER2020 | NE-HVAC-airHP-SpltPkg-240to759kBtuh-10p8eer-3p2cop | Cap-Tons | MLI | New | cDXHP | 206 | 1 | 215 | 1 | 214 | 1 | 218 | 1 | 212 | 1 | 218 | 1 | 204 | 1 | 216 | 1 | 261 | 1 | 247 | 1 | 248 | 1 | 242 | 1 | 256 | 1 | 247 | 1 | 315 | 1 | 213 | 1 | 233.25 | 16
DEER2020 | NE-HVAC-airHP-SpltPkg-240to759kBtuh-10p8eer-3p2cop | Cap-Tons | Mtl | Old | cDXHP | 10.5 | 1 | 8.93 | 1 | 11.2 | 1 | 8.91 | 1 | 11.1 | 1 | 11.5 | 1 | 11.4 | 1 | 9.22 | 1 | 11 | 1 | 10.5 | 1 | 11 | 1 | 9.87 | 1 | 11.1 | 1 | 10.8 | 1 | 13.8 | 1 | 11.2 | 1 | 10.7519 | 16
DEER2020 | NE-HVAC-airHP-SpltPkg-240to759kBtuh-10p8eer-3p2cop | Cap-Tons | Mtl | Ex | cDXHP | 8.56 | 1 | 6.66 | 1 | 9.07 | 1 | 6.82 | 1 | 8.92 | 1 | 9.24 | 1 | 9.14 | 1 | 6.98 | 1 | 8.52 | 1 | 7.99 | 1 | 8.6 | 1 | 7.78 | 1 | 8.66 | 1 | 8.55 | 1 | 11.4 | 1 | 8.96 | 1 | 8.4906 | 16
DEER2020 | NE-HVAC-airHP-SpltPkg-240to759kBtuh-10p8eer-3p2cop | Cap-Tons | Mtl | Rec | cDXHP | 7.92 | 1 | 6 | 1 | 8.26 | 1 | 6.06 | 1 | 8.17 | 1 | 8.47 | 1 | 8.41 | 1 | 6.33 | 1 | 7.83 | 1 | 7.29 | 1 | 7.74 | 1 | 7.07 | 1 | 7.9 | 1 | 7.79 | 1 | 10.4 | 1 | 8.26 | 1 | 7.7438 | 16
DEER2020 | NE-HVAC-airHP-SpltPkg-240to759kBtuh-10p8eer-3p2cop | Cap-Tons | Mtl | New | cDXHP | 7.85 | 1 | 6.26 | 1 | 8.19 | 1 | 6.32 | 1 | 8.1 | 1 | 8.41 | 1 | 8.35 | 1 | 6.4 | 1 | 8.05 | 1 | 7.61 | 1 | 8.18 | 1 | 7.46 | 1 | 8.36 | 1 | 8.18 | 1 | 10.8 | 1 | 8.19 | 1 | 7.9194 | 16
DEER2020 | NE-HVAC-airHP-SpltPkg-240to759kBtuh-10p8eer-3p2cop | Cap-Tons | Nrs | Old | cDXHP | 105 | 1 | 109 | 1 | 107 | 1 | 109 | 1 | 107 | 1 | 109 | 1 | 109 | 1 | 111 | 1 | 114 | 1 | 112 | 1 | 113 | 1 | 110 | 1 | 113 | 1 | 113 | 1 | 127 | 1 | 108 | 1 | 111 | 16
DEER2020 | NE-HVAC-airHP-SpltPkg-240to759kBtuh-10p8eer-3p2cop | Cap-Tons | Nrs | Ex | cDXHP | 101 | 1 | 102 | 1 | 104 | 1 | 106 | 1 | 104 | 1 | 107 | 1 | 106 | 1 | 107 | 1 | 110 | 1 | 103 | 1 | 104 | 1 | 103 | 1 | 105 | 1 | 105 | 1 | 116 | 1 | 102 | 1 | 105.3125 | 16
DEER2020 | NE-HVAC-airHP-SpltPkg-240to759kBtuh-10p8eer-3p2cop | Cap-Tons | Nrs | Rec | cDXHP | 101 | 1 | 101 | 1 | 101 | 1 | 101 | 1 | 101 | 1 | 101 | 1 | 101 | 1 | 101 | 1 | 103 | 1 | 102 | 1 | 102 | 1 | 102 | 1 | 103 | 1 | 103 | 1 | 112 | 1 | 101 | 1 | 102.25 | 16
DEER2020 | NE-HVAC-airHP-SpltPkg-240to759kBtuh-10p8eer-3p2cop | Cap-Tons | Nrs | New | cDXHP | 95.9 | 1 | 95.9 | 1 | 95.9 | 1 | 95.9 | 1 | 95.9 | 1 | 95.9 | 1 | 95.9 | 1 | 96 | 1 | 97.1 | 1 | 96.4 | 1 | 97 | 1 | 96.3 | 1 | 97.3 | 1 | 97.5 | 1 | 105 | 1 | 95.9 | 1 | 96.8625 | 16
DEER2020 | NE-HVAC-airHP-SpltPkg-240to759kBtuh-10p8eer-3p2cop | Cap-Tons | OfL | Old | cDXHP | 589 | 1 | 525 | 1 | 624 | 1 | 527 | 1 | 619 | 1 | 658 | 1 | 643 | 1 | 566 | 1 | 643 | 1 | 606 | 1 | 627 | 1 | 581 | 1 | 638 | 1 | 644 | 1 | 767 | 1 | 664 | 1 | 620.0625 | 16
DEER2020 | NE-HVAC-airHP-SpltPkg-240to759kBtuh-10p8eer-3p2cop | Cap-Tons | OfL | Ex | cDXHP | 463 | 1 | 419 | 1 | 510 | 1 | 444 | 1 | 506 | 1 | 542 | 1 | 531 | 1 | 476 | 1 | 548 | 1 | 489 | 1 | 515 | 1 | 481 | 1 | 523 | 1 | 526 | 1 | 637 | 1 | 518 | 1 | 508 | 16
DEER2020 | NE-HVAC-airHP-SpltPkg-240to759kBtuh-10p8eer-3p2cop | Cap-Tons | OfL | Rec | cDXHP | 446 | 1 | 399 | 1 | 468 | 1 | 404 | 1 | 461 | 1 | 497 | 1 | 487 | 1 | 438 | 1 | 508 | 1 | 471 | 1 | 497 | 1 | 462 | 1 | 505 | 1 | 510 | 1 | 619 | 1 | 502 | 1 | 479.625 | 16
DEER2020 | NE-HVAC-airHP-SpltPkg-240to759kBtuh-10p8eer-3p2cop | Cap-Tons | OfL | New | cDXHP | 438 | 1 | 421 | 1 | 459 | 1 | 424 | 1 | 453 | 1 | 490 | 1 | 479 | 1 | 448 | 1 | 526 | 1 | 493 | 1 | 530 | 1 | 491 | 1 | 535 | 1 | 540 | 1 | 648 | 1 | 495 | 1 | 491.875 | 16
DEER2020 | NE-HVAC-airHP-SpltPkg-240to759kBtuh-10p8eer-3p2cop | Cap-Tons | OfS | Old | cDXHP | 40.5 | 1 | 38.4 | 1 | 44.3 | 1 | 38.7 | 1 | 43.9 | 1 | 46.3 | 1 | 44.9 | 1 | 40.2 | 1 | 46 | 1 | 43.9 | 1 | 45.4 | 1 | 42.4 | 1 | 46.2 | 1 | 45.7 | 1 | 54.7 | 1 | 45.7 | 1 | 44.2 | 16
DEER2020 | NE-HVAC-airHP-SpltPkg-240to759kBtuh-10p8eer-3p2cop | Cap-Tons | OfS | Ex | cDXHP | 29.3 | 1 | 28.4 | 1 | 33.5 | 1 | 30.7 | 1 | 33.2 | 1 | 35.3 | 1 | 34.5 | 1 | 32.2 | 1 | 37.5 | 1 | 33.1 | 1 | 35.3 | 1 | 32.7 | 1 | 35.9 | 1 | 35.8 | 1 | 43.3 | 1 | 33.2 | 1 | 33.9937 | 16
DEER2020 | NE-HVAC-airHP-SpltPkg-240to759kBtuh-10p8eer-3p2cop | Cap-Tons | OfS | Rec | cDXHP | 26.1 | 1 | 25.3 | 1 | 27.9 | 1 | 25.7 | 1 | 27.5 | 1 | 29.5 | 1 | 28.7 | 1 | 27.7 | 1 | 32 | 1 | 29.9 | 1 | 31.6 | 1 | 29.4 | 1 | 32.5 | 1 | 32.7 | 1 | 39.4 | 1 | 29.5 | 1 | 29.7125 | 16
DEER2020 | NE-HVAC-airHP-SpltPkg-240to759kBtuh-10p8eer-3p2cop | Cap-Tons | OfS | New | cDXHP | 25.7 | 1 | 26.6 | 1 | 27.4 | 1 | 26.9 | 1 | 27 | 1 | 29 | 1 | 28.3 | 1 | 28.3 | 1 | 33.2 | 1 | 31.3 | 1 | 33.5 | 1 | 31.1 | 1 | 34.3 | 1 | 34.4 | 1 | 41.1 | 1 | 29.1 | 1 | 30.45 | 16
DEER2020 | NE-HVAC-airHP-SpltPkg-240to759kBtuh-10p8eer-3p2cop | Cap-Tons | RFF | Old | cDXHP | 19.5 | 1 | 18.6 | 1 | 20 | 1 | 19.2 | 1 | 19.8 | 1 | 20.4 | 1 | 20.2 | 1 | 15 | 1 | 19.9 | 1 | 17.3 | 1 | 19.7 | 1 | 19.8 | 1 | 19.9 | 1 | 20.1 | 1 | 29.5 | 1 | 20.5 | 1 | 19.9625 | 16
DEER2020 | NE-HVAC-airHP-SpltPkg-240to759kBtuh-10p8eer-3p2cop | Cap-Tons | RFF | Ex | cDXHP | 18.7 | 1 | 17.6 | 1 | 19.3 | 1 | 18.4 | 1 | 19.1 | 1 | 19.6 | 1 | 19.4 | 1 | 14.4 | 1 | 19.1 | 1 | 16 | 1 | 18.3 | 1 | 18.8 | 1 | 18.6 | 1 | 19 | 1 | 28.1 | 1 | 19.5 | 1 | 18.9937 | 16
DEER2020 | NE-HVAC-airHP-SpltPkg-240to759kBtuh-10p8eer-3p2cop | Cap-Tons | RFF | Rec | cDXHP | 18.6 | 1 | 17.7 | 1 | 19 | 1 | 18.2 | 1 | 18.8 | 1 | 19.2 | 1 | 19.1 | 1 | 14.1 | 1 | 18.3 | 1 | 15.6 | 1 | 17.5 | 1 | 18.5 | 1 | 17.9 | 1 | 18.5 | 1 | 27.3 | 1 | 19.4 | 1 | 18.6062 | 16
DEER2020 | NE-HVAC-airHP-SpltPkg-240to759kBtuh-10p8eer-3p2cop | Cap-Tons | RFF | New | cDXHP | 6.01 | 1 | 6.59 | 1 | 6.87 | 1 | 6.69 | 1 | 6.46 | 1 | 7.49 | 1 | 7.25 | 1 | 6.98 | 1 | 9.21 | 1 | 8.46 | 1 | 9.17 | 1 | 8.28 | 1 | 9.28 | 1 | 9.09 | 1 | 12.2 | 1 | 7.21 | 1 | 7.9525 | 16
DEER2020 | NE-HVAC-airHP-SpltPkg-240to759kBtuh-10p8eer-3p2cop | Cap-Tons | RSD | Old | cDXHP | 27.1 | 1 | 23 | 1 | 27.7 | 1 | 22.5 | 1 | 27.5 | 1 | 28.2 | 1 | 27.9 | 1 | 25.6 | 1 | 34.4 | 1 | 31 | 1 | 34.2 | 1 | 29.8 | 1 | 34.5 | 1 | 34.8 | 1 | 47.6 | 1 | 28.3 | 1 | 30.2563 | 16
DEER2020 | NE-HVAC-airHP-SpltPkg-240to759kBtuh-10p8eer-3p2cop | Cap-Tons | RSD | Ex | cDXHP | 26.3 | 1 | 21.5 | 1 | 27.3 | 1 | 21.7 | 1 | 27.2 | 1 | 27.8 | 1 | 27.5 | 1 | 25.3 | 1 | 33.6 | 1 | 29.3 | 1 | 32.6 | 1 | 28.3 | 1 | 32.9 | 1 | 33.3 | 1 | 45.8 | 1 | 27.2 | 1 | 29.225 | 16
DEER2020 | NE-HVAC-airHP-SpltPkg-240to759kBtuh-10p8eer-3p2cop | Cap-Tons | RSD | Rec | cDXHP | 26.1 | 1 | 20.6 | 1 | 26.5 | 1 | 20.2 | 1 | 26.4 | 1 | 26.9 | 1 | 26.7 | 1 | 23.8 | 1 | 31.5 | 1 | 28.2 | 1 | 31.3 | 1 | 27.2 | 1 | 31.7 | 1 | 32 | 1 | 44.4 | 1 | 27 | 1 | 28.1562 | 16
DEER2020 | NE-HVAC-airHP-SpltPkg-240to759kBtuh-10p8eer-3p2cop | Cap-Tons | RSD | New | cDXHP | 10.1 | 1 | 11.2 | 1 | 11 | 1 | 11.3 | 1 | 10.7 | 1 | 12.1 | 1 | 11.8 | 1 | 12.6 | 1 | 15.9 | 1 | 14.6 | 1 | 16.6 | 1 | 14.6 | 1 | 16.7 | 1 | 16.8 | 1 | 22.1 | 1 | 11.7 | 1 | 13.7375 | 16
DEER2020 | NE-HVAC-airHP-SpltPkg-240to759kBtuh-10p8eer-3p2cop | Cap-Tons | Rt3 | Old | cDXHP | 210 | 1 | 244 | 1 | 220 | 1 | 246 | 1 | 220 | 1 | 237 | 1 | 231 | 1 | 265 | 1 | 330 | 1 | 304 | 1 | 336 | 1 | 301 | 1 | 337 | 1 | 340 | 1 | 434 | 1 | 243 | 1 | 281.125 | 16
DEER2020 | NE-HVAC-airHP-SpltPkg-240to759kBtuh-10p8eer-3p2cop | Cap-Tons | Rt3 | Ex | cDXHP | 202 | 1 | 237 | 1 | 214 | 1 | 240 | 1 | 214 | 1 | 231 | 1 | 225 | 1 | 260 | 1 | 324 | 1 | 295 | 1 | 321 | 1 | 292 | 1 | 323 | 1 | 324 | 1 | 417 | 1 | 229 | 1 | 271.75 | 16
DEER2020 | NE-HVAC-airHP-SpltPkg-240to759kBtuh-10p8eer-3p2cop | Cap-Tons | Rt3 | Rec | cDXHP | 188 | 1 | 225 | 1 | 201 | 1 | 227 | 1 | 200 | 1 | 217 | 1 | 211 | 1 | 247 | 1 | 309 | 1 | 283 | 1 | 295 | 1 | 276 | 1 | 302 | 1 | 299 | 1 | 387 | 1 | 205 | 1 | 254.5 | 16
DEER2020 | NE-HVAC-airHP-SpltPkg-240to759kBtuh-10p8eer-3p2cop | Cap-Tons | Rt3 | New | cDXHP | 181 | 1 | 232 | 1 | 194 | 1 | 232 | 1 | 193 | 1 | 210 | 1 | 204 | 1 | 244 | 1 | 311 | 1 | 289 | 1 | 304 | 1 | 284 | 1 | 310 | 1 | 305 | 1 | 389 | 1 | 198 | 1 | 255 | 16
DEER2020 | NE-HVAC-airHP-SpltPkg-240to759kBtuh-10p8eer-3p2cop | Cap-Tons | RtL | Old | cDXHP | 183 | 1 | 216 | 1 | 189 | 1 | 211 | 1 | 189 | 1 | 199 | 1 | 195 | 1 | 233 | 1 | 292 | 1 | 270 | 1 | 296 | 1 | 265 | 1 | 298 | 1 | 300 | 1 | 387 | 1 | 202 | 1 | 245.3125 | 16
DEER2020 | NE-HVAC-airHP-SpltPkg-240to759kBtuh-10p8eer-3p2cop | Cap-Tons | RtL | Ex | cDXHP | 175 | 1 | 207 | 1 | 182 | 1 | 202 | 1 | 182 | 1 | 194 | 1 | 190 | 1 | 230 | 1 | 285 | 1 | 257 | 1 | 281 | 1 | 254 | 1 | 283 | 1 | 285 | 1 | 370 | 1 | 189 | 1 | 235.375 | 16
DEER2020 | NE-HVAC-airHP-SpltPkg-240to759kBtuh-10p8eer-3p2cop | Cap-Tons | RtL | Rec | cDXHP | 163 | 1 | 193 | 1 | 169 | 1 | 188 | 1 | 168 | 1 | 180 | 1 | 176 | 1 | 213 | 1 | 263 | 1 | 241 | 1 | 256 | 1 | 234 | 1 | 260 | 1 | 261 | 1 | 342 | 1 | 172 | 1 | 217.4375 | 16
DEER2020 | NE-HVAC-airHP-SpltPkg-240to759kBtuh-10p8eer-3p2cop | Cap-Tons | RtL | New | cDXHP | 156 | 1 | 196 | 1 | 162 | 1 | 192 | 1 | 161 | 1 | 172 | 1 | 169 | 1 | 210 | 1 | 260 | 1 | 241 | 1 | 260 | 1 | 237 | 1 | 263 | 1 | 262 | 1 | 338 | 1 | 165 | 1 | 215.25 | 16
DEER2020 | NE-HVAC-airHP-SpltPkg-240to759kBtuh-10p8eer-3p2cop | Cap-Tons | RtS | Old | cDXHP | 16 | 1 | 18.5 | 1 | 17 | 1 | 18.7 | 1 | 16.5 | 1 | 18 | 1 | 17.4 | 1 | 19.5 | 1 | 24.5 | 1 | 23 | 1 | 24.9 | 1 | 22.2 | 1 | 25.2 | 1 | 25.1 | 1 | 31.6 | 1 | 19.2 | 1 | 21.0813 | 16
DEER2020 | NE-HVAC-airHP-SpltPkg-240to759kBtuh-10p8eer-3p2cop | Cap-Tons | RtS | Ex | cDXHP | 13 | 1 | 15.3 | 1 | 14.4 | 1 | 16 | 1 | 14 | 1 | 15.4 | 1 | 14.8 | 1 | 17.3 | 1 | 21.6 | 1 | 19.3 | 1 | 21.2 | 1 | 19.1 | 1 | 21.5 | 1 | 21.4 | 1 | 27.5 | 1 | 15.6 | 1 | 17.9625 | 16
DEER2020 | NE-HVAC-airHP-SpltPkg-240to759kBtuh-10p8eer-3p2cop | Cap-Tons | RtS | Rec | cDXHP | 12.2 | 1 | 14.4 | 1 | 13.1 | 1 | 14.4 | 1 | 12.9 | 1 | 14 | 1 | 13.7 | 1 | 15.2 | 1 | 19.3 | 1 | 18.1 | 1 | 19.5 | 1 | 17.7 | 1 | 19.8 | 1 | 19.5 | 1 | 25.3 | 1 | 14.3 | 1 | 16.4625 | 16
DEER2020 | NE-HVAC-airHP-SpltPkg-240to759kBtuh-10p8eer-3p2cop | Cap-Tons | RtS | New | cDXHP | 12 | 1 | 15 | 1 | 12.8 | 1 | 14.9 | 1 | 12.6 | 1 | 13.8 | 1 | 13.5 | 1 | 16.1 | 1 | 20.4 | 1 | 19 | 1 | 20.3 | 1 | 18.4 | 1 | 20.7 | 1 | 20.3 | 1 | 26.7 | 1 | 14.1 | 1 | 16.9125 | 16
DEER2020 | NE-HVAC-airHP-SpltPkg-240to759kBtuh-10p8eer-3p2cop | Cap-Tons | SCn | Old | cDXHP | 369 | 1 | 309 | 1 | 369 | 1 | 307 | 1 | 362 | 1 | 348 | 1 | 333 | 1 | 283 | 1 | 368 | 1 | 344 | 1 | 385 | 1 | 338 | 1 | 389 | 1 | 387 | 1 | 525 | 1 | 424 | 1 | 365 | 16
DEER2020 | NE-HVAC-airHP-SpltPkg-240to759kBtuh-10p8eer-3p2cop | Cap-Tons | SCn | Ex | cDXHP | 364 | 1 | 298 | 1 | 365 | 1 | 297 | 1 | 359 | 1 | 350 | 1 | 334 | 1 | 291 | 1 | 360 | 1 | 308 | 1 | 352 | 1 | 315 | 1 | 356 | 1 | 342 | 1 | 473 | 1 | 400 | 1 | 347.75 | 16
DEER2020 | NE-HVAC-airHP-SpltPkg-240to759kBtuh-10p8eer-3p2cop | Cap-Tons | SCn | Rec | cDXHP | 349 | 1 | 275 | 1 | 359 | 1 | 274 | 1 | 352 | 1 | 343 | 1 | 328 | 1 | 233 | 1 | 276 | 1 | 271 | 1 | 283 | 1 | 277 | 1 | 289 | 1 | 269 | 1 | 372 | 1 | 364 | 1 | 307.125 | 16
DEER2020 | NE-HVAC-airHP-SpltPkg-240to759kBtuh-10p8eer-3p2cop | Cap-Tons | SCn | New | cDXHP | 349 | 1 | 288 | 1 | 359 | 1 | 288 | 1 | 352 | 1 | 342 | 1 | 327 | 1 | 257 | 1 | 314 | 1 | 287 | 1 | 299 | 1 | 292 | 1 | 311 | 1 | 299 | 1 | 429 | 1 | 364 | 1 | 322.3125 | 16
DEER2020 | NE-HVAC-airHP-SpltPkg-65to134kBtuh-11p5eer-3p4cop | Cap-Tons | Com | Old | cDXHP | 470 | 1 | 345 | 1 | 413 | 1 | 329 | 1 | 487 | 1 | 397 | 1 | 365 | 1 | 380 | 1 | 453 | 1 | 327 | 1 | 444 | 1 | 339 | 1 | 387 | 1 | 385 | 1 | 443 | 1 | 555 | 1 | 407.4375 | 16
DEER2020 | NE-HVAC-airHP-SpltPkg-65to134kBtuh-11p5eer-3p4cop | Cap-Tons | Com | Ex | cDXHP | 298 | 1 | 322 | 1 | 381 | 1 | 319 | 1 | 454 | 1 | 323 | 1 | 330 | 1 | 325 | 1 | 362 | 1 | 294 | 1 | 401 | 1 | 316 | 1 | 359 | 1 | 349 | 1 | 413 | 1 | 509 | 1 | 359.6875 | 16
DEER2020 | NE-HVAC-airHP-SpltPkg-65to134kBtuh-11p5eer-3p4cop | Cap-Tons | Com | Rec | cDXHP | 285 | 1 | 295 | 1 | 335 | 1 | 282 | 1 | 383 | 1 | 281 | 1 | 274 | 1 | 283 | 1 | 322 | 1 | 272 | 1 | 358 | 1 | 292 | 1 | 324 | 1 | 319 | 1 | 380 | 1 | 439 | 1 | 320.25 | 16
DEER2020 | NE-HVAC-airHP-SpltPkg-65to134kBtuh-11p5eer-3p4cop | Cap-Tons | Com | New | cDXHP | 278 | 1 | 293 | 1 | 328 | 1 | 279 | 1 | 371 | 1 | 275 | 1 | 268 | 1 | 281 | 1 | 320 | 1 | 271 | 1 | 352 | 1 | 290 | 1 | 320 | 1 | 313 | 1 | 377 | 1 | 427 | 1 | 315.1875 | 16
DEER2020 | NE-HVAC-airHP-SpltPkg-65to134kBtuh-11p5eer-3p4cop | Cap-Tons | Asm | Old | cDXHP | 336 | 1 | 332 | 1 | 368 | 1 | 329 | 1 | 358 | 1 | 386 | 1 | 375 | 1 | 358 | 1 | 463 | 1 | 422 | 1 | 462 | 1 | 412 | 1 | 466 | 1 | 469 | 1 | 621 | 1 | 395 | 1 | 409.5 | 16
DEER2020 | NE-HVAC-airHP-SpltPkg-65to134kBtuh-11p5eer-3p4cop | Cap-Tons | Asm | Ex | cDXHP | 296 | 1 | 298 | 1 | 345 | 1 | 311 | 1 | 335 | 1 | 370 | 1 | 359 | 1 | 347 | 1 | 447 | 1 | 383 | 1 | 421 | 1 | 375 | 1 | 426 | 1 | 429 | 1 | 574 | 1 | 341 | 1 | 378.5625 | 16
DEER2020 | NE-HVAC-airHP-SpltPkg-65to134kBtuh-11p5eer-3p4cop | Cap-Tons | Asm | Rec | cDXHP | 283 | 1 | 282 | 1 | 300 | 1 | 279 | 1 | 292 | 1 | 319 | 1 | 310 | 1 | 311 | 1 | 406 | 1 | 366 | 1 | 393 | 1 | 355 | 1 | 401 | 1 | 402 | 1 | 540 | 1 | 308 | 1 | 346.6875 | 16
DEER2020 | NE-HVAC-airHP-SpltPkg-65to134kBtuh-11p5eer-3p4cop | Cap-Tons | Asm | New | cDXHP | 280 | 1 | 279 | 1 | 295 | 1 | 276 | 1 | 288 | 1 | 315 | 1 | 306 | 1 | 307 | 1 | 403 | 1 | 363 | 1 | 390 | 1 | 352 | 1 | 398 | 1 | 399 | 1 | 536 | 1 | 304 | 1 | 343.1875 | 16
DEER2020 | NE-HVAC-airHP-SpltPkg-65to134kBtuh-11p5eer-3p4cop | Cap-Tons | ECC | Old | cDXHP | 938 | 1 | 886 | 1 | 1010 | 1 | 898 | 1 | 988 | 1 | 1050 | 1 | 1030 | 1 | 941 | 1 | 1130 | 1 | 1050 | 1 | 1020 | 1 | 935 | 1 | 1040 | 1 | 1090 | 1 | 1440 | 1 | 1050 | 1 | 1031 | 16
DEER2020 | NE-HVAC-airHP-SpltPkg-65to134kBtuh-11p5eer-3p4cop | Cap-Tons | ECC | Ex | cDXHP | 753 | 1 | 762 | 1 | 854 | 1 | 798 | 1 | 834 | 1 | 895 | 1 | 887 | 1 | 846 | 1 | 1030 | 1 | 924 | 1 | 907 | 1 | 826 | 1 | 924 | 1 | 971 | 1 | 1300 | 1 | 866 | 1 | 898.5625 | 16
DEER2020 | NE-HVAC-airHP-SpltPkg-65to134kBtuh-11p5eer-3p4cop | Cap-Tons | ECC | Rec | cDXHP | 700 | 1 | 727 | 1 | 756 | 1 | 735 | 1 | 736 | 1 | 794 | 1 | 784 | 1 | 784 | 1 | 964 | 1 | 882 | 1 | 846 | 1 | 780 | 1 | 869 | 1 | 913 | 1 | 1230 | 1 | 791 | 1 | 830.6875 | 16
DEER2020 | NE-HVAC-airHP-SpltPkg-65to134kBtuh-11p5eer-3p4cop | Cap-Tons | ECC | New | cDXHP | 675 | 1 | 716 | 1 | 730 | 1 | 725 | 1 | 710 | 1 | 765 | 1 | 754 | 1 | 763 | 1 | 943 | 1 | 861 | 1 | 825 | 1 | 765 | 1 | 848 | 1 | 891 | 1 | 1210 | 1 | 766 | 1 | 809.1875 | 16
DEER2020 | NE-HVAC-airHP-SpltPkg-65to134kBtuh-11p5eer-3p4cop | Cap-Tons | EPr | Old | cDXHP | 145 | 1 | 145 | 1 | 156 | 1 | 146 | 1 | 151 | 1 | 166 | 1 | 163 | 1 | 161 | 1 | 201 | 1 | 184 | 1 | 176 | 1 | 155 | 1 | 178 | 1 | 190 | 1 | 259 | 1 | 163 | 1 | 171.1875 | 16
DEER2020 | NE-HVAC-airHP-SpltPkg-65to134kBtuh-11p5eer-3p4cop | Cap-Tons | EPr | Ex | cDXHP | 114 | 1 | 122 | 1 | 132 | 1 | 128 | 1 | 128 | 1 | 141 | 1 | 139 | 1 | 144 | 1 | 181 | 1 | 157 | 1 | 155 | 1 | 135 | 1 | 157 | 1 | 169 | 1 | 236 | 1 | 135 | 1 | 148.3125 | 16
DEER2020 | NE-HVAC-airHP-SpltPkg-65to134kBtuh-11p5eer-3p4cop | Cap-Tons | EPr | Rec | cDXHP | 106 | 1 | 112 | 1 | 116 | 1 | 113 | 1 | 112 | 1 | 124 | 1 | 122 | 1 | 127 | 1 | 159 | 1 | 143 | 1 | 140 | 1 | 124 | 1 | 145 | 1 | 155 | 1 | 219 | 1 | 123 | 1 | 133.75 | 16
DEER2020 | NE-HVAC-airHP-SpltPkg-65to134kBtuh-11p5eer-3p4cop | Cap-Tons | EPr | New | cDXHP | 103 | 1 | 112 | 1 | 113 | 1 | 112 | 1 | 109 | 1 | 121 | 1 | 118 | 1 | 124 | 1 | 156 | 1 | 140 | 1 | 138 | 1 | 123 | 1 | 142 | 1 | 152 | 1 | 216 | 1 | 121 | 1 | 131.25 | 16
DEER2020 | NE-HVAC-airHP-SpltPkg-65to134kBtuh-11p5eer-3p4cop | Cap-Tons | ERC | Old | cDXHP | 5.14 | 1 | 5.76 | 1 | 5.86 | 1 | 6.14 | 1 | 5.52 | 1 | 6.37 | 1 | 6.13 | 1 | 6.47 | 1 | 8.43 | 1 | 7.73 | 1 | 7.79 | 1 | 6.71 | 1 | 7.7 | 1 | 8.21 | 1 | 11 | 1 | 6.13 | 1 | 6.9431 | 16
DEER2020 | NE-HVAC-airHP-SpltPkg-65to134kBtuh-11p5eer-3p4cop | Cap-Tons | ERC | Ex | cDXHP | 4.74 | 1 | 5.34 | 1 | 5.66 | 1 | 5.9 | 1 | 5.33 | 1 | 6.15 | 1 | 5.93 | 1 | 6.26 | 1 | 8.08 | 1 | 7.14 | 1 | 7.35 | 1 | 6.33 | 1 | 7.27 | 1 | 7.77 | 1 | 10.4 | 1 | 5.74 | 1 | 6.5869 | 16
DEER2020 | NE-HVAC-airHP-SpltPkg-65to134kBtuh-11p5eer-3p4cop | Cap-Tons | ERC | Rec | cDXHP | 4.58 | 1 | 4.81 | 1 | 5.25 | 1 | 5.23 | 1 | 4.92 | 1 | 5.75 | 1 | 5.53 | 1 | 5.64 | 1 | 7.1 | 1 | 6.59 | 1 | 6.89 | 1 | 5.9 | 1 | 6.72 | 1 | 7.16 | 1 | 9.35 | 1 | 5.44 | 1 | 6.0537 | 16
DEER2020 | NE-HVAC-airHP-SpltPkg-65to134kBtuh-11p5eer-3p4cop | Cap-Tons | ERC | New | cDXHP | 4.61 | 1 | 4.94 | 1 | 5.09 | 1 | 5.17 | 1 | 4.76 | 1 | 5.6 | 1 | 5.38 | 1 | 5.92 | 1 | 7.58 | 1 | 6.72 | 1 | 6.67 | 1 | 5.81 | 1 | 6.91 | 1 | 7.41 | 1 | 10.1 | 1 | 5.32 | 1 | 6.1244 | 16
DEER2020 | NE-HVAC-airHP-SpltPkg-65to134kBtuh-11p5eer-3p4cop | Cap-Tons | ESe | Old | cDXHP | 444 | 1 | 439 | 1 | 474 | 1 | 449 | 1 | 462 | 1 | 490 | 1 | 480 | 1 | 460 | 1 | 567 | 1 | 520 | 1 | 502 | 1 | 461 | 1 | 507 | 1 | 540 | 1 | 727 | 1 | 508 | 1 | 501.875 | 16
DEER2020 | NE-HVAC-airHP-SpltPkg-65to134kBtuh-11p5eer-3p4cop | Cap-Tons | ESe | Ex | cDXHP | 376 | 1 | 398 | 1 | 445 | 1 | 425 | 1 | 432 | 1 | 467 | 1 | 460 | 1 | 445 | 1 | 548 | 1 | 473 | 1 | 461 | 1 | 426 | 1 | 469 | 1 | 501 | 1 | 681 | 1 | 445 | 1 | 465.75 | 16
DEER2020 | NE-HVAC-airHP-SpltPkg-65to134kBtuh-11p5eer-3p4cop | Cap-Tons | ESe | Rec | cDXHP | 353 | 1 | 386 | 1 | 384 | 1 | 392 | 1 | 371 | 1 | 401 | 1 | 392 | 1 | 402 | 1 | 501 | 1 | 454 | 1 | 435 | 1 | 407 | 1 | 447 | 1 | 475 | 1 | 647 | 1 | 406 | 1 | 428.3125 | 16
DEER2020 | NE-HVAC-airHP-SpltPkg-65to134kBtuh-11p5eer-3p4cop | Cap-Tons | ESe | New | cDXHP | 342 | 1 | 385 | 1 | 374 | 1 | 392 | 1 | 359 | 1 | 389 | 1 | 380 | 1 | 392 | 1 | 491 | 1 | 444 | 1 | 426 | 1 | 402 | 1 | 437 | 1 | 464 | 1 | 636 | 1 | 396 | 1 | 419.3125 | 16
DEER2020 | NE-HVAC-airHP-SpltPkg-65to134kBtuh-11p5eer-3p4cop | Cap-Tons | EUn | Old | cDXHP | 2590 | 1 | 2400 | 1 | 2750 | 1 | 2460 | 1 | 2710 | 1 | 2840 | 1 | 2780 | 1 | 2510 | 1 | 3060 | 1 | 2860 | 1 | 2790 | 1 | 2550 | 1 | 2850 | 1 | 2930 | 1 | 3850 | 1 | 2890 | 1 | 2801.25 | 16
DEER2020 | NE-HVAC-airHP-SpltPkg-65to134kBtuh-11p5eer-3p4cop | Cap-Tons | EUn | Ex | cDXHP | 2030 | 1 | 2010 | 1 | 2260 | 1 | 2130 | 1 | 2210 | 1 | 2360 | 1 | 2320 | 1 | 2200 | 1 | 2720 | 1 | 2410 | 1 | 2390 | 1 | 2170 | 1 | 2440 | 1 | 2520 | 1 | 3380 | 1 | 2290 | 1 | 2365 | 16
DEER2020 | NE-HVAC-airHP-SpltPkg-65to134kBtuh-11p5eer-3p4cop | Cap-Tons | EUn | Rec | cDXHP | 1860 | 1 | 1890 | 1 | 1970 | 1 | 1930 | 1 | 1930 | 1 | 2050 | 1 | 2020 | 1 | 1980 | 1 | 2460 | 1 | 2260 | 1 | 2180 | 1 | 2020 | 1 | 2240 | 1 | 2330 | 1 | 3140 | 1 | 2030 | 1 | 2143.125 | 16
DEER2020 | NE-HVAC-airHP-SpltPkg-65to134kBtuh-11p5eer-3p4cop | Cap-Tons | EUn | New | cDXHP | 1800 | 1 | 1860 | 1 | 1910 | 1 | 1900 | 1 | 1860 | 1 | 1980 | 1 | 1950 | 1 | 1920 | 1 | 2400 | 1 | 2210 | 1 | 2130 | 1 | 1980 | 1 | 2200 | 1 | 2270 | 1 | 3080 | 1 | 1970 | 1 | 2088.75 | 16
DEER2020 | NE-HVAC-airHP-SpltPkg-65to134kBtuh-11p5eer-3p4cop | Cap-Tons | Gro | Old | cDXHP | 50.2 | 1 | 101 | 1 | 70.5 | 1 | 91.8 | 1 | 62 | 1 | 92.5 | 1 | 65.2 | 1 | 96.2 | 1 | 130 | 1 | 119 | 1 | 124 | 1 | 127 | 1 | 127 | 1 | 136 | 1 | 174 | 1 | 76.9 | 1 | 102.7062 | 16
DEER2020 | NE-HVAC-airHP-SpltPkg-65to134kBtuh-11p5eer-3p4cop | Cap-Tons | Gro | Ex | cDXHP | 46.8 | 1 | 94.7 | 1 | 67.2 | 1 | 87.2 | 1 | 59.4 | 1 | 91.2 | 1 | 65.6 | 1 | 95.9 | 1 | 125 | 1 | 111 | 1 | 115 | 1 | 121 | 1 | 119 | 1 | 127 | 1 | 163 | 1 | 70.4 | 1 | 97.4625 | 16
DEER2020 | NE-HVAC-airHP-SpltPkg-65to134kBtuh-11p5eer-3p4cop | Cap-Tons | Gro | Rec | cDXHP | 41.9 | 1 | 88 | 1 | 61.1 | 1 | 79.5 | 1 | 53.3 | 1 | 82.9 | 1 | 56.1 | 1 | 83.9 | 1 | 119 | 1 | 103 | 1 | 102 | 1 | 111 | 1 | 108 | 1 | 116 | 1 | 149 | 1 | 61.5 | 1 | 88.5125 | 16
DEER2020 | NE-HVAC-airHP-SpltPkg-65to134kBtuh-11p5eer-3p4cop | Cap-Tons | Gro | New | cDXHP | 40.9 | 1 | 86.7 | 1 | 60.1 | 1 | 78.4 | 1 | 52.4 | 1 | 81.8 | 1 | 55.2 | 1 | 82.7 | 1 | 118 | 1 | 102 | 1 | 101 | 1 | 109 | 1 | 107 | 1 | 115 | 1 | 147 | 1 | 60.5 | 1 | 87.3563 | 16
DEER2020 | NE-HVAC-airHP-SpltPkg-65to134kBtuh-11p5eer-3p4cop | Cap-Tons | Hsp | Old | cDXHP | 682 | 1 | 686 | 1 | 683 | 1 | 687 | 1 | 684 | 1 | 688 | 1 | 686 | 1 | 690 | 1 | 712 | 1 | 699 | 1 | 709 | 1 | 694 | 1 | 712 | 1 | 714 | 1 | 789 | 1 | 686 | 1 | 700.0625 | 16
DEER2020 | NE-HVAC-airHP-SpltPkg-65to134kBtuh-11p5eer-3p4cop | Cap-Tons | Hsp | Ex | cDXHP | 680 | 1 | 680 | 1 | 681 | 1 | 682 | 1 | 681 | 1 | 683 | 1 | 683 | 1 | 685 | 1 | 700 | 1 | 681 | 1 | 685 | 1 | 681 | 1 | 686 | 1 | 686 | 1 | 749 | 1 | 680 | 1 | 687.6875 | 16
DEER2020 | NE-HVAC-airHP-SpltPkg-65to134kBtuh-11p5eer-3p4cop | Cap-Tons | Hsp | Rec | cDXHP | 680 | 1 | 680 | 1 | 680 | 1 | 680 | 1 | 680 | 1 | 680 | 1 | 680 | 1 | 680 | 1 | 682 | 1 | 681 | 1 | 680 | 1 | 680 | 1 | 680 | 1 | 680 | 1 | 722 | 1 | 680 | 1 | 682.8125 | 16
DEER2020 | NE-HVAC-airHP-SpltPkg-65to134kBtuh-11p5eer-3p4cop | Cap-Tons | Hsp | New | cDXHP | 680 | 1 | 680 | 1 | 680 | 1 | 680 | 1 | 680 | 1 | 680 | 1 | 680 | 1 | 680 | 1 | 681 | 1 | 680 | 1 | 680 | 1 | 680 | 1 | 680 | 1 | 680 | 1 | 715 | 1 | 680 | 1 | 682.25 | 16
DEER2020 | NE-HVAC-airHP-SpltPkg-65to134kBtuh-11p5eer-3p4cop | Cap-Tons | Htl | Old | cDXHP | 79 | 1 | 72.6 | 1 | 84.2 | 1 | 73.8 | 1 | 83.6 | 1 | 86.8 | 1 | 84.7 | 1 | 72.2 | 1 | 90.7 | 1 | 83.7 | 1 | 89.9 | 1 | 80.3 | 1 | 91.2 | 1 | 90.3 | 1 | 118 | 1 | 87.2 | 1 | 85.5125 | 16
DEER2020 | NE-HVAC-airHP-SpltPkg-65to134kBtuh-11p5eer-3p4cop | Cap-Tons | Htl | Ex | cDXHP | 60.9 | 1 | 58.8 | 1 | 65.8 | 1 | 61.5 | 1 | 64.7 | 1 | 68.3 | 1 | 66.8 | 1 | 59.7 | 1 | 77.6 | 1 | 68.7 | 1 | 74.6 | 1 | 66.9 | 1 | 76 | 1 | 76.4 | 1 | 103 | 1 | 66.4 | 1 | 69.7562 | 16
DEER2020 | NE-HVAC-airHP-SpltPkg-65to134kBtuh-11p5eer-3p4cop | Cap-Tons | Htl | Rec | cDXHP | 55.4 | 1 | 55.4 | 1 | 58.1 | 1 | 56.6 | 1 | 57.6 | 1 | 60.5 | 1 | 59.6 | 1 | 53.8 | 1 | 71.5 | 1 | 64.4 | 1 | 68.3 | 1 | 62.2 | 1 | 70.4 | 1 | 70.2 | 1 | 96.1 | 1 | 59.7 | 1 | 63.7375 | 16
DEER2020 | NE-HVAC-airHP-SpltPkg-65to134kBtuh-11p5eer-3p4cop | Cap-Tons | Htl | New | cDXHP | 54.8 | 1 | 55.4 | 1 | 57.4 | 1 | 56.6 | 1 | 56.9 | 1 | 59.8 | 1 | 58.9 | 1 | 53 | 1 | 70.6 | 1 | 63.5 | 1 | 67.4 | 1 | 61.6 | 1 | 69.5 | 1 | 69.3 | 1 | 95.2 | 1 | 58.9 | 1 | 63.05 | 16
DEER2020 | NE-HVAC-airHP-SpltPkg-65to134kBtuh-11p5eer-3p4cop | Cap-Tons | MBT | Old | cDXHP | 349 | 1 | 377 | 1 | 367 | 1 | 376 | 1 | 366 | 1 | 385 | 1 | 378 | 1 | 389 | 1 | 475 | 1 | 447 | 1 | 482 | 1 | 439 | 1 | 486 | 1 | 488 | 1 | 606 | 1 | 385 | 1 | 424.6875 | 16
DEER2020 | NE-HVAC-airHP-SpltPkg-65to134kBtuh-11p5eer-3p4cop | Cap-Tons | MBT | Ex | cDXHP | 316 | 1 | 338 | 1 | 343 | 1 | 346 | 1 | 340 | 1 | 370 | 1 | 362 | 1 | 372 | 1 | 449 | 1 | 398 | 1 | 438 | 1 | 397 | 1 | 441 | 1 | 444 | 1 | 560 | 1 | 344 | 1 | 391.125 | 16
DEER2020 | NE-HVAC-airHP-SpltPkg-65to134kBtuh-11p5eer-3p4cop | Cap-Tons | MBT | Rec | cDXHP | 290 | 1 | 305 | 1 | 303 | 1 | 302 | 1 | 299 | 1 | 323 | 1 | 318 | 1 | 326 | 1 | 389 | 1 | 361 | 1 | 397 | 1 | 359 | 1 | 400 | 1 | 403 | 1 | 515 | 1 | 314 | 1 | 350.25 | 16
DEER2020 | NE-HVAC-airHP-SpltPkg-65to134kBtuh-11p5eer-3p4cop | Cap-Tons | MBT | New | cDXHP | 279 | 1 | 296 | 1 | 291 | 1 | 294 | 1 | 287 | 1 | 311 | 1 | 307 | 1 | 319 | 1 | 377 | 1 | 349 | 1 | 383 | 1 | 346 | 1 | 386 | 1 | 390 | 1 | 511 | 1 | 303 | 1 | 339.3125 | 16
DEER2020 | NE-HVAC-airHP-SpltPkg-65to134kBtuh-11p5eer-3p4cop | Cap-Tons | MLI | Old | cDXHP | 224 | 1 | 230 | 1 | 230 | 1 | 234 | 1 | 228 | 1 | 239 | 1 | 225 | 1 | 229 | 1 | 280 | 1 | 264 | 1 | 289 | 1 | 265 | 1 | 290 | 1 | 289 | 1 | 365 | 1 | 278 | 1 | 259.9375 | 16
DEER2020 | NE-HVAC-airHP-SpltPkg-65to134kBtuh-11p5eer-3p4cop | Cap-Tons | MLI | Ex | cDXHP | 217 | 1 | 223 | 1 | 223 | 1 | 227 | 1 | 223 | 1 | 242 | 1 | 226 | 1 | 229 | 1 | 276 | 1 | 253 | 1 | 269 | 1 | 253 | 1 | 273 | 1 | 270 | 1 | 343 | 1 | 254 | 1 | 250.0625 | 16
DEER2020 | NE-HVAC-airHP-SpltPkg-65to134kBtuh-11p5eer-3p4cop | Cap-Tons | MLI | Rec | cDXHP | 205 | 1 | 212 | 1 | 214 | 1 | 215 | 1 | 212 | 1 | 224 | 1 | 210 | 1 | 215 | 1 | 255 | 1 | 239 | 1 | 237 | 1 | 234 | 1 | 246 | 1 | 239 | 1 | 307 | 1 | 216 | 1 | 230 | 16
DEER2020 | NE-HVAC-airHP-SpltPkg-65to134kBtuh-11p5eer-3p4cop | Cap-Tons | MLI | New | cDXHP | 206 | 1 | 207 | 1 | 214 | 1 | 211 | 1 | 212 | 1 | 218 | 1 | 204 | 1 | 210 | 1 | 249 | 1 | 233 | 1 | 231 | 1 | 229 | 1 | 241 | 1 | 233 | 1 | 301 | 1 | 213 | 1 | 225.75 | 16
DEER2020 | NE-HVAC-airHP-SpltPkg-65to134kBtuh-11p5eer-3p4cop | Cap-Tons | Mtl | Old | cDXHP | 10.5 | 1 | 8.93 | 1 | 11.2 | 1 | 8.91 | 1 | 11.1 | 1 | 11.5 | 1 | 11.4 | 1 | 9.22 | 1 | 11 | 1 | 10.5 | 1 | 11 | 1 | 9.87 | 1 | 11.1 | 1 | 10.8 | 1 | 13.8 | 1 | 11.2 | 1 | 10.7519 | 16
DEER2020 | NE-HVAC-airHP-SpltPkg-65to134kBtuh-11p5eer-3p4cop | Cap-Tons | Mtl | Ex | cDXHP | 8.56 | 1 | 6.66 | 1 | 9.07 | 1 | 6.82 | 1 | 8.92 | 1 | 9.24 | 1 | 9.14 | 1 | 6.98 | 1 | 8.52 | 1 | 7.99 | 1 | 8.6 | 1 | 7.78 | 1 | 8.66 | 1 | 8.55 | 1 | 11.4 | 1 | 8.96 | 1 | 8.4906 | 16
DEER2020 | NE-HVAC-airHP-SpltPkg-65to134kBtuh-11p5eer-3p4cop | Cap-Tons | Mtl | Rec | cDXHP | 7.92 | 1 | 6 | 1 | 8.26 | 1 | 6.06 | 1 | 8.17 | 1 | 8.47 | 1 | 8.41 | 1 | 6.33 | 1 | 7.83 | 1 | 7.29 | 1 | 7.74 | 1 | 7.07 | 1 | 7.9 | 1 | 7.79 | 1 | 10.4 | 1 | 8.26 | 1 | 7.7438 | 16
DEER2020 | NE-HVAC-airHP-SpltPkg-65to134kBtuh-11p5eer-3p4cop | Cap-Tons | Mtl | New | cDXHP | 7.84 | 1 | 5.95 | 1 | 8.19 | 1 | 6.02 | 1 | 8.1 | 1 | 8.4 | 1 | 8.34 | 1 | 6.25 | 1 | 7.74 | 1 | 7.21 | 1 | 7.66 | 1 | 6.99 | 1 | 7.82 | 1 | 7.7 | 1 | 10.4 | 1 | 8.19 | 1 | 7.675 | 16
DEER2020 | NE-HVAC-airHP-SpltPkg-65to134kBtuh-11p5eer-3p4cop | Cap-Tons | Nrs | Old | cDXHP | 99.9 | 1 | 104 | 1 | 102 | 1 | 104 | 1 | 102 | 1 | 104 | 1 | 103 | 1 | 105 | 1 | 108 | 1 | 107 | 1 | 107 | 1 | 105 | 1 | 108 | 1 | 108 | 1 | 122 | 1 | 102 | 1 | 105.6813 | 16
DEER2020 | NE-HVAC-airHP-SpltPkg-65to134kBtuh-11p5eer-3p4cop | Cap-Tons | Nrs | Ex | cDXHP | 96 | 1 | 96.5 | 1 | 99.2 | 1 | 100 | 1 | 99.2 | 1 | 101 | 1 | 101 | 1 | 102 | 1 | 105 | 1 | 97.9 | 1 | 99 | 1 | 97.5 | 1 | 99.4 | 1 | 99.6 | 1 | 112 | 1 | 96.3 | 1 | 100.1 | 16
DEER2020 | NE-HVAC-airHP-SpltPkg-65to134kBtuh-11p5eer-3p4cop | Cap-Tons | Nrs | Rec | cDXHP | 95.9 | 1 | 95.9 | 1 | 95.9 | 1 | 95.9 | 1 | 95.9 | 1 | 96 | 1 | 95.9 | 1 | 96.1 | 1 | 97.3 | 1 | 96.5 | 1 | 96.9 | 1 | 96.3 | 1 | 97.2 | 1 | 97.5 | 1 | 107 | 1 | 95.9 | 1 | 97.0062 | 16
DEER2020 | NE-HVAC-airHP-SpltPkg-65to134kBtuh-11p5eer-3p4cop | Cap-Tons | Nrs | New | cDXHP | 95.9 | 1 | 95.9 | 1 | 95.9 | 1 | 95.9 | 1 | 95.9 | 1 | 95.9 | 1 | 95.9 | 1 | 96 | 1 | 96.9 | 1 | 96.2 | 1 | 96.5 | 1 | 96.1 | 1 | 96.8 | 1 | 97 | 1 | 106 | 1 | 95.9 | 1 | 96.7938 | 16
DEER2020 | NE-HVAC-airHP-SpltPkg-65to134kBtuh-11p5eer-3p4cop | Cap-Tons | OfL | Old | cDXHP | 589 | 1 | 525 | 1 | 624 | 1 | 527 | 1 | 619 | 1 | 658 | 1 | 643 | 1 | 566 | 1 | 643 | 1 | 606 | 1 | 627 | 1 | 581 | 1 | 638 | 1 | 644 | 1 | 767 | 1 | 664 | 1 | 620.0625 | 16
DEER2020 | NE-HVAC-airHP-SpltPkg-65to134kBtuh-11p5eer-3p4cop | Cap-Tons | OfL | Ex | cDXHP | 463 | 1 | 419 | 1 | 510 | 1 | 444 | 1 | 506 | 1 | 542 | 1 | 531 | 1 | 476 | 1 | 548 | 1 | 489 | 1 | 515 | 1 | 481 | 1 | 523 | 1 | 526 | 1 | 637 | 1 | 518 | 1 | 508 | 16
DEER2020 | NE-HVAC-airHP-SpltPkg-65to134kBtuh-11p5eer-3p4cop | Cap-Tons | OfL | Rec | cDXHP | 446 | 1 | 399 | 1 | 468 | 1 | 404 | 1 | 461 | 1 | 497 | 1 | 487 | 1 | 438 | 1 | 508 | 1 | 471 | 1 | 497 | 1 | 462 | 1 | 505 | 1 | 510 | 1 | 619 | 1 | 502 | 1 | 479.625 | 16
DEER2020 | NE-HVAC-airHP-SpltPkg-65to134kBtuh-11p5eer-3p4cop | Cap-Tons | OfL | New | cDXHP | 438 | 1 | 392 | 1 | 459 | 1 | 396 | 1 | 452 | 1 | 489 | 1 | 478 | 1 | 431 | 1 | 502 | 1 | 463 | 1 | 490 | 1 | 455 | 1 | 498 | 1 | 503 | 1 | 612 | 1 | 495 | 1 | 472.0625 | 16
DEER2020 | NE-HVAC-airHP-SpltPkg-65to134kBtuh-11p5eer-3p4cop | Cap-Tons | OfS | Old | cDXHP | 40.5 | 1 | 38.4 | 1 | 44.3 | 1 | 38.7 | 1 | 43.9 | 1 | 46.3 | 1 | 44.9 | 1 | 40.2 | 1 | 46 | 1 | 43.9 | 1 | 45.4 | 1 | 42.4 | 1 | 46.2 | 1 | 45.7 | 1 | 54.7 | 1 | 45.7 | 1 | 44.2 | 16
DEER2020 | NE-HVAC-airHP-SpltPkg-65to134kBtuh-11p5eer-3p4cop | Cap-Tons | OfS | Ex | cDXHP | 29.3 | 1 | 28.4 | 1 | 33.5 | 1 | 30.7 | 1 | 33.2 | 1 | 35.3 | 1 | 34.5 | 1 | 32.2 | 1 | 37.5 | 1 | 33.1 | 1 | 35.3 | 1 | 32.7 | 1 | 35.9 | 1 | 35.8 | 1 | 43.3 | 1 | 33.2 | 1 | 33.9937 | 16
DEER2020 | NE-HVAC-airHP-SpltPkg-65to134kBtuh-11p5eer-3p4cop | Cap-Tons | OfS | Rec | cDXHP | 26.1 | 1 | 25.3 | 1 | 27.9 | 1 | 25.7 | 1 | 27.5 | 1 | 29.5 | 1 | 28.7 | 1 | 27.7 | 1 | 32 | 1 | 29.9 | 1 | 31.6 | 1 | 29.4 | 1 | 32.5 | 1 | 32.7 | 1 | 39.4 | 1 | 29.5 | 1 | 29.7125 | 16
DEER2020 | NE-HVAC-airHP-SpltPkg-65to134kBtuh-11p5eer-3p4cop | Cap-Tons | OfS | New | cDXHP | 25.7 | 1 | 25 | 1 | 27.4 | 1 | 25.3 | 1 | 27 | 1 | 29 | 1 | 28.2 | 1 | 27.3 | 1 | 31.6 | 1 | 29.5 | 1 | 31.1 | 1 | 29 | 1 | 32.1 | 1 | 32.2 | 1 | 39 | 1 | 29.1 | 1 | 29.2812 | 16
DEER2020 | NE-HVAC-airHP-SpltPkg-65to134kBtuh-11p5eer-3p4cop | Cap-Tons | RFF | Old | cDXHP | 7.59 | 1 | 7.57 | 1 | 8.51 | 1 | 7.71 | 1 | 8.12 | 1 | 9.27 | 1 | 8.94 | 1 | 8.26 | 1 | 10.7 | 1 | 9.81 | 1 | 10.8 | 1 | 9.55 | 1 | 10.8 | 1 | 10.8 | 1 | 14.3 | 1 | 9.46 | 1 | 9.5119 | 16
DEER2020 | NE-HVAC-airHP-SpltPkg-65to134kBtuh-11p5eer-3p4cop | Cap-Tons | RFF | Ex | cDXHP | 6.64 | 1 | 6.61 | 1 | 7.64 | 1 | 6.9 | 1 | 7.31 | 1 | 8.47 | 1 | 8.17 | 1 | 7.65 | 1 | 9.91 | 1 | 8.57 | 1 | 9.55 | 1 | 8.51 | 1 | 9.62 | 1 | 9.64 | 1 | 13 | 1 | 8.2 | 1 | 8.5244 | 16
DEER2020 | NE-HVAC-airHP-SpltPkg-65to134kBtuh-11p5eer-3p4cop | Cap-Tons | RFF | Rec | cDXHP | 6.27 | 1 | 6.49 | 1 | 7.15 | 1 | 6.59 | 1 | 6.73 | 1 | 7.76 | 1 | 7.53 | 1 | 7.15 | 1 | 9.29 | 1 | 8.31 | 1 | 8.93 | 1 | 8.1 | 1 | 9.09 | 1 | 8.98 | 1 | 12.3 | 1 | 7.48 | 1 | 8.0094 | 16
DEER2020 | NE-HVAC-airHP-SpltPkg-65to134kBtuh-11p5eer-3p4cop | Cap-Tons | RFF | New | cDXHP | 6 | 1 | 6.52 | 1 | 6.87 | 1 | 6.63 | 1 | 6.46 | 1 | 7.49 | 1 | 7.25 | 1 | 6.94 | 1 | 9.08 | 1 | 8.12 | 1 | 8.75 | 1 | 7.93 | 1 | 8.91 | 1 | 8.8 | 1 | 12.1 | 1 | 7.21 | 1 | 7.8163 | 16
DEER2020 | NE-HVAC-airHP-SpltPkg-65to134kBtuh-11p5eer-3p4cop | Cap-Tons | RSD | Old | cDXHP | 12.8 | 1 | 13.5 | 1 | 13.8 | 1 | 13.4 | 1 | 13.6 | 1 | 14.9 | 1 | 14.4 | 1 | 15 | 1 | 19.3 | 1 | 17.6 | 1 | 19.3 | 1 | 17.1 | 1 | 19.4 | 1 | 19.6 | 1 | 26.3 | 1 | 14.8 | 1 | 16.55 | 16
DEER2020 | NE-HVAC-airHP-SpltPkg-65to134kBtuh-11p5eer-3p4cop | Cap-Tons | RSD | Ex | cDXHP | 11.7 | 1 | 12.2 | 1 | 13.1 | 1 | 12.6 | 1 | 13 | 1 | 14.6 | 1 | 14.1 | 1 | 14.7 | 1 | 18.5 | 1 | 16 | 1 | 17.8 | 1 | 15.7 | 1 | 18 | 1 | 18.2 | 1 | 24.6 | 1 | 13.4 | 1 | 15.5125 | 16
DEER2020 | NE-HVAC-airHP-SpltPkg-65to134kBtuh-11p5eer-3p4cop | Cap-Tons | RSD | Rec | cDXHP | 10.7 | 1 | 11.4 | 1 | 11.7 | 1 | 11.4 | 1 | 11.4 | 1 | 12.8 | 1 | 12.5 | 1 | 13.4 | 1 | 16.7 | 1 | 15.2 | 1 | 16.8 | 1 | 14.8 | 1 | 17 | 1 | 17.2 | 1 | 23.3 | 1 | 12.4 | 1 | 14.2937 | 16
DEER2020 | NE-HVAC-airHP-SpltPkg-65to134kBtuh-11p5eer-3p4cop | Cap-Tons | RSD | New | cDXHP | 10.1 | 1 | 10.9 | 1 | 11 | 1 | 10.9 | 1 | 10.7 | 1 | 12.1 | 1 | 11.8 | 1 | 12.9 | 1 | 16.2 | 1 | 14.7 | 1 | 16.3 | 1 | 14.3 | 1 | 16.5 | 1 | 16.7 | 1 | 22.7 | 1 | 11.7 | 1 | 13.7188 | 16
DEER2020 | NE-HVAC-airHP-SpltPkg-65to134kBtuh-11p5eer-3p4cop | Cap-Tons | Rt3 | Old | cDXHP | 210 | 1 | 244 | 1 | 220 | 1 | 246 | 1 | 220 | 1 | 237 | 1 | 231 | 1 | 265 | 1 | 330 | 1 | 304 | 1 | 336 | 1 | 301 | 1 | 337 | 1 | 340 | 1 | 434 | 1 | 243 | 1 | 281.125 | 16
DEER2020 | NE-HVAC-airHP-SpltPkg-65to134kBtuh-11p5eer-3p4cop | Cap-Tons | Rt3 | Ex | cDXHP | 202 | 1 | 237 | 1 | 214 | 1 | 240 | 1 | 214 | 1 | 231 | 1 | 225 | 1 | 260 | 1 | 324 | 1 | 295 | 1 | 321 | 1 | 292 | 1 | 323 | 1 | 324 | 1 | 417 | 1 | 229 | 1 | 271.75 | 16
DEER2020 | NE-HVAC-airHP-SpltPkg-65to134kBtuh-11p5eer-3p4cop | Cap-Tons | Rt3 | Rec | cDXHP | 188 | 1 | 225 | 1 | 201 | 1 | 227 | 1 | 200 | 1 | 217 | 1 | 211 | 1 | 247 | 1 | 309 | 1 | 283 | 1 | 295 | 1 | 276 | 1 | 302 | 1 | 299 | 1 | 387 | 1 | 205 | 1 | 254.5 | 16
DEER2020 | NE-HVAC-airHP-SpltPkg-65to134kBtuh-11p5eer-3p4cop | Cap-Tons | Rt3 | New | cDXHP | 181 | 1 | 219 | 1 | 193 | 1 | 220 | 1 | 193 | 1 | 210 | 1 | 204 | 1 | 240 | 1 | 302 | 1 | 276 | 1 | 288 | 1 | 269 | 1 | 294 | 1 | 291 | 1 | 380 | 1 | 198 | 1 | 247.375 | 16
DEER2020 | NE-HVAC-airHP-SpltPkg-65to134kBtuh-11p5eer-3p4cop | Cap-Tons | RtL | Old | cDXHP | 183 | 1 | 216 | 1 | 189 | 1 | 211 | 1 | 189 | 1 | 199 | 1 | 195 | 1 | 233 | 1 | 292 | 1 | 270 | 1 | 296 | 1 | 265 | 1 | 298 | 1 | 300 | 1 | 387 | 1 | 202 | 1 | 245.3125 | 16
DEER2020 | NE-HVAC-airHP-SpltPkg-65to134kBtuh-11p5eer-3p4cop | Cap-Tons | RtL | Ex | cDXHP | 175 | 1 | 207 | 1 | 182 | 1 | 202 | 1 | 182 | 1 | 194 | 1 | 190 | 1 | 230 | 1 | 285 | 1 | 257 | 1 | 281 | 1 | 254 | 1 | 283 | 1 | 285 | 1 | 370 | 1 | 189 | 1 | 235.375 | 16
DEER2020 | NE-HVAC-airHP-SpltPkg-65to134kBtuh-11p5eer-3p4cop | Cap-Tons | RtL | Rec | cDXHP | 163 | 1 | 193 | 1 | 169 | 1 | 188 | 1 | 168 | 1 | 180 | 1 | 176 | 1 | 213 | 1 | 263 | 1 | 241 | 1 | 256 | 1 | 234 | 1 | 260 | 1 | 261 | 1 | 342 | 1 | 172 | 1 | 217.4375 | 16
DEER2020 | NE-HVAC-airHP-SpltPkg-65to134kBtuh-11p5eer-3p4cop | Cap-Tons | RtL | New | cDXHP | 156 | 1 | 188 | 1 | 162 | 1 | 183 | 1 | 161 | 1 | 172 | 1 | 169 | 1 | 210 | 1 | 257 | 1 | 234 | 1 | 249 | 1 | 227 | 1 | 253 | 1 | 254 | 1 | 338 | 1 | 165 | 1 | 211.125 | 16
DEER2020 | NE-HVAC-airHP-SpltPkg-65to134kBtuh-11p5eer-3p4cop | Cap-Tons | RtS | Old | cDXHP | 16 | 1 | 18.5 | 1 | 17 | 1 | 18.7 | 1 | 16.5 | 1 | 18 | 1 | 17.4 | 1 | 19.5 | 1 | 24.5 | 1 | 23 | 1 | 24.9 | 1 | 22.2 | 1 | 25.2 | 1 | 25.1 | 1 | 31.6 | 1 | 19.2 | 1 | 21.0813 | 16
DEER2020 | NE-HVAC-airHP-SpltPkg-65to134kBtuh-11p5eer-3p4cop | Cap-Tons | RtS | Ex | cDXHP | 13 | 1 | 15.3 | 1 | 14.4 | 1 | 16 | 1 | 14 | 1 | 15.4 | 1 | 14.8 | 1 | 17.3 | 1 | 21.6 | 1 | 19.3 | 1 | 21.2 | 1 | 19.1 | 1 | 21.5 | 1 | 21.4 | 1 | 27.5 | 1 | 15.6 | 1 | 17.9625 | 16
DEER2020 | NE-HVAC-airHP-SpltPkg-65to134kBtuh-11p5eer-3p4cop | Cap-Tons | RtS | Rec | cDXHP | 12.2 | 1 | 14.4 | 1 | 13.1 | 1 | 14.4 | 1 | 12.9 | 1 | 14 | 1 | 13.7 | 1 | 15.2 | 1 | 19.3 | 1 | 18.1 | 1 | 19.5 | 1 | 17.7 | 1 | 19.8 | 1 | 19.5 | 1 | 25.3 | 1 | 14.3 | 1 | 16.4625 | 16
DEER2020 | NE-HVAC-airHP-SpltPkg-65to134kBtuh-11p5eer-3p4cop | Cap-Tons | RtS | New | cDXHP | 11.9 | 1 | 14.3 | 1 | 12.8 | 1 | 14.2 | 1 | 12.6 | 1 | 13.8 | 1 | 13.5 | 1 | 15.8 | 1 | 19.8 | 1 | 18.1 | 1 | 19.1 | 1 | 17.4 | 1 | 19.7 | 1 | 19.4 | 1 | 25.9 | 1 | 14.1 | 1 | 16.4 | 16
DEER2020 | NE-HVAC-airHP-SpltPkg-65to134kBtuh-11p5eer-3p4cop | Cap-Tons | SCn | Old | cDXHP | 369 | 1 | 309 | 1 | 369 | 1 | 307 | 1 | 362 | 1 | 348 | 1 | 333 | 1 | 283 | 1 | 368 | 1 | 344 | 1 | 385 | 1 | 338 | 1 | 389 | 1 | 387 | 1 | 525 | 1 | 424 | 1 | 365 | 16
DEER2020 | NE-HVAC-airHP-SpltPkg-65to134kBtuh-11p5eer-3p4cop | Cap-Tons | SCn | Ex | cDXHP | 364 | 1 | 298 | 1 | 365 | 1 | 297 | 1 | 359 | 1 | 350 | 1 | 334 | 1 | 291 | 1 | 360 | 1 | 308 | 1 | 352 | 1 | 315 | 1 | 356 | 1 | 342 | 1 | 473 | 1 | 400 | 1 | 347.75 | 16
DEER2020 | NE-HVAC-airHP-SpltPkg-65to134kBtuh-11p5eer-3p4cop | Cap-Tons | SCn | Rec | cDXHP | 349 | 1 | 275 | 1 | 359 | 1 | 274 | 1 | 352 | 1 | 343 | 1 | 328 | 1 | 233 | 1 | 276 | 1 | 271 | 1 | 283 | 1 | 277 | 1 | 289 | 1 | 269 | 1 | 372 | 1 | 364 | 1 | 307.125 | 16
DEER2020 | NE-HVAC-airHP-SpltPkg-65to134kBtuh-11p5eer-3p4cop | Cap-Tons | SCn | New | cDXHP | 349 | 1 | 294 | 1 | 359 | 1 | 294 | 1 | 352 | 1 | 342 | 1 | 327 | 1 | 259 | 1 | 309 | 1 | 279 | 1 | 291 | 1 | 294 | 1 | 298 | 1 | 289 | 1 | 423 | 1 | 364 | 1 | 320.1875 | 16
DEER2020 | NE-HVAC-airHP-SpltPkg-65to134kBtuh-11p5eer-3p4cop-wPreEcono | Cap-Tons | Com | Old | cDXHP | 470 | 1 | 345 | 1 | 413 | 1 | 329 | 1 | 487 | 1 | 397 | 1 | 365 | 1 | 380 | 1 | 453 | 1 | 327 | 1 | 444 | 1 | 339 | 1 | 387 | 1 | 385 | 1 | 443 | 1 | 555 | 1 | 407.4375 | 16
DEER2020 | NE-HVAC-airHP-SpltPkg-65to134kBtuh-11p5eer-3p4cop-wPreEcono | Cap-Tons | Com | Ex | cDXHP | 298 | 1 | 322 | 1 | 381 | 1 | 319 | 1 | 454 | 1 | 323 | 1 | 330 | 1 | 325 | 1 | 362 | 1 | 294 | 1 | 401 | 1 | 316 | 1 | 359 | 1 | 349 | 1 | 413 | 1 | 509 | 1 | 359.6875 | 16
DEER2020 | NE-HVAC-airHP-SpltPkg-65to134kBtuh-11p5eer-3p4cop-wPreEcono | Cap-Tons | Com | Rec | cDXHP | 285 | 1 | 295 | 1 | 335 | 1 | 282 | 1 | 383 | 1 | 281 | 1 | 274 | 1 | 283 | 1 | 322 | 1 | 272 | 1 | 358 | 1 | 292 | 1 | 324 | 1 | 319 | 1 | 380 | 1 | 439 | 1 | 320.25 | 16
DEER2020 | NE-HVAC-airHP-SpltPkg-65to134kBtuh-11p5eer-3p4cop-wPreEcono | Cap-Tons | Com | New | cDXHP | 278 | 1 | 293 | 1 | 328 | 1 | 279 | 1 | 371 | 1 | 275 | 1 | 268 | 1 | 281 | 1 | 320 | 1 | 271 | 1 | 352 | 1 | 290 | 1 | 320 | 1 | 313 | 1 | 377 | 1 | 427 | 1 | 315.1875 | 16
DEER2020 | NE-HVAC-airHP-SpltPkg-65to134kBtuh-11p5eer-3p4cop-wPreEcono | Cap-Tons | Asm | Old | cDXHP | 336 | 1 | 332 | 1 | 368 | 1 | 329 | 1 | 358 | 1 | 386 | 1 | 375 | 1 | 358 | 1 | 463 | 1 | 422 | 1 | 462 | 1 | 412 | 1 | 466 | 1 | 469 | 1 | 621 | 1 | 395 | 1 | 409.5 | 16
DEER2020 | NE-HVAC-airHP-SpltPkg-65to134kBtuh-11p5eer-3p4cop-wPreEcono | Cap-Tons | Asm | Ex | cDXHP | 296 | 1 | 298 | 1 | 345 | 1 | 311 | 1 | 335 | 1 | 370 | 1 | 359 | 1 | 347 | 1 | 447 | 1 | 383 | 1 | 421 | 1 | 375 | 1 | 426 | 1 | 429 | 1 | 574 | 1 | 341 | 1 | 378.5625 | 16
DEER2020 | NE-HVAC-airHP-SpltPkg-65to134kBtuh-11p5eer-3p4cop-wPreEcono | Cap-Tons | Asm | Rec | cDXHP | 283 | 1 | 282 | 1 | 300 | 1 | 279 | 1 | 292 | 1 | 319 | 1 | 310 | 1 | 311 | 1 | 406 | 1 | 366 | 1 | 393 | 1 | 355 | 1 | 401 | 1 | 402 | 1 | 540 | 1 | 308 | 1 | 346.6875 | 16
DEER2020 | NE-HVAC-airHP-SpltPkg-65to134kBtuh-11p5eer-3p4cop-wPreEcono | Cap-Tons | Asm | New | cDXHP | 280 | 1 | 279 | 1 | 295 | 1 | 276 | 1 | 288 | 1 | 315 | 1 | 306 | 1 | 307 | 1 | 403 | 1 | 363 | 1 | 390 | 1 | 352 | 1 | 398 | 1 | 399 | 1 | 536 | 1 | 304 | 1 | 343.1875 | 16
DEER2020 | NE-HVAC-airHP-SpltPkg-65to134kBtuh-11p5eer-3p4cop-wPreEcono | Cap-Tons | ECC | Old | cDXHP | 938 | 1 | 886 | 1 | 1010 | 1 | 898 | 1 | 988 | 1 | 1050 | 1 | 1030 | 1 | 941 | 1 | 1130 | 1 | 1050 | 1 | 1020 | 1 | 935 | 1 | 1040 | 1 | 1090 | 1 | 1440 | 1 | 1050 | 1 | 1031 | 16
DEER2020 | NE-HVAC-airHP-SpltPkg-65to134kBtuh-11p5eer-3p4cop-wPreEcono | Cap-Tons | ECC | Ex | cDXHP | 753 | 1 | 762 | 1 | 854 | 1 | 798 | 1 | 834 | 1 | 895 | 1 | 887 | 1 | 846 | 1 | 1030 | 1 | 924 | 1 | 907 | 1 | 826 | 1 | 924 | 1 | 971 | 1 | 1300 | 1 | 866 | 1 | 898.5625 | 16
DEER2020 | NE-HVAC-airHP-SpltPkg-65to134kBtuh-11p5eer-3p4cop-wPreEcono | Cap-Tons | ECC | Rec | cDXHP | 700 | 1 | 727 | 1 | 756 | 1 | 735 | 1 | 736 | 1 | 794 | 1 | 784 | 1 | 784 | 1 | 964 | 1 | 882 | 1 | 846 | 1 | 780 | 1 | 869 | 1 | 913 | 1 | 1230 | 1 | 791 | 1 | 830.6875 | 16
DEER2020 | NE-HVAC-airHP-SpltPkg-65to134kBtuh-11p5eer-3p4cop-wPreEcono | Cap-Tons | ECC | New | cDXHP | 675 | 1 | 716 | 1 | 730 | 1 | 725 | 1 | 710 | 1 | 765 | 1 | 754 | 1 | 763 | 1 | 943 | 1 | 861 | 1 | 825 | 1 | 765 | 1 | 848 | 1 | 891 | 1 | 1210 | 1 | 766 | 1 | 809.1875 | 16
DEER2020 | NE-HVAC-airHP-SpltPkg-65to134kBtuh-11p5eer-3p4cop-wPreEcono | Cap-Tons | EPr | Old | cDXHP | 145 | 1 | 145 | 1 | 156 | 1 | 146 | 1 | 151 | 1 | 166 | 1 | 163 | 1 | 161 | 1 | 201 | 1 | 184 | 1 | 176 | 1 | 155 | 1 | 178 | 1 | 190 | 1 | 259 | 1 | 163 | 1 | 171.1875 | 16
DEER2020 | NE-HVAC-airHP-SpltPkg-65to134kBtuh-11p5eer-3p4cop-wPreEcono | Cap-Tons | EPr | Ex | cDXHP | 114 | 1 | 122 | 1 | 132 | 1 | 128 | 1 | 128 | 1 | 141 | 1 | 139 | 1 | 144 | 1 | 181 | 1 | 157 | 1 | 155 | 1 | 135 | 1 | 157 | 1 | 169 | 1 | 236 | 1 | 135 | 1 | 148.3125 | 16
DEER2020 | NE-HVAC-airHP-SpltPkg-65to134kBtuh-11p5eer-3p4cop-wPreEcono | Cap-Tons | EPr | Rec | cDXHP | 106 | 1 | 112 | 1 | 116 | 1 | 113 | 1 | 112 | 1 | 124 | 1 | 122 | 1 | 127 | 1 | 159 | 1 | 143 | 1 | 140 | 1 | 124 | 1 | 145 | 1 | 155 | 1 | 219 | 1 | 123 | 1 | 133.75 | 16
DEER2020 | NE-HVAC-airHP-SpltPkg-65to134kBtuh-11p5eer-3p4cop-wPreEcono | Cap-Tons | EPr | New | cDXHP | 103 | 1 | 112 | 1 | 113 | 1 | 112 | 1 | 109 | 1 | 121 | 1 | 118 | 1 | 124 | 1 | 156 | 1 | 140 | 1 | 138 | 1 | 123 | 1 | 142 | 1 | 152 | 1 | 216 | 1 | 121 | 1 | 131.25 | 16
DEER2020 | NE-HVAC-airHP-SpltPkg-65to134kBtuh-11p5eer-3p4cop-wPreEcono | Cap-Tons | ERC | Old | cDXHP | 5.14 | 1 | 5.76 | 1 | 5.86 | 1 | 6.14 | 1 | 5.52 | 1 | 6.37 | 1 | 6.13 | 1 | 6.47 | 1 | 8.43 | 1 | 7.73 | 1 | 7.79 | 1 | 6.71 | 1 | 7.7 | 1 | 8.21 | 1 | 11 | 1 | 6.13 | 1 | 6.9431 | 16
DEER2020 | NE-HVAC-airHP-SpltPkg-65to134kBtuh-11p5eer-3p4cop-wPreEcono | Cap-Tons | ERC | Ex | cDXHP | 4.74 | 1 | 5.34 | 1 | 5.66 | 1 | 5.9 | 1 | 5.33 | 1 | 6.15 | 1 | 5.93 | 1 | 6.26 | 1 | 8.08 | 1 | 7.14 | 1 | 7.35 | 1 | 6.33 | 1 | 7.27 | 1 | 7.77 | 1 | 10.4 | 1 | 5.74 | 1 | 6.5869 | 16
DEER2020 | NE-HVAC-airHP-SpltPkg-65to134kBtuh-11p5eer-3p4cop-wPreEcono | Cap-Tons | ERC | Rec | cDXHP | 4.58 | 1 | 4.81 | 1 | 5.25 | 1 | 5.23 | 1 | 4.92 | 1 | 5.75 | 1 | 5.53 | 1 | 5.64 | 1 | 7.1 | 1 | 6.59 | 1 | 6.89 | 1 | 5.9 | 1 | 6.72 | 1 | 7.16 | 1 | 9.35 | 1 | 5.44 | 1 | 6.0537 | 16
DEER2020 | NE-HVAC-airHP-SpltPkg-65to134kBtuh-11p5eer-3p4cop-wPreEcono | Cap-Tons | ERC | New | cDXHP | 4.61 | 1 | 4.94 | 1 | 5.09 | 1 | 5.17 | 1 | 4.76 | 1 | 5.6 | 1 | 5.38 | 1 | 5.92 | 1 | 7.58 | 1 | 6.72 | 1 | 6.67 | 1 | 5.81 | 1 | 6.91 | 1 | 7.41 | 1 | 10.1 | 1 | 5.32 | 1 | 6.1244 | 16
DEER2020 | NE-HVAC-airHP-SpltPkg-65to134kBtuh-11p5eer-3p4cop-wPreEcono | Cap-Tons | ESe | Old | cDXHP | 444 | 1 | 439 | 1 | 474 | 1 | 449 | 1 | 462 | 1 | 490 | 1 | 480 | 1 | 460 | 1 | 567 | 1 | 520 | 1 | 502 | 1 | 461 | 1 | 507 | 1 | 540 | 1 | 727 | 1 | 508 | 1 | 501.875 | 16
DEER2020 | NE-HVAC-airHP-SpltPkg-65to134kBtuh-11p5eer-3p4cop-wPreEcono | Cap-Tons | ESe | Ex | cDXHP | 376 | 1 | 398 | 1 | 445 | 1 | 425 | 1 | 432 | 1 | 467 | 1 | 460 | 1 | 445 | 1 | 548 | 1 | 473 | 1 | 461 | 1 | 426 | 1 | 469 | 1 | 501 | 1 | 681 | 1 | 445 | 1 | 465.75 | 16
DEER2020 | NE-HVAC-airHP-SpltPkg-65to134kBtuh-11p5eer-3p4cop-wPreEcono | Cap-Tons | ESe | Rec | cDXHP | 353 | 1 | 386 | 1 | 384 | 1 | 392 | 1 | 371 | 1 | 401 | 1 | 392 | 1 | 402 | 1 | 501 | 1 | 454 | 1 | 435 | 1 | 407 | 1 | 447 | 1 | 475 | 1 | 647 | 1 | 406 | 1 | 428.3125 | 16
DEER2020 | NE-HVAC-airHP-SpltPkg-65to134kBtuh-11p5eer-3p4cop-wPreEcono | Cap-Tons | ESe | New | cDXHP | 342 | 1 | 385 | 1 | 374 | 1 | 392 | 1 | 359 | 1 | 389 | 1 | 380 | 1 | 392 | 1 | 491 | 1 | 444 | 1 | 426 | 1 | 402 | 1 | 437 | 1 | 464 | 1 | 636 | 1 | 396 | 1 | 419.3125 | 16
DEER2020 | NE-HVAC-airHP-SpltPkg-65to134kBtuh-11p5eer-3p4cop-wPreEcono | Cap-Tons | EUn | Old | cDXHP | 2590 | 1 | 2400 | 1 | 2750 | 1 | 2460 | 1 | 2710 | 1 | 2840 | 1 | 2780 | 1 | 2510 | 1 | 3060 | 1 | 2860 | 1 | 2790 | 1 | 2550 | 1 | 2850 | 1 | 2930 | 1 | 3850 | 1 | 2890 | 1 | 2801.25 | 16
DEER2020 | NE-HVAC-airHP-SpltPkg-65to134kBtuh-11p5eer-3p4cop-wPreEcono | Cap-Tons | EUn | Ex | cDXHP | 2030 | 1 | 2010 | 1 | 2260 | 1 | 2130 | 1 | 2210 | 1 | 2360 | 1 | 2320 | 1 | 2200 | 1 | 2720 | 1 | 2410 | 1 | 2390 | 1 | 2170 | 1 | 2440 | 1 | 2520 | 1 | 3380 | 1 | 2290 | 1 | 2365 | 16
DEER2020 | NE-HVAC-airHP-SpltPkg-65to134kBtuh-11p5eer-3p4cop-wPreEcono | Cap-Tons | EUn | Rec | cDXHP | 1860 | 1 | 1890 | 1 | 1970 | 1 | 1930 | 1 | 1930 | 1 | 2050 | 1 | 2020 | 1 | 1980 | 1 | 2460 | 1 | 2260 | 1 | 2180 | 1 | 2020 | 1 | 2240 | 1 | 2330 | 1 | 3140 | 1 | 2030 | 1 | 2143.125 | 16
DEER2020 | NE-HVAC-airHP-SpltPkg-65to134kBtuh-11p5eer-3p4cop-wPreEcono | Cap-Tons | EUn | New | cDXHP | 1800 | 1 | 1860 | 1 | 1910 | 1 | 1900 | 1 | 1860 | 1 | 1980 | 1 | 1950 | 1 | 1920 | 1 | 2400 | 1 | 2210 | 1 | 2130 | 1 | 1980 | 1 | 2200 | 1 | 2270 | 1 | 3080 | 1 | 1970 | 1 | 2088.75 | 16
DEER2020 | NE-HVAC-airHP-SpltPkg-65to134kBtuh-11p5eer-3p4cop-wPreEcono | Cap-Tons | Gro | Old | cDXHP | 50.2 | 1 | 101 | 1 | 70.5 | 1 | 91.8 | 1 | 62 | 1 | 92.5 | 1 | 65.2 | 1 | 96.2 | 1 | 130 | 1 | 119 | 1 | 124 | 1 | 127 | 1 | 127 | 1 | 136 | 1 | 174 | 1 | 76.9 | 1 | 102.7062 | 16
DEER2020 | NE-HVAC-airHP-SpltPkg-65to134kBtuh-11p5eer-3p4cop-wPreEcono | Cap-Tons | Gro | Ex | cDXHP | 46.8 | 1 | 94.7 | 1 | 67.2 | 1 | 87.2 | 1 | 59.4 | 1 | 91.2 | 1 | 65.6 | 1 | 95.9 | 1 | 125 | 1 | 111 | 1 | 115 | 1 | 121 | 1 | 119 | 1 | 127 | 1 | 163 | 1 | 70.4 | 1 | 97.4625 | 16
DEER2020 | NE-HVAC-airHP-SpltPkg-65to134kBtuh-11p5eer-3p4cop-wPreEcono | Cap-Tons | Gro | Rec | cDXHP | 41.9 | 1 | 88 | 1 | 61.1 | 1 | 79.5 | 1 | 53.3 | 1 | 82.9 | 1 | 56.1 | 1 | 83.9 | 1 | 119 | 1 | 103 | 1 | 102 | 1 | 111 | 1 | 108 | 1 | 116 | 1 | 149 | 1 | 61.5 | 1 | 88.5125 | 16
DEER2020 | NE-HVAC-airHP-SpltPkg-65to134kBtuh-11p5eer-3p4cop-wPreEcono | Cap-Tons | Gro | New | cDXHP | 40.9 | 1 | 86.7 | 1 | 60.1 | 1 | 78.4 | 1 | 52.4 | 1 | 81.8 | 1 | 55.2 | 1 | 82.7 | 1 | 118 | 1 | 102 | 1 | 101 | 1 | 109 | 1 | 107 | 1 | 115 | 1 | 147 | 1 | 60.5 | 1 | 87.3563 | 16
DEER2020 | NE-HVAC-airHP-SpltPkg-65to134kBtuh-11p5eer-3p4cop-wPreEcono | Cap-Tons | Hsp | Old | cDXHP | 682 | 1 | 686 | 1 | 683 | 1 | 687 | 1 | 684 | 1 | 688 | 1 | 686 | 1 | 690 | 1 | 712 | 1 | 699 | 1 | 709 | 1 | 694 | 1 | 712 | 1 | 714 | 1 | 789 | 1 | 686 | 1 | 700.0625 | 16
DEER2020 | NE-HVAC-airHP-SpltPkg-65to134kBtuh-11p5eer-3p4cop-wPreEcono | Cap-Tons | Hsp | Ex | cDXHP | 680 | 1 | 680 | 1 | 681 | 1 | 682 | 1 | 681 | 1 | 683 | 1 | 683 | 1 | 685 | 1 | 700 | 1 | 681 | 1 | 685 | 1 | 681 | 1 | 686 | 1 | 686 | 1 | 749 | 1 | 680 | 1 | 687.6875 | 16
DEER2020 | NE-HVAC-airHP-SpltPkg-65to134kBtuh-11p5eer-3p4cop-wPreEcono | Cap-Tons | Hsp | Rec | cDXHP | 680 | 1 | 680 | 1 | 680 | 1 | 680 | 1 | 680 | 1 | 680 | 1 | 680 | 1 | 680 | 1 | 682 | 1 | 681 | 1 | 680 | 1 | 680 | 1 | 680 | 1 | 680 | 1 | 722 | 1 | 680 | 1 | 682.8125 | 16
DEER2020 | NE-HVAC-airHP-SpltPkg-65to134kBtuh-11p5eer-3p4cop-wPreEcono | Cap-Tons | Hsp | New | cDXHP | 680 | 1 | 680 | 1 | 680 | 1 | 680 | 1 | 680 | 1 | 680 | 1 | 680 | 1 | 680 | 1 | 681 | 1 | 680 | 1 | 680 | 1 | 680 | 1 | 680 | 1 | 680 | 1 | 715 | 1 | 680 | 1 | 682.25 | 16
DEER2020 | NE-HVAC-airHP-SpltPkg-65to134kBtuh-11p5eer-3p4cop-wPreEcono | Cap-Tons | Htl | Old | cDXHP | 79 | 1 | 72.6 | 1 | 84.2 | 1 | 73.8 | 1 | 83.6 | 1 | 86.8 | 1 | 84.7 | 1 | 72.2 | 1 | 90.7 | 1 | 83.7 | 1 | 89.9 | 1 | 80.3 | 1 | 91.2 | 1 | 90.3 | 1 | 118 | 1 | 87.2 | 1 | 85.5125 | 16
DEER2020 | NE-HVAC-airHP-SpltPkg-65to134kBtuh-11p5eer-3p4cop-wPreEcono | Cap-Tons | Htl | Ex | cDXHP | 60.9 | 1 | 58.8 | 1 | 65.8 | 1 | 61.5 | 1 | 64.7 | 1 | 68.3 | 1 | 66.8 | 1 | 59.7 | 1 | 77.6 | 1 | 68.7 | 1 | 74.6 | 1 | 66.9 | 1 | 76 | 1 | 76.4 | 1 | 103 | 1 | 66.4 | 1 | 69.7562 | 16
DEER2020 | NE-HVAC-airHP-SpltPkg-65to134kBtuh-11p5eer-3p4cop-wPreEcono | Cap-Tons | Htl | Rec | cDXHP | 55.4 | 1 | 55.4 | 1 | 58.1 | 1 | 56.6 | 1 | 57.6 | 1 | 60.5 | 1 | 59.6 | 1 | 53.8 | 1 | 71.5 | 1 | 64.4 | 1 | 68.3 | 1 | 62.2 | 1 | 70.4 | 1 | 70.2 | 1 | 96.1 | 1 | 59.7 | 1 | 63.7375 | 16
DEER2020 | NE-HVAC-airHP-SpltPkg-65to134kBtuh-11p5eer-3p4cop-wPreEcono | Cap-Tons | Htl | New | cDXHP | 54.8 | 1 | 55.4 | 1 | 57.4 | 1 | 56.6 | 1 | 56.9 | 1 | 59.8 | 1 | 58.9 | 1 | 53 | 1 | 70.6 | 1 | 63.5 | 1 | 67.4 | 1 | 61.6 | 1 | 69.5 | 1 | 69.3 | 1 | 95.2 | 1 | 58.9 | 1 | 63.05 | 16
DEER2020 | NE-HVAC-airHP-SpltPkg-65to134kBtuh-11p5eer-3p4cop-wPreEcono | Cap-Tons | MBT | Old | cDXHP | 349 | 1 | 377 | 1 | 367 | 1 | 376 | 1 | 366 | 1 | 385 | 1 | 378 | 1 | 389 | 1 | 475 | 1 | 447 | 1 | 482 | 1 | 439 | 1 | 486 | 1 | 488 | 1 | 606 | 1 | 385 | 1 | 424.6875 | 16
DEER2020 | NE-HVAC-airHP-SpltPkg-65to134kBtuh-11p5eer-3p4cop-wPreEcono | Cap-Tons | MBT | Ex | cDXHP | 316 | 1 | 338 | 1 | 343 | 1 | 346 | 1 | 340 | 1 | 370 | 1 | 362 | 1 | 372 | 1 | 449 | 1 | 398 | 1 | 438 | 1 | 397 | 1 | 441 | 1 | 444 | 1 | 560 | 1 | 344 | 1 | 391.125 | 16
DEER2020 | NE-HVAC-airHP-SpltPkg-65to134kBtuh-11p5eer-3p4cop-wPreEcono | Cap-Tons | MBT | Rec | cDXHP | 290 | 1 | 305 | 1 | 303 | 1 | 302 | 1 | 299 | 1 | 323 | 1 | 318 | 1 | 326 | 1 | 389 | 1 | 361 | 1 | 397 | 1 | 359 | 1 | 400 | 1 | 403 | 1 | 515 | 1 | 314 | 1 | 350.25 | 16
DEER2020 | NE-HVAC-airHP-SpltPkg-65to134kBtuh-11p5eer-3p4cop-wPreEcono | Cap-Tons | MBT | New | cDXHP | 279 | 1 | 296 | 1 | 291 | 1 | 294 | 1 | 287 | 1 | 311 | 1 | 307 | 1 | 319 | 1 | 377 | 1 | 349 | 1 | 383 | 1 | 346 | 1 | 386 | 1 | 390 | 1 | 511 | 1 | 303 | 1 | 339.3125 | 16
DEER2020 | NE-HVAC-airHP-SpltPkg-65to134kBtuh-11p5eer-3p4cop-wPreEcono | Cap-Tons | MLI | Old | cDXHP | 224 | 1 | 230 | 1 | 230 | 1 | 234 | 1 | 228 | 1 | 239 | 1 | 225 | 1 | 229 | 1 | 280 | 1 | 264 | 1 | 289 | 1 | 265 | 1 | 290 | 1 | 289 | 1 | 365 | 1 | 278 | 1 | 259.9375 | 16
DEER2020 | NE-HVAC-airHP-SpltPkg-65to134kBtuh-11p5eer-3p4cop-wPreEcono | Cap-Tons | MLI | Ex | cDXHP | 217 | 1 | 223 | 1 | 223 | 1 | 227 | 1 | 223 | 1 | 242 | 1 | 226 | 1 | 229 | 1 | 276 | 1 | 253 | 1 | 269 | 1 | 253 | 1 | 273 | 1 | 270 | 1 | 343 | 1 | 254 | 1 | 250.0625 | 16
DEER2020 | NE-HVAC-airHP-SpltPkg-65to134kBtuh-11p5eer-3p4cop-wPreEcono | Cap-Tons | MLI | Rec | cDXHP | 205 | 1 | 212 | 1 | 214 | 1 | 215 | 1 | 212 | 1 | 224 | 1 | 210 | 1 | 215 | 1 | 255 | 1 | 239 | 1 | 237 | 1 | 234 | 1 | 246 | 1 | 239 | 1 | 307 | 1 | 216 | 1 | 230 | 16
DEER2020 | NE-HVAC-airHP-SpltPkg-65to134kBtuh-11p5eer-3p4cop-wPreEcono | Cap-Tons | MLI | New | cDXHP | 206 | 1 | 207 | 1 | 214 | 1 | 211 | 1 | 212 | 1 | 218 | 1 | 204 | 1 | 210 | 1 | 249 | 1 | 233 | 1 | 231 | 1 | 229 | 1 | 241 | 1 | 233 | 1 | 301 | 1 | 213 | 1 | 225.75 | 16
DEER2020 | NE-HVAC-airHP-SpltPkg-65to134kBtuh-11p5eer-3p4cop-wPreEcono | Cap-Tons | Mtl | Old | cDXHP | 10.5 | 1 | 8.93 | 1 | 11.2 | 1 | 8.91 | 1 | 11.1 | 1 | 11.5 | 1 | 11.4 | 1 | 9.22 | 1 | 11 | 1 | 10.5 | 1 | 11 | 1 | 9.87 | 1 | 11.1 | 1 | 10.8 | 1 | 13.8 | 1 | 11.2 | 1 | 10.7519 | 16
DEER2020 | NE-HVAC-airHP-SpltPkg-65to134kBtuh-11p5eer-3p4cop-wPreEcono | Cap-Tons | Mtl | Ex | cDXHP | 8.56 | 1 | 6.66 | 1 | 9.07 | 1 | 6.82 | 1 | 8.92 | 1 | 9.24 | 1 | 9.14 | 1 | 6.98 | 1 | 8.52 | 1 | 7.99 | 1 | 8.6 | 1 | 7.78 | 1 | 8.66 | 1 | 8.55 | 1 | 11.4 | 1 | 8.96 | 1 | 8.4906 | 16
DEER2020 | NE-HVAC-airHP-SpltPkg-65to134kBtuh-11p5eer-3p4cop-wPreEcono | Cap-Tons | Mtl | Rec | cDXHP | 7.92 | 1 | 6 | 1 | 8.26 | 1 | 6.06 | 1 | 8.17 | 1 | 8.47 | 1 | 8.41 | 1 | 6.33 | 1 | 7.83 | 1 | 7.29 | 1 | 7.74 | 1 | 7.07 | 1 | 7.9 | 1 | 7.79 | 1 | 10.4 | 1 | 8.26 | 1 | 7.7438 | 16
DEER2020 | NE-HVAC-airHP-SpltPkg-65to134kBtuh-11p5eer-3p4cop-wPreEcono | Cap-Tons | Mtl | New | cDXHP | 7.84 | 1 | 5.95 | 1 | 8.19 | 1 | 6.02 | 1 | 8.1 | 1 | 8.4 | 1 | 8.34 | 1 | 6.25 | 1 | 7.74 | 1 | 7.21 | 1 | 7.66 | 1 | 6.99 | 1 | 7.82 | 1 | 7.7 | 1 | 10.4 | 1 | 8.19 | 1 | 7.675 | 16
DEER2020 | NE-HVAC-airHP-SpltPkg-65to134kBtuh-11p5eer-3p4cop-wPreEcono | Cap-Tons | Nrs | Old | cDXHP | 99.9 | 1 | 104 | 1 | 102 | 1 | 104 | 1 | 102 | 1 | 104 | 1 | 103 | 1 | 105 | 1 | 108 | 1 | 107 | 1 | 107 | 1 | 105 | 1 | 108 | 1 | 108 | 1 | 122 | 1 | 102 | 1 | 105.6813 | 16
DEER2020 | NE-HVAC-airHP-SpltPkg-65to134kBtuh-11p5eer-3p4cop-wPreEcono | Cap-Tons | Nrs | Ex | cDXHP | 96 | 1 | 96.5 | 1 | 99.2 | 1 | 100 | 1 | 99.2 | 1 | 101 | 1 | 101 | 1 | 102 | 1 | 105 | 1 | 97.9 | 1 | 99 | 1 | 97.5 | 1 | 99.4 | 1 | 99.6 | 1 | 112 | 1 | 96.3 | 1 | 100.1 | 16
DEER2020 | NE-HVAC-airHP-SpltPkg-65to134kBtuh-11p5eer-3p4cop-wPreEcono | Cap-Tons | Nrs | Rec | cDXHP | 95.9 | 1 | 95.9 | 1 | 95.9 | 1 | 95.9 | 1 | 95.9 | 1 | 96 | 1 | 95.9 | 1 | 96.1 | 1 | 97.3 | 1 | 96.5 | 1 | 96.9 | 1 | 96.3 | 1 | 97.2 | 1 | 97.5 | 1 | 107 | 1 | 95.9 | 1 | 97.0062 | 16
DEER2020 | NE-HVAC-airHP-SpltPkg-65to134kBtuh-11p5eer-3p4cop-wPreEcono | Cap-Tons | Nrs | New | cDXHP | 95.9 | 1 | 95.9 | 1 | 95.9 | 1 | 95.9 | 1 | 95.9 | 1 | 95.9 | 1 | 95.9 | 1 | 96 | 1 | 96.9 | 1 | 96.2 | 1 | 96.5 | 1 | 96.1 | 1 | 96.8 | 1 | 97 | 1 | 106 | 1 | 95.9 | 1 | 96.7938 | 16
DEER2020 | NE-HVAC-airHP-SpltPkg-65to134kBtuh-11p5eer-3p4cop-wPreEcono | Cap-Tons | OfL | Old | cDXHP | 589 | 1 | 525 | 1 | 624 | 1 | 527 | 1 | 619 | 1 | 658 | 1 | 643 | 1 | 566 | 1 | 643 | 1 | 606 | 1 | 627 | 1 | 581 | 1 | 638 | 1 | 644 | 1 | 767 | 1 | 664 | 1 | 620.0625 | 16
DEER2020 | NE-HVAC-airHP-SpltPkg-65to134kBtuh-11p5eer-3p4cop-wPreEcono | Cap-Tons | OfL | Ex | cDXHP | 463 | 1 | 419 | 1 | 510 | 1 | 444 | 1 | 506 | 1 | 542 | 1 | 531 | 1 | 476 | 1 | 548 | 1 | 489 | 1 | 515 | 1 | 481 | 1 | 523 | 1 | 526 | 1 | 637 | 1 | 518 | 1 | 508 | 16
DEER2020 | NE-HVAC-airHP-SpltPkg-65to134kBtuh-11p5eer-3p4cop-wPreEcono | Cap-Tons | OfL | Rec | cDXHP | 446 | 1 | 399 | 1 | 468 | 1 | 404 | 1 | 461 | 1 | 497 | 1 | 487 | 1 | 438 | 1 | 508 | 1 | 471 | 1 | 497 | 1 | 462 | 1 | 505 | 1 | 510 | 1 | 619 | 1 | 502 | 1 | 479.625 | 16
DEER2020 | NE-HVAC-airHP-SpltPkg-65to134kBtuh-11p5eer-3p4cop-wPreEcono | Cap-Tons | OfL | New | cDXHP | 438 | 1 | 392 | 1 | 459 | 1 | 396 | 1 | 452 | 1 | 489 | 1 | 478 | 1 | 431 | 1 | 502 | 1 | 463 | 1 | 490 | 1 | 455 | 1 | 498 | 1 | 503 | 1 | 612 | 1 | 495 | 1 | 472.0625 | 16
DEER2020 | NE-HVAC-airHP-SpltPkg-65to134kBtuh-11p5eer-3p4cop-wPreEcono | Cap-Tons | OfS | Old | cDXHP | 40.5 | 1 | 38.4 | 1 | 44.3 | 1 | 38.7 | 1 | 43.9 | 1 | 46.3 | 1 | 44.9 | 1 | 40.2 | 1 | 46 | 1 | 43.9 | 1 | 45.4 | 1 | 42.4 | 1 | 46.2 | 1 | 45.7 | 1 | 54.7 | 1 | 45.7 | 1 | 44.2 | 16
DEER2020 | NE-HVAC-airHP-SpltPkg-65to134kBtuh-11p5eer-3p4cop-wPreEcono | Cap-Tons | OfS | Ex | cDXHP | 29.3 | 1 | 28.4 | 1 | 33.5 | 1 | 30.7 | 1 | 33.2 | 1 | 35.3 | 1 | 34.5 | 1 | 32.2 | 1 | 37.5 | 1 | 33.1 | 1 | 35.3 | 1 | 32.7 | 1 | 35.9 | 1 | 35.8 | 1 | 43.3 | 1 | 33.2 | 1 | 33.9937 | 16
DEER2020 | NE-HVAC-airHP-SpltPkg-65to134kBtuh-11p5eer-3p4cop-wPreEcono | Cap-Tons | OfS | Rec | cDXHP | 26.1 | 1 | 25.3 | 1 | 27.9 | 1 | 25.7 | 1 | 27.5 | 1 | 29.5 | 1 | 28.7 | 1 | 27.7 | 1 | 32 | 1 | 29.9 | 1 | 31.6 | 1 | 29.4 | 1 | 32.5 | 1 | 32.7 | 1 | 39.4 | 1 | 29.5 | 1 | 29.7125 | 16
DEER2020 | NE-HVAC-airHP-SpltPkg-65to134kBtuh-11p5eer-3p4cop-wPreEcono | Cap-Tons | OfS | New | cDXHP | 25.7 | 1 | 25 | 1 | 27.4 | 1 | 25.3 | 1 | 27 | 1 | 29 | 1 | 28.2 | 1 | 27.3 | 1 | 31.6 | 1 | 29.5 | 1 | 31.1 | 1 | 29 | 1 | 32.1 | 1 | 32.2 | 1 | 39 | 1 | 29.1 | 1 | 29.2812 | 16
DEER2020 | NE-HVAC-airHP-SpltPkg-65to134kBtuh-11p5eer-3p4cop-wPreEcono | Cap-Tons | RFF | Old | cDXHP | 7.59 | 1 | 7.57 | 1 | 8.51 | 1 | 7.71 | 1 | 8.12 | 1 | 9.27 | 1 | 8.94 | 1 | 8.26 | 1 | 10.7 | 1 | 9.81 | 1 | 10.8 | 1 | 9.55 | 1 | 10.8 | 1 | 10.8 | 1 | 14.3 | 1 | 9.46 | 1 | 9.5119 | 16
DEER2020 | NE-HVAC-airHP-SpltPkg-65to134kBtuh-11p5eer-3p4cop-wPreEcono | Cap-Tons | RFF | Ex | cDXHP | 6.64 | 1 | 6.61 | 1 | 7.64 | 1 | 6.9 | 1 | 7.31 | 1 | 8.47 | 1 | 8.17 | 1 | 7.65 | 1 | 9.91 | 1 | 8.57 | 1 | 9.55 | 1 | 8.51 | 1 | 9.62 | 1 | 9.64 | 1 | 13 | 1 | 8.2 | 1 | 8.5244 | 16
DEER2020 | NE-HVAC-airHP-SpltPkg-65to134kBtuh-11p5eer-3p4cop-wPreEcono | Cap-Tons | RFF | Rec | cDXHP | 6.27 | 1 | 6.49 | 1 | 7.15 | 1 | 6.59 | 1 | 6.73 | 1 | 7.76 | 1 | 7.53 | 1 | 7.15 | 1 | 9.29 | 1 | 8.31 | 1 | 8.93 | 1 | 8.1 | 1 | 9.09 | 1 | 8.98 | 1 | 12.3 | 1 | 7.48 | 1 | 8.0094 | 16
DEER2020 | NE-HVAC-airHP-SpltPkg-65to134kBtuh-11p5eer-3p4cop-wPreEcono | Cap-Tons | RFF | New | cDXHP | 6 | 1 | 6.52 | 1 | 6.87 | 1 | 6.63 | 1 | 6.46 | 1 | 7.49 | 1 | 7.25 | 1 | 6.94 | 1 | 9.08 | 1 | 8.12 | 1 | 8.75 | 1 | 7.93 | 1 | 8.91 | 1 | 8.8 | 1 | 12.1 | 1 | 7.21 | 1 | 7.8163 | 16
DEER2020 | NE-HVAC-airHP-SpltPkg-65to134kBtuh-11p5eer-3p4cop-wPreEcono | Cap-Tons | RSD | Old | cDXHP | 12.8 | 1 | 13.5 | 1 | 13.8 | 1 | 13.4 | 1 | 13.6 | 1 | 14.9 | 1 | 14.4 | 1 | 15 | 1 | 19.3 | 1 | 17.6 | 1 | 19.3 | 1 | 17.1 | 1 | 19.4 | 1 | 19.6 | 1 | 26.3 | 1 | 14.8 | 1 | 16.55 | 16
DEER2020 | NE-HVAC-airHP-SpltPkg-65to134kBtuh-11p5eer-3p4cop-wPreEcono | Cap-Tons | RSD | Ex | cDXHP | 11.7 | 1 | 12.2 | 1 | 13.1 | 1 | 12.6 | 1 | 13 | 1 | 14.6 | 1 | 14.1 | 1 | 14.7 | 1 | 18.5 | 1 | 16 | 1 | 17.8 | 1 | 15.7 | 1 | 18 | 1 | 18.2 | 1 | 24.6 | 1 | 13.4 | 1 | 15.5125 | 16
DEER2020 | NE-HVAC-airHP-SpltPkg-65to134kBtuh-11p5eer-3p4cop-wPreEcono | Cap-Tons | RSD | Rec | cDXHP | 10.7 | 1 | 11.4 | 1 | 11.7 | 1 | 11.4 | 1 | 11.4 | 1 | 12.8 | 1 | 12.5 | 1 | 13.4 | 1 | 16.7 | 1 | 15.2 | 1 | 16.8 | 1 | 14.8 | 1 | 17 | 1 | 17.2 | 1 | 23.3 | 1 | 12.4 | 1 | 14.2937 | 16
DEER2020 | NE-HVAC-airHP-SpltPkg-65to134kBtuh-11p5eer-3p4cop-wPreEcono | Cap-Tons | RSD | New | cDXHP | 10.1 | 1 | 10.9 | 1 | 11 | 1 | 10.9 | 1 | 10.7 | 1 | 12.1 | 1 | 11.8 | 1 | 12.9 | 1 | 16.2 | 1 | 14.7 | 1 | 16.3 | 1 | 14.3 | 1 | 16.5 | 1 | 16.7 | 1 | 22.7 | 1 | 11.7 | 1 | 13.7188 | 16
DEER2020 | NE-HVAC-airHP-SpltPkg-65to134kBtuh-11p5eer-3p4cop-wPreEcono | Cap-Tons | Rt3 | Old | cDXHP | 210 | 1 | 244 | 1 | 220 | 1 | 246 | 1 | 220 | 1 | 237 | 1 | 231 | 1 | 265 | 1 | 330 | 1 | 304 | 1 | 336 | 1 | 301 | 1 | 337 | 1 | 340 | 1 | 434 | 1 | 243 | 1 | 281.125 | 16
DEER2020 | NE-HVAC-airHP-SpltPkg-65to134kBtuh-11p5eer-3p4cop-wPreEcono | Cap-Tons | Rt3 | Ex | cDXHP | 202 | 1 | 237 | 1 | 214 | 1 | 240 | 1 | 214 | 1 | 231 | 1 | 225 | 1 | 260 | 1 | 324 | 1 | 295 | 1 | 321 | 1 | 292 | 1 | 323 | 1 | 324 | 1 | 417 | 1 | 229 | 1 | 271.75 | 16
DEER2020 | NE-HVAC-airHP-SpltPkg-65to134kBtuh-11p5eer-3p4cop-wPreEcono | Cap-Tons | Rt3 | Rec | cDXHP | 188 | 1 | 225 | 1 | 201 | 1 | 227 | 1 | 200 | 1 | 217 | 1 | 211 | 1 | 247 | 1 | 309 | 1 | 283 | 1 | 295 | 1 | 276 | 1 | 302 | 1 | 299 | 1 | 387 | 1 | 205 | 1 | 254.5 | 16
DEER2020 | NE-HVAC-airHP-SpltPkg-65to134kBtuh-11p5eer-3p4cop-wPreEcono | Cap-Tons | Rt3 | New | cDXHP | 181 | 1 | 219 | 1 | 193 | 1 | 220 | 1 | 193 | 1 | 210 | 1 | 204 | 1 | 240 | 1 | 302 | 1 | 276 | 1 | 288 | 1 | 269 | 1 | 294 | 1 | 291 | 1 | 380 | 1 | 198 | 1 | 247.375 | 16
DEER2020 | NE-HVAC-airHP-SpltPkg-65to134kBtuh-11p5eer-3p4cop-wPreEcono | Cap-Tons | RtL | Old | cDXHP | 183 | 1 | 216 | 1 | 189 | 1 | 211 | 1 | 189 | 1 | 199 | 1 | 195 | 1 | 233 | 1 | 292 | 1 | 270 | 1 | 296 | 1 | 265 | 1 | 298 | 1 | 300 | 1 | 387 | 1 | 202 | 1 | 245.3125 | 16
DEER2020 | NE-HVAC-airHP-SpltPkg-65to134kBtuh-11p5eer-3p4cop-wPreEcono | Cap-Tons | RtL | Ex | cDXHP | 175 | 1 | 207 | 1 | 182 | 1 | 202 | 1 | 182 | 1 | 194 | 1 | 190 | 1 | 230 | 1 | 285 | 1 | 257 | 1 | 281 | 1 | 254 | 1 | 283 | 1 | 285 | 1 | 370 | 1 | 189 | 1 | 235.375 | 16
DEER2020 | NE-HVAC-airHP-SpltPkg-65to134kBtuh-11p5eer-3p4cop-wPreEcono | Cap-Tons | RtL | Rec | cDXHP | 163 | 1 | 193 | 1 | 169 | 1 | 188 | 1 | 168 | 1 | 180 | 1 | 176 | 1 | 213 | 1 | 263 | 1 | 241 | 1 | 256 | 1 | 234 | 1 | 260 | 1 | 261 | 1 | 342 | 1 | 172 | 1 | 217.4375 | 16
DEER2020 | NE-HVAC-airHP-SpltPkg-65to134kBtuh-11p5eer-3p4cop-wPreEcono | Cap-Tons | RtL | New | cDXHP | 156 | 1 | 188 | 1 | 162 | 1 | 183 | 1 | 161 | 1 | 172 | 1 | 169 | 1 | 210 | 1 | 257 | 1 | 234 | 1 | 249 | 1 | 227 | 1 | 253 | 1 | 254 | 1 | 338 | 1 | 165 | 1 | 211.125 | 16
DEER2020 | NE-HVAC-airHP-SpltPkg-65to134kBtuh-11p5eer-3p4cop-wPreEcono | Cap-Tons | RtS | Old | cDXHP | 16 | 1 | 18.5 | 1 | 17 | 1 | 18.7 | 1 | 16.5 | 1 | 18 | 1 | 17.4 | 1 | 19.5 | 1 | 24.5 | 1 | 23 | 1 | 24.9 | 1 | 22.2 | 1 | 25.2 | 1 | 25.1 | 1 | 31.6 | 1 | 19.2 | 1 | 21.0813 | 16
DEER2020 | NE-HVAC-airHP-SpltPkg-65to134kBtuh-11p5eer-3p4cop-wPreEcono | Cap-Tons | RtS | Ex | cDXHP | 13 | 1 | 15.3 | 1 | 14.4 | 1 | 16 | 1 | 14 | 1 | 15.4 | 1 | 14.8 | 1 | 17.3 | 1 | 21.6 | 1 | 19.3 | 1 | 21.2 | 1 | 19.1 | 1 | 21.5 | 1 | 21.4 | 1 | 27.5 | 1 | 15.6 | 1 | 17.9625 | 16
DEER2020 | NE-HVAC-airHP-SpltPkg-65to134kBtuh-11p5eer-3p4cop-wPreEcono | Cap-Tons | RtS | Rec | cDXHP | 12.2 | 1 | 14.4 | 1 | 13.1 | 1 | 14.4 | 1 | 12.9 | 1 | 14 | 1 | 13.7 | 1 | 15.2 | 1 | 19.3 | 1 | 18.1 | 1 | 19.5 | 1 | 17.7 | 1 | 19.8 | 1 | 19.5 | 1 | 25.3 | 1 | 14.3 | 1 | 16.4625 | 16
DEER2020 | NE-HVAC-airHP-SpltPkg-65to134kBtuh-11p5eer-3p4cop-wPreEcono | Cap-Tons | RtS | New | cDXHP | 11.9 | 1 | 14.3 | 1 | 12.8 | 1 | 14.2 | 1 | 12.6 | 1 | 13.8 | 1 | 13.5 | 1 | 15.8 | 1 | 19.8 | 1 | 18.1 | 1 | 19.1 | 1 | 17.4 | 1 | 19.7 | 1 | 19.4 | 1 | 25.9 | 1 | 14.1 | 1 | 16.4 | 16
DEER2020 | NE-HVAC-airHP-SpltPkg-65to134kBtuh-11p5eer-3p4cop-wPreEcono | Cap-Tons | SCn | Old | cDXHP | 369 | 1 | 309 | 1 | 369 | 1 | 307 | 1 | 362 | 1 | 348 | 1 | 333 | 1 | 283 | 1 | 368 | 1 | 344 | 1 | 385 | 1 | 338 | 1 | 389 | 1 | 387 | 1 | 525 | 1 | 424 | 1 | 365 | 16
DEER2020 | NE-HVAC-airHP-SpltPkg-65to134kBtuh-11p5eer-3p4cop-wPreEcono | Cap-Tons | SCn | Ex | cDXHP | 364 | 1 | 298 | 1 | 365 | 1 | 297 | 1 | 359 | 1 | 350 | 1 | 334 | 1 | 291 | 1 | 360 | 1 | 308 | 1 | 352 | 1 | 315 | 1 | 356 | 1 | 342 | 1 | 473 | 1 | 400 | 1 | 347.75 | 16
DEER2020 | NE-HVAC-airHP-SpltPkg-65to134kBtuh-11p5eer-3p4cop-wPreEcono | Cap-Tons | SCn | Rec | cDXHP | 349 | 1 | 275 | 1 | 359 | 1 | 274 | 1 | 352 | 1 | 343 | 1 | 328 | 1 | 233 | 1 | 276 | 1 | 271 | 1 | 283 | 1 | 277 | 1 | 289 | 1 | 269 | 1 | 372 | 1 | 364 | 1 | 307.125 | 16
DEER2020 | NE-HVAC-airHP-SpltPkg-65to134kBtuh-11p5eer-3p4cop-wPreEcono | Cap-Tons | SCn | New | cDXHP | 349 | 1 | 294 | 1 | 359 | 1 | 294 | 1 | 352 | 1 | 342 | 1 | 327 | 1 | 259 | 1 | 309 | 1 | 279 | 1 | 291 | 1 | 294 | 1 | 298 | 1 | 289 | 1 | 423 | 1 | 364 | 1 | 320.1875 | 16
DEER2020 | NE-HVAC-airHP-SpltPkg-65to134kBtuh-12p0eer-3p4cop | Cap-Tons | Com | Old | cDXHP | 470 | 1 | 345 | 1 | 413 | 1 | 329 | 1 | 487 | 1 | 397 | 1 | 365 | 1 | 380 | 1 | 453 | 1 | 327 | 1 | 444 | 1 | 339 | 1 | 387 | 1 | 385 | 1 | 443 | 1 | 555 | 1 | 407.4375 | 16
DEER2020 | NE-HVAC-airHP-SpltPkg-65to134kBtuh-12p0eer-3p4cop | Cap-Tons | Com | Ex | cDXHP | 298 | 1 | 322 | 1 | 381 | 1 | 319 | 1 | 454 | 1 | 323 | 1 | 330 | 1 | 325 | 1 | 362 | 1 | 294 | 1 | 401 | 1 | 316 | 1 | 359 | 1 | 349 | 1 | 413 | 1 | 509 | 1 | 359.6875 | 16
DEER2020 | NE-HVAC-airHP-SpltPkg-65to134kBtuh-12p0eer-3p4cop | Cap-Tons | Com | Rec | cDXHP | 285 | 1 | 295 | 1 | 335 | 1 | 282 | 1 | 383 | 1 | 281 | 1 | 274 | 1 | 283 | 1 | 322 | 1 | 272 | 1 | 358 | 1 | 292 | 1 | 324 | 1 | 319 | 1 | 380 | 1 | 439 | 1 | 320.25 | 16
DEER2020 | NE-HVAC-airHP-SpltPkg-65to134kBtuh-12p0eer-3p4cop | Cap-Tons | Com | New | cDXHP | 278 | 1 | 293 | 1 | 328 | 1 | 279 | 1 | 371 | 1 | 275 | 1 | 268 | 1 | 281 | 1 | 320 | 1 | 271 | 1 | 352 | 1 | 290 | 1 | 320 | 1 | 313 | 1 | 377 | 1 | 427 | 1 | 315.1875 | 16
DEER2020 | NE-HVAC-airHP-SpltPkg-65to134kBtuh-12p0eer-3p4cop | Cap-Tons | Asm | Old | cDXHP | 336 | 1 | 332 | 1 | 368 | 1 | 329 | 1 | 358 | 1 | 386 | 1 | 375 | 1 | 358 | 1 | 463 | 1 | 422 | 1 | 462 | 1 | 412 | 1 | 466 | 1 | 469 | 1 | 621 | 1 | 395 | 1 | 409.5 | 16
DEER2020 | NE-HVAC-airHP-SpltPkg-65to134kBtuh-12p0eer-3p4cop | Cap-Tons | Asm | Ex | cDXHP | 296 | 1 | 298 | 1 | 345 | 1 | 311 | 1 | 335 | 1 | 370 | 1 | 359 | 1 | 347 | 1 | 447 | 1 | 383 | 1 | 421 | 1 | 375 | 1 | 426 | 1 | 429 | 1 | 574 | 1 | 341 | 1 | 378.5625 | 16
DEER2020 | NE-HVAC-airHP-SpltPkg-65to134kBtuh-12p0eer-3p4cop | Cap-Tons | Asm | Rec | cDXHP | 283 | 1 | 282 | 1 | 300 | 1 | 279 | 1 | 292 | 1 | 319 | 1 | 310 | 1 | 311 | 1 | 406 | 1 | 366 | 1 | 393 | 1 | 355 | 1 | 401 | 1 | 402 | 1 | 540 | 1 | 308 | 1 | 346.6875 | 16
DEER2020 | NE-HVAC-airHP-SpltPkg-65to134kBtuh-12p0eer-3p4cop | Cap-Tons | Asm | New | cDXHP | 280 | 1 | 279 | 1 | 295 | 1 | 276 | 1 | 288 | 1 | 315 | 1 | 306 | 1 | 307 | 1 | 403 | 1 | 363 | 1 | 390 | 1 | 352 | 1 | 398 | 1 | 399 | 1 | 536 | 1 | 304 | 1 | 343.1875 | 16
DEER2020 | NE-HVAC-airHP-SpltPkg-65to134kBtuh-12p0eer-3p4cop | Cap-Tons | ECC | Old | cDXHP | 938 | 1 | 886 | 1 | 1010 | 1 | 898 | 1 | 988 | 1 | 1050 | 1 | 1030 | 1 | 941 | 1 | 1130 | 1 | 1050 | 1 | 1020 | 1 | 935 | 1 | 1040 | 1 | 1090 | 1 | 1440 | 1 | 1050 | 1 | 1031 | 16
DEER2020 | NE-HVAC-airHP-SpltPkg-65to134kBtuh-12p0eer-3p4cop | Cap-Tons | ECC | Ex | cDXHP | 753 | 1 | 762 | 1 | 854 | 1 | 798 | 1 | 834 | 1 | 895 | 1 | 887 | 1 | 846 | 1 | 1030 | 1 | 924 | 1 | 907 | 1 | 826 | 1 | 924 | 1 | 971 | 1 | 1300 | 1 | 866 | 1 | 898.5625 | 16
DEER2020 | NE-HVAC-airHP-SpltPkg-65to134kBtuh-12p0eer-3p4cop | Cap-Tons | ECC | Rec | cDXHP | 700 | 1 | 727 | 1 | 756 | 1 | 735 | 1 | 736 | 1 | 794 | 1 | 784 | 1 | 784 | 1 | 964 | 1 | 882 | 1 | 846 | 1 | 780 | 1 | 869 | 1 | 913 | 1 | 1230 | 1 | 791 | 1 | 830.6875 | 16
DEER2020 | NE-HVAC-airHP-SpltPkg-65to134kBtuh-12p0eer-3p4cop | Cap-Tons | ECC | New | cDXHP | 675 | 1 | 716 | 1 | 730 | 1 | 725 | 1 | 710 | 1 | 765 | 1 | 754 | 1 | 763 | 1 | 943 | 1 | 861 | 1 | 825 | 1 | 765 | 1 | 848 | 1 | 891 | 1 | 1210 | 1 | 766 | 1 | 809.1875 | 16
DEER2020 | NE-HVAC-airHP-SpltPkg-65to134kBtuh-12p0eer-3p4cop | Cap-Tons | EPr | Old | cDXHP | 145 | 1 | 145 | 1 | 156 | 1 | 146 | 1 | 151 | 1 | 166 | 1 | 163 | 1 | 161 | 1 | 201 | 1 | 184 | 1 | 176 | 1 | 155 | 1 | 178 | 1 | 190 | 1 | 259 | 1 | 163 | 1 | 171.1875 | 16
DEER2020 | NE-HVAC-airHP-SpltPkg-65to134kBtuh-12p0eer-3p4cop | Cap-Tons | EPr | Ex | cDXHP | 114 | 1 | 122 | 1 | 132 | 1 | 128 | 1 | 128 | 1 | 141 | 1 | 139 | 1 | 144 | 1 | 181 | 1 | 157 | 1 | 155 | 1 | 135 | 1 | 157 | 1 | 169 | 1 | 236 | 1 | 135 | 1 | 148.3125 | 16
DEER2020 | NE-HVAC-airHP-SpltPkg-65to134kBtuh-12p0eer-3p4cop | Cap-Tons | EPr | Rec | cDXHP | 106 | 1 | 112 | 1 | 116 | 1 | 113 | 1 | 112 | 1 | 124 | 1 | 122 | 1 | 127 | 1 | 159 | 1 | 143 | 1 | 140 | 1 | 124 | 1 | 145 | 1 | 155 | 1 | 219 | 1 | 123 | 1 | 133.75 | 16
DEER2020 | NE-HVAC-airHP-SpltPkg-65to134kBtuh-12p0eer-3p4cop | Cap-Tons | EPr | New | cDXHP | 103 | 1 | 112 | 1 | 113 | 1 | 112 | 1 | 109 | 1 | 121 | 1 | 118 | 1 | 124 | 1 | 156 | 1 | 140 | 1 | 138 | 1 | 123 | 1 | 142 | 1 | 152 | 1 | 216 | 1 | 121 | 1 | 131.25 | 16
DEER2020 | NE-HVAC-airHP-SpltPkg-65to134kBtuh-12p0eer-3p4cop | Cap-Tons | ERC | Old | cDXHP | 5.14 | 1 | 5.76 | 1 | 5.86 | 1 | 6.14 | 1 | 5.52 | 1 | 6.37 | 1 | 6.13 | 1 | 6.47 | 1 | 8.43 | 1 | 7.73 | 1 | 7.79 | 1 | 6.71 | 1 | 7.7 | 1 | 8.21 | 1 | 11 | 1 | 6.13 | 1 | 6.9431 | 16
DEER2020 | NE-HVAC-airHP-SpltPkg-65to134kBtuh-12p0eer-3p4cop | Cap-Tons | ERC | Ex | cDXHP | 4.74 | 1 | 5.34 | 1 | 5.66 | 1 | 5.9 | 1 | 5.33 | 1 | 6.15 | 1 | 5.93 | 1 | 6.26 | 1 | 8.08 | 1 | 7.14 | 1 | 7.35 | 1 | 6.33 | 1 | 7.27 | 1 | 7.77 | 1 | 10.4 | 1 | 5.74 | 1 | 6.5869 | 16
DEER2020 | NE-HVAC-airHP-SpltPkg-65to134kBtuh-12p0eer-3p4cop | Cap-Tons | ERC | Rec | cDXHP | 4.58 | 1 | 4.81 | 1 | 5.25 | 1 | 5.23 | 1 | 4.92 | 1 | 5.75 | 1 | 5.53 | 1 | 5.64 | 1 | 7.1 | 1 | 6.59 | 1 | 6.89 | 1 | 5.9 | 1 | 6.72 | 1 | 7.16 | 1 | 9.35 | 1 | 5.44 | 1 | 6.0537 | 16
DEER2020 | NE-HVAC-airHP-SpltPkg-65to134kBtuh-12p0eer-3p4cop | Cap-Tons | ERC | New | cDXHP | 4.61 | 1 | 4.94 | 1 | 5.09 | 1 | 5.17 | 1 | 4.76 | 1 | 5.6 | 1 | 5.38 | 1 | 5.92 | 1 | 7.58 | 1 | 6.72 | 1 | 6.67 | 1 | 5.81 | 1 | 6.91 | 1 | 7.41 | 1 | 10.1 | 1 | 5.32 | 1 | 6.1244 | 16
DEER2020 | NE-HVAC-airHP-SpltPkg-65to134kBtuh-12p0eer-3p4cop | Cap-Tons | ESe | Old | cDXHP | 444 | 1 | 439 | 1 | 474 | 1 | 449 | 1 | 462 | 1 | 490 | 1 | 480 | 1 | 460 | 1 | 567 | 1 | 520 | 1 | 502 | 1 | 461 | 1 | 507 | 1 | 540 | 1 | 727 | 1 | 508 | 1 | 501.875 | 16
DEER2020 | NE-HVAC-airHP-SpltPkg-65to134kBtuh-12p0eer-3p4cop | Cap-Tons | ESe | Ex | cDXHP | 376 | 1 | 398 | 1 | 445 | 1 | 425 | 1 | 432 | 1 | 467 | 1 | 460 | 1 | 445 | 1 | 548 | 1 | 473 | 1 | 461 | 1 | 426 | 1 | 469 | 1 | 501 | 1 | 681 | 1 | 445 | 1 | 465.75 | 16
DEER2020 | NE-HVAC-airHP-SpltPkg-65to134kBtuh-12p0eer-3p4cop | Cap-Tons | ESe | Rec | cDXHP | 353 | 1 | 386 | 1 | 384 | 1 | 392 | 1 | 371 | 1 | 401 | 1 | 392 | 1 | 402 | 1 | 501 | 1 | 454 | 1 | 435 | 1 | 407 | 1 | 447 | 1 | 475 | 1 | 647 | 1 | 406 | 1 | 428.3125 | 16
DEER2020 | NE-HVAC-airHP-SpltPkg-65to134kBtuh-12p0eer-3p4cop | Cap-Tons | ESe | New | cDXHP | 342 | 1 | 385 | 1 | 374 | 1 | 392 | 1 | 359 | 1 | 389 | 1 | 380 | 1 | 392 | 1 | 491 | 1 | 444 | 1 | 426 | 1 | 402 | 1 | 437 | 1 | 464 | 1 | 636 | 1 | 396 | 1 | 419.3125 | 16
DEER2020 | NE-HVAC-airHP-SpltPkg-65to134kBtuh-12p0eer-3p4cop | Cap-Tons | EUn | Old | cDXHP | 2590 | 1 | 2400 | 1 | 2750 | 1 | 2460 | 1 | 2710 | 1 | 2840 | 1 | 2780 | 1 | 2510 | 1 | 3060 | 1 | 2860 | 1 | 2790 | 1 | 2550 | 1 | 2850 | 1 | 2930 | 1 | 3850 | 1 | 2890 | 1 | 2801.25 | 16
DEER2020 | NE-HVAC-airHP-SpltPkg-65to134kBtuh-12p0eer-3p4cop | Cap-Tons | EUn | Ex | cDXHP | 2030 | 1 | 2010 | 1 | 2260 | 1 | 2130 | 1 | 2210 | 1 | 2360 | 1 | 2320 | 1 | 2200 | 1 | 2720 | 1 | 2410 | 1 | 2390 | 1 | 2170 | 1 | 2440 | 1 | 2520 | 1 | 3380 | 1 | 2290 | 1 | 2365 | 16
DEER2020 | NE-HVAC-airHP-SpltPkg-65to134kBtuh-12p0eer-3p4cop | Cap-Tons | EUn | Rec | cDXHP | 1860 | 1 | 1890 | 1 | 1970 | 1 | 1930 | 1 | 1930 | 1 | 2050 | 1 | 2020 | 1 | 1980 | 1 | 2460 | 1 | 2260 | 1 | 2180 | 1 | 2020 | 1 | 2240 | 1 | 2330 | 1 | 3140 | 1 | 2030 | 1 | 2143.125 | 16
DEER2020 | NE-HVAC-airHP-SpltPkg-65to134kBtuh-12p0eer-3p4cop | Cap-Tons | EUn | New | cDXHP | 1800 | 1 | 1860 | 1 | 1910 | 1 | 1900 | 1 | 1860 | 1 | 1980 | 1 | 1950 | 1 | 1920 | 1 | 2400 | 1 | 2210 | 1 | 2130 | 1 | 1980 | 1 | 2200 | 1 | 2270 | 1 | 3080 | 1 | 1970 | 1 | 2088.75 | 16
DEER2020 | NE-HVAC-airHP-SpltPkg-65to134kBtuh-12p0eer-3p4cop | Cap-Tons | Gro | Old | cDXHP | 50.2 | 1 | 101 | 1 | 70.5 | 1 | 91.8 | 1 | 62 | 1 | 92.5 | 1 | 65.2 | 1 | 96.2 | 1 | 130 | 1 | 119 | 1 | 124 | 1 | 127 | 1 | 127 | 1 | 136 | 1 | 174 | 1 | 76.9 | 1 | 102.7062 | 16
DEER2020 | NE-HVAC-airHP-SpltPkg-65to134kBtuh-12p0eer-3p4cop | Cap-Tons | Gro | Ex | cDXHP | 46.8 | 1 | 94.7 | 1 | 67.2 | 1 | 87.2 | 1 | 59.4 | 1 | 91.2 | 1 | 65.6 | 1 | 95.9 | 1 | 125 | 1 | 111 | 1 | 115 | 1 | 121 | 1 | 119 | 1 | 127 | 1 | 163 | 1 | 70.4 | 1 | 97.4625 | 16
DEER2020 | NE-HVAC-airHP-SpltPkg-65to134kBtuh-12p0eer-3p4cop | Cap-Tons | Gro | Rec | cDXHP | 41.9 | 1 | 88 | 1 | 61.1 | 1 | 79.5 | 1 | 53.3 | 1 | 82.9 | 1 | 56.1 | 1 | 83.9 | 1 | 119 | 1 | 103 | 1 | 102 | 1 | 111 | 1 | 108 | 1 | 116 | 1 | 149 | 1 | 61.5 | 1 | 88.5125 | 16
DEER2020 | NE-HVAC-airHP-SpltPkg-65to134kBtuh-12p0eer-3p4cop | Cap-Tons | Gro | New | cDXHP | 40.9 | 1 | 86.7 | 1 | 60.1 | 1 | 78.4 | 1 | 52.4 | 1 | 81.8 | 1 | 55.2 | 1 | 82.7 | 1 | 118 | 1 | 102 | 1 | 101 | 1 | 109 | 1 | 107 | 1 | 115 | 1 | 147 | 1 | 60.5 | 1 | 87.3563 | 16
DEER2020 | NE-HVAC-airHP-SpltPkg-65to134kBtuh-12p0eer-3p4cop | Cap-Tons | Hsp | Old | cDXHP | 682 | 1 | 686 | 1 | 683 | 1 | 687 | 1 | 684 | 1 | 688 | 1 | 686 | 1 | 690 | 1 | 712 | 1 | 699 | 1 | 709 | 1 | 694 | 1 | 712 | 1 | 714 | 1 | 789 | 1 | 686 | 1 | 700.0625 | 16
DEER2020 | NE-HVAC-airHP-SpltPkg-65to134kBtuh-12p0eer-3p4cop | Cap-Tons | Hsp | Ex | cDXHP | 680 | 1 | 680 | 1 | 681 | 1 | 682 | 1 | 681 | 1 | 683 | 1 | 683 | 1 | 685 | 1 | 700 | 1 | 681 | 1 | 685 | 1 | 681 | 1 | 686 | 1 | 686 | 1 | 749 | 1 | 680 | 1 | 687.6875 | 16
DEER2020 | NE-HVAC-airHP-SpltPkg-65to134kBtuh-12p0eer-3p4cop | Cap-Tons | Hsp | Rec | cDXHP | 680 | 1 | 680 | 1 | 680 | 1 | 680 | 1 | 680 | 1 | 680 | 1 | 680 | 1 | 680 | 1 | 682 | 1 | 681 | 1 | 680 | 1 | 680 | 1 | 680 | 1 | 680 | 1 | 722 | 1 | 680 | 1 | 682.8125 | 16
DEER2020 | NE-HVAC-airHP-SpltPkg-65to134kBtuh-12p0eer-3p4cop | Cap-Tons | Hsp | New | cDXHP | 680 | 1 | 680 | 1 | 680 | 1 | 680 | 1 | 680 | 1 | 680 | 1 | 680 | 1 | 680 | 1 | 681 | 1 | 680 | 1 | 680 | 1 | 680 | 1 | 680 | 1 | 680 | 1 | 715 | 1 | 680 | 1 | 682.25 | 16
DEER2020 | NE-HVAC-airHP-SpltPkg-65to134kBtuh-12p0eer-3p4cop | Cap-Tons | Htl | Old | cDXHP | 79 | 1 | 72.6 | 1 | 84.2 | 1 | 73.8 | 1 | 83.6 | 1 | 86.8 | 1 | 84.7 | 1 | 72.2 | 1 | 90.7 | 1 | 83.7 | 1 | 89.9 | 1 | 80.3 | 1 | 91.2 | 1 | 90.3 | 1 | 118 | 1 | 87.2 | 1 | 85.5125 | 16
DEER2020 | NE-HVAC-airHP-SpltPkg-65to134kBtuh-12p0eer-3p4cop | Cap-Tons | Htl | Ex | cDXHP | 60.9 | 1 | 58.8 | 1 | 65.8 | 1 | 61.5 | 1 | 64.7 | 1 | 68.3 | 1 | 66.8 | 1 | 59.7 | 1 | 77.6 | 1 | 68.7 | 1 | 74.6 | 1 | 66.9 | 1 | 76 | 1 | 76.4 | 1 | 103 | 1 | 66.4 | 1 | 69.7562 | 16
DEER2020 | NE-HVAC-airHP-SpltPkg-65to134kBtuh-12p0eer-3p4cop | Cap-Tons | Htl | Rec | cDXHP | 55.4 | 1 | 55.4 | 1 | 58.1 | 1 | 56.6 | 1 | 57.6 | 1 | 60.5 | 1 | 59.6 | 1 | 53.8 | 1 | 71.5 | 1 | 64.4 | 1 | 68.3 | 1 | 62.2 | 1 | 70.4 | 1 | 70.2 | 1 | 96.1 | 1 | 59.7 | 1 | 63.7375 | 16
DEER2020 | NE-HVAC-airHP-SpltPkg-65to134kBtuh-12p0eer-3p4cop | Cap-Tons | Htl | New | cDXHP | 54.8 | 1 | 55.4 | 1 | 57.4 | 1 | 56.6 | 1 | 56.9 | 1 | 59.8 | 1 | 58.9 | 1 | 53 | 1 | 70.6 | 1 | 63.5 | 1 | 67.4 | 1 | 61.6 | 1 | 69.5 | 1 | 69.3 | 1 | 95.2 | 1 | 58.9 | 1 | 63.05 | 16
DEER2020 | NE-HVAC-airHP-SpltPkg-65to134kBtuh-12p0eer-3p4cop | Cap-Tons | MBT | Old | cDXHP | 349 | 1 | 377 | 1 | 367 | 1 | 376 | 1 | 366 | 1 | 385 | 1 | 378 | 1 | 389 | 1 | 475 | 1 | 447 | 1 | 482 | 1 | 439 | 1 | 486 | 1 | 488 | 1 | 606 | 1 | 385 | 1 | 424.6875 | 16
DEER2020 | NE-HVAC-airHP-SpltPkg-65to134kBtuh-12p0eer-3p4cop | Cap-Tons | MBT | Ex | cDXHP | 316 | 1 | 338 | 1 | 343 | 1 | 346 | 1 | 340 | 1 | 370 | 1 | 362 | 1 | 372 | 1 | 449 | 1 | 398 | 1 | 438 | 1 | 397 | 1 | 441 | 1 | 444 | 1 | 560 | 1 | 344 | 1 | 391.125 | 16
DEER2020 | NE-HVAC-airHP-SpltPkg-65to134kBtuh-12p0eer-3p4cop | Cap-Tons | MBT | Rec | cDXHP | 290 | 1 | 305 | 1 | 303 | 1 | 302 | 1 | 299 | 1 | 323 | 1 | 318 | 1 | 326 | 1 | 389 | 1 | 361 | 1 | 397 | 1 | 359 | 1 | 400 | 1 | 403 | 1 | 515 | 1 | 314 | 1 | 350.25 | 16
DEER2020 | NE-HVAC-airHP-SpltPkg-65to134kBtuh-12p0eer-3p4cop | Cap-Tons | MBT | New | cDXHP | 279 | 1 | 296 | 1 | 291 | 1 | 294 | 1 | 287 | 1 | 311 | 1 | 307 | 1 | 319 | 1 | 377 | 1 | 349 | 1 | 383 | 1 | 346 | 1 | 386 | 1 | 390 | 1 | 511 | 1 | 303 | 1 | 339.3125 | 16
DEER2020 | NE-HVAC-airHP-SpltPkg-65to134kBtuh-12p0eer-3p4cop | Cap-Tons | MLI | Old | cDXHP | 224 | 1 | 230 | 1 | 230 | 1 | 234 | 1 | 228 | 1 | 239 | 1 | 225 | 1 | 229 | 1 | 280 | 1 | 264 | 1 | 289 | 1 | 265 | 1 | 290 | 1 | 289 | 1 | 365 | 1 | 278 | 1 | 259.9375 | 16
DEER2020 | NE-HVAC-airHP-SpltPkg-65to134kBtuh-12p0eer-3p4cop | Cap-Tons | MLI | Ex | cDXHP | 217 | 1 | 223 | 1 | 223 | 1 | 227 | 1 | 223 | 1 | 242 | 1 | 226 | 1 | 229 | 1 | 276 | 1 | 253 | 1 | 269 | 1 | 253 | 1 | 273 | 1 | 270 | 1 | 343 | 1 | 254 | 1 | 250.0625 | 16
DEER2020 | NE-HVAC-airHP-SpltPkg-65to134kBtuh-12p0eer-3p4cop | Cap-Tons | MLI | Rec | cDXHP | 205 | 1 | 212 | 1 | 214 | 1 | 215 | 1 | 212 | 1 | 224 | 1 | 210 | 1 | 215 | 1 | 255 | 1 | 239 | 1 | 237 | 1 | 234 | 1 | 246 | 1 | 239 | 1 | 307 | 1 | 216 | 1 | 230 | 16
DEER2020 | NE-HVAC-airHP-SpltPkg-65to134kBtuh-12p0eer-3p4cop | Cap-Tons | MLI | New | cDXHP | 206 | 1 | 207 | 1 | 214 | 1 | 211 | 1 | 212 | 1 | 218 | 1 | 204 | 1 | 210 | 1 | 249 | 1 | 233 | 1 | 231 | 1 | 229 | 1 | 241 | 1 | 233 | 1 | 301 | 1 | 213 | 1 | 225.75 | 16
DEER2020 | NE-HVAC-airHP-SpltPkg-65to134kBtuh-12p0eer-3p4cop | Cap-Tons | Mtl | Old | cDXHP | 10.5 | 1 | 8.93 | 1 | 11.2 | 1 | 8.91 | 1 | 11.1 | 1 | 11.5 | 1 | 11.4 | 1 | 9.22 | 1 | 11 | 1 | 10.5 | 1 | 11 | 1 | 9.87 | 1 | 11.1 | 1 | 10.8 | 1 | 13.8 | 1 | 11.2 | 1 | 10.7519 | 16
DEER2020 | NE-HVAC-airHP-SpltPkg-65to134kBtuh-12p0eer-3p4cop | Cap-Tons | Mtl | Ex | cDXHP | 8.56 | 1 | 6.66 | 1 | 9.07 | 1 | 6.82 | 1 | 8.92 | 1 | 9.24 | 1 | 9.14 | 1 | 6.98 | 1 | 8.52 | 1 | 7.99 | 1 | 8.6 | 1 | 7.78 | 1 | 8.66 | 1 | 8.55 | 1 | 11.4 | 1 | 8.96 | 1 | 8.4906 | 16
DEER2020 | NE-HVAC-airHP-SpltPkg-65to134kBtuh-12p0eer-3p4cop | Cap-Tons | Mtl | Rec | cDXHP | 7.92 | 1 | 6 | 1 | 8.26 | 1 | 6.06 | 1 | 8.17 | 1 | 8.47 | 1 | 8.41 | 1 | 6.33 | 1 | 7.83 | 1 | 7.29 | 1 | 7.74 | 1 | 7.07 | 1 | 7.9 | 1 | 7.79 | 1 | 10.4 | 1 | 8.26 | 1 | 7.7438 | 16
DEER2020 | NE-HVAC-airHP-SpltPkg-65to134kBtuh-12p0eer-3p4cop | Cap-Tons | Mtl | New | cDXHP | 7.84 | 1 | 5.95 | 1 | 8.19 | 1 | 6.02 | 1 | 8.1 | 1 | 8.4 | 1 | 8.34 | 1 | 6.25 | 1 | 7.74 | 1 | 7.21 | 1 | 7.66 | 1 | 6.99 | 1 | 7.82 | 1 | 7.7 | 1 | 10.4 | 1 | 8.19 | 1 | 7.675 | 16
DEER2020 | NE-HVAC-airHP-SpltPkg-65to134kBtuh-12p0eer-3p4cop | Cap-Tons | Nrs | Old | cDXHP | 99.9 | 1 | 104 | 1 | 102 | 1 | 104 | 1 | 102 | 1 | 104 | 1 | 103 | 1 | 105 | 1 | 108 | 1 | 107 | 1 | 107 | 1 | 105 | 1 | 108 | 1 | 108 | 1 | 122 | 1 | 102 | 1 | 105.6813 | 16
DEER2020 | NE-HVAC-airHP-SpltPkg-65to134kBtuh-12p0eer-3p4cop | Cap-Tons | Nrs | Ex | cDXHP | 96 | 1 | 96.5 | 1 | 99.2 | 1 | 100 | 1 | 99.2 | 1 | 101 | 1 | 101 | 1 | 102 | 1 | 105 | 1 | 97.9 | 1 | 99 | 1 | 97.5 | 1 | 99.4 | 1 | 99.6 | 1 | 112 | 1 | 96.3 | 1 | 100.1 | 16
DEER2020 | NE-HVAC-airHP-SpltPkg-65to134kBtuh-12p0eer-3p4cop | Cap-Tons | Nrs | Rec | cDXHP | 95.9 | 1 | 95.9 | 1 | 95.9 | 1 | 95.9 | 1 | 95.9 | 1 | 96 | 1 | 95.9 | 1 | 96.1 | 1 | 97.3 | 1 | 96.5 | 1 | 96.9 | 1 | 96.3 | 1 | 97.2 | 1 | 97.5 | 1 | 107 | 1 | 95.9 | 1 | 97.0062 | 16
DEER2020 | NE-HVAC-airHP-SpltPkg-65to134kBtuh-12p0eer-3p4cop | Cap-Tons | Nrs | New | cDXHP | 95.9 | 1 | 95.9 | 1 | 95.9 | 1 | 95.9 | 1 | 95.9 | 1 | 95.9 | 1 | 95.9 | 1 | 96 | 1 | 96.9 | 1 | 96.2 | 1 | 96.5 | 1 | 96.1 | 1 | 96.8 | 1 | 97 | 1 | 106 | 1 | 95.9 | 1 | 96.7938 | 16
DEER2020 | NE-HVAC-airHP-SpltPkg-65to134kBtuh-12p0eer-3p4cop | Cap-Tons | OfL | Old | cDXHP | 589 | 1 | 525 | 1 | 624 | 1 | 527 | 1 | 619 | 1 | 658 | 1 | 643 | 1 | 566 | 1 | 643 | 1 | 606 | 1 | 627 | 1 | 581 | 1 | 638 | 1 | 644 | 1 | 767 | 1 | 664 | 1 | 620.0625 | 16
DEER2020 | NE-HVAC-airHP-SpltPkg-65to134kBtuh-12p0eer-3p4cop | Cap-Tons | OfL | Ex | cDXHP | 463 | 1 | 419 | 1 | 510 | 1 | 444 | 1 | 506 | 1 | 542 | 1 | 531 | 1 | 476 | 1 | 548 | 1 | 489 | 1 | 515 | 1 | 481 | 1 | 523 | 1 | 526 | 1 | 637 | 1 | 518 | 1 | 508 | 16
DEER2020 | NE-HVAC-airHP-SpltPkg-65to134kBtuh-12p0eer-3p4cop | Cap-Tons | OfL | Rec | cDXHP | 446 | 1 | 399 | 1 | 468 | 1 | 404 | 1 | 461 | 1 | 497 | 1 | 487 | 1 | 438 | 1 | 508 | 1 | 471 | 1 | 497 | 1 | 462 | 1 | 505 | 1 | 510 | 1 | 619 | 1 | 502 | 1 | 479.625 | 16
DEER2020 | NE-HVAC-airHP-SpltPkg-65to134kBtuh-12p0eer-3p4cop | Cap-Tons | OfL | New | cDXHP | 438 | 1 | 392 | 1 | 459 | 1 | 396 | 1 | 452 | 1 | 489 | 1 | 478 | 1 | 431 | 1 | 502 | 1 | 463 | 1 | 490 | 1 | 455 | 1 | 498 | 1 | 503 | 1 | 612 | 1 | 495 | 1 | 472.0625 | 16
DEER2020 | NE-HVAC-airHP-SpltPkg-65to134kBtuh-12p0eer-3p4cop | Cap-Tons | OfS | Old | cDXHP | 40.5 | 1 | 38.4 | 1 | 44.3 | 1 | 38.7 | 1 | 43.9 | 1 | 46.3 | 1 | 44.9 | 1 | 40.2 | 1 | 46 | 1 | 43.9 | 1 | 45.4 | 1 | 42.4 | 1 | 46.2 | 1 | 45.7 | 1 | 54.7 | 1 | 45.7 | 1 | 44.2 | 16
DEER2020 | NE-HVAC-airHP-SpltPkg-65to134kBtuh-12p0eer-3p4cop | Cap-Tons | OfS | Ex | cDXHP | 29.3 | 1 | 28.4 | 1 | 33.5 | 1 | 30.7 | 1 | 33.2 | 1 | 35.3 | 1 | 34.5 | 1 | 32.2 | 1 | 37.5 | 1 | 33.1 | 1 | 35.3 | 1 | 32.7 | 1 | 35.9 | 1 | 35.8 | 1 | 43.3 | 1 | 33.2 | 1 | 33.9937 | 16
DEER2020 | NE-HVAC-airHP-SpltPkg-65to134kBtuh-12p0eer-3p4cop | Cap-Tons | OfS | Rec | cDXHP | 26.1 | 1 | 25.3 | 1 | 27.9 | 1 | 25.7 | 1 | 27.5 | 1 | 29.5 | 1 | 28.7 | 1 | 27.7 | 1 | 32 | 1 | 29.9 | 1 | 31.6 | 1 | 29.4 | 1 | 32.5 | 1 | 32.7 | 1 | 39.4 | 1 | 29.5 | 1 | 29.7125 | 16
DEER2020 | NE-HVAC-airHP-SpltPkg-65to134kBtuh-12p0eer-3p4cop | Cap-Tons | OfS | New | cDXHP | 25.7 | 1 | 25 | 1 | 27.4 | 1 | 25.3 | 1 | 27 | 1 | 29 | 1 | 28.2 | 1 | 27.3 | 1 | 31.6 | 1 | 29.5 | 1 | 31.1 | 1 | 29 | 1 | 32.1 | 1 | 32.2 | 1 | 39 | 1 | 29.1 | 1 | 29.2812 | 16
DEER2020 | NE-HVAC-airHP-SpltPkg-65to134kBtuh-12p0eer-3p4cop | Cap-Tons | RFF | Old | cDXHP | 7.59 | 1 | 7.57 | 1 | 8.51 | 1 | 7.71 | 1 | 8.12 | 1 | 9.27 | 1 | 8.94 | 1 | 8.26 | 1 | 10.7 | 1 | 9.81 | 1 | 10.8 | 1 | 9.55 | 1 | 10.8 | 1 | 10.8 | 1 | 14.3 | 1 | 9.46 | 1 | 9.5119 | 16
DEER2020 | NE-HVAC-airHP-SpltPkg-65to134kBtuh-12p0eer-3p4cop | Cap-Tons | RFF | Ex | cDXHP | 6.64 | 1 | 6.61 | 1 | 7.64 | 1 | 6.9 | 1 | 7.31 | 1 | 8.47 | 1 | 8.17 | 1 | 7.65 | 1 | 9.91 | 1 | 8.57 | 1 | 9.55 | 1 | 8.51 | 1 | 9.62 | 1 | 9.64 | 1 | 13 | 1 | 8.2 | 1 | 8.5244 | 16
DEER2020 | NE-HVAC-airHP-SpltPkg-65to134kBtuh-12p0eer-3p4cop | Cap-Tons | RFF | Rec | cDXHP | 6.27 | 1 | 6.49 | 1 | 7.15 | 1 | 6.59 | 1 | 6.73 | 1 | 7.76 | 1 | 7.53 | 1 | 7.15 | 1 | 9.29 | 1 | 8.31 | 1 | 8.93 | 1 | 8.1 | 1 | 9.09 | 1 | 8.98 | 1 | 12.3 | 1 | 7.48 | 1 | 8.0094 | 16
DEER2020 | NE-HVAC-airHP-SpltPkg-65to134kBtuh-12p0eer-3p4cop | Cap-Tons | RFF | New | cDXHP | 6 | 1 | 6.52 | 1 | 6.87 | 1 | 6.63 | 1 | 6.46 | 1 | 7.49 | 1 | 7.25 | 1 | 6.94 | 1 | 9.08 | 1 | 8.12 | 1 | 8.75 | 1 | 7.93 | 1 | 8.91 | 1 | 8.8 | 1 | 12.1 | 1 | 7.21 | 1 | 7.8163 | 16
DEER2020 | NE-HVAC-airHP-SpltPkg-65to134kBtuh-12p0eer-3p4cop | Cap-Tons | RSD | Old | cDXHP | 12.8 | 1 | 13.5 | 1 | 13.8 | 1 | 13.4 | 1 | 13.6 | 1 | 14.9 | 1 | 14.4 | 1 | 15 | 1 | 19.3 | 1 | 17.6 | 1 | 19.3 | 1 | 17.1 | 1 | 19.4 | 1 | 19.6 | 1 | 26.3 | 1 | 14.8 | 1 | 16.55 | 16
DEER2020 | NE-HVAC-airHP-SpltPkg-65to134kBtuh-12p0eer-3p4cop | Cap-Tons | RSD | Ex | cDXHP | 11.7 | 1 | 12.2 | 1 | 13.1 | 1 | 12.6 | 1 | 13 | 1 | 14.6 | 1 | 14.1 | 1 | 14.7 | 1 | 18.5 | 1 | 16 | 1 | 17.8 | 1 | 15.7 | 1 | 18 | 1 | 18.2 | 1 | 24.6 | 1 | 13.4 | 1 | 15.5125 | 16
DEER2020 | NE-HVAC-airHP-SpltPkg-65to134kBtuh-12p0eer-3p4cop | Cap-Tons | RSD | Rec | cDXHP | 10.7 | 1 | 11.4 | 1 | 11.7 | 1 | 11.4 | 1 | 11.4 | 1 | 12.8 | 1 | 12.5 | 1 | 13.4 | 1 | 16.7 | 1 | 15.2 | 1 | 16.8 | 1 | 14.8 | 1 | 17 | 1 | 17.2 | 1 | 23.3 | 1 | 12.4 | 1 | 14.2937 | 16
DEER2020 | NE-HVAC-airHP-SpltPkg-65to134kBtuh-12p0eer-3p4cop | Cap-Tons | RSD | New | cDXHP | 10.1 | 1 | 10.9 | 1 | 11 | 1 | 10.9 | 1 | 10.7 | 1 | 12.1 | 1 | 11.8 | 1 | 12.9 | 1 | 16.2 | 1 | 14.7 | 1 | 16.3 | 1 | 14.3 | 1 | 16.5 | 1 | 16.7 | 1 | 22.7 | 1 | 11.7 | 1 | 13.7188 | 16
DEER2020 | NE-HVAC-airHP-SpltPkg-65to134kBtuh-12p0eer-3p4cop | Cap-Tons | Rt3 | Old | cDXHP | 210 | 1 | 244 | 1 | 220 | 1 | 246 | 1 | 220 | 1 | 237 | 1 | 231 | 1 | 265 | 1 | 330 | 1 | 304 | 1 | 336 | 1 | 301 | 1 | 337 | 1 | 340 | 1 | 434 | 1 | 243 | 1 | 281.125 | 16
DEER2020 | NE-HVAC-airHP-SpltPkg-65to134kBtuh-12p0eer-3p4cop | Cap-Tons | Rt3 | Ex | cDXHP | 202 | 1 | 237 | 1 | 214 | 1 | 240 | 1 | 214 | 1 | 231 | 1 | 225 | 1 | 260 | 1 | 324 | 1 | 295 | 1 | 321 | 1 | 292 | 1 | 323 | 1 | 324 | 1 | 417 | 1 | 229 | 1 | 271.75 | 16
DEER2020 | NE-HVAC-airHP-SpltPkg-65to134kBtuh-12p0eer-3p4cop | Cap-Tons | Rt3 | Rec | cDXHP | 188 | 1 | 225 | 1 | 201 | 1 | 227 | 1 | 200 | 1 | 217 | 1 | 211 | 1 | 247 | 1 | 309 | 1 | 283 | 1 | 295 | 1 | 276 | 1 | 302 | 1 | 299 | 1 | 387 | 1 | 205 | 1 | 254.5 | 16
DEER2020 | NE-HVAC-airHP-SpltPkg-65to134kBtuh-12p0eer-3p4cop | Cap-Tons | Rt3 | New | cDXHP | 181 | 1 | 219 | 1 | 193 | 1 | 220 | 1 | 193 | 1 | 210 | 1 | 204 | 1 | 240 | 1 | 302 | 1 | 276 | 1 | 288 | 1 | 269 | 1 | 294 | 1 | 291 | 1 | 380 | 1 | 198 | 1 | 247.375 | 16
DEER2020 | NE-HVAC-airHP-SpltPkg-65to134kBtuh-12p0eer-3p4cop | Cap-Tons | RtL | Old | cDXHP | 183 | 1 | 216 | 1 | 189 | 1 | 211 | 1 | 189 | 1 | 199 | 1 | 195 | 1 | 233 | 1 | 292 | 1 | 270 | 1 | 296 | 1 | 265 | 1 | 298 | 1 | 300 | 1 | 387 | 1 | 202 | 1 | 245.3125 | 16
DEER2020 | NE-HVAC-airHP-SpltPkg-65to134kBtuh-12p0eer-3p4cop | Cap-Tons | RtL | Ex | cDXHP | 175 | 1 | 207 | 1 | 182 | 1 | 202 | 1 | 182 | 1 | 194 | 1 | 190 | 1 | 230 | 1 | 285 | 1 | 257 | 1 | 281 | 1 | 254 | 1 | 283 | 1 | 285 | 1 | 370 | 1 | 189 | 1 | 235.375 | 16
DEER2020 | NE-HVAC-airHP-SpltPkg-65to134kBtuh-12p0eer-3p4cop | Cap-Tons | RtL | Rec | cDXHP | 163 | 1 | 193 | 1 | 169 | 1 | 188 | 1 | 168 | 1 | 180 | 1 | 176 | 1 | 213 | 1 | 263 | 1 | 241 | 1 | 256 | 1 | 234 | 1 | 260 | 1 | 261 | 1 | 342 | 1 | 172 | 1 | 217.4375 | 16
DEER2020 | NE-HVAC-airHP-SpltPkg-65to134kBtuh-12p0eer-3p4cop | Cap-Tons | RtL | New | cDXHP | 156 | 1 | 188 | 1 | 162 | 1 | 183 | 1 | 161 | 1 | 172 | 1 | 169 | 1 | 210 | 1 | 257 | 1 | 234 | 1 | 249 | 1 | 227 | 1 | 253 | 1 | 254 | 1 | 338 | 1 | 165 | 1 | 211.125 | 16
DEER2020 | NE-HVAC-airHP-SpltPkg-65to134kBtuh-12p0eer-3p4cop | Cap-Tons | RtS | Old | cDXHP | 16 | 1 | 18.5 | 1 | 17 | 1 | 18.7 | 1 | 16.5 | 1 | 18 | 1 | 17.4 | 1 | 19.5 | 1 | 24.5 | 1 | 23 | 1 | 24.9 | 1 | 22.2 | 1 | 25.2 | 1 | 25.1 | 1 | 31.6 | 1 | 19.2 | 1 | 21.0813 | 16
DEER2020 | NE-HVAC-airHP-SpltPkg-65to134kBtuh-12p0eer-3p4cop | Cap-Tons | RtS | Ex | cDXHP | 13 | 1 | 15.3 | 1 | 14.4 | 1 | 16 | 1 | 14 | 1 | 15.4 | 1 | 14.8 | 1 | 17.3 | 1 | 21.6 | 1 | 19.3 | 1 | 21.2 | 1 | 19.1 | 1 | 21.5 | 1 | 21.4 | 1 | 27.5 | 1 | 15.6 | 1 | 17.9625 | 16
DEER2020 | NE-HVAC-airHP-SpltPkg-65to134kBtuh-12p0eer-3p4cop | Cap-Tons | RtS | Rec | cDXHP | 12.2 | 1 | 14.4 | 1 | 13.1 | 1 | 14.4 | 1 | 12.9 | 1 | 14 | 1 | 13.7 | 1 | 15.2 | 1 | 19.3 | 1 | 18.1 | 1 | 19.5 | 1 | 17.7 | 1 | 19.8 | 1 | 19.5 | 1 | 25.3 | 1 | 14.3 | 1 | 16.4625 | 16
DEER2020 | NE-HVAC-airHP-SpltPkg-65to134kBtuh-12p0eer-3p4cop | Cap-Tons | RtS | New | cDXHP | 11.9 | 1 | 14.3 | 1 | 12.8 | 1 | 14.2 | 1 | 12.6 | 1 | 13.8 | 1 | 13.5 | 1 | 15.8 | 1 | 19.8 | 1 | 18.1 | 1 | 19.1 | 1 | 17.4 | 1 | 19.7 | 1 | 19.4 | 1 | 25.9 | 1 | 14.1 | 1 | 16.4 | 16
DEER2020 | NE-HVAC-airHP-SpltPkg-65to134kBtuh-12p0eer-3p4cop | Cap-Tons | SCn | Old | cDXHP | 369 | 1 | 309 | 1 | 369 | 1 | 307 | 1 | 362 | 1 | 348 | 1 | 333 | 1 | 283 | 1 | 368 | 1 | 344 | 1 | 385 | 1 | 338 | 1 | 389 | 1 | 387 | 1 | 525 | 1 | 424 | 1 | 365 | 16
DEER2020 | NE-HVAC-airHP-SpltPkg-65to134kBtuh-12p0eer-3p4cop | Cap-Tons | SCn | Ex | cDXHP | 364 | 1 | 298 | 1 | 365 | 1 | 297 | 1 | 359 | 1 | 350 | 1 | 334 | 1 | 291 | 1 | 360 | 1 | 308 | 1 | 352 | 1 | 315 | 1 | 356 | 1 | 342 | 1 | 473 | 1 | 400 | 1 | 347.75 | 16
DEER2020 | NE-HVAC-airHP-SpltPkg-65to134kBtuh-12p0eer-3p4cop | Cap-Tons | SCn | Rec | cDXHP | 349 | 1 | 275 | 1 | 359 | 1 | 274 | 1 | 352 | 1 | 343 | 1 | 328 | 1 | 233 | 1 | 276 | 1 | 271 | 1 | 283 | 1 | 277 | 1 | 289 | 1 | 269 | 1 | 372 | 1 | 364 | 1 | 307.125 | 16
DEER2020 | NE-HVAC-airHP-SpltPkg-65to134kBtuh-12p0eer-3p4cop | Cap-Tons | SCn | New | cDXHP | 349 | 1 | 294 | 1 | 359 | 1 | 294 | 1 | 352 | 1 | 342 | 1 | 327 | 1 | 259 | 1 | 309 | 1 | 279 | 1 | 291 | 1 | 294 | 1 | 298 | 1 | 289 | 1 | 423 | 1 | 364 | 1 | 320.1875 | 16
DEER2020 | NE-HVAC-airHP-SpltPkg-65to134kBtuh-12p0eer-3p4cop-wPreEcono | Cap-Tons | Com | Old | cDXHP | 470 | 1 | 345 | 1 | 413 | 1 | 329 | 1 | 487 | 1 | 397 | 1 | 365 | 1 | 380 | 1 | 453 | 1 | 327 | 1 | 444 | 1 | 339 | 1 | 387 | 1 | 385 | 1 | 443 | 1 | 555 | 1 | 407.4375 | 16
DEER2020 | NE-HVAC-airHP-SpltPkg-65to134kBtuh-12p0eer-3p4cop-wPreEcono | Cap-Tons | Com | Ex | cDXHP | 298 | 1 | 322 | 1 | 381 | 1 | 319 | 1 | 454 | 1 | 323 | 1 | 330 | 1 | 325 | 1 | 362 | 1 | 294 | 1 | 401 | 1 | 316 | 1 | 359 | 1 | 349 | 1 | 413 | 1 | 509 | 1 | 359.6875 | 16
DEER2020 | NE-HVAC-airHP-SpltPkg-65to134kBtuh-12p0eer-3p4cop-wPreEcono | Cap-Tons | Com | Rec | cDXHP | 285 | 1 | 295 | 1 | 335 | 1 | 282 | 1 | 383 | 1 | 281 | 1 | 274 | 1 | 283 | 1 | 322 | 1 | 272 | 1 | 358 | 1 | 292 | 1 | 324 | 1 | 319 | 1 | 380 | 1 | 439 | 1 | 320.25 | 16
DEER2020 | NE-HVAC-airHP-SpltPkg-65to134kBtuh-12p0eer-3p4cop-wPreEcono | Cap-Tons | Com | New | cDXHP | 278 | 1 | 293 | 1 | 328 | 1 | 279 | 1 | 371 | 1 | 275 | 1 | 268 | 1 | 281 | 1 | 320 | 1 | 271 | 1 | 352 | 1 | 290 | 1 | 320 | 1 | 313 | 1 | 377 | 1 | 427 | 1 | 315.1875 | 16
DEER2020 | NE-HVAC-airHP-SpltPkg-65to134kBtuh-12p0eer-3p4cop-wPreEcono | Cap-Tons | Asm | Old | cDXHP | 336 | 1 | 332 | 1 | 368 | 1 | 329 | 1 | 358 | 1 | 386 | 1 | 375 | 1 | 358 | 1 | 463 | 1 | 422 | 1 | 462 | 1 | 412 | 1 | 466 | 1 | 469 | 1 | 621 | 1 | 395 | 1 | 409.5 | 16
DEER2020 | NE-HVAC-airHP-SpltPkg-65to134kBtuh-12p0eer-3p4cop-wPreEcono | Cap-Tons | Asm | Ex | cDXHP | 296 | 1 | 298 | 1 | 345 | 1 | 311 | 1 | 335 | 1 | 370 | 1 | 359 | 1 | 347 | 1 | 447 | 1 | 383 | 1 | 421 | 1 | 375 | 1 | 426 | 1 | 429 | 1 | 574 | 1 | 341 | 1 | 378.5625 | 16
DEER2020 | NE-HVAC-airHP-SpltPkg-65to134kBtuh-12p0eer-3p4cop-wPreEcono | Cap-Tons | Asm | Rec | cDXHP | 283 | 1 | 282 | 1 | 300 | 1 | 279 | 1 | 292 | 1 | 319 | 1 | 310 | 1 | 311 | 1 | 406 | 1 | 366 | 1 | 393 | 1 | 355 | 1 | 401 | 1 | 402 | 1 | 540 | 1 | 308 | 1 | 346.6875 | 16
DEER2020 | NE-HVAC-airHP-SpltPkg-65to134kBtuh-12p0eer-3p4cop-wPreEcono | Cap-Tons | Asm | New | cDXHP | 280 | 1 | 279 | 1 | 295 | 1 | 276 | 1 | 288 | 1 | 315 | 1 | 306 | 1 | 307 | 1 | 403 | 1 | 363 | 1 | 390 | 1 | 352 | 1 | 398 | 1 | 399 | 1 | 536 | 1 | 304 | 1 | 343.1875 | 16
DEER2020 | NE-HVAC-airHP-SpltPkg-65to134kBtuh-12p0eer-3p4cop-wPreEcono | Cap-Tons | ECC | Old | cDXHP | 938 | 1 | 886 | 1 | 1010 | 1 | 898 | 1 | 988 | 1 | 1050 | 1 | 1030 | 1 | 941 | 1 | 1130 | 1 | 1050 | 1 | 1020 | 1 | 935 | 1 | 1040 | 1 | 1090 | 1 | 1440 | 1 | 1050 | 1 | 1031 | 16
DEER2020 | NE-HVAC-airHP-SpltPkg-65to134kBtuh-12p0eer-3p4cop-wPreEcono | Cap-Tons | ECC | Ex | cDXHP | 753 | 1 | 762 | 1 | 854 | 1 | 798 | 1 | 834 | 1 | 895 | 1 | 887 | 1 | 846 | 1 | 1030 | 1 | 924 | 1 | 907 | 1 | 826 | 1 | 924 | 1 | 971 | 1 | 1300 | 1 | 866 | 1 | 898.5625 | 16
DEER2020 | NE-HVAC-airHP-SpltPkg-65to134kBtuh-12p0eer-3p4cop-wPreEcono | Cap-Tons | ECC | Rec | cDXHP | 700 | 1 | 727 | 1 | 756 | 1 | 735 | 1 | 736 | 1 | 794 | 1 | 784 | 1 | 784 | 1 | 964 | 1 | 882 | 1 | 846 | 1 | 780 | 1 | 869 | 1 | 913 | 1 | 1230 | 1 | 791 | 1 | 830.6875 | 16
DEER2020 | NE-HVAC-airHP-SpltPkg-65to134kBtuh-12p0eer-3p4cop-wPreEcono | Cap-Tons | ECC | New | cDXHP | 675 | 1 | 716 | 1 | 730 | 1 | 725 | 1 | 710 | 1 | 765 | 1 | 754 | 1 | 763 | 1 | 943 | 1 | 861 | 1 | 825 | 1 | 765 | 1 | 848 | 1 | 891 | 1 | 1210 | 1 | 766 | 1 | 809.1875 | 16
DEER2020 | NE-HVAC-airHP-SpltPkg-65to134kBtuh-12p0eer-3p4cop-wPreEcono | Cap-Tons | EPr | Old | cDXHP | 145 | 1 | 145 | 1 | 156 | 1 | 146 | 1 | 151 | 1 | 166 | 1 | 163 | 1 | 161 | 1 | 201 | 1 | 184 | 1 | 176 | 1 | 155 | 1 | 178 | 1 | 190 | 1 | 259 | 1 | 163 | 1 | 171.1875 | 16
DEER2020 | NE-HVAC-airHP-SpltPkg-65to134kBtuh-12p0eer-3p4cop-wPreEcono | Cap-Tons | EPr | Ex | cDXHP | 114 | 1 | 122 | 1 | 132 | 1 | 128 | 1 | 128 | 1 | 141 | 1 | 139 | 1 | 144 | 1 | 181 | 1 | 157 | 1 | 155 | 1 | 135 | 1 | 157 | 1 | 169 | 1 | 236 | 1 | 135 | 1 | 148.3125 | 16
DEER2020 | NE-HVAC-airHP-SpltPkg-65to134kBtuh-12p0eer-3p4cop-wPreEcono | Cap-Tons | EPr | Rec | cDXHP | 106 | 1 | 112 | 1 | 116 | 1 | 113 | 1 | 112 | 1 | 124 | 1 | 122 | 1 | 127 | 1 | 159 | 1 | 143 | 1 | 140 | 1 | 124 | 1 | 145 | 1 | 155 | 1 | 219 | 1 | 123 | 1 | 133.75 | 16
DEER2020 | NE-HVAC-airHP-SpltPkg-65to134kBtuh-12p0eer-3p4cop-wPreEcono | Cap-Tons | EPr | New | cDXHP | 103 | 1 | 112 | 1 | 113 | 1 | 112 | 1 | 109 | 1 | 121 | 1 | 118 | 1 | 124 | 1 | 156 | 1 | 140 | 1 | 138 | 1 | 123 | 1 | 142 | 1 | 152 | 1 | 216 | 1 | 121 | 1 | 131.25 | 16
DEER2020 | NE-HVAC-airHP-SpltPkg-65to134kBtuh-12p0eer-3p4cop-wPreEcono | Cap-Tons | ERC | Old | cDXHP | 5.14 | 1 | 5.76 | 1 | 5.86 | 1 | 6.14 | 1 | 5.52 | 1 | 6.37 | 1 | 6.13 | 1 | 6.47 | 1 | 8.43 | 1 | 7.73 | 1 | 7.79 | 1 | 6.71 | 1 | 7.7 | 1 | 8.21 | 1 | 11 | 1 | 6.13 | 1 | 6.9431 | 16
DEER2020 | NE-HVAC-airHP-SpltPkg-65to134kBtuh-12p0eer-3p4cop-wPreEcono | Cap-Tons | ERC | Ex | cDXHP | 4.74 | 1 | 5.34 | 1 | 5.66 | 1 | 5.9 | 1 | 5.33 | 1 | 6.15 | 1 | 5.93 | 1 | 6.26 | 1 | 8.08 | 1 | 7.14 | 1 | 7.35 | 1 | 6.33 | 1 | 7.27 | 1 | 7.77 | 1 | 10.4 | 1 | 5.74 | 1 | 6.5869 | 16
DEER2020 | NE-HVAC-airHP-SpltPkg-65to134kBtuh-12p0eer-3p4cop-wPreEcono | Cap-Tons | ERC | Rec | cDXHP | 4.58 | 1 | 4.81 | 1 | 5.25 | 1 | 5.23 | 1 | 4.92 | 1 | 5.75 | 1 | 5.53 | 1 | 5.64 | 1 | 7.1 | 1 | 6.59 | 1 | 6.89 | 1 | 5.9 | 1 | 6.72 | 1 | 7.16 | 1 | 9.35 | 1 | 5.44 | 1 | 6.0537 | 16
DEER2020 | NE-HVAC-airHP-SpltPkg-65to134kBtuh-12p0eer-3p4cop-wPreEcono | Cap-Tons | ERC | New | cDXHP | 4.61 | 1 | 4.94 | 1 | 5.09 | 1 | 5.17 | 1 | 4.76 | 1 | 5.6 | 1 | 5.38 | 1 | 5.92 | 1 | 7.58 | 1 | 6.72 | 1 | 6.67 | 1 | 5.81 | 1 | 6.91 | 1 | 7.41 | 1 | 10.1 | 1 | 5.32 | 1 | 6.1244 | 16
DEER2020 | NE-HVAC-airHP-SpltPkg-65to134kBtuh-12p0eer-3p4cop-wPreEcono | Cap-Tons | ESe | Old | cDXHP | 444 | 1 | 439 | 1 | 474 | 1 | 449 | 1 | 462 | 1 | 490 | 1 | 480 | 1 | 460 | 1 | 567 | 1 | 520 | 1 | 502 | 1 | 461 | 1 | 507 | 1 | 540 | 1 | 727 | 1 | 508 | 1 | 501.875 | 16
DEER2020 | NE-HVAC-airHP-SpltPkg-65to134kBtuh-12p0eer-3p4cop-wPreEcono | Cap-Tons | ESe | Ex | cDXHP | 376 | 1 | 398 | 1 | 445 | 1 | 425 | 1 | 432 | 1 | 467 | 1 | 460 | 1 | 445 | 1 | 548 | 1 | 473 | 1 | 461 | 1 | 426 | 1 | 469 | 1 | 501 | 1 | 681 | 1 | 445 | 1 | 465.75 | 16
DEER2020 | NE-HVAC-airHP-SpltPkg-65to134kBtuh-12p0eer-3p4cop-wPreEcono | Cap-Tons | ESe | Rec | cDXHP | 353 | 1 | 386 | 1 | 384 | 1 | 392 | 1 | 371 | 1 | 401 | 1 | 392 | 1 | 402 | 1 | 501 | 1 | 454 | 1 | 435 | 1 | 407 | 1 | 447 | 1 | 475 | 1 | 647 | 1 | 406 | 1 | 428.3125 | 16
DEER2020 | NE-HVAC-airHP-SpltPkg-65to134kBtuh-12p0eer-3p4cop-wPreEcono | Cap-Tons | ESe | New | cDXHP | 342 | 1 | 385 | 1 | 374 | 1 | 392 | 1 | 359 | 1 | 389 | 1 | 380 | 1 | 392 | 1 | 491 | 1 | 444 | 1 | 426 | 1 | 402 | 1 | 437 | 1 | 464 | 1 | 636 | 1 | 396 | 1 | 419.3125 | 16
DEER2020 | NE-HVAC-airHP-SpltPkg-65to134kBtuh-12p0eer-3p4cop-wPreEcono | Cap-Tons | EUn | Old | cDXHP | 2590 | 1 | 2400 | 1 | 2750 | 1 | 2460 | 1 | 2710 | 1 | 2840 | 1 | 2780 | 1 | 2510 | 1 | 3060 | 1 | 2860 | 1 | 2790 | 1 | 2550 | 1 | 2850 | 1 | 2930 | 1 | 3850 | 1 | 2890 | 1 | 2801.25 | 16
DEER2020 | NE-HVAC-airHP-SpltPkg-65to134kBtuh-12p0eer-3p4cop-wPreEcono | Cap-Tons | EUn | Ex | cDXHP | 2030 | 1 | 2010 | 1 | 2260 | 1 | 2130 | 1 | 2210 | 1 | 2360 | 1 | 2320 | 1 | 2200 | 1 | 2720 | 1 | 2410 | 1 | 2390 | 1 | 2170 | 1 | 2440 | 1 | 2520 | 1 | 3380 | 1 | 2290 | 1 | 2365 | 16
DEER2020 | NE-HVAC-airHP-SpltPkg-65to134kBtuh-12p0eer-3p4cop-wPreEcono | Cap-Tons | EUn | Rec | cDXHP | 1860 | 1 | 1890 | 1 | 1970 | 1 | 1930 | 1 | 1930 | 1 | 2050 | 1 | 2020 | 1 | 1980 | 1 | 2460 | 1 | 2260 | 1 | 2180 | 1 | 2020 | 1 | 2240 | 1 | 2330 | 1 | 3140 | 1 | 2030 | 1 | 2143.125 | 16
DEER2020 | NE-HVAC-airHP-SpltPkg-65to134kBtuh-12p0eer-3p4cop-wPreEcono | Cap-Tons | EUn | New | cDXHP | 1800 | 1 | 1860 | 1 | 1910 | 1 | 1900 | 1 | 1860 | 1 | 1980 | 1 | 1950 | 1 | 1920 | 1 | 2400 | 1 | 2210 | 1 | 2130 | 1 | 1980 | 1 | 2200 | 1 | 2270 | 1 | 3080 | 1 | 1970 | 1 | 2088.75 | 16
DEER2020 | NE-HVAC-airHP-SpltPkg-65to134kBtuh-12p0eer-3p4cop-wPreEcono | Cap-Tons | Gro | Old | cDXHP | 50.2 | 1 | 101 | 1 | 70.5 | 1 | 91.8 | 1 | 62 | 1 | 92.5 | 1 | 65.2 | 1 | 96.2 | 1 | 130 | 1 | 119 | 1 | 124 | 1 | 127 | 1 | 127 | 1 | 136 | 1 | 174 | 1 | 76.9 | 1 | 102.7062 | 16
DEER2020 | NE-HVAC-airHP-SpltPkg-65to134kBtuh-12p0eer-3p4cop-wPreEcono | Cap-Tons | Gro | Ex | cDXHP | 46.8 | 1 | 94.7 | 1 | 67.2 | 1 | 87.2 | 1 | 59.4 | 1 | 91.2 | 1 | 65.6 | 1 | 95.9 | 1 | 125 | 1 | 111 | 1 | 115 | 1 | 121 | 1 | 119 | 1 | 127 | 1 | 163 | 1 | 70.4 | 1 | 97.4625 | 16
DEER2020 | NE-HVAC-airHP-SpltPkg-65to134kBtuh-12p0eer-3p4cop-wPreEcono | Cap-Tons | Gro | Rec | cDXHP | 41.9 | 1 | 88 | 1 | 61.1 | 1 | 79.5 | 1 | 53.3 | 1 | 82.9 | 1 | 56.1 | 1 | 83.9 | 1 | 119 | 1 | 103 | 1 | 102 | 1 | 111 | 1 | 108 | 1 | 116 | 1 | 149 | 1 | 61.5 | 1 | 88.5125 | 16
DEER2020 | NE-HVAC-airHP-SpltPkg-65to134kBtuh-12p0eer-3p4cop-wPreEcono | Cap-Tons | Gro | New | cDXHP | 40.9 | 1 | 86.7 | 1 | 60.1 | 1 | 78.4 | 1 | 52.4 | 1 | 81.8 | 1 | 55.2 | 1 | 82.7 | 1 | 118 | 1 | 102 | 1 | 101 | 1 | 109 | 1 | 107 | 1 | 115 | 1 | 147 | 1 | 60.5 | 1 | 87.3563 | 16
DEER2020 | NE-HVAC-airHP-SpltPkg-65to134kBtuh-12p0eer-3p4cop-wPreEcono | Cap-Tons | Hsp | Old | cDXHP | 682 | 1 | 686 | 1 | 683 | 1 | 687 | 1 | 684 | 1 | 688 | 1 | 686 | 1 | 690 | 1 | 712 | 1 | 699 | 1 | 709 | 1 | 694 | 1 | 712 | 1 | 714 | 1 | 789 | 1 | 686 | 1 | 700.0625 | 16
DEER2020 | NE-HVAC-airHP-SpltPkg-65to134kBtuh-12p0eer-3p4cop-wPreEcono | Cap-Tons | Hsp | Ex | cDXHP | 680 | 1 | 680 | 1 | 681 | 1 | 682 | 1 | 681 | 1 | 683 | 1 | 683 | 1 | 685 | 1 | 700 | 1 | 681 | 1 | 685 | 1 | 681 | 1 | 686 | 1 | 686 | 1 | 749 | 1 | 680 | 1 | 687.6875 | 16
DEER2020 | NE-HVAC-airHP-SpltPkg-65to134kBtuh-12p0eer-3p4cop-wPreEcono | Cap-Tons | Hsp | Rec | cDXHP | 680 | 1 | 680 | 1 | 680 | 1 | 680 | 1 | 680 | 1 | 680 | 1 | 680 | 1 | 680 | 1 | 682 | 1 | 681 | 1 | 680 | 1 | 680 | 1 | 680 | 1 | 680 | 1 | 722 | 1 | 680 | 1 | 682.8125 | 16
DEER2020 | NE-HVAC-airHP-SpltPkg-65to134kBtuh-12p0eer-3p4cop-wPreEcono | Cap-Tons | Hsp | New | cDXHP | 680 | 1 | 680 | 1 | 680 | 1 | 680 | 1 | 680 | 1 | 680 | 1 | 680 | 1 | 680 | 1 | 681 | 1 | 680 | 1 | 680 | 1 | 680 | 1 | 680 | 1 | 680 | 1 | 715 | 1 | 680 | 1 | 682.25 | 16
DEER2020 | NE-HVAC-airHP-SpltPkg-65to134kBtuh-12p0eer-3p4cop-wPreEcono | Cap-Tons | Htl | Old | cDXHP | 79 | 1 | 72.6 | 1 | 84.2 | 1 | 73.8 | 1 | 83.6 | 1 | 86.8 | 1 | 84.7 | 1 | 72.2 | 1 | 90.7 | 1 | 83.7 | 1 | 89.9 | 1 | 80.3 | 1 | 91.2 | 1 | 90.3 | 1 | 118 | 1 | 87.2 | 1 | 85.5125 | 16
DEER2020 | NE-HVAC-airHP-SpltPkg-65to134kBtuh-12p0eer-3p4cop-wPreEcono | Cap-Tons | Htl | Ex | cDXHP | 60.9 | 1 | 58.8 | 1 | 65.8 | 1 | 61.5 | 1 | 64.7 | 1 | 68.3 | 1 | 66.8 | 1 | 59.7 | 1 | 77.6 | 1 | 68.7 | 1 | 74.6 | 1 | 66.9 | 1 | 76 | 1 | 76.4 | 1 | 103 | 1 | 66.4 | 1 | 69.7562 | 16
DEER2020 | NE-HVAC-airHP-SpltPkg-65to134kBtuh-12p0eer-3p4cop-wPreEcono | Cap-Tons | Htl | Rec | cDXHP | 55.4 | 1 | 55.4 | 1 | 58.1 | 1 | 56.6 | 1 | 57.6 | 1 | 60.5 | 1 | 59.6 | 1 | 53.8 | 1 | 71.5 | 1 | 64.4 | 1 | 68.3 | 1 | 62.2 | 1 | 70.4 | 1 | 70.2 | 1 | 96.1 | 1 | 59.7 | 1 | 63.7375 | 16
DEER2020 | NE-HVAC-airHP-SpltPkg-65to134kBtuh-12p0eer-3p4cop-wPreEcono | Cap-Tons | Htl | New | cDXHP | 54.8 | 1 | 55.4 | 1 | 57.4 | 1 | 56.6 | 1 | 56.9 | 1 | 59.8 | 1 | 58.9 | 1 | 53 | 1 | 70.6 | 1 | 63.5 | 1 | 67.4 | 1 | 61.6 | 1 | 69.5 | 1 | 69.3 | 1 | 95.2 | 1 | 58.9 | 1 | 63.05 | 16
DEER2020 | NE-HVAC-airHP-SpltPkg-65to134kBtuh-12p0eer-3p4cop-wPreEcono | Cap-Tons | MBT | Old | cDXHP | 349 | 1 | 377 | 1 | 367 | 1 | 376 | 1 | 366 | 1 | 385 | 1 | 378 | 1 | 389 | 1 | 475 | 1 | 447 | 1 | 482 | 1 | 439 | 1 | 486 | 1 | 488 | 1 | 606 | 1 | 385 | 1 | 424.6875 | 16
DEER2020 | NE-HVAC-airHP-SpltPkg-65to134kBtuh-12p0eer-3p4cop-wPreEcono | Cap-Tons | MBT | Ex | cDXHP | 316 | 1 | 338 | 1 | 343 | 1 | 346 | 1 | 340 | 1 | 370 | 1 | 362 | 1 | 372 | 1 | 449 | 1 | 398 | 1 | 438 | 1 | 397 | 1 | 441 | 1 | 444 | 1 | 560 | 1 | 344 | 1 | 391.125 | 16
DEER2020 | NE-HVAC-airHP-SpltPkg-65to134kBtuh-12p0eer-3p4cop-wPreEcono | Cap-Tons | MBT | Rec | cDXHP | 290 | 1 | 305 | 1 | 303 | 1 | 302 | 1 | 299 | 1 | 323 | 1 | 318 | 1 | 326 | 1 | 389 | 1 | 361 | 1 | 397 | 1 | 359 | 1 | 400 | 1 | 403 | 1 | 515 | 1 | 314 | 1 | 350.25 | 16
DEER2020 | NE-HVAC-airHP-SpltPkg-65to134kBtuh-12p0eer-3p4cop-wPreEcono | Cap-Tons | MBT | New | cDXHP | 279 | 1 | 296 | 1 | 291 | 1 | 294 | 1 | 287 | 1 | 311 | 1 | 307 | 1 | 319 | 1 | 377 | 1 | 349 | 1 | 383 | 1 | 346 | 1 | 386 | 1 | 390 | 1 | 511 | 1 | 303 | 1 | 339.3125 | 16
DEER2020 | NE-HVAC-airHP-SpltPkg-65to134kBtuh-12p0eer-3p4cop-wPreEcono | Cap-Tons | MLI | Old | cDXHP | 224 | 1 | 230 | 1 | 230 | 1 | 234 | 1 | 228 | 1 | 239 | 1 | 225 | 1 | 229 | 1 | 280 | 1 | 264 | 1 | 289 | 1 | 265 | 1 | 290 | 1 | 289 | 1 | 365 | 1 | 278 | 1 | 259.9375 | 16
DEER2020 | NE-HVAC-airHP-SpltPkg-65to134kBtuh-12p0eer-3p4cop-wPreEcono | Cap-Tons | MLI | Ex | cDXHP | 217 | 1 | 223 | 1 | 223 | 1 | 227 | 1 | 223 | 1 | 242 | 1 | 226 | 1 | 229 | 1 | 276 | 1 | 253 | 1 | 269 | 1 | 253 | 1 | 273 | 1 | 270 | 1 | 343 | 1 | 254 | 1 | 250.0625 | 16
DEER2020 | NE-HVAC-airHP-SpltPkg-65to134kBtuh-12p0eer-3p4cop-wPreEcono | Cap-Tons | MLI | Rec | cDXHP | 205 | 1 | 212 | 1 | 214 | 1 | 215 | 1 | 212 | 1 | 224 | 1 | 210 | 1 | 215 | 1 | 255 | 1 | 239 | 1 | 237 | 1 | 234 | 1 | 246 | 1 | 239 | 1 | 307 | 1 | 216 | 1 | 230 | 16
DEER2020 | NE-HVAC-airHP-SpltPkg-65to134kBtuh-12p0eer-3p4cop-wPreEcono | Cap-Tons | MLI | New | cDXHP | 206 | 1 | 207 | 1 | 214 | 1 | 211 | 1 | 212 | 1 | 218 | 1 | 204 | 1 | 210 | 1 | 249 | 1 | 233 | 1 | 231 | 1 | 229 | 1 | 241 | 1 | 233 | 1 | 301 | 1 | 213 | 1 | 225.75 | 16
DEER2020 | NE-HVAC-airHP-SpltPkg-65to134kBtuh-12p0eer-3p4cop-wPreEcono | Cap-Tons | Mtl | Old | cDXHP | 10.5 | 1 | 8.93 | 1 | 11.2 | 1 | 8.91 | 1 | 11.1 | 1 | 11.5 | 1 | 11.4 | 1 | 9.22 | 1 | 11 | 1 | 10.5 | 1 | 11 | 1 | 9.87 | 1 | 11.1 | 1 | 10.8 | 1 | 13.8 | 1 | 11.2 | 1 | 10.7519 | 16
DEER2020 | NE-HVAC-airHP-SpltPkg-65to134kBtuh-12p0eer-3p4cop-wPreEcono | Cap-Tons | Mtl | Ex | cDXHP | 8.56 | 1 | 6.66 | 1 | 9.07 | 1 | 6.82 | 1 | 8.92 | 1 | 9.24 | 1 | 9.14 | 1 | 6.98 | 1 | 8.52 | 1 | 7.99 | 1 | 8.6 | 1 | 7.78 | 1 | 8.66 | 1 | 8.55 | 1 | 11.4 | 1 | 8.96 | 1 | 8.4906 | 16
DEER2020 | NE-HVAC-airHP-SpltPkg-65to134kBtuh-12p0eer-3p4cop-wPreEcono | Cap-Tons | Mtl | Rec | cDXHP | 7.92 | 1 | 6 | 1 | 8.26 | 1 | 6.06 | 1 | 8.17 | 1 | 8.47 | 1 | 8.41 | 1 | 6.33 | 1 | 7.83 | 1 | 7.29 | 1 | 7.74 | 1 | 7.07 | 1 | 7.9 | 1 | 7.79 | 1 | 10.4 | 1 | 8.26 | 1 | 7.7438 | 16
DEER2020 | NE-HVAC-airHP-SpltPkg-65to134kBtuh-12p0eer-3p4cop-wPreEcono | Cap-Tons | Mtl | New | cDXHP | 7.84 | 1 | 5.95 | 1 | 8.19 | 1 | 6.02 | 1 | 8.1 | 1 | 8.4 | 1 | 8.34 | 1 | 6.25 | 1 | 7.74 | 1 | 7.21 | 1 | 7.66 | 1 | 6.99 | 1 | 7.82 | 1 | 7.7 | 1 | 10.4 | 1 | 8.19 | 1 | 7.675 | 16
DEER2020 | NE-HVAC-airHP-SpltPkg-65to134kBtuh-12p0eer-3p4cop-wPreEcono | Cap-Tons | Nrs | Old | cDXHP | 99.9 | 1 | 104 | 1 | 102 | 1 | 104 | 1 | 102 | 1 | 104 | 1 | 103 | 1 | 105 | 1 | 108 | 1 | 107 | 1 | 107 | 1 | 105 | 1 | 108 | 1 | 108 | 1 | 122 | 1 | 102 | 1 | 105.6813 | 16
DEER2020 | NE-HVAC-airHP-SpltPkg-65to134kBtuh-12p0eer-3p4cop-wPreEcono | Cap-Tons | Nrs | Ex | cDXHP | 96 | 1 | 96.5 | 1 | 99.2 | 1 | 100 | 1 | 99.2 | 1 | 101 | 1 | 101 | 1 | 102 | 1 | 105 | 1 | 97.9 | 1 | 99 | 1 | 97.5 | 1 | 99.4 | 1 | 99.6 | 1 | 112 | 1 | 96.3 | 1 | 100.1 | 16
DEER2020 | NE-HVAC-airHP-SpltPkg-65to134kBtuh-12p0eer-3p4cop-wPreEcono | Cap-Tons | Nrs | Rec | cDXHP | 95.9 | 1 | 95.9 | 1 | 95.9 | 1 | 95.9 | 1 | 95.9 | 1 | 96 | 1 | 95.9 | 1 | 96.1 | 1 | 97.3 | 1 | 96.5 | 1 | 96.9 | 1 | 96.3 | 1 | 97.2 | 1 | 97.5 | 1 | 107 | 1 | 95.9 | 1 | 97.0062 | 16
DEER2020 | NE-HVAC-airHP-SpltPkg-65to134kBtuh-12p0eer-3p4cop-wPreEcono | Cap-Tons | Nrs | New | cDXHP | 95.9 | 1 | 95.9 | 1 | 95.9 | 1 | 95.9 | 1 | 95.9 | 1 | 95.9 | 1 | 95.9 | 1 | 96 | 1 | 96.9 | 1 | 96.2 | 1 | 96.5 | 1 | 96.1 | 1 | 96.8 | 1 | 97 | 1 | 106 | 1 | 95.9 | 1 | 96.7938 | 16
DEER2020 | NE-HVAC-airHP-SpltPkg-65to134kBtuh-12p0eer-3p4cop-wPreEcono | Cap-Tons | OfL | Old | cDXHP | 589 | 1 | 525 | 1 | 624 | 1 | 527 | 1 | 619 | 1 | 658 | 1 | 643 | 1 | 566 | 1 | 643 | 1 | 606 | 1 | 627 | 1 | 581 | 1 | 638 | 1 | 644 | 1 | 767 | 1 | 664 | 1 | 620.0625 | 16
DEER2020 | NE-HVAC-airHP-SpltPkg-65to134kBtuh-12p0eer-3p4cop-wPreEcono | Cap-Tons | OfL | Ex | cDXHP | 463 | 1 | 419 | 1 | 510 | 1 | 444 | 1 | 506 | 1 | 542 | 1 | 531 | 1 | 476 | 1 | 548 | 1 | 489 | 1 | 515 | 1 | 481 | 1 | 523 | 1 | 526 | 1 | 637 | 1 | 518 | 1 | 508 | 16
DEER2020 | NE-HVAC-airHP-SpltPkg-65to134kBtuh-12p0eer-3p4cop-wPreEcono | Cap-Tons | OfL | Rec | cDXHP | 446 | 1 | 399 | 1 | 468 | 1 | 404 | 1 | 461 | 1 | 497 | 1 | 487 | 1 | 438 | 1 | 508 | 1 | 471 | 1 | 497 | 1 | 462 | 1 | 505 | 1 | 510 | 1 | 619 | 1 | 502 | 1 | 479.625 | 16
DEER2020 | NE-HVAC-airHP-SpltPkg-65to134kBtuh-12p0eer-3p4cop-wPreEcono | Cap-Tons | OfL | New | cDXHP | 438 | 1 | 392 | 1 | 459 | 1 | 396 | 1 | 452 | 1 | 489 | 1 | 478 | 1 | 431 | 1 | 502 | 1 | 463 | 1 | 490 | 1 | 455 | 1 | 498 | 1 | 503 | 1 | 612 | 1 | 495 | 1 | 472.0625 | 16
DEER2020 | NE-HVAC-airHP-SpltPkg-65to134kBtuh-12p0eer-3p4cop-wPreEcono | Cap-Tons | OfS | Old | cDXHP | 40.5 | 1 | 38.4 | 1 | 44.3 | 1 | 38.7 | 1 | 43.9 | 1 | 46.3 | 1 | 44.9 | 1 | 40.2 | 1 | 46 | 1 | 43.9 | 1 | 45.4 | 1 | 42.4 | 1 | 46.2 | 1 | 45.7 | 1 | 54.7 | 1 | 45.7 | 1 | 44.2 | 16
DEER2020 | NE-HVAC-airHP-SpltPkg-65to134kBtuh-12p0eer-3p4cop-wPreEcono | Cap-Tons | OfS | Ex | cDXHP | 29.3 | 1 | 28.4 | 1 | 33.5 | 1 | 30.7 | 1 | 33.2 | 1 | 35.3 | 1 | 34.5 | 1 | 32.2 | 1 | 37.5 | 1 | 33.1 | 1 | 35.3 | 1 | 32.7 | 1 | 35.9 | 1 | 35.8 | 1 | 43.3 | 1 | 33.2 | 1 | 33.9937 | 16
DEER2020 | NE-HVAC-airHP-SpltPkg-65to134kBtuh-12p0eer-3p4cop-wPreEcono | Cap-Tons | OfS | Rec | cDXHP | 26.1 | 1 | 25.3 | 1 | 27.9 | 1 | 25.7 | 1 | 27.5 | 1 | 29.5 | 1 | 28.7 | 1 | 27.7 | 1 | 32 | 1 | 29.9 | 1 | 31.6 | 1 | 29.4 | 1 | 32.5 | 1 | 32.7 | 1 | 39.4 | 1 | 29.5 | 1 | 29.7125 | 16
DEER2020 | NE-HVAC-airHP-SpltPkg-65to134kBtuh-12p0eer-3p4cop-wPreEcono | Cap-Tons | OfS | New | cDXHP | 25.7 | 1 | 25 | 1 | 27.4 | 1 | 25.3 | 1 | 27 | 1 | 29 | 1 | 28.2 | 1 | 27.3 | 1 | 31.6 | 1 | 29.5 | 1 | 31.1 | 1 | 29 | 1 | 32.1 | 1 | 32.2 | 1 | 39 | 1 | 29.1 | 1 | 29.2812 | 16
DEER2020 | NE-HVAC-airHP-SpltPkg-65to134kBtuh-12p0eer-3p4cop-wPreEcono | Cap-Tons | RFF | Old | cDXHP | 7.59 | 1 | 7.57 | 1 | 8.51 | 1 | 7.71 | 1 | 8.12 | 1 | 9.27 | 1 | 8.94 | 1 | 8.26 | 1 | 10.7 | 1 | 9.81 | 1 | 10.8 | 1 | 9.55 | 1 | 10.8 | 1 | 10.8 | 1 | 14.3 | 1 | 9.46 | 1 | 9.5119 | 16
DEER2020 | NE-HVAC-airHP-SpltPkg-65to134kBtuh-12p0eer-3p4cop-wPreEcono | Cap-Tons | RFF | Ex | cDXHP | 6.64 | 1 | 6.61 | 1 | 7.64 | 1 | 6.9 | 1 | 7.31 | 1 | 8.47 | 1 | 8.17 | 1 | 7.65 | 1 | 9.91 | 1 | 8.57 | 1 | 9.55 | 1 | 8.51 | 1 | 9.62 | 1 | 9.64 | 1 | 13 | 1 | 8.2 | 1 | 8.5244 | 16
DEER2020 | NE-HVAC-airHP-SpltPkg-65to134kBtuh-12p0eer-3p4cop-wPreEcono | Cap-Tons | RFF | Rec | cDXHP | 6.27 | 1 | 6.49 | 1 | 7.15 | 1 | 6.59 | 1 | 6.73 | 1 | 7.76 | 1 | 7.53 | 1 | 7.15 | 1 | 9.29 | 1 | 8.31 | 1 | 8.93 | 1 | 8.1 | 1 | 9.09 | 1 | 8.98 | 1 | 12.3 | 1 | 7.48 | 1 | 8.0094 | 16
DEER2020 | NE-HVAC-airHP-SpltPkg-65to134kBtuh-12p0eer-3p4cop-wPreEcono | Cap-Tons | RFF | New | cDXHP | 6 | 1 | 6.52 | 1 | 6.87 | 1 | 6.63 | 1 | 6.46 | 1 | 7.49 | 1 | 7.25 | 1 | 6.94 | 1 | 9.08 | 1 | 8.12 | 1 | 8.75 | 1 | 7.93 | 1 | 8.91 | 1 | 8.8 | 1 | 12.1 | 1 | 7.21 | 1 | 7.8163 | 16
DEER2020 | NE-HVAC-airHP-SpltPkg-65to134kBtuh-12p0eer-3p4cop-wPreEcono | Cap-Tons | RSD | Old | cDXHP | 12.8 | 1 | 13.5 | 1 | 13.8 | 1 | 13.4 | 1 | 13.6 | 1 | 14.9 | 1 | 14.4 | 1 | 15 | 1 | 19.3 | 1 | 17.6 | 1 | 19.3 | 1 | 17.1 | 1 | 19.4 | 1 | 19.6 | 1 | 26.3 | 1 | 14.8 | 1 | 16.55 | 16
DEER2020 | NE-HVAC-airHP-SpltPkg-65to134kBtuh-12p0eer-3p4cop-wPreEcono | Cap-Tons | RSD | Ex | cDXHP | 11.7 | 1 | 12.2 | 1 | 13.1 | 1 | 12.6 | 1 | 13 | 1 | 14.6 | 1 | 14.1 | 1 | 14.7 | 1 | 18.5 | 1 | 16 | 1 | 17.8 | 1 | 15.7 | 1 | 18 | 1 | 18.2 | 1 | 24.6 | 1 | 13.4 | 1 | 15.5125 | 16
DEER2020 | NE-HVAC-airHP-SpltPkg-65to134kBtuh-12p0eer-3p4cop-wPreEcono | Cap-Tons | RSD | Rec | cDXHP | 10.7 | 1 | 11.4 | 1 | 11.7 | 1 | 11.4 | 1 | 11.4 | 1 | 12.8 | 1 | 12.5 | 1 | 13.4 | 1 | 16.7 | 1 | 15.2 | 1 | 16.8 | 1 | 14.8 | 1 | 17 | 1 | 17.2 | 1 | 23.3 | 1 | 12.4 | 1 | 14.2937 | 16
DEER2020 | NE-HVAC-airHP-SpltPkg-65to134kBtuh-12p0eer-3p4cop-wPreEcono | Cap-Tons | RSD | New | cDXHP | 10.1 | 1 | 10.9 | 1 | 11 | 1 | 10.9 | 1 | 10.7 | 1 | 12.1 | 1 | 11.8 | 1 | 12.9 | 1 | 16.2 | 1 | 14.7 | 1 | 16.3 | 1 | 14.3 | 1 | 16.5 | 1 | 16.7 | 1 | 22.7 | 1 | 11.7 | 1 | 13.7188 | 16
DEER2020 | NE-HVAC-airHP-SpltPkg-65to134kBtuh-12p0eer-3p4cop-wPreEcono | Cap-Tons | Rt3 | Old | cDXHP | 210 | 1 | 244 | 1 | 220 | 1 | 246 | 1 | 220 | 1 | 237 | 1 | 231 | 1 | 265 | 1 | 330 | 1 | 304 | 1 | 336 | 1 | 301 | 1 | 337 | 1 | 340 | 1 | 434 | 1 | 243 | 1 | 281.125 | 16
DEER2020 | NE-HVAC-airHP-SpltPkg-65to134kBtuh-12p0eer-3p4cop-wPreEcono | Cap-Tons | Rt3 | Ex | cDXHP | 202 | 1 | 237 | 1 | 214 | 1 | 240 | 1 | 214 | 1 | 231 | 1 | 225 | 1 | 260 | 1 | 324 | 1 | 295 | 1 | 321 | 1 | 292 | 1 | 323 | 1 | 324 | 1 | 417 | 1 | 229 | 1 | 271.75 | 16
DEER2020 | NE-HVAC-airHP-SpltPkg-65to134kBtuh-12p0eer-3p4cop-wPreEcono | Cap-Tons | Rt3 | Rec | cDXHP | 188 | 1 | 225 | 1 | 201 | 1 | 227 | 1 | 200 | 1 | 217 | 1 | 211 | 1 | 247 | 1 | 309 | 1 | 283 | 1 | 295 | 1 | 276 | 1 | 302 | 1 | 299 | 1 | 387 | 1 | 205 | 1 | 254.5 | 16
DEER2020 | NE-HVAC-airHP-SpltPkg-65to134kBtuh-12p0eer-3p4cop-wPreEcono | Cap-Tons | Rt3 | New | cDXHP | 181 | 1 | 219 | 1 | 193 | 1 | 220 | 1 | 193 | 1 | 210 | 1 | 204 | 1 | 240 | 1 | 302 | 1 | 276 | 1 | 288 | 1 | 269 | 1 | 294 | 1 | 291 | 1 | 380 | 1 | 198 | 1 | 247.375 | 16
DEER2020 | NE-HVAC-airHP-SpltPkg-65to134kBtuh-12p0eer-3p4cop-wPreEcono | Cap-Tons | RtL | Old | cDXHP | 183 | 1 | 216 | 1 | 189 | 1 | 211 | 1 | 189 | 1 | 199 | 1 | 195 | 1 | 233 | 1 | 292 | 1 | 270 | 1 | 296 | 1 | 265 | 1 | 298 | 1 | 300 | 1 | 387 | 1 | 202 | 1 | 245.3125 | 16
DEER2020 | NE-HVAC-airHP-SpltPkg-65to134kBtuh-12p0eer-3p4cop-wPreEcono | Cap-Tons | RtL | Ex | cDXHP | 175 | 1 | 207 | 1 | 182 | 1 | 202 | 1 | 182 | 1 | 194 | 1 | 190 | 1 | 230 | 1 | 285 | 1 | 257 | 1 | 281 | 1 | 254 | 1 | 283 | 1 | 285 | 1 | 370 | 1 | 189 | 1 | 235.375 | 16
DEER2020 | NE-HVAC-airHP-SpltPkg-65to134kBtuh-12p0eer-3p4cop-wPreEcono | Cap-Tons | RtL | Rec | cDXHP | 163 | 1 | 193 | 1 | 169 | 1 | 188 | 1 | 168 | 1 | 180 | 1 | 176 | 1 | 213 | 1 | 263 | 1 | 241 | 1 | 256 | 1 | 234 | 1 | 260 | 1 | 261 | 1 | 342 | 1 | 172 | 1 | 217.4375 | 16
DEER2020 | NE-HVAC-airHP-SpltPkg-65to134kBtuh-12p0eer-3p4cop-wPreEcono | Cap-Tons | RtL | New | cDXHP | 156 | 1 | 188 | 1 | 162 | 1 | 183 | 1 | 161 | 1 | 172 | 1 | 169 | 1 | 210 | 1 | 257 | 1 | 234 | 1 | 249 | 1 | 227 | 1 | 253 | 1 | 254 | 1 | 338 | 1 | 165 | 1 | 211.125 | 16
DEER2020 | NE-HVAC-airHP-SpltPkg-65to134kBtuh-12p0eer-3p4cop-wPreEcono | Cap-Tons | RtS | Old | cDXHP | 16 | 1 | 18.5 | 1 | 17 | 1 | 18.7 | 1 | 16.5 | 1 | 18 | 1 | 17.4 | 1 | 19.5 | 1 | 24.5 | 1 | 23 | 1 | 24.9 | 1 | 22.2 | 1 | 25.2 | 1 | 25.1 | 1 | 31.6 | 1 | 19.2 | 1 | 21.0813 | 16
DEER2020 | NE-HVAC-airHP-SpltPkg-65to134kBtuh-12p0eer-3p4cop-wPreEcono | Cap-Tons | RtS | Ex | cDXHP | 13 | 1 | 15.3 | 1 | 14.4 | 1 | 16 | 1 | 14 | 1 | 15.4 | 1 | 14.8 | 1 | 17.3 | 1 | 21.6 | 1 | 19.3 | 1 | 21.2 | 1 | 19.1 | 1 | 21.5 | 1 | 21.4 | 1 | 27.5 | 1 | 15.6 | 1 | 17.9625 | 16
DEER2020 | NE-HVAC-airHP-SpltPkg-65to134kBtuh-12p0eer-3p4cop-wPreEcono | Cap-Tons | RtS | Rec | cDXHP | 12.2 | 1 | 14.4 | 1 | 13.1 | 1 | 14.4 | 1 | 12.9 | 1 | 14 | 1 | 13.7 | 1 | 15.2 | 1 | 19.3 | 1 | 18.1 | 1 | 19.5 | 1 | 17.7 | 1 | 19.8 | 1 | 19.5 | 1 | 25.3 | 1 | 14.3 | 1 | 16.4625 | 16
DEER2020 | NE-HVAC-airHP-SpltPkg-65to134kBtuh-12p0eer-3p4cop-wPreEcono | Cap-Tons | RtS | New | cDXHP | 11.9 | 1 | 14.3 | 1 | 12.8 | 1 | 14.2 | 1 | 12.6 | 1 | 13.8 | 1 | 13.5 | 1 | 15.8 | 1 | 19.8 | 1 | 18.1 | 1 | 19.1 | 1 | 17.4 | 1 | 19.7 | 1 | 19.4 | 1 | 25.9 | 1 | 14.1 | 1 | 16.4 | 16
DEER2020 | NE-HVAC-airHP-SpltPkg-65to134kBtuh-12p0eer-3p4cop-wPreEcono | Cap-Tons | SCn | Old | cDXHP | 369 | 1 | 309 | 1 | 369 | 1 | 307 | 1 | 362 | 1 | 348 | 1 | 333 | 1 | 283 | 1 | 368 | 1 | 344 | 1 | 385 | 1 | 338 | 1 | 389 | 1 | 387 | 1 | 525 | 1 | 424 | 1 | 365 | 16
DEER2020 | NE-HVAC-airHP-SpltPkg-65to134kBtuh-12p0eer-3p4cop-wPreEcono | Cap-Tons | SCn | Ex | cDXHP | 364 | 1 | 298 | 1 | 365 | 1 | 297 | 1 | 359 | 1 | 350 | 1 | 334 | 1 | 291 | 1 | 360 | 1 | 308 | 1 | 352 | 1 | 315 | 1 | 356 | 1 | 342 | 1 | 473 | 1 | 400 | 1 | 347.75 | 16
DEER2020 | NE-HVAC-airHP-SpltPkg-65to134kBtuh-12p0eer-3p4cop-wPreEcono | Cap-Tons | SCn | Rec | cDXHP | 349 | 1 | 275 | 1 | 359 | 1 | 274 | 1 | 352 | 1 | 343 | 1 | 328 | 1 | 233 | 1 | 276 | 1 | 271 | 1 | 283 | 1 | 277 | 1 | 289 | 1 | 269 | 1 | 372 | 1 | 364 | 1 | 307.125 | 16
DEER2020 | NE-HVAC-airHP-SpltPkg-65to134kBtuh-12p0eer-3p4cop-wPreEcono | Cap-Tons | SCn | New | cDXHP | 349 | 1 | 294 | 1 | 359 | 1 | 294 | 1 | 352 | 1 | 342 | 1 | 327 | 1 | 259 | 1 | 309 | 1 | 279 | 1 | 291 | 1 | 294 | 1 | 298 | 1 | 289 | 1 | 423 | 1 | 364 | 1 | 320.1875 | 16
DEER2023 | NE-HVAC-airHP-SpltPkg-135to239kBtuh-10p8eer-3p48cop | Cap-Tons | Com | Old | cDXHP | 487 | 1 | 356 | 1 | 428 | 1 | 341 | 1 | 506 | 1 | 402 | 1 | 378 | 1 | 385 | 1 | 410 | 1 | 337 | 1 | 457 | 1 | 350 | 1 | 400 | 1 | 396 | 1 | 450 | 1 | 572 | 1 | 415.9375 | 16
DEER2023 | NE-HVAC-airHP-SpltPkg-135to239kBtuh-10p8eer-3p48cop | Cap-Tons | Com | Ex | cDXHP | 305 | 1 | 330 | 1 | 393 | 1 | 329 | 1 | 470 | 1 | 330 | 1 | 341 | 1 | 335 | 1 | 359 | 1 | 304 | 1 | 411 | 1 | 324 | 1 | 369 | 1 | 355 | 1 | 417 | 1 | 521 | 1 | 368.3125 | 16
DEER2023 | NE-HVAC-airHP-SpltPkg-135to239kBtuh-10p8eer-3p48cop | Cap-Tons | Com | Rec | cDXHP | 292 | 1 | 301 | 1 | 344 | 1 | 289 | 1 | 394 | 1 | 284 | 1 | 283 | 1 | 292 | 1 | 320 | 1 | 283 | 1 | 365 | 1 | 299 | 1 | 333 | 1 | 324 | 1 | 382 | 1 | 447 | 1 | 327 | 16
DEER2023 | NE-HVAC-airHP-SpltPkg-135to239kBtuh-10p8eer-3p48cop | Cap-Tons | Com | New | cDXHP | 284 | 1 | 298 | 1 | 337 | 1 | 285 | 1 | 382 | 1 | 277 | 1 | 276 | 1 | 285 | 1 | 315 | 1 | 277 | 1 | 359 | 1 | 296 | 1 | 328 | 1 | 318 | 1 | 375 | 1 | 435 | 1 | 320.4375 | 16
DEER2023 | NE-HVAC-airHP-SpltPkg-135to239kBtuh-10p8eer-3p48cop | Cap-Tons | Asm | Old | cDXHP | 351 | 1 | 342 | 1 | 384 | 1 | 340 | 1 | 374 | 1 | 405 | 1 | 393 | 1 | 367 | 1 | 478 | 1 | 437 | 1 | 477 | 1 | 426 | 1 | 481 | 1 | 484 | 1 | 625 | 1 | 410 | 1 | 423.375 | 16
DEER2023 | NE-HVAC-airHP-SpltPkg-135to239kBtuh-10p8eer-3p48cop | Cap-Tons | Asm | Ex | cDXHP | 304 | 1 | 305 | 1 | 360 | 1 | 320 | 1 | 349 | 1 | 388 | 1 | 377 | 1 | 356 | 1 | 461 | 1 | 395 | 1 | 434 | 1 | 387 | 1 | 440 | 1 | 443 | 1 | 566 | 1 | 351 | 1 | 389.75 | 16
DEER2023 | NE-HVAC-airHP-SpltPkg-135to239kBtuh-10p8eer-3p48cop | Cap-Tons | Asm | Rec | cDXHP | 288 | 1 | 289 | 1 | 309 | 1 | 287 | 1 | 300 | 1 | 331 | 1 | 322 | 1 | 319 | 1 | 417 | 1 | 379 | 1 | 406 | 1 | 366 | 1 | 414 | 1 | 415 | 1 | 529 | 1 | 316 | 1 | 355.4375 | 16
DEER2023 | NE-HVAC-airHP-SpltPkg-135to239kBtuh-10p8eer-3p48cop | Cap-Tons | Asm | New | cDXHP | 285 | 1 | 286 | 1 | 304 | 1 | 283 | 1 | 295 | 1 | 327 | 1 | 317 | 1 | 315 | 1 | 413 | 1 | 376 | 1 | 404 | 1 | 364 | 1 | 412 | 1 | 412 | 1 | 517 | 1 | 312 | 1 | 351.375 | 16
DEER2023 | NE-HVAC-airHP-SpltPkg-135to239kBtuh-10p8eer-3p48cop | Cap-Tons | ECC | Old | cDXHP | 976 | 1 | 910 | 1 | 1040 | 1 | 919 | 1 | 1030 | 1 | 1090 | 1 | 1070 | 1 | 959 | 1 | 1160 | 1 | 1080 | 1 | 1050 | 1 | 962 | 1 | 1060 | 1 | 1110 | 1 | 1460 | 1 | 1090 | 1 | 1060.375 | 16
DEER2023 | NE-HVAC-airHP-SpltPkg-135to239kBtuh-10p8eer-3p48cop | Cap-Tons | ECC | Ex | cDXHP | 779 | 1 | 774 | 1 | 882 | 1 | 811 | 1 | 863 | 1 | 924 | 1 | 918 | 1 | 854 | 1 | 1050 | 1 | 939 | 1 | 923 | 1 | 839 | 1 | 940 | 1 | 987 | 1 | 1310 | 1 | 887 | 1 | 917.5 | 16
DEER2023 | NE-HVAC-airHP-SpltPkg-135to239kBtuh-10p8eer-3p48cop | Cap-Tons | ECC | Rec | cDXHP | 721 | 1 | 735 | 1 | 776 | 1 | 745 | 1 | 759 | 1 | 817 | 1 | 808 | 1 | 791 | 1 | 975 | 1 | 895 | 1 | 858 | 1 | 790 | 1 | 883 | 1 | 926 | 1 | 1230 | 1 | 809 | 1 | 844.875 | 16
DEER2023 | NE-HVAC-airHP-SpltPkg-135to239kBtuh-10p8eer-3p48cop | Cap-Tons | ECC | New | cDXHP | 697 | 1 | 723 | 1 | 750 | 1 | 734 | 1 | 733 | 1 | 788 | 1 | 778 | 1 | 767 | 1 | 954 | 1 | 875 | 1 | 837 | 1 | 775 | 1 | 862 | 1 | 904 | 1 | 1210 | 1 | 783 | 1 | 823.125 | 16
DEER2023 | NE-HVAC-airHP-SpltPkg-135to239kBtuh-10p8eer-3p48cop | Cap-Tons | EPr | Old | cDXHP | 151 | 1 | 149 | 1 | 162 | 1 | 150 | 1 | 158 | 1 | 174 | 1 | 171 | 1 | 164 | 1 | 206 | 1 | 190 | 1 | 180 | 1 | 159 | 1 | 183 | 1 | 195 | 1 | 260 | 1 | 169 | 1 | 176.3125 | 16
DEER2023 | NE-HVAC-airHP-SpltPkg-135to239kBtuh-10p8eer-3p48cop | Cap-Tons | EPr | Ex | cDXHP | 118 | 1 | 124 | 1 | 137 | 1 | 131 | 1 | 133 | 1 | 147 | 1 | 145 | 1 | 146 | 1 | 184 | 1 | 161 | 1 | 157 | 1 | 137 | 1 | 161 | 1 | 172 | 1 | 235 | 1 | 138 | 1 | 151.625 | 16
DEER2023 | NE-HVAC-airHP-SpltPkg-135to239kBtuh-10p8eer-3p48cop | Cap-Tons | EPr | Rec | cDXHP | 109 | 1 | 114 | 1 | 120 | 1 | 116 | 1 | 117 | 1 | 129 | 1 | 127 | 1 | 130 | 1 | 162 | 1 | 147 | 1 | 142 | 1 | 126 | 1 | 148 | 1 | 158 | 1 | 218 | 1 | 126 | 1 | 136.8125 | 16
DEER2023 | NE-HVAC-airHP-SpltPkg-135to239kBtuh-10p8eer-3p48cop | Cap-Tons | EPr | New | cDXHP | 107 | 1 | 113 | 1 | 117 | 1 | 114 | 1 | 114 | 1 | 125 | 1 | 123 | 1 | 127 | 1 | 159 | 1 | 144 | 1 | 140 | 1 | 124 | 1 | 146 | 1 | 156 | 1 | 215 | 1 | 124 | 1 | 134.25 | 16
DEER2023 | NE-HVAC-airHP-SpltPkg-135to239kBtuh-10p8eer-3p48cop | Cap-Tons | ERC | Old | cDXHP | 5.31 | 1 | 5.75 | 1 | 6.04 | 1 | 6.12 | 1 | 5.75 | 1 | 6.59 | 1 | 6.37 | 1 | 6.55 | 1 | 8.7 | 1 | 7.87 | 1 | 7.73 | 1 | 6.65 | 1 | 7.85 | 1 | 8.37 | 1 | 11.4 | 1 | 6.28 | 1 | 7.0831 | 16
DEER2023 | NE-HVAC-airHP-SpltPkg-135to239kBtuh-10p8eer-3p48cop | Cap-Tons | ERC | Ex | cDXHP | 4.89 | 1 | 5.37 | 1 | 5.83 | 1 | 5.9 | 1 | 5.55 | 1 | 6.36 | 1 | 6.16 | 1 | 6.41 | 1 | 8.4 | 1 | 7.32 | 1 | 7.3 | 1 | 6.29 | 1 | 7.46 | 1 | 7.97 | 1 | 10.8 | 1 | 5.87 | 1 | 6.7425 | 16
DEER2023 | NE-HVAC-airHP-SpltPkg-135to239kBtuh-10p8eer-3p48cop | Cap-Tons | ERC | Rec | cDXHP | 4.68 | 1 | 5.09 | 1 | 5.4 | 1 | 5.41 | 1 | 5.11 | 1 | 5.94 | 1 | 5.73 | 1 | 6.08 | 1 | 7.71 | 1 | 6.95 | 1 | 6.87 | 1 | 6 | 1 | 7.11 | 1 | 7.57 | 1 | 10.1 | 1 | 5.53 | 1 | 6.33 | 16
DEER2023 | NE-HVAC-airHP-SpltPkg-135to239kBtuh-10p8eer-3p48cop | Cap-Tons | ERC | New | cDXHP | 4.6 | 1 | 4.96 | 1 | 5.25 | 1 | 5.26 | 1 | 4.95 | 1 | 5.79 | 1 | 5.58 | 1 | 5.97 | 1 | 7.66 | 1 | 6.85 | 1 | 6.73 | 1 | 5.86 | 1 | 7.01 | 1 | 7.48 | 1 | 10.1 | 1 | 5.33 | 1 | 6.2112 | 16
DEER2023 | NE-HVAC-airHP-SpltPkg-135to239kBtuh-10p8eer-3p48cop | Cap-Tons | ESe | Old | cDXHP | 458 | 1 | 445 | 1 | 489 | 1 | 455 | 1 | 477 | 1 | 506 | 1 | 497 | 1 | 465 | 1 | 577 | 1 | 531 | 1 | 512 | 1 | 468 | 1 | 518 | 1 | 551 | 1 | 733 | 1 | 519 | 1 | 512.5625 | 16
DEER2023 | NE-HVAC-airHP-SpltPkg-135to239kBtuh-10p8eer-3p48cop | Cap-Tons | ESe | Ex | cDXHP | 386 | 1 | 400 | 1 | 458 | 1 | 431 | 1 | 446 | 1 | 481 | 1 | 475 | 1 | 449 | 1 | 556 | 1 | 479 | 1 | 466 | 1 | 430 | 1 | 476 | 1 | 508 | 1 | 683 | 1 | 452 | 1 | 473.5 | 16
DEER2023 | NE-HVAC-airHP-SpltPkg-135to239kBtuh-10p8eer-3p48cop | Cap-Tons | ESe | Rec | cDXHP | 362 | 1 | 387 | 1 | 392 | 1 | 394 | 1 | 380 | 1 | 410 | 1 | 402 | 1 | 405 | 1 | 506 | 1 | 460 | 1 | 438 | 1 | 410 | 1 | 453 | 1 | 480 | 1 | 646 | 1 | 412 | 1 | 433.5625 | 16
DEER2023 | NE-HVAC-airHP-SpltPkg-135to239kBtuh-10p8eer-3p48cop | Cap-Tons | ESe | New | cDXHP | 351 | 1 | 386 | 1 | 382 | 1 | 393 | 1 | 369 | 1 | 398 | 1 | 389 | 1 | 393 | 1 | 496 | 1 | 450 | 1 | 429 | 1 | 404 | 1 | 443 | 1 | 470 | 1 | 634 | 1 | 402 | 1 | 424.3125 | 16
DEER2023 | NE-HVAC-airHP-SpltPkg-135to239kBtuh-10p8eer-3p48cop | Cap-Tons | EUn | Old | cDXHP | 2700 | 1 | 2490 | 1 | 2860 | 1 | 2540 | 1 | 2820 | 1 | 2960 | 1 | 2910 | 1 | 2590 | 1 | 3160 | 1 | 2960 | 1 | 2890 | 1 | 2650 | 1 | 2950 | 1 | 3040 | 1 | 3930 | 1 | 2990 | 1 | 2902.5 | 16
DEER2023 | NE-HVAC-airHP-SpltPkg-135to239kBtuh-10p8eer-3p48cop | Cap-Tons | EUn | Ex | cDXHP | 2100 | 1 | 2050 | 1 | 2340 | 1 | 2180 | 1 | 2290 | 1 | 2440 | 1 | 2410 | 1 | 2240 | 1 | 2780 | 1 | 2470 | 1 | 2450 | 1 | 2220 | 1 | 2500 | 1 | 2580 | 1 | 3400 | 1 | 2350 | 1 | 2425 | 16
DEER2023 | NE-HVAC-airHP-SpltPkg-135to239kBtuh-10p8eer-3p48cop | Cap-Tons | EUn | Rec | cDXHP | 1920 | 1 | 1920 | 1 | 2030 | 1 | 1960 | 1 | 1980 | 1 | 2120 | 1 | 2080 | 1 | 2010 | 1 | 2510 | 1 | 2310 | 1 | 2230 | 1 | 2060 | 1 | 2290 | 1 | 2380 | 1 | 3140 | 1 | 2080 | 1 | 2188.75 | 16
DEER2023 | NE-HVAC-airHP-SpltPkg-135to239kBtuh-10p8eer-3p48cop | Cap-Tons | EUn | New | cDXHP | 1860 | 1 | 1890 | 1 | 1970 | 1 | 1930 | 1 | 1920 | 1 | 2040 | 1 | 2010 | 1 | 1950 | 1 | 2450 | 1 | 2260 | 1 | 2180 | 1 | 2020 | 1 | 2250 | 1 | 2330 | 1 | 3070 | 1 | 2010 | 1 | 2133.75 | 16
DEER2023 | NE-HVAC-airHP-SpltPkg-135to239kBtuh-10p8eer-3p48cop | Cap-Tons | Gro | Old | cDXHP | 65.8 | 1 | 117 | 1 | 80.1 | 1 | 103 | 1 | 85.9 | 1 | 91.7 | 1 | 82.8 | 1 | 100 | 1 | 95.4 | 1 | 109 | 1 | 125 | 1 | 125 | 1 | 134 | 1 | 117 | 1 | 153 | 1 | 78.4 | 1 | 103.9437 | 16
DEER2023 | NE-HVAC-airHP-SpltPkg-135to239kBtuh-10p8eer-3p48cop | Cap-Tons | Gro | Ex | cDXHP | 61.8 | 1 | 108 | 1 | 76.3 | 1 | 98.3 | 1 | 77.7 | 1 | 90.9 | 1 | 83.6 | 1 | 103 | 1 | 92 | 1 | 101 | 1 | 115 | 1 | 118 | 1 | 125 | 1 | 108 | 1 | 141 | 1 | 70.9 | 1 | 98.1562 | 16
DEER2023 | NE-HVAC-airHP-SpltPkg-135to239kBtuh-10p8eer-3p48cop | Cap-Tons | Gro | Rec | cDXHP | 56.3 | 1 | 98.9 | 1 | 69 | 1 | 89.6 | 1 | 66.8 | 1 | 82.1 | 1 | 73.2 | 1 | 87.5 | 1 | 80.9 | 1 | 93 | 1 | 100 | 1 | 107 | 1 | 112 | 1 | 93.7 | 1 | 124 | 1 | 60.2 | 1 | 87.1375 | 16
DEER2023 | NE-HVAC-airHP-SpltPkg-135to239kBtuh-10p8eer-3p48cop | Cap-Tons | Gro | New | cDXHP | 55.2 | 1 | 97.8 | 1 | 68.5 | 1 | 88.7 | 1 | 65.9 | 1 | 80.7 | 1 | 72 | 1 | 86.5 | 1 | 80.2 | 1 | 92.1 | 1 | 99.5 | 1 | 106 | 1 | 111 | 1 | 93.6 | 1 | 124 | 1 | 59.6 | 1 | 86.3312 | 16
DEER2023 | NE-HVAC-airHP-SpltPkg-135to239kBtuh-10p8eer-3p48cop | Cap-Tons | Hsp | Old | cDXHP | 683 | 1 | 690 | 1 | 686 | 1 | 690 | 1 | 686 | 1 | 691 | 1 | 689 | 1 | 695 | 1 | 719 | 1 | 706 | 1 | 717 | 1 | 700 | 1 | 719 | 1 | 721 | 1 | 795 | 1 | 688 | 1 | 704.6875 | 16
DEER2023 | NE-HVAC-airHP-SpltPkg-135to239kBtuh-10p8eer-3p48cop | Cap-Tons | Hsp | Ex | cDXHP | 680 | 1 | 680 | 1 | 682 | 1 | 684 | 1 | 682 | 1 | 686 | 1 | 684 | 1 | 687 | 1 | 706 | 1 | 682 | 1 | 688 | 1 | 681 | 1 | 689 | 1 | 689 | 1 | 752 | 1 | 680 | 1 | 689.5 | 16
DEER2023 | NE-HVAC-airHP-SpltPkg-135to239kBtuh-10p8eer-3p48cop | Cap-Tons | Hsp | Rec | cDXHP | 680 | 1 | 680 | 1 | 680 | 1 | 680 | 1 | 680 | 1 | 680 | 1 | 680 | 1 | 680 | 1 | 684 | 1 | 681 | 1 | 680 | 1 | 680 | 1 | 681 | 1 | 680 | 1 | 723 | 1 | 680 | 1 | 683.0625 | 16
DEER2023 | NE-HVAC-airHP-SpltPkg-135to239kBtuh-10p8eer-3p48cop | Cap-Tons | Hsp | New | cDXHP | 680 | 1 | 680 | 1 | 680 | 1 | 680 | 1 | 680 | 1 | 680 | 1 | 680 | 1 | 680 | 1 | 682 | 1 | 681 | 1 | 680 | 1 | 680 | 1 | 680 | 1 | 680 | 1 | 716 | 1 | 680 | 1 | 682.4375 | 16
DEER2023 | NE-HVAC-airHP-SpltPkg-135to239kBtuh-10p8eer-3p48cop | Cap-Tons | Htl | Old | cDXHP | 82.7 | 1 | 75.6 | 1 | 88.1 | 1 | 76.6 | 1 | 87.5 | 1 | 90.7 | 1 | 88.7 | 1 | 75.8 | 1 | 94.5 | 1 | 87.9 | 1 | 94.5 | 1 | 84.1 | 1 | 95.8 | 1 | 94.8 | 1 | 120 | 1 | 90.7 | 1 | 89.25 | 16
DEER2023 | NE-HVAC-airHP-SpltPkg-135to239kBtuh-10p8eer-3p48cop | Cap-Tons | Htl | Ex | cDXHP | 63.2 | 1 | 60.4 | 1 | 68.3 | 1 | 63.1 | 1 | 67.2 | 1 | 70.9 | 1 | 69.5 | 1 | 62.1 | 1 | 80.2 | 1 | 71.2 | 1 | 77.5 | 1 | 69 | 1 | 78.8 | 1 | 79.3 | 1 | 103 | 1 | 68.6 | 1 | 72.0187 | 16
DEER2023 | NE-HVAC-airHP-SpltPkg-135to239kBtuh-10p8eer-3p48cop | Cap-Tons | Htl | Rec | cDXHP | 57.4 | 1 | 56.5 | 1 | 60.1 | 1 | 57.7 | 1 | 59.6 | 1 | 62.5 | 1 | 61.7 | 1 | 55.5 | 1 | 73.4 | 1 | 66.6 | 1 | 70.6 | 1 | 63.7 | 1 | 72.7 | 1 | 72.5 | 1 | 95.6 | 1 | 61.5 | 1 | 65.475 | 16
DEER2023 | NE-HVAC-airHP-SpltPkg-135to239kBtuh-10p8eer-3p48cop | Cap-Tons | Htl | New | cDXHP | 56.7 | 1 | 56.5 | 1 | 59.4 | 1 | 57.6 | 1 | 58.9 | 1 | 61.8 | 1 | 61 | 1 | 54.7 | 1 | 72.7 | 1 | 66.1 | 1 | 70.1 | 1 | 63.2 | 1 | 72.3 | 1 | 72 | 1 | 94.1 | 1 | 60.7 | 1 | 64.8625 | 16
DEER2023 | NE-HVAC-airHP-SpltPkg-135to239kBtuh-10p8eer-3p48cop | Cap-Tons | MBT | Old | cDXHP | 357 | 1 | 384 | 1 | 375 | 1 | 383 | 1 | 375 | 1 | 395 | 1 | 388 | 1 | 399 | 1 | 485 | 1 | 457 | 1 | 490 | 1 | 447 | 1 | 494 | 1 | 496 | 1 | 614 | 1 | 392 | 1 | 433.1875 | 16
DEER2023 | NE-HVAC-airHP-SpltPkg-135to239kBtuh-10p8eer-3p48cop | Cap-Tons | MBT | Ex | cDXHP | 322 | 1 | 343 | 1 | 350 | 1 | 352 | 1 | 348 | 1 | 379 | 1 | 371 | 1 | 382 | 1 | 458 | 1 | 405 | 1 | 444 | 1 | 403 | 1 | 448 | 1 | 451 | 1 | 566 | 1 | 349 | 1 | 398.1875 | 16
DEER2023 | NE-HVAC-airHP-SpltPkg-135to239kBtuh-10p8eer-3p48cop | Cap-Tons | MBT | Rec | cDXHP | 294 | 1 | 308 | 1 | 307 | 1 | 306 | 1 | 304 | 1 | 328 | 1 | 324 | 1 | 332 | 1 | 394 | 1 | 367 | 1 | 401 | 1 | 362 | 1 | 405 | 1 | 408 | 1 | 519 | 1 | 317 | 1 | 354.75 | 16
DEER2023 | NE-HVAC-airHP-SpltPkg-135to239kBtuh-10p8eer-3p48cop | Cap-Tons | MBT | New | cDXHP | 283 | 1 | 301 | 1 | 296 | 1 | 298 | 1 | 293 | 1 | 317 | 1 | 313 | 1 | 322 | 1 | 384 | 1 | 357 | 1 | 391 | 1 | 352 | 1 | 394 | 1 | 398 | 1 | 508 | 1 | 306 | 1 | 344.5625 | 16
DEER2023 | NE-HVAC-airHP-SpltPkg-135to239kBtuh-10p8eer-3p48cop | Cap-Tons | MLI | Old | cDXHP | 226 | 1 | 237 | 1 | 233 | 1 | 240 | 1 | 233 | 1 | 248 | 1 | 234 | 1 | 235 | 1 | 290 | 1 | 275 | 1 | 300 | 1 | 275 | 1 | 302 | 1 | 301 | 1 | 376 | 1 | 280 | 1 | 267.8125 | 16
DEER2023 | NE-HVAC-airHP-SpltPkg-135to239kBtuh-10p8eer-3p48cop | Cap-Tons | MLI | Ex | cDXHP | 218 | 1 | 230 | 1 | 227 | 1 | 233 | 1 | 227 | 1 | 250 | 1 | 235 | 1 | 236 | 1 | 285 | 1 | 262 | 1 | 279 | 1 | 262 | 1 | 283 | 1 | 280 | 1 | 352 | 1 | 256 | 1 | 257.1875 | 16
DEER2023 | NE-HVAC-airHP-SpltPkg-135to239kBtuh-10p8eer-3p48cop | Cap-Tons | MLI | Rec | cDXHP | 205 | 1 | 217 | 1 | 215 | 1 | 220 | 1 | 214 | 1 | 231 | 1 | 218 | 1 | 221 | 1 | 263 | 1 | 247 | 1 | 244 | 1 | 241 | 1 | 254 | 1 | 245 | 1 | 312 | 1 | 217 | 1 | 235.25 | 16
DEER2023 | NE-HVAC-airHP-SpltPkg-135to239kBtuh-10p8eer-3p48cop | Cap-Tons | MLI | New | cDXHP | 206 | 1 | 213 | 1 | 215 | 1 | 216 | 1 | 214 | 1 | 226 | 1 | 212 | 1 | 216 | 1 | 257 | 1 | 242 | 1 | 238 | 1 | 236 | 1 | 248 | 1 | 240 | 1 | 305 | 1 | 213 | 1 | 231.0625 | 16
DEER2023 | NE-HVAC-airHP-SpltPkg-135to239kBtuh-10p8eer-3p48cop | Cap-Tons | Mtl | Old | cDXHP | 11 | 1 | 9.43 | 1 | 11.6 | 1 | 9.42 | 1 | 11.6 | 1 | 12 | 1 | 11.8 | 1 | 9.67 | 1 | 11.5 | 1 | 11.1 | 1 | 11.6 | 1 | 10.4 | 1 | 11.7 | 1 | 11.3 | 1 | 14.3 | 1 | 11.6 | 1 | 11.2513 | 16
DEER2023 | NE-HVAC-airHP-SpltPkg-135to239kBtuh-10p8eer-3p48cop | Cap-Tons | Mtl | Ex | cDXHP | 8.83 | 1 | 6.91 | 1 | 9.35 | 1 | 7.09 | 1 | 9.22 | 1 | 9.54 | 1 | 9.44 | 1 | 7.28 | 1 | 8.85 | 1 | 8.29 | 1 | 8.88 | 1 | 8.06 | 1 | 8.98 | 1 | 8.88 | 1 | 11.7 | 1 | 9.21 | 1 | 8.7819 | 16
DEER2023 | NE-HVAC-airHP-SpltPkg-135to239kBtuh-10p8eer-3p48cop | Cap-Tons | Mtl | Rec | cDXHP | 8.14 | 1 | 6.17 | 1 | 8.48 | 1 | 6.26 | 1 | 8.43 | 1 | 8.72 | 1 | 8.66 | 1 | 6.54 | 1 | 8.08 | 1 | 7.52 | 1 | 7.93 | 1 | 7.28 | 1 | 8.15 | 1 | 8.03 | 1 | 10.7 | 1 | 8.46 | 1 | 7.9719 | 16
DEER2023 | NE-HVAC-airHP-SpltPkg-135to239kBtuh-10p8eer-3p48cop | Cap-Tons | Mtl | New | cDXHP | 8.06 | 1 | 6.13 | 1 | 8.41 | 1 | 6.22 | 1 | 8.35 | 1 | 8.65 | 1 | 8.59 | 1 | 6.47 | 1 | 8.02 | 1 | 7.45 | 1 | 7.86 | 1 | 7.22 | 1 | 8.09 | 1 | 7.97 | 1 | 10.7 | 1 | 8.39 | 1 | 7.9112 | 16
DEER2023 | NE-HVAC-airHP-SpltPkg-135to239kBtuh-10p8eer-3p48cop | Cap-Tons | Nrs | Old | cDXHP | 101 | 1 | 106 | 1 | 104 | 1 | 106 | 1 | 104 | 1 | 106 | 1 | 105 | 1 | 107 | 1 | 110 | 1 | 109 | 1 | 109 | 1 | 107 | 1 | 110 | 1 | 110 | 1 | 122 | 1 | 104 | 1 | 107.5 | 16
DEER2023 | NE-HVAC-airHP-SpltPkg-135to239kBtuh-10p8eer-3p48cop | Cap-Tons | Nrs | Ex | cDXHP | 96.3 | 1 | 96.9 | 1 | 100 | 1 | 102 | 1 | 100 | 1 | 103 | 1 | 102 | 1 | 104 | 1 | 106 | 1 | 98.5 | 1 | 99.8 | 1 | 98.1 | 1 | 100 | 1 | 100 | 1 | 111 | 1 | 96.7 | 1 | 100.8937 | 16
DEER2023 | NE-HVAC-airHP-SpltPkg-135to239kBtuh-10p8eer-3p48cop | Cap-Tons | Nrs | Rec | cDXHP | 95.9 | 1 | 96 | 1 | 95.9 | 1 | 96 | 1 | 95.9 | 1 | 96 | 1 | 96 | 1 | 96.2 | 1 | 97.6 | 1 | 96.7 | 1 | 97.1 | 1 | 96.4 | 1 | 97.6 | 1 | 97.8 | 1 | 106 | 1 | 96 | 1 | 97.0687 | 16
DEER2023 | NE-HVAC-airHP-SpltPkg-135to239kBtuh-10p8eer-3p48cop | Cap-Tons | Nrs | New | cDXHP | 95.9 | 1 | 95.9 | 1 | 95.9 | 1 | 95.9 | 1 | 95.9 | 1 | 95.9 | 1 | 95.9 | 1 | 96 | 1 | 97.1 | 1 | 96.4 | 1 | 96.7 | 1 | 96.2 | 1 | 97.1 | 1 | 97.3 | 1 | 105 | 1 | 95.9 | 1 | 96.8125 | 16
DEER2023 | NE-HVAC-airHP-SpltPkg-135to239kBtuh-10p8eer-3p48cop | Cap-Tons | OfL | Old | cDXHP | 615 | 1 | 552 | 1 | 651 | 1 | 551 | 1 | 645 | 1 | 684 | 1 | 669 | 1 | 586 | 1 | 667 | 1 | 633 | 1 | 660 | 1 | 610 | 1 | 669 | 1 | 674 | 1 | 800 | 1 | 689 | 1 | 647.1875 | 16
DEER2023 | NE-HVAC-airHP-SpltPkg-135to239kBtuh-10p8eer-3p48cop | Cap-Tons | OfL | Ex | cDXHP | 480 | 1 | 434 | 1 | 529 | 1 | 459 | 1 | 524 | 1 | 560 | 1 | 549 | 1 | 489 | 1 | 562 | 1 | 503 | 1 | 534 | 1 | 499 | 1 | 540 | 1 | 544 | 1 | 655 | 1 | 533 | 1 | 524.625 | 16
DEER2023 | NE-HVAC-airHP-SpltPkg-135to239kBtuh-10p8eer-3p48cop | Cap-Tons | OfL | Rec | cDXHP | 462 | 1 | 413 | 1 | 485 | 1 | 417 | 1 | 477 | 1 | 513 | 1 | 504 | 1 | 448 | 1 | 519 | 1 | 484 | 1 | 513 | 1 | 477 | 1 | 520 | 1 | 526 | 1 | 635 | 1 | 516 | 1 | 494.3125 | 16
DEER2023 | NE-HVAC-airHP-SpltPkg-135to239kBtuh-10p8eer-3p48cop | Cap-Tons | OfL | New | cDXHP | 454 | 1 | 406 | 1 | 476 | 1 | 410 | 1 | 468 | 1 | 505 | 1 | 495 | 1 | 441 | 1 | 513 | 1 | 478 | 1 | 508 | 1 | 472 | 1 | 516 | 1 | 520 | 1 | 630 | 1 | 510 | 1 | 487.625 | 16
DEER2023 | NE-HVAC-airHP-SpltPkg-135to239kBtuh-10p8eer-3p48cop | Cap-Tons | OfS | Old | cDXHP | 42.8 | 1 | 40.8 | 1 | 46.7 | 1 | 40.9 | 1 | 46.3 | 1 | 48.7 | 1 | 47.3 | 1 | 42.4 | 1 | 48.4 | 1 | 46.4 | 1 | 48.2 | 1 | 44.9 | 1 | 48.8 | 1 | 48.3 | 1 | 57.4 | 1 | 47.9 | 1 | 46.6375 | 16
DEER2023 | NE-HVAC-airHP-SpltPkg-135to239kBtuh-10p8eer-3p48cop | Cap-Tons | OfS | Ex | cDXHP | 30.7 | 1 | 29.6 | 1 | 35.2 | 1 | 32.1 | 1 | 34.9 | 1 | 36.9 | 1 | 36.2 | 1 | 33.7 | 1 | 39 | 1 | 34.6 | 1 | 36.9 | 1 | 34.2 | 1 | 37.4 | 1 | 37.3 | 1 | 44.8 | 1 | 34.6 | 1 | 35.5063 | 16
DEER2023 | NE-HVAC-airHP-SpltPkg-135to239kBtuh-10p8eer-3p48cop | Cap-Tons | OfS | Rec | cDXHP | 27.3 | 1 | 26.3 | 1 | 29.1 | 1 | 26.7 | 1 | 28.8 | 1 | 30.7 | 1 | 30 | 1 | 28.7 | 1 | 33.1 | 1 | 31 | 1 | 32.7 | 1 | 30.5 | 1 | 33.6 | 1 | 33.8 | 1 | 40.4 | 1 | 30.6 | 1 | 30.8313 | 16
DEER2023 | NE-HVAC-airHP-SpltPkg-135to239kBtuh-10p8eer-3p48cop | Cap-Tons | OfS | New | cDXHP | 26.9 | 1 | 26 | 1 | 28.6 | 1 | 26.4 | 1 | 28.3 | 1 | 30.3 | 1 | 29.5 | 1 | 28.3 | 1 | 32.7 | 1 | 30.7 | 1 | 32.4 | 1 | 30.3 | 1 | 33.3 | 1 | 33.5 | 1 | 40 | 1 | 30.2 | 1 | 30.4625 | 16
DEER2023 | NE-HVAC-airHP-SpltPkg-135to239kBtuh-10p8eer-3p48cop | Cap-Tons | RFF | Old | cDXHP | 7.85 | 1 | 7.76 | 1 | 8.85 | 1 | 7.95 | 1 | 8.5 | 1 | 9.63 | 1 | 9.31 | 1 | 8.45 | 1 | 11 | 1 | 10.1 | 1 | 11 | 1 | 9.73 | 1 | 11 | 1 | 11 | 1 | 14.5 | 1 | 9.66 | 1 | 9.7681 | 16
DEER2023 | NE-HVAC-airHP-SpltPkg-135to239kBtuh-10p8eer-3p48cop | Cap-Tons | RFF | Ex | cDXHP | 6.85 | 1 | 6.65 | 1 | 7.87 | 1 | 7.07 | 1 | 7.56 | 1 | 8.78 | 1 | 8.49 | 1 | 7.77 | 1 | 10.1 | 1 | 8.77 | 1 | 9.67 | 1 | 8.62 | 1 | 9.77 | 1 | 9.76 | 1 | 13.1 | 1 | 8.36 | 1 | 8.6994 | 16
DEER2023 | NE-HVAC-airHP-SpltPkg-135to239kBtuh-10p8eer-3p48cop | Cap-Tons | RFF | Rec | cDXHP | 6.46 | 1 | 6.47 | 1 | 7.34 | 1 | 6.63 | 1 | 6.95 | 1 | 8.05 | 1 | 7.83 | 1 | 7.28 | 1 | 9.46 | 1 | 8.51 | 1 | 9.03 | 1 | 8.2 | 1 | 9.22 | 1 | 9.09 | 1 | 12.4 | 1 | 7.61 | 1 | 8.1581 | 16
DEER2023 | NE-HVAC-airHP-SpltPkg-135to239kBtuh-10p8eer-3p48cop | Cap-Tons | RFF | New | cDXHP | 6.2 | 1 | 6.48 | 1 | 7.07 | 1 | 6.56 | 1 | 6.68 | 1 | 7.77 | 1 | 7.56 | 1 | 7.06 | 1 | 9.25 | 1 | 8.31 | 1 | 8.84 | 1 | 8.01 | 1 | 9.03 | 1 | 8.91 | 1 | 12.2 | 1 | 7.33 | 1 | 7.9538 | 16
DEER2023 | NE-HVAC-airHP-SpltPkg-135to239kBtuh-10p8eer-3p48cop | Cap-Tons | RSD | Old | cDXHP | 13.1 | 1 | 13.6 | 1 | 14.2 | 1 | 13.6 | 1 | 14 | 1 | 15.4 | 1 | 14.9 | 1 | 15.1 | 1 | 19.5 | 1 | 17.9 | 1 | 19.5 | 1 | 17.2 | 1 | 19.7 | 1 | 19.8 | 1 | 26.4 | 1 | 15.1 | 1 | 16.8125 | 16
DEER2023 | NE-HVAC-airHP-SpltPkg-135to239kBtuh-10p8eer-3p48cop | Cap-Tons | RSD | Ex | cDXHP | 11.9 | 1 | 12.2 | 1 | 13.4 | 1 | 12.8 | 1 | 13.4 | 1 | 15 | 1 | 14.5 | 1 | 14.8 | 1 | 18.7 | 1 | 16.2 | 1 | 18 | 1 | 15.8 | 1 | 18.1 | 1 | 18.3 | 1 | 24.5 | 1 | 13.6 | 1 | 15.7 | 16
DEER2023 | NE-HVAC-airHP-SpltPkg-135to239kBtuh-10p8eer-3p48cop | Cap-Tons | RSD | Rec | cDXHP | 10.9 | 1 | 11.5 | 1 | 11.9 | 1 | 11.5 | 1 | 11.7 | 1 | 13.1 | 1 | 12.8 | 1 | 13.5 | 1 | 16.9 | 1 | 15.4 | 1 | 16.9 | 1 | 14.9 | 1 | 17.2 | 1 | 17.4 | 1 | 23.1 | 1 | 12.5 | 1 | 14.45 | 16
DEER2023 | NE-HVAC-airHP-SpltPkg-135to239kBtuh-10p8eer-3p48cop | Cap-Tons | RSD | New | cDXHP | 10.3 | 1 | 11 | 1 | 11.2 | 1 | 11 | 1 | 11 | 1 | 12.5 | 1 | 12.1 | 1 | 12.9 | 1 | 16.4 | 1 | 14.9 | 1 | 16.4 | 1 | 14.5 | 1 | 16.7 | 1 | 16.9 | 1 | 22.3 | 1 | 11.9 | 1 | 13.875 | 16
DEER2023 | NE-HVAC-airHP-SpltPkg-135to239kBtuh-10p8eer-3p48cop | Cap-Tons | Rt3 | Old | cDXHP | 213 | 1 | 248 | 1 | 224 | 1 | 250 | 1 | 224 | 1 | 241 | 1 | 235 | 1 | 266 | 1 | 334 | 1 | 308 | 1 | 341 | 1 | 306 | 1 | 342 | 1 | 345 | 1 | 437 | 1 | 246 | 1 | 285 | 16
DEER2023 | NE-HVAC-airHP-SpltPkg-135to239kBtuh-10p8eer-3p48cop | Cap-Tons | Rt3 | Ex | cDXHP | 205 | 1 | 240 | 1 | 217 | 1 | 243 | 1 | 217 | 1 | 234 | 1 | 228 | 1 | 261 | 1 | 328 | 1 | 299 | 1 | 325 | 1 | 296 | 1 | 327 | 1 | 329 | 1 | 418 | 1 | 231 | 1 | 274.875 | 16
DEER2023 | NE-HVAC-airHP-SpltPkg-135to239kBtuh-10p8eer-3p48cop | Cap-Tons | Rt3 | Rec | cDXHP | 190 | 1 | 228 | 1 | 204 | 1 | 230 | 1 | 204 | 1 | 221 | 1 | 215 | 1 | 248 | 1 | 312 | 1 | 287 | 1 | 298 | 1 | 279 | 1 | 305 | 1 | 301 | 1 | 388 | 1 | 207 | 1 | 257.3125 | 16
DEER2023 | NE-HVAC-airHP-SpltPkg-135to239kBtuh-10p8eer-3p48cop | Cap-Tons | Rt3 | New | cDXHP | 183 | 1 | 222 | 1 | 197 | 1 | 223 | 1 | 196 | 1 | 214 | 1 | 208 | 1 | 241 | 1 | 305 | 1 | 279 | 1 | 290 | 1 | 271 | 1 | 297 | 1 | 294 | 1 | 379 | 1 | 200 | 1 | 249.9375 | 16
DEER2023 | NE-HVAC-airHP-SpltPkg-135to239kBtuh-10p8eer-3p48cop | Cap-Tons | RtL | Old | cDXHP | 185 | 1 | 219 | 1 | 191 | 1 | 215 | 1 | 191 | 1 | 201 | 1 | 197 | 1 | 237 | 1 | 296 | 1 | 274 | 1 | 300 | 1 | 268 | 1 | 301 | 1 | 303 | 1 | 390 | 1 | 204 | 1 | 248.25 | 16
DEER2023 | NE-HVAC-airHP-SpltPkg-135to239kBtuh-10p8eer-3p48cop | Cap-Tons | RtL | Ex | cDXHP | 177 | 1 | 209 | 1 | 184 | 1 | 206 | 1 | 184 | 1 | 197 | 1 | 192 | 1 | 235 | 1 | 289 | 1 | 261 | 1 | 284 | 1 | 257 | 1 | 286 | 1 | 288 | 1 | 373 | 1 | 191 | 1 | 238.3125 | 16
DEER2023 | NE-HVAC-airHP-SpltPkg-135to239kBtuh-10p8eer-3p48cop | Cap-Tons | RtL | Rec | cDXHP | 164 | 1 | 195 | 1 | 171 | 1 | 190 | 1 | 170 | 1 | 182 | 1 | 179 | 1 | 217 | 1 | 266 | 1 | 244 | 1 | 258 | 1 | 236 | 1 | 263 | 1 | 263 | 1 | 344 | 1 | 173 | 1 | 219.6875 | 16
DEER2023 | NE-HVAC-airHP-SpltPkg-135to239kBtuh-10p8eer-3p48cop | Cap-Tons | RtL | New | cDXHP | 157 | 1 | 189 | 1 | 164 | 1 | 184 | 1 | 163 | 1 | 175 | 1 | 171 | 1 | 210 | 1 | 259 | 1 | 237 | 1 | 251 | 1 | 229 | 1 | 256 | 1 | 256 | 1 | 336 | 1 | 166 | 1 | 212.6875 | 16
DEER2023 | NE-HVAC-airHP-SpltPkg-135to239kBtuh-10p8eer-3p48cop | Cap-Tons | RtS | Old | cDXHP | 16.5 | 1 | 18.7 | 1 | 17.5 | 1 | 19 | 1 | 17 | 1 | 18.9 | 1 | 18.3 | 1 | 19.9 | 1 | 25.2 | 1 | 23.6 | 1 | 25.3 | 1 | 22.5 | 1 | 25.7 | 1 | 25.5 | 1 | 32.4 | 1 | 19.7 | 1 | 21.6062 | 16
DEER2023 | NE-HVAC-airHP-SpltPkg-135to239kBtuh-10p8eer-3p48cop | Cap-Tons | RtS | Ex | cDXHP | 13.4 | 1 | 15.5 | 1 | 14.8 | 1 | 16.3 | 1 | 14.5 | 1 | 16.1 | 1 | 15.5 | 1 | 17.9 | 1 | 22.5 | 1 | 19.9 | 1 | 21.6 | 1 | 19.4 | 1 | 22 | 1 | 21.9 | 1 | 28.3 | 1 | 15.9 | 1 | 18.4688 | 16
DEER2023 | NE-HVAC-airHP-SpltPkg-135to239kBtuh-10p8eer-3p48cop | Cap-Tons | RtS | Rec | cDXHP | 12.5 | 1 | 14.8 | 1 | 13.5 | 1 | 15 | 1 | 13.3 | 1 | 14.5 | 1 | 14.2 | 1 | 16.4 | 1 | 20.5 | 1 | 19 | 1 | 19.8 | 1 | 18.1 | 1 | 20.4 | 1 | 20.1 | 1 | 26.3 | 1 | 14.6 | 1 | 17.0625 | 16
DEER2023 | NE-HVAC-airHP-SpltPkg-135to239kBtuh-10p8eer-3p48cop | Cap-Tons | RtS | New | cDXHP | 12.4 | 1 | 14.6 | 1 | 13.2 | 1 | 14.6 | 1 | 13.1 | 1 | 14.2 | 1 | 13.9 | 1 | 16.2 | 1 | 20.3 | 1 | 18.7 | 1 | 19.5 | 1 | 17.8 | 1 | 20.2 | 1 | 19.8 | 1 | 26.1 | 1 | 14.4 | 1 | 16.8125 | 16
DEER2023 | NE-HVAC-airHP-SpltPkg-135to239kBtuh-10p8eer-3p48cop | Cap-Tons | SCn | Old | cDXHP | 369 | 1 | 329 | 1 | 368 | 1 | 329 | 1 | 361 | 1 | 349 | 1 | 335 | 1 | 301 | 1 | 392 | 1 | 365 | 1 | 403 | 1 | 353 | 1 | 409 | 1 | 407 | 1 | 553 | 1 | 424 | 1 | 377.9375 | 16
DEER2023 | NE-HVAC-airHP-SpltPkg-135to239kBtuh-10p8eer-3p48cop | Cap-Tons | SCn | Ex | cDXHP | 364 | 1 | 318 | 1 | 364 | 1 | 318 | 1 | 359 | 1 | 350 | 1 | 335 | 1 | 314 | 1 | 389 | 1 | 329 | 1 | 367 | 1 | 331 | 1 | 377 | 1 | 367 | 1 | 509 | 1 | 400 | 1 | 361.9375 | 16
DEER2023 | NE-HVAC-airHP-SpltPkg-135to239kBtuh-10p8eer-3p48cop | Cap-Tons | SCn | Rec | cDXHP | 348 | 1 | 289 | 1 | 359 | 1 | 289 | 1 | 352 | 1 | 343 | 1 | 329 | 1 | 269 | 1 | 320 | 1 | 295 | 1 | 300 | 1 | 293 | 1 | 313 | 1 | 300 | 1 | 430 | 1 | 364 | 1 | 324.5625 | 16
DEER2023 | NE-HVAC-airHP-SpltPkg-135to239kBtuh-10p8eer-3p48cop | Cap-Tons | SCn | New | cDXHP | 349 | 1 | 293 | 1 | 358 | 1 | 293 | 1 | 352 | 1 | 342 | 1 | 329 | 1 | 267 | 1 | 321 | 1 | 289 | 1 | 294 | 1 | 296 | 1 | 307 | 1 | 298 | 1 | 432 | 1 | 364 | 1 | 324 | 16
DEER2023 | NE-HVAC-airHP-SpltPkg-135to239kBtuh-11p2eer-3p51cop | Cap-Tons | Com | Old | cDXHP | 487 | 1 | 356 | 1 | 428 | 1 | 341 | 1 | 506 | 1 | 402 | 1 | 378 | 1 | 385 | 1 | 410 | 1 | 337 | 1 | 457 | 1 | 350 | 1 | 400 | 1 | 396 | 1 | 450 | 1 | 572 | 1 | 415.9375 | 16
DEER2023 | NE-HVAC-airHP-SpltPkg-135to239kBtuh-11p2eer-3p51cop | Cap-Tons | Com | Ex | cDXHP | 305 | 1 | 330 | 1 | 393 | 1 | 329 | 1 | 470 | 1 | 330 | 1 | 341 | 1 | 335 | 1 | 359 | 1 | 304 | 1 | 411 | 1 | 324 | 1 | 369 | 1 | 355 | 1 | 417 | 1 | 521 | 1 | 368.3125 | 16
DEER2023 | NE-HVAC-airHP-SpltPkg-135to239kBtuh-11p2eer-3p51cop | Cap-Tons | Com | Rec | cDXHP | 292 | 1 | 301 | 1 | 344 | 1 | 289 | 1 | 394 | 1 | 284 | 1 | 283 | 1 | 292 | 1 | 320 | 1 | 283 | 1 | 365 | 1 | 299 | 1 | 333 | 1 | 324 | 1 | 382 | 1 | 447 | 1 | 327 | 16
DEER2023 | NE-HVAC-airHP-SpltPkg-135to239kBtuh-11p2eer-3p51cop | Cap-Tons | Com | New | cDXHP | 284 | 1 | 298 | 1 | 337 | 1 | 285 | 1 | 382 | 1 | 277 | 1 | 276 | 1 | 285 | 1 | 315 | 1 | 277 | 1 | 359 | 1 | 296 | 1 | 328 | 1 | 318 | 1 | 375 | 1 | 435 | 1 | 320.4375 | 16
DEER2023 | NE-HVAC-airHP-SpltPkg-135to239kBtuh-11p2eer-3p51cop | Cap-Tons | Asm | Old | cDXHP | 351 | 1 | 342 | 1 | 384 | 1 | 340 | 1 | 374 | 1 | 405 | 1 | 393 | 1 | 367 | 1 | 478 | 1 | 437 | 1 | 477 | 1 | 426 | 1 | 481 | 1 | 484 | 1 | 625 | 1 | 410 | 1 | 423.375 | 16
DEER2023 | NE-HVAC-airHP-SpltPkg-135to239kBtuh-11p2eer-3p51cop | Cap-Tons | Asm | Ex | cDXHP | 304 | 1 | 305 | 1 | 360 | 1 | 320 | 1 | 349 | 1 | 388 | 1 | 377 | 1 | 356 | 1 | 461 | 1 | 395 | 1 | 434 | 1 | 387 | 1 | 440 | 1 | 443 | 1 | 566 | 1 | 351 | 1 | 389.75 | 16
DEER2023 | NE-HVAC-airHP-SpltPkg-135to239kBtuh-11p2eer-3p51cop | Cap-Tons | Asm | Rec | cDXHP | 288 | 1 | 289 | 1 | 309 | 1 | 287 | 1 | 300 | 1 | 331 | 1 | 322 | 1 | 319 | 1 | 417 | 1 | 379 | 1 | 406 | 1 | 366 | 1 | 414 | 1 | 415 | 1 | 529 | 1 | 316 | 1 | 355.4375 | 16
DEER2023 | NE-HVAC-airHP-SpltPkg-135to239kBtuh-11p2eer-3p51cop | Cap-Tons | Asm | New | cDXHP | 285 | 1 | 286 | 1 | 304 | 1 | 283 | 1 | 295 | 1 | 327 | 1 | 317 | 1 | 315 | 1 | 413 | 1 | 376 | 1 | 404 | 1 | 364 | 1 | 412 | 1 | 412 | 1 | 517 | 1 | 312 | 1 | 351.375 | 16
DEER2023 | NE-HVAC-airHP-SpltPkg-135to239kBtuh-11p2eer-3p51cop | Cap-Tons | ECC | Old | cDXHP | 976 | 1 | 910 | 1 | 1040 | 1 | 919 | 1 | 1030 | 1 | 1090 | 1 | 1070 | 1 | 959 | 1 | 1160 | 1 | 1080 | 1 | 1050 | 1 | 962 | 1 | 1060 | 1 | 1110 | 1 | 1460 | 1 | 1090 | 1 | 1060.375 | 16
DEER2023 | NE-HVAC-airHP-SpltPkg-135to239kBtuh-11p2eer-3p51cop | Cap-Tons | ECC | Ex | cDXHP | 779 | 1 | 774 | 1 | 882 | 1 | 811 | 1 | 863 | 1 | 924 | 1 | 918 | 1 | 854 | 1 | 1050 | 1 | 939 | 1 | 923 | 1 | 839 | 1 | 940 | 1 | 987 | 1 | 1310 | 1 | 887 | 1 | 917.5 | 16
DEER2023 | NE-HVAC-airHP-SpltPkg-135to239kBtuh-11p2eer-3p51cop | Cap-Tons | ECC | Rec | cDXHP | 721 | 1 | 735 | 1 | 776 | 1 | 745 | 1 | 759 | 1 | 817 | 1 | 808 | 1 | 791 | 1 | 975 | 1 | 895 | 1 | 858 | 1 | 790 | 1 | 883 | 1 | 926 | 1 | 1230 | 1 | 809 | 1 | 844.875 | 16
DEER2023 | NE-HVAC-airHP-SpltPkg-135to239kBtuh-11p2eer-3p51cop | Cap-Tons | ECC | New | cDXHP | 697 | 1 | 723 | 1 | 750 | 1 | 734 | 1 | 733 | 1 | 788 | 1 | 778 | 1 | 767 | 1 | 954 | 1 | 875 | 1 | 837 | 1 | 775 | 1 | 862 | 1 | 904 | 1 | 1210 | 1 | 783 | 1 | 823.125 | 16
DEER2023 | NE-HVAC-airHP-SpltPkg-135to239kBtuh-11p2eer-3p51cop | Cap-Tons | EPr | Old | cDXHP | 151 | 1 | 149 | 1 | 162 | 1 | 150 | 1 | 158 | 1 | 174 | 1 | 171 | 1 | 164 | 1 | 206 | 1 | 190 | 1 | 180 | 1 | 159 | 1 | 183 | 1 | 195 | 1 | 260 | 1 | 169 | 1 | 176.3125 | 16
DEER2023 | NE-HVAC-airHP-SpltPkg-135to239kBtuh-11p2eer-3p51cop | Cap-Tons | EPr | Ex | cDXHP | 118 | 1 | 124 | 1 | 137 | 1 | 131 | 1 | 133 | 1 | 147 | 1 | 145 | 1 | 146 | 1 | 184 | 1 | 161 | 1 | 157 | 1 | 137 | 1 | 161 | 1 | 172 | 1 | 235 | 1 | 138 | 1 | 151.625 | 16
DEER2023 | NE-HVAC-airHP-SpltPkg-135to239kBtuh-11p2eer-3p51cop | Cap-Tons | EPr | Rec | cDXHP | 109 | 1 | 114 | 1 | 120 | 1 | 116 | 1 | 117 | 1 | 129 | 1 | 127 | 1 | 130 | 1 | 162 | 1 | 147 | 1 | 142 | 1 | 126 | 1 | 148 | 1 | 158 | 1 | 218 | 1 | 126 | 1 | 136.8125 | 16
DEER2023 | NE-HVAC-airHP-SpltPkg-135to239kBtuh-11p2eer-3p51cop | Cap-Tons | EPr | New | cDXHP | 107 | 1 | 113 | 1 | 117 | 1 | 114 | 1 | 114 | 1 | 125 | 1 | 123 | 1 | 127 | 1 | 159 | 1 | 144 | 1 | 140 | 1 | 124 | 1 | 146 | 1 | 156 | 1 | 215 | 1 | 124 | 1 | 134.25 | 16
DEER2023 | NE-HVAC-airHP-SpltPkg-135to239kBtuh-11p2eer-3p51cop | Cap-Tons | ERC | Old | cDXHP | 5.31 | 1 | 5.75 | 1 | 6.04 | 1 | 6.12 | 1 | 5.75 | 1 | 6.59 | 1 | 6.37 | 1 | 6.55 | 1 | 8.7 | 1 | 7.87 | 1 | 7.73 | 1 | 6.65 | 1 | 7.85 | 1 | 8.37 | 1 | 11.4 | 1 | 6.28 | 1 | 7.0831 | 16
DEER2023 | NE-HVAC-airHP-SpltPkg-135to239kBtuh-11p2eer-3p51cop | Cap-Tons | ERC | Ex | cDXHP | 4.89 | 1 | 5.37 | 1 | 5.83 | 1 | 5.9 | 1 | 5.55 | 1 | 6.36 | 1 | 6.16 | 1 | 6.41 | 1 | 8.4 | 1 | 7.32 | 1 | 7.3 | 1 | 6.29 | 1 | 7.46 | 1 | 7.97 | 1 | 10.8 | 1 | 5.87 | 1 | 6.7425 | 16
DEER2023 | NE-HVAC-airHP-SpltPkg-135to239kBtuh-11p2eer-3p51cop | Cap-Tons | ERC | Rec | cDXHP | 4.68 | 1 | 5.09 | 1 | 5.4 | 1 | 5.41 | 1 | 5.11 | 1 | 5.94 | 1 | 5.73 | 1 | 6.08 | 1 | 7.71 | 1 | 6.95 | 1 | 6.87 | 1 | 6 | 1 | 7.11 | 1 | 7.57 | 1 | 10.1 | 1 | 5.53 | 1 | 6.33 | 16
DEER2023 | NE-HVAC-airHP-SpltPkg-135to239kBtuh-11p2eer-3p51cop | Cap-Tons | ERC | New | cDXHP | 4.6 | 1 | 4.96 | 1 | 5.25 | 1 | 5.26 | 1 | 4.95 | 1 | 5.79 | 1 | 5.58 | 1 | 5.97 | 1 | 7.66 | 1 | 6.85 | 1 | 6.73 | 1 | 5.86 | 1 | 7.01 | 1 | 7.48 | 1 | 10.1 | 1 | 5.33 | 1 | 6.2112 | 16
DEER2023 | NE-HVAC-airHP-SpltPkg-135to239kBtuh-11p2eer-3p51cop | Cap-Tons | ESe | Old | cDXHP | 458 | 1 | 445 | 1 | 489 | 1 | 455 | 1 | 477 | 1 | 506 | 1 | 497 | 1 | 465 | 1 | 577 | 1 | 531 | 1 | 512 | 1 | 468 | 1 | 518 | 1 | 551 | 1 | 733 | 1 | 519 | 1 | 512.5625 | 16
DEER2023 | NE-HVAC-airHP-SpltPkg-135to239kBtuh-11p2eer-3p51cop | Cap-Tons | ESe | Ex | cDXHP | 386 | 1 | 400 | 1 | 458 | 1 | 431 | 1 | 446 | 1 | 481 | 1 | 475 | 1 | 449 | 1 | 556 | 1 | 479 | 1 | 466 | 1 | 430 | 1 | 476 | 1 | 508 | 1 | 683 | 1 | 452 | 1 | 473.5 | 16
DEER2023 | NE-HVAC-airHP-SpltPkg-135to239kBtuh-11p2eer-3p51cop | Cap-Tons | ESe | Rec | cDXHP | 362 | 1 | 387 | 1 | 392 | 1 | 394 | 1 | 380 | 1 | 410 | 1 | 402 | 1 | 405 | 1 | 506 | 1 | 460 | 1 | 438 | 1 | 410 | 1 | 453 | 1 | 480 | 1 | 646 | 1 | 412 | 1 | 433.5625 | 16
DEER2023 | NE-HVAC-airHP-SpltPkg-135to239kBtuh-11p2eer-3p51cop | Cap-Tons | ESe | New | cDXHP | 351 | 1 | 386 | 1 | 382 | 1 | 393 | 1 | 369 | 1 | 398 | 1 | 389 | 1 | 393 | 1 | 496 | 1 | 450 | 1 | 429 | 1 | 404 | 1 | 443 | 1 | 470 | 1 | 634 | 1 | 402 | 1 | 424.3125 | 16
DEER2023 | NE-HVAC-airHP-SpltPkg-135to239kBtuh-11p2eer-3p51cop | Cap-Tons | EUn | Old | cDXHP | 2700 | 1 | 2490 | 1 | 2860 | 1 | 2540 | 1 | 2820 | 1 | 2960 | 1 | 2910 | 1 | 2590 | 1 | 3160 | 1 | 2960 | 1 | 2890 | 1 | 2650 | 1 | 2950 | 1 | 3040 | 1 | 3930 | 1 | 2990 | 1 | 2902.5 | 16
DEER2023 | NE-HVAC-airHP-SpltPkg-135to239kBtuh-11p2eer-3p51cop | Cap-Tons | EUn | Ex | cDXHP | 2100 | 1 | 2050 | 1 | 2340 | 1 | 2180 | 1 | 2290 | 1 | 2440 | 1 | 2410 | 1 | 2240 | 1 | 2780 | 1 | 2470 | 1 | 2450 | 1 | 2220 | 1 | 2500 | 1 | 2580 | 1 | 3400 | 1 | 2350 | 1 | 2425 | 16
DEER2023 | NE-HVAC-airHP-SpltPkg-135to239kBtuh-11p2eer-3p51cop | Cap-Tons | EUn | Rec | cDXHP | 1920 | 1 | 1920 | 1 | 2030 | 1 | 1960 | 1 | 1980 | 1 | 2120 | 1 | 2080 | 1 | 2010 | 1 | 2510 | 1 | 2310 | 1 | 2230 | 1 | 2060 | 1 | 2290 | 1 | 2380 | 1 | 3140 | 1 | 2080 | 1 | 2188.75 | 16
DEER2023 | NE-HVAC-airHP-SpltPkg-135to239kBtuh-11p2eer-3p51cop | Cap-Tons | EUn | New | cDXHP | 1860 | 1 | 1890 | 1 | 1970 | 1 | 1930 | 1 | 1920 | 1 | 2040 | 1 | 2010 | 1 | 1950 | 1 | 2450 | 1 | 2260 | 1 | 2180 | 1 | 2020 | 1 | 2250 | 1 | 2330 | 1 | 3070 | 1 | 2010 | 1 | 2133.75 | 16
DEER2023 | NE-HVAC-airHP-SpltPkg-135to239kBtuh-11p2eer-3p51cop | Cap-Tons | Gro | Old | cDXHP | 65.8 | 1 | 117 | 1 | 80.1 | 1 | 103 | 1 | 85.9 | 1 | 91.7 | 1 | 82.8 | 1 | 100 | 1 | 95.4 | 1 | 109 | 1 | 125 | 1 | 125 | 1 | 134 | 1 | 117 | 1 | 153 | 1 | 78.4 | 1 | 103.9437 | 16
DEER2023 | NE-HVAC-airHP-SpltPkg-135to239kBtuh-11p2eer-3p51cop | Cap-Tons | Gro | Ex | cDXHP | 61.8 | 1 | 108 | 1 | 76.3 | 1 | 98.3 | 1 | 77.7 | 1 | 90.9 | 1 | 83.6 | 1 | 103 | 1 | 92 | 1 | 101 | 1 | 115 | 1 | 118 | 1 | 125 | 1 | 108 | 1 | 141 | 1 | 70.9 | 1 | 98.1562 | 16
DEER2023 | NE-HVAC-airHP-SpltPkg-135to239kBtuh-11p2eer-3p51cop | Cap-Tons | Gro | Rec | cDXHP | 56.3 | 1 | 98.9 | 1 | 69 | 1 | 89.6 | 1 | 66.8 | 1 | 82.1 | 1 | 73.2 | 1 | 87.5 | 1 | 80.9 | 1 | 93 | 1 | 100 | 1 | 107 | 1 | 112 | 1 | 93.7 | 1 | 124 | 1 | 60.2 | 1 | 87.1375 | 16
DEER2023 | NE-HVAC-airHP-SpltPkg-135to239kBtuh-11p2eer-3p51cop | Cap-Tons | Gro | New | cDXHP | 55.2 | 1 | 97.8 | 1 | 68.5 | 1 | 88.7 | 1 | 65.9 | 1 | 80.7 | 1 | 72 | 1 | 86.5 | 1 | 80.2 | 1 | 92.1 | 1 | 99.5 | 1 | 106 | 1 | 111 | 1 | 93.6 | 1 | 124 | 1 | 59.6 | 1 | 86.3312 | 16
DEER2023 | NE-HVAC-airHP-SpltPkg-135to239kBtuh-11p2eer-3p51cop | Cap-Tons | Hsp | Old | cDXHP | 683 | 1 | 690 | 1 | 686 | 1 | 690 | 1 | 686 | 1 | 691 | 1 | 689 | 1 | 695 | 1 | 719 | 1 | 706 | 1 | 717 | 1 | 700 | 1 | 719 | 1 | 721 | 1 | 795 | 1 | 688 | 1 | 704.6875 | 16
DEER2023 | NE-HVAC-airHP-SpltPkg-135to239kBtuh-11p2eer-3p51cop | Cap-Tons | Hsp | Ex | cDXHP | 680 | 1 | 680 | 1 | 682 | 1 | 684 | 1 | 682 | 1 | 686 | 1 | 684 | 1 | 687 | 1 | 706 | 1 | 682 | 1 | 688 | 1 | 681 | 1 | 689 | 1 | 689 | 1 | 752 | 1 | 680 | 1 | 689.5 | 16
DEER2023 | NE-HVAC-airHP-SpltPkg-135to239kBtuh-11p2eer-3p51cop | Cap-Tons | Hsp | Rec | cDXHP | 680 | 1 | 680 | 1 | 680 | 1 | 680 | 1 | 680 | 1 | 680 | 1 | 680 | 1 | 680 | 1 | 684 | 1 | 681 | 1 | 680 | 1 | 680 | 1 | 681 | 1 | 680 | 1 | 723 | 1 | 680 | 1 | 683.0625 | 16
DEER2023 | NE-HVAC-airHP-SpltPkg-135to239kBtuh-11p2eer-3p51cop | Cap-Tons | Hsp | New | cDXHP | 680 | 1 | 680 | 1 | 680 | 1 | 680 | 1 | 680 | 1 | 680 | 1 | 680 | 1 | 680 | 1 | 682 | 1 | 681 | 1 | 680 | 1 | 680 | 1 | 680 | 1 | 680 | 1 | 716 | 1 | 680 | 1 | 682.4375 | 16
DEER2023 | NE-HVAC-airHP-SpltPkg-135to239kBtuh-11p2eer-3p51cop | Cap-Tons | Htl | Old | cDXHP | 82.7 | 1 | 75.6 | 1 | 88.1 | 1 | 76.6 | 1 | 87.5 | 1 | 90.7 | 1 | 88.7 | 1 | 75.8 | 1 | 94.5 | 1 | 87.9 | 1 | 94.5 | 1 | 84.1 | 1 | 95.8 | 1 | 94.8 | 1 | 120 | 1 | 90.7 | 1 | 89.25 | 16
DEER2023 | NE-HVAC-airHP-SpltPkg-135to239kBtuh-11p2eer-3p51cop | Cap-Tons | Htl | Ex | cDXHP | 63.2 | 1 | 60.4 | 1 | 68.3 | 1 | 63.1 | 1 | 67.2 | 1 | 70.9 | 1 | 69.5 | 1 | 62.1 | 1 | 80.2 | 1 | 71.2 | 1 | 77.5 | 1 | 69 | 1 | 78.8 | 1 | 79.3 | 1 | 103 | 1 | 68.6 | 1 | 72.0187 | 16
DEER2023 | NE-HVAC-airHP-SpltPkg-135to239kBtuh-11p2eer-3p51cop | Cap-Tons | Htl | Rec | cDXHP | 57.4 | 1 | 56.5 | 1 | 60.1 | 1 | 57.7 | 1 | 59.6 | 1 | 62.5 | 1 | 61.7 | 1 | 55.5 | 1 | 73.4 | 1 | 66.6 | 1 | 70.6 | 1 | 63.7 | 1 | 72.7 | 1 | 72.5 | 1 | 95.6 | 1 | 61.5 | 1 | 65.475 | 16
DEER2023 | NE-HVAC-airHP-SpltPkg-135to239kBtuh-11p2eer-3p51cop | Cap-Tons | Htl | New | cDXHP | 56.7 | 1 | 56.5 | 1 | 59.4 | 1 | 57.6 | 1 | 58.9 | 1 | 61.8 | 1 | 61 | 1 | 54.7 | 1 | 72.7 | 1 | 66.1 | 1 | 70.1 | 1 | 63.2 | 1 | 72.3 | 1 | 72 | 1 | 94.1 | 1 | 60.7 | 1 | 64.8625 | 16
DEER2023 | NE-HVAC-airHP-SpltPkg-135to239kBtuh-11p2eer-3p51cop | Cap-Tons | MBT | Old | cDXHP | 357 | 1 | 384 | 1 | 375 | 1 | 383 | 1 | 375 | 1 | 395 | 1 | 388 | 1 | 399 | 1 | 485 | 1 | 457 | 1 | 490 | 1 | 447 | 1 | 494 | 1 | 496 | 1 | 614 | 1 | 392 | 1 | 433.1875 | 16
DEER2023 | NE-HVAC-airHP-SpltPkg-135to239kBtuh-11p2eer-3p51cop | Cap-Tons | MBT | Ex | cDXHP | 322 | 1 | 343 | 1 | 350 | 1 | 352 | 1 | 348 | 1 | 379 | 1 | 371 | 1 | 382 | 1 | 458 | 1 | 405 | 1 | 444 | 1 | 403 | 1 | 448 | 1 | 451 | 1 | 566 | 1 | 349 | 1 | 398.1875 | 16
DEER2023 | NE-HVAC-airHP-SpltPkg-135to239kBtuh-11p2eer-3p51cop | Cap-Tons | MBT | Rec | cDXHP | 294 | 1 | 308 | 1 | 307 | 1 | 306 | 1 | 304 | 1 | 328 | 1 | 324 | 1 | 332 | 1 | 394 | 1 | 367 | 1 | 401 | 1 | 362 | 1 | 405 | 1 | 408 | 1 | 519 | 1 | 317 | 1 | 354.75 | 16
DEER2023 | NE-HVAC-airHP-SpltPkg-135to239kBtuh-11p2eer-3p51cop | Cap-Tons | MBT | New | cDXHP | 283 | 1 | 301 | 1 | 296 | 1 | 298 | 1 | 293 | 1 | 317 | 1 | 313 | 1 | 322 | 1 | 384 | 1 | 357 | 1 | 391 | 1 | 352 | 1 | 394 | 1 | 398 | 1 | 508 | 1 | 306 | 1 | 344.5625 | 16
DEER2023 | NE-HVAC-airHP-SpltPkg-135to239kBtuh-11p2eer-3p51cop | Cap-Tons | MLI | Old | cDXHP | 226 | 1 | 237 | 1 | 233 | 1 | 240 | 1 | 233 | 1 | 248 | 1 | 234 | 1 | 235 | 1 | 290 | 1 | 275 | 1 | 300 | 1 | 275 | 1 | 302 | 1 | 301 | 1 | 376 | 1 | 280 | 1 | 267.8125 | 16
DEER2023 | NE-HVAC-airHP-SpltPkg-135to239kBtuh-11p2eer-3p51cop | Cap-Tons | MLI | Ex | cDXHP | 218 | 1 | 230 | 1 | 227 | 1 | 233 | 1 | 227 | 1 | 250 | 1 | 235 | 1 | 236 | 1 | 285 | 1 | 262 | 1 | 279 | 1 | 262 | 1 | 283 | 1 | 280 | 1 | 352 | 1 | 256 | 1 | 257.1875 | 16
DEER2023 | NE-HVAC-airHP-SpltPkg-135to239kBtuh-11p2eer-3p51cop | Cap-Tons | MLI | Rec | cDXHP | 205 | 1 | 217 | 1 | 215 | 1 | 220 | 1 | 214 | 1 | 231 | 1 | 218 | 1 | 221 | 1 | 263 | 1 | 247 | 1 | 244 | 1 | 241 | 1 | 254 | 1 | 245 | 1 | 312 | 1 | 217 | 1 | 235.25 | 16
DEER2023 | NE-HVAC-airHP-SpltPkg-135to239kBtuh-11p2eer-3p51cop | Cap-Tons | MLI | New | cDXHP | 206 | 1 | 213 | 1 | 215 | 1 | 216 | 1 | 214 | 1 | 226 | 1 | 212 | 1 | 216 | 1 | 257 | 1 | 242 | 1 | 238 | 1 | 236 | 1 | 248 | 1 | 240 | 1 | 305 | 1 | 213 | 1 | 231.0625 | 16
DEER2023 | NE-HVAC-airHP-SpltPkg-135to239kBtuh-11p2eer-3p51cop | Cap-Tons | Mtl | Old | cDXHP | 11 | 1 | 9.43 | 1 | 11.6 | 1 | 9.42 | 1 | 11.6 | 1 | 12 | 1 | 11.8 | 1 | 9.67 | 1 | 11.5 | 1 | 11.1 | 1 | 11.6 | 1 | 10.4 | 1 | 11.7 | 1 | 11.3 | 1 | 14.3 | 1 | 11.6 | 1 | 11.2513 | 16
DEER2023 | NE-HVAC-airHP-SpltPkg-135to239kBtuh-11p2eer-3p51cop | Cap-Tons | Mtl | Ex | cDXHP | 8.83 | 1 | 6.91 | 1 | 9.35 | 1 | 7.09 | 1 | 9.22 | 1 | 9.54 | 1 | 9.44 | 1 | 7.28 | 1 | 8.85 | 1 | 8.29 | 1 | 8.88 | 1 | 8.06 | 1 | 8.98 | 1 | 8.88 | 1 | 11.7 | 1 | 9.21 | 1 | 8.7819 | 16
DEER2023 | NE-HVAC-airHP-SpltPkg-135to239kBtuh-11p2eer-3p51cop | Cap-Tons | Mtl | Rec | cDXHP | 8.14 | 1 | 6.17 | 1 | 8.48 | 1 | 6.26 | 1 | 8.43 | 1 | 8.72 | 1 | 8.66 | 1 | 6.54 | 1 | 8.08 | 1 | 7.52 | 1 | 7.93 | 1 | 7.28 | 1 | 8.15 | 1 | 8.03 | 1 | 10.7 | 1 | 8.46 | 1 | 7.9719 | 16
DEER2023 | NE-HVAC-airHP-SpltPkg-135to239kBtuh-11p2eer-3p51cop | Cap-Tons | Mtl | New | cDXHP | 8.06 | 1 | 6.13 | 1 | 8.41 | 1 | 6.22 | 1 | 8.35 | 1 | 8.65 | 1 | 8.59 | 1 | 6.47 | 1 | 8.02 | 1 | 7.45 | 1 | 7.86 | 1 | 7.22 | 1 | 8.09 | 1 | 7.97 | 1 | 10.7 | 1 | 8.39 | 1 | 7.9112 | 16
DEER2023 | NE-HVAC-airHP-SpltPkg-135to239kBtuh-11p2eer-3p51cop | Cap-Tons | Nrs | Old | cDXHP | 101 | 1 | 106 | 1 | 104 | 1 | 106 | 1 | 104 | 1 | 106 | 1 | 105 | 1 | 107 | 1 | 110 | 1 | 109 | 1 | 109 | 1 | 107 | 1 | 110 | 1 | 110 | 1 | 122 | 1 | 104 | 1 | 107.5 | 16
DEER2023 | NE-HVAC-airHP-SpltPkg-135to239kBtuh-11p2eer-3p51cop | Cap-Tons | Nrs | Ex | cDXHP | 96.3 | 1 | 96.9 | 1 | 100 | 1 | 102 | 1 | 100 | 1 | 103 | 1 | 102 | 1 | 104 | 1 | 106 | 1 | 98.5 | 1 | 99.8 | 1 | 98.1 | 1 | 100 | 1 | 100 | 1 | 111 | 1 | 96.7 | 1 | 100.8937 | 16
DEER2023 | NE-HVAC-airHP-SpltPkg-135to239kBtuh-11p2eer-3p51cop | Cap-Tons | Nrs | Rec | cDXHP | 95.9 | 1 | 96 | 1 | 95.9 | 1 | 96 | 1 | 95.9 | 1 | 96 | 1 | 96 | 1 | 96.2 | 1 | 97.6 | 1 | 96.7 | 1 | 97.1 | 1 | 96.4 | 1 | 97.6 | 1 | 97.8 | 1 | 106 | 1 | 96 | 1 | 97.0687 | 16
DEER2023 | NE-HVAC-airHP-SpltPkg-135to239kBtuh-11p2eer-3p51cop | Cap-Tons | Nrs | New | cDXHP | 95.9 | 1 | 95.9 | 1 | 95.9 | 1 | 95.9 | 1 | 95.9 | 1 | 95.9 | 1 | 95.9 | 1 | 96 | 1 | 97.1 | 1 | 96.4 | 1 | 96.7 | 1 | 96.2 | 1 | 97.1 | 1 | 97.3 | 1 | 105 | 1 | 95.9 | 1 | 96.8125 | 16
DEER2023 | NE-HVAC-airHP-SpltPkg-135to239kBtuh-11p2eer-3p51cop | Cap-Tons | OfL | Old | cDXHP | 615 | 1 | 552 | 1 | 651 | 1 | 551 | 1 | 645 | 1 | 684 | 1 | 669 | 1 | 586 | 1 | 667 | 1 | 633 | 1 | 660 | 1 | 610 | 1 | 669 | 1 | 674 | 1 | 800 | 1 | 689 | 1 | 647.1875 | 16
DEER2023 | NE-HVAC-airHP-SpltPkg-135to239kBtuh-11p2eer-3p51cop | Cap-Tons | OfL | Ex | cDXHP | 480 | 1 | 434 | 1 | 529 | 1 | 459 | 1 | 524 | 1 | 560 | 1 | 549 | 1 | 489 | 1 | 562 | 1 | 503 | 1 | 534 | 1 | 499 | 1 | 540 | 1 | 544 | 1 | 655 | 1 | 533 | 1 | 524.625 | 16
DEER2023 | NE-HVAC-airHP-SpltPkg-135to239kBtuh-11p2eer-3p51cop | Cap-Tons | OfL | Rec | cDXHP | 462 | 1 | 413 | 1 | 485 | 1 | 417 | 1 | 477 | 1 | 513 | 1 | 504 | 1 | 448 | 1 | 519 | 1 | 484 | 1 | 513 | 1 | 477 | 1 | 520 | 1 | 526 | 1 | 635 | 1 | 516 | 1 | 494.3125 | 16
DEER2023 | NE-HVAC-airHP-SpltPkg-135to239kBtuh-11p2eer-3p51cop | Cap-Tons | OfL | New | cDXHP | 454 | 1 | 406 | 1 | 476 | 1 | 410 | 1 | 468 | 1 | 505 | 1 | 495 | 1 | 441 | 1 | 513 | 1 | 478 | 1 | 508 | 1 | 472 | 1 | 516 | 1 | 520 | 1 | 630 | 1 | 510 | 1 | 487.625 | 16
DEER2023 | NE-HVAC-airHP-SpltPkg-135to239kBtuh-11p2eer-3p51cop | Cap-Tons | OfS | Old | cDXHP | 42.8 | 1 | 40.8 | 1 | 46.7 | 1 | 40.9 | 1 | 46.3 | 1 | 48.7 | 1 | 47.3 | 1 | 42.4 | 1 | 48.4 | 1 | 46.4 | 1 | 48.2 | 1 | 44.9 | 1 | 48.8 | 1 | 48.3 | 1 | 57.4 | 1 | 47.9 | 1 | 46.6375 | 16
DEER2023 | NE-HVAC-airHP-SpltPkg-135to239kBtuh-11p2eer-3p51cop | Cap-Tons | OfS | Ex | cDXHP | 30.7 | 1 | 29.6 | 1 | 35.2 | 1 | 32.1 | 1 | 34.9 | 1 | 36.9 | 1 | 36.2 | 1 | 33.7 | 1 | 39 | 1 | 34.6 | 1 | 36.9 | 1 | 34.2 | 1 | 37.4 | 1 | 37.3 | 1 | 44.8 | 1 | 34.6 | 1 | 35.5063 | 16
DEER2023 | NE-HVAC-airHP-SpltPkg-135to239kBtuh-11p2eer-3p51cop | Cap-Tons | OfS | Rec | cDXHP | 27.3 | 1 | 26.3 | 1 | 29.1 | 1 | 26.7 | 1 | 28.8 | 1 | 30.7 | 1 | 30 | 1 | 28.7 | 1 | 33.1 | 1 | 31 | 1 | 32.7 | 1 | 30.5 | 1 | 33.6 | 1 | 33.8 | 1 | 40.4 | 1 | 30.6 | 1 | 30.8313 | 16
DEER2023 | NE-HVAC-airHP-SpltPkg-135to239kBtuh-11p2eer-3p51cop | Cap-Tons | OfS | New | cDXHP | 26.9 | 1 | 26 | 1 | 28.6 | 1 | 26.4 | 1 | 28.3 | 1 | 30.3 | 1 | 29.5 | 1 | 28.3 | 1 | 32.7 | 1 | 30.7 | 1 | 32.4 | 1 | 30.3 | 1 | 33.3 | 1 | 33.5 | 1 | 40 | 1 | 30.2 | 1 | 30.4625 | 16
DEER2023 | NE-HVAC-airHP-SpltPkg-135to239kBtuh-11p2eer-3p51cop | Cap-Tons | RFF | Old | cDXHP | 7.85 | 1 | 7.76 | 1 | 8.85 | 1 | 7.95 | 1 | 8.5 | 1 | 9.63 | 1 | 9.31 | 1 | 8.45 | 1 | 11 | 1 | 10.1 | 1 | 11 | 1 | 9.73 | 1 | 11 | 1 | 11 | 1 | 14.5 | 1 | 9.66 | 1 | 9.7681 | 16
DEER2023 | NE-HVAC-airHP-SpltPkg-135to239kBtuh-11p2eer-3p51cop | Cap-Tons | RFF | Ex | cDXHP | 6.85 | 1 | 6.65 | 1 | 7.87 | 1 | 7.07 | 1 | 7.56 | 1 | 8.78 | 1 | 8.49 | 1 | 7.77 | 1 | 10.1 | 1 | 8.77 | 1 | 9.67 | 1 | 8.62 | 1 | 9.77 | 1 | 9.76 | 1 | 13.1 | 1 | 8.36 | 1 | 8.6994 | 16
DEER2023 | NE-HVAC-airHP-SpltPkg-135to239kBtuh-11p2eer-3p51cop | Cap-Tons | RFF | Rec | cDXHP | 6.46 | 1 | 6.47 | 1 | 7.34 | 1 | 6.63 | 1 | 6.95 | 1 | 8.05 | 1 | 7.83 | 1 | 7.28 | 1 | 9.46 | 1 | 8.51 | 1 | 9.03 | 1 | 8.2 | 1 | 9.22 | 1 | 9.09 | 1 | 12.4 | 1 | 7.61 | 1 | 8.1581 | 16
DEER2023 | NE-HVAC-airHP-SpltPkg-135to239kBtuh-11p2eer-3p51cop | Cap-Tons | RFF | New | cDXHP | 6.2 | 1 | 6.48 | 1 | 7.07 | 1 | 6.56 | 1 | 6.68 | 1 | 7.77 | 1 | 7.56 | 1 | 7.06 | 1 | 9.25 | 1 | 8.31 | 1 | 8.84 | 1 | 8.01 | 1 | 9.03 | 1 | 8.91 | 1 | 12.2 | 1 | 7.33 | 1 | 7.9538 | 16
DEER2023 | NE-HVAC-airHP-SpltPkg-135to239kBtuh-11p2eer-3p51cop | Cap-Tons | RSD | Old | cDXHP | 13.1 | 1 | 13.6 | 1 | 14.2 | 1 | 13.6 | 1 | 14 | 1 | 15.4 | 1 | 14.9 | 1 | 15.1 | 1 | 19.5 | 1 | 17.9 | 1 | 19.5 | 1 | 17.2 | 1 | 19.7 | 1 | 19.8 | 1 | 26.4 | 1 | 15.1 | 1 | 16.8125 | 16
DEER2023 | NE-HVAC-airHP-SpltPkg-135to239kBtuh-11p2eer-3p51cop | Cap-Tons | RSD | Ex | cDXHP | 11.9 | 1 | 12.2 | 1 | 13.4 | 1 | 12.8 | 1 | 13.4 | 1 | 15 | 1 | 14.5 | 1 | 14.8 | 1 | 18.7 | 1 | 16.2 | 1 | 18 | 1 | 15.8 | 1 | 18.1 | 1 | 18.3 | 1 | 24.5 | 1 | 13.6 | 1 | 15.7 | 16
DEER2023 | NE-HVAC-airHP-SpltPkg-135to239kBtuh-11p2eer-3p51cop | Cap-Tons | RSD | Rec | cDXHP | 10.9 | 1 | 11.5 | 1 | 11.9 | 1 | 11.5 | 1 | 11.7 | 1 | 13.1 | 1 | 12.8 | 1 | 13.5 | 1 | 16.9 | 1 | 15.4 | 1 | 16.9 | 1 | 14.9 | 1 | 17.2 | 1 | 17.4 | 1 | 23.1 | 1 | 12.5 | 1 | 14.45 | 16
DEER2023 | NE-HVAC-airHP-SpltPkg-135to239kBtuh-11p2eer-3p51cop | Cap-Tons | RSD | New | cDXHP | 10.3 | 1 | 11 | 1 | 11.2 | 1 | 11 | 1 | 11 | 1 | 12.5 | 1 | 12.1 | 1 | 12.9 | 1 | 16.4 | 1 | 14.9 | 1 | 16.4 | 1 | 14.5 | 1 | 16.7 | 1 | 16.9 | 1 | 22.3 | 1 | 11.9 | 1 | 13.875 | 16
DEER2023 | NE-HVAC-airHP-SpltPkg-135to239kBtuh-11p2eer-3p51cop | Cap-Tons | Rt3 | Old | cDXHP | 213 | 1 | 248 | 1 | 224 | 1 | 250 | 1 | 224 | 1 | 241 | 1 | 235 | 1 | 266 | 1 | 334 | 1 | 308 | 1 | 341 | 1 | 306 | 1 | 342 | 1 | 345 | 1 | 437 | 1 | 246 | 1 | 285 | 16
DEER2023 | NE-HVAC-airHP-SpltPkg-135to239kBtuh-11p2eer-3p51cop | Cap-Tons | Rt3 | Ex | cDXHP | 205 | 1 | 240 | 1 | 217 | 1 | 243 | 1 | 217 | 1 | 234 | 1 | 228 | 1 | 261 | 1 | 328 | 1 | 299 | 1 | 325 | 1 | 296 | 1 | 327 | 1 | 329 | 1 | 418 | 1 | 231 | 1 | 274.875 | 16
DEER2023 | NE-HVAC-airHP-SpltPkg-135to239kBtuh-11p2eer-3p51cop | Cap-Tons | Rt3 | Rec | cDXHP | 190 | 1 | 228 | 1 | 204 | 1 | 230 | 1 | 204 | 1 | 221 | 1 | 215 | 1 | 248 | 1 | 312 | 1 | 287 | 1 | 298 | 1 | 279 | 1 | 305 | 1 | 301 | 1 | 388 | 1 | 207 | 1 | 257.3125 | 16
DEER2023 | NE-HVAC-airHP-SpltPkg-135to239kBtuh-11p2eer-3p51cop | Cap-Tons | Rt3 | New | cDXHP | 183 | 1 | 222 | 1 | 197 | 1 | 223 | 1 | 196 | 1 | 214 | 1 | 208 | 1 | 241 | 1 | 305 | 1 | 279 | 1 | 290 | 1 | 271 | 1 | 297 | 1 | 294 | 1 | 379 | 1 | 200 | 1 | 249.9375 | 16
DEER2023 | NE-HVAC-airHP-SpltPkg-135to239kBtuh-11p2eer-3p51cop | Cap-Tons | RtL | Old | cDXHP | 185 | 1 | 219 | 1 | 191 | 1 | 215 | 1 | 191 | 1 | 201 | 1 | 197 | 1 | 237 | 1 | 296 | 1 | 274 | 1 | 300 | 1 | 268 | 1 | 301 | 1 | 303 | 1 | 390 | 1 | 204 | 1 | 248.25 | 16
DEER2023 | NE-HVAC-airHP-SpltPkg-135to239kBtuh-11p2eer-3p51cop | Cap-Tons | RtL | Ex | cDXHP | 177 | 1 | 209 | 1 | 184 | 1 | 206 | 1 | 184 | 1 | 197 | 1 | 192 | 1 | 235 | 1 | 289 | 1 | 261 | 1 | 284 | 1 | 257 | 1 | 286 | 1 | 288 | 1 | 373 | 1 | 191 | 1 | 238.3125 | 16
DEER2023 | NE-HVAC-airHP-SpltPkg-135to239kBtuh-11p2eer-3p51cop | Cap-Tons | RtL | Rec | cDXHP | 164 | 1 | 195 | 1 | 171 | 1 | 190 | 1 | 170 | 1 | 182 | 1 | 179 | 1 | 217 | 1 | 266 | 1 | 244 | 1 | 258 | 1 | 236 | 1 | 263 | 1 | 263 | 1 | 344 | 1 | 173 | 1 | 219.6875 | 16
DEER2023 | NE-HVAC-airHP-SpltPkg-135to239kBtuh-11p2eer-3p51cop | Cap-Tons | RtL | New | cDXHP | 157 | 1 | 189 | 1 | 164 | 1 | 184 | 1 | 163 | 1 | 175 | 1 | 171 | 1 | 210 | 1 | 259 | 1 | 237 | 1 | 251 | 1 | 229 | 1 | 256 | 1 | 256 | 1 | 336 | 1 | 166 | 1 | 212.6875 | 16
DEER2023 | NE-HVAC-airHP-SpltPkg-135to239kBtuh-11p2eer-3p51cop | Cap-Tons | RtS | Old | cDXHP | 16.5 | 1 | 18.7 | 1 | 17.5 | 1 | 19 | 1 | 17 | 1 | 18.9 | 1 | 18.3 | 1 | 19.9 | 1 | 25.2 | 1 | 23.6 | 1 | 25.3 | 1 | 22.5 | 1 | 25.7 | 1 | 25.5 | 1 | 32.4 | 1 | 19.7 | 1 | 21.6062 | 16
DEER2023 | NE-HVAC-airHP-SpltPkg-135to239kBtuh-11p2eer-3p51cop | Cap-Tons | RtS | Ex | cDXHP | 13.4 | 1 | 15.5 | 1 | 14.8 | 1 | 16.3 | 1 | 14.5 | 1 | 16.1 | 1 | 15.5 | 1 | 17.9 | 1 | 22.5 | 1 | 19.9 | 1 | 21.6 | 1 | 19.4 | 1 | 22 | 1 | 21.9 | 1 | 28.3 | 1 | 15.9 | 1 | 18.4688 | 16
DEER2023 | NE-HVAC-airHP-SpltPkg-135to239kBtuh-11p2eer-3p51cop | Cap-Tons | RtS | Rec | cDXHP | 12.5 | 1 | 14.8 | 1 | 13.5 | 1 | 15 | 1 | 13.3 | 1 | 14.5 | 1 | 14.2 | 1 | 16.4 | 1 | 20.5 | 1 | 19 | 1 | 19.8 | 1 | 18.1 | 1 | 20.4 | 1 | 20.1 | 1 | 26.3 | 1 | 14.6 | 1 | 17.0625 | 16
DEER2023 | NE-HVAC-airHP-SpltPkg-135to239kBtuh-11p2eer-3p51cop | Cap-Tons | RtS | New | cDXHP | 12.4 | 1 | 14.6 | 1 | 13.2 | 1 | 14.6 | 1 | 13.1 | 1 | 14.2 | 1 | 13.9 | 1 | 16.2 | 1 | 20.3 | 1 | 18.7 | 1 | 19.5 | 1 | 17.8 | 1 | 20.2 | 1 | 19.8 | 1 | 26.1 | 1 | 14.4 | 1 | 16.8125 | 16
DEER2023 | NE-HVAC-airHP-SpltPkg-135to239kBtuh-11p2eer-3p51cop | Cap-Tons | SCn | Old | cDXHP | 369 | 1 | 329 | 1 | 368 | 1 | 329 | 1 | 361 | 1 | 349 | 1 | 335 | 1 | 301 | 1 | 392 | 1 | 365 | 1 | 403 | 1 | 353 | 1 | 409 | 1 | 407 | 1 | 553 | 1 | 424 | 1 | 377.9375 | 16
DEER2023 | NE-HVAC-airHP-SpltPkg-135to239kBtuh-11p2eer-3p51cop | Cap-Tons | SCn | Ex | cDXHP | 364 | 1 | 318 | 1 | 364 | 1 | 318 | 1 | 359 | 1 | 350 | 1 | 335 | 1 | 314 | 1 | 389 | 1 | 329 | 1 | 367 | 1 | 331 | 1 | 377 | 1 | 367 | 1 | 509 | 1 | 400 | 1 | 361.9375 | 16
DEER2023 | NE-HVAC-airHP-SpltPkg-135to239kBtuh-11p2eer-3p51cop | Cap-Tons | SCn | Rec | cDXHP | 348 | 1 | 289 | 1 | 359 | 1 | 289 | 1 | 352 | 1 | 343 | 1 | 329 | 1 | 269 | 1 | 320 | 1 | 295 | 1 | 300 | 1 | 293 | 1 | 313 | 1 | 300 | 1 | 430 | 1 | 364 | 1 | 324.5625 | 16
DEER2023 | NE-HVAC-airHP-SpltPkg-135to239kBtuh-11p2eer-3p51cop | Cap-Tons | SCn | New | cDXHP | 349 | 1 | 293 | 1 | 358 | 1 | 293 | 1 | 352 | 1 | 342 | 1 | 329 | 1 | 267 | 1 | 321 | 1 | 289 | 1 | 294 | 1 | 296 | 1 | 307 | 1 | 298 | 1 | 432 | 1 | 364 | 1 | 324 | 16
DEER2023 | NE-HVAC-airHP-SpltPkg-240to759kBtuh-10p0eer-3p30cop | Cap-Tons | Com | Old | cDXHP | 488 | 1 | 370 | 1 | 428 | 1 | 357 | 1 | 506 | 1 | 402 | 1 | 379 | 1 | 398 | 1 | 426 | 1 | 352 | 1 | 485 | 1 | 368 | 1 | 419 | 1 | 413 | 1 | 467 | 1 | 572 | 1 | 426.875 | 16
DEER2023 | NE-HVAC-airHP-SpltPkg-240to759kBtuh-10p0eer-3p30cop | Cap-Tons | Com | Ex | cDXHP | 305 | 1 | 342 | 1 | 393 | 1 | 344 | 1 | 470 | 1 | 331 | 1 | 341 | 1 | 344 | 1 | 371 | 1 | 315 | 1 | 435 | 1 | 341 | 1 | 386 | 1 | 369 | 1 | 431 | 1 | 521 | 1 | 377.4375 | 16
DEER2023 | NE-HVAC-airHP-SpltPkg-240to759kBtuh-10p0eer-3p30cop | Cap-Tons | Com | Rec | cDXHP | 292 | 1 | 309 | 1 | 344 | 1 | 299 | 1 | 394 | 1 | 284 | 1 | 283 | 1 | 297 | 1 | 327 | 1 | 290 | 1 | 380 | 1 | 309 | 1 | 343 | 1 | 333 | 1 | 391 | 1 | 447 | 1 | 332.625 | 16
DEER2023 | NE-HVAC-airHP-SpltPkg-240to759kBtuh-10p0eer-3p30cop | Cap-Tons | Com | New | cDXHP | 284 | 1 | 308 | 1 | 337 | 1 | 298 | 1 | 382 | 1 | 277 | 1 | 276 | 1 | 291 | 1 | 324 | 1 | 286 | 1 | 377 | 1 | 307 | 1 | 340 | 1 | 328 | 1 | 387 | 1 | 435 | 1 | 327.3125 | 16
DEER2023 | NE-HVAC-airHP-SpltPkg-240to759kBtuh-10p0eer-3p30cop | Cap-Tons | Asm | Old | cDXHP | 352 | 1 | 359 | 1 | 385 | 1 | 359 | 1 | 374 | 1 | 405 | 1 | 393 | 1 | 371 | 1 | 483 | 1 | 449 | 1 | 496 | 1 | 442 | 1 | 496 | 1 | 496 | 1 | 636 | 1 | 410 | 1 | 431.625 | 16
DEER2023 | NE-HVAC-airHP-SpltPkg-240to759kBtuh-10p0eer-3p30cop | Cap-Tons | Asm | Ex | cDXHP | 305 | 1 | 319 | 1 | 360 | 1 | 337 | 1 | 349 | 1 | 388 | 1 | 377 | 1 | 359 | 1 | 463 | 1 | 400 | 1 | 446 | 1 | 399 | 1 | 448 | 1 | 448 | 1 | 579 | 1 | 351 | 1 | 395.5 | 16
DEER2023 | NE-HVAC-airHP-SpltPkg-240to759kBtuh-10p0eer-3p30cop | Cap-Tons | Asm | Rec | cDXHP | 288 | 1 | 298 | 1 | 309 | 1 | 297 | 1 | 300 | 1 | 331 | 1 | 322 | 1 | 320 | 1 | 415 | 1 | 379 | 1 | 409 | 1 | 371 | 1 | 416 | 1 | 415 | 1 | 540 | 1 | 316 | 1 | 357.875 | 16
DEER2023 | NE-HVAC-airHP-SpltPkg-240to759kBtuh-10p0eer-3p30cop | Cap-Tons | Asm | New | cDXHP | 285 | 1 | 296 | 1 | 305 | 1 | 296 | 1 | 296 | 1 | 327 | 1 | 317 | 1 | 315 | 1 | 410 | 1 | 377 | 1 | 408 | 1 | 369 | 1 | 414 | 1 | 411 | 1 | 532 | 1 | 312 | 1 | 354.375 | 16
DEER2023 | NE-HVAC-airHP-SpltPkg-240to759kBtuh-10p0eer-3p30cop | Cap-Tons | ECC | Old | cDXHP | 976 | 1 | 944 | 1 | 1040 | 1 | 965 | 1 | 1030 | 1 | 1090 | 1 | 1070 | 1 | 994 | 1 | 1200 | 1 | 1140 | 1 | 1130 | 1 | 1020 | 1 | 1130 | 1 | 1170 | 1 | 1510 | 1 | 1090 | 1 | 1093.6875 | 16
DEER2023 | NE-HVAC-airHP-SpltPkg-240to759kBtuh-10p0eer-3p30cop | Cap-Tons | ECC | Ex | cDXHP | 779 | 1 | 800 | 1 | 882 | 1 | 849 | 1 | 863 | 1 | 925 | 1 | 918 | 1 | 881 | 1 | 1080 | 1 | 980 | 1 | 994 | 1 | 890 | 1 | 988 | 1 | 1030 | 1 | 1350 | 1 | 887 | 1 | 943.5 | 16
DEER2023 | NE-HVAC-airHP-SpltPkg-240to759kBtuh-10p0eer-3p30cop | Cap-Tons | ECC | Rec | cDXHP | 722 | 1 | 753 | 1 | 776 | 1 | 771 | 1 | 760 | 1 | 817 | 1 | 808 | 1 | 806 | 1 | 995 | 1 | 923 | 1 | 908 | 1 | 827 | 1 | 913 | 1 | 954 | 1 | 1260 | 1 | 809 | 1 | 862.625 | 16
DEER2023 | NE-HVAC-airHP-SpltPkg-240to759kBtuh-10p0eer-3p30cop | Cap-Tons | ECC | New | cDXHP | 697 | 1 | 744 | 1 | 750 | 1 | 763 | 1 | 733 | 1 | 788 | 1 | 778 | 1 | 786 | 1 | 977 | 1 | 908 | 1 | 901 | 1 | 818 | 1 | 899 | 1 | 937 | 1 | 1240 | 1 | 783 | 1 | 843.875 | 16
DEER2023 | NE-HVAC-airHP-SpltPkg-240to759kBtuh-10p0eer-3p30cop | Cap-Tons | EPr | Old | cDXHP | 151 | 1 | 154 | 1 | 162 | 1 | 158 | 1 | 158 | 1 | 174 | 1 | 171 | 1 | 168 | 1 | 211 | 1 | 197 | 1 | 194 | 1 | 169 | 1 | 191 | 1 | 202 | 1 | 268 | 1 | 169 | 1 | 181.0625 | 16
DEER2023 | NE-HVAC-airHP-SpltPkg-240to759kBtuh-10p0eer-3p30cop | Cap-Tons | EPr | Ex | cDXHP | 119 | 1 | 127 | 1 | 137 | 1 | 137 | 1 | 133 | 1 | 147 | 1 | 145 | 1 | 149 | 1 | 187 | 1 | 166 | 1 | 169 | 1 | 145 | 1 | 167 | 1 | 177 | 1 | 240 | 1 | 139 | 1 | 155.25 | 16
DEER2023 | NE-HVAC-airHP-SpltPkg-240to759kBtuh-10p0eer-3p30cop | Cap-Tons | EPr | Rec | cDXHP | 109 | 1 | 116 | 1 | 120 | 1 | 119 | 1 | 117 | 1 | 129 | 1 | 127 | 1 | 131 | 1 | 163 | 1 | 150 | 1 | 150 | 1 | 131 | 1 | 152 | 1 | 161 | 1 | 221 | 1 | 126 | 1 | 138.875 | 16
DEER2023 | NE-HVAC-airHP-SpltPkg-240to759kBtuh-10p0eer-3p30cop | Cap-Tons | EPr | New | cDXHP | 107 | 1 | 116 | 1 | 117 | 1 | 119 | 1 | 114 | 1 | 125 | 1 | 123 | 1 | 128 | 1 | 160 | 1 | 147 | 1 | 150 | 1 | 130 | 1 | 150 | 1 | 159 | 1 | 218 | 1 | 124 | 1 | 136.6875 | 16
DEER2023 | NE-HVAC-airHP-SpltPkg-240to759kBtuh-10p0eer-3p30cop | Cap-Tons | ERC | Old | cDXHP | 5.31 | 1 | 6 | 1 | 6.04 | 1 | 6.5 | 1 | 5.75 | 1 | 6.58 | 1 | 6.36 | 1 | 6.79 | 1 | 8.93 | 1 | 8.28 | 1 | 8.35 | 1 | 7.1 | 1 | 8.19 | 1 | 8.69 | 1 | 11.7 | 1 | 6.28 | 1 | 7.3031 | 16
DEER2023 | NE-HVAC-airHP-SpltPkg-240to759kBtuh-10p0eer-3p30cop | Cap-Tons | ERC | Ex | cDXHP | 4.89 | 1 | 5.59 | 1 | 5.84 | 1 | 6.27 | 1 | 5.55 | 1 | 6.36 | 1 | 6.15 | 1 | 6.62 | 1 | 8.61 | 1 | 7.69 | 1 | 7.89 | 1 | 6.71 | 1 | 7.77 | 1 | 8.25 | 1 | 11.1 | 1 | 5.87 | 1 | 6.9475 | 16
DEER2023 | NE-HVAC-airHP-SpltPkg-240to759kBtuh-10p0eer-3p30cop | Cap-Tons | ERC | Rec | cDXHP | 4.68 | 1 | 5.24 | 1 | 5.41 | 1 | 5.67 | 1 | 5.11 | 1 | 5.94 | 1 | 5.73 | 1 | 6.2 | 1 | 7.84 | 1 | 7.22 | 1 | 7.3 | 1 | 6.3 | 1 | 7.33 | 1 | 7.77 | 1 | 10.3 | 1 | 5.53 | 1 | 6.4731 | 16
DEER2023 | NE-HVAC-airHP-SpltPkg-240to759kBtuh-10p0eer-3p30cop | Cap-Tons | ERC | New | cDXHP | 4.6 | 1 | 5.15 | 1 | 5.25 | 1 | 5.59 | 1 | 4.95 | 1 | 5.79 | 1 | 5.57 | 1 | 6.13 | 1 | 7.8 | 1 | 7.18 | 1 | 7.28 | 1 | 6.24 | 1 | 7.29 | 1 | 7.73 | 1 | 10.3 | 1 | 5.33 | 1 | 6.3863 | 16
DEER2023 | NE-HVAC-airHP-SpltPkg-240to759kBtuh-10p0eer-3p30cop | Cap-Tons | ESe | Old | cDXHP | 458 | 1 | 460 | 1 | 489 | 1 | 473 | 1 | 477 | 1 | 506 | 1 | 497 | 1 | 479 | 1 | 596 | 1 | 556 | 1 | 553 | 1 | 492 | 1 | 545 | 1 | 575 | 1 | 755 | 1 | 519 | 1 | 526.875 | 16
DEER2023 | NE-HVAC-airHP-SpltPkg-240to759kBtuh-10p0eer-3p30cop | Cap-Tons | ESe | Ex | cDXHP | 387 | 1 | 411 | 1 | 458 | 1 | 449 | 1 | 447 | 1 | 481 | 1 | 475 | 1 | 462 | 1 | 574 | 1 | 497 | 1 | 503 | 1 | 450 | 1 | 497 | 1 | 527 | 1 | 699 | 1 | 452 | 1 | 485.5625 | 16
DEER2023 | NE-HVAC-airHP-SpltPkg-240to759kBtuh-10p0eer-3p30cop | Cap-Tons | ESe | Rec | cDXHP | 362 | 1 | 395 | 1 | 392 | 1 | 405 | 1 | 380 | 1 | 410 | 1 | 402 | 1 | 411 | 1 | 515 | 1 | 473 | 1 | 464 | 1 | 425 | 1 | 467 | 1 | 493 | 1 | 656 | 1 | 412 | 1 | 441.375 | 16
DEER2023 | NE-HVAC-airHP-SpltPkg-240to759kBtuh-10p0eer-3p30cop | Cap-Tons | ESe | New | cDXHP | 351 | 1 | 390 | 1 | 382 | 1 | 401 | 1 | 369 | 1 | 398 | 1 | 389 | 1 | 401 | 1 | 506 | 1 | 465 | 1 | 460 | 1 | 421 | 1 | 460 | 1 | 484 | 1 | 645 | 1 | 402 | 1 | 432.75 | 16
DEER2023 | NE-HVAC-airHP-SpltPkg-240to759kBtuh-10p0eer-3p30cop | Cap-Tons | EUn | Old | cDXHP | 2700 | 1 | 2590 | 1 | 2870 | 1 | 2660 | 1 | 2820 | 1 | 2960 | 1 | 2910 | 1 | 2690 | 1 | 3290 | 1 | 3120 | 1 | 3110 | 1 | 2820 | 1 | 3110 | 1 | 3190 | 1 | 4090 | 1 | 2990 | 1 | 2995 | 16
DEER2023 | NE-HVAC-airHP-SpltPkg-240to759kBtuh-10p0eer-3p30cop | Cap-Tons | EUn | Ex | cDXHP | 2100 | 1 | 2130 | 1 | 2340 | 1 | 2280 | 1 | 2290 | 1 | 2440 | 1 | 2410 | 1 | 2320 | 1 | 2880 | 1 | 2580 | 1 | 2630 | 1 | 2370 | 1 | 2620 | 1 | 2690 | 1 | 3520 | 1 | 2350 | 1 | 2496.875 | 16
DEER2023 | NE-HVAC-airHP-SpltPkg-240to759kBtuh-10p0eer-3p30cop | Cap-Tons | EUn | Rec | cDXHP | 1920 | 1 | 1980 | 1 | 2030 | 1 | 2030 | 1 | 1990 | 1 | 2120 | 1 | 2080 | 1 | 2050 | 1 | 2560 | 1 | 2380 | 1 | 2350 | 1 | 2150 | 1 | 2370 | 1 | 2440 | 1 | 3220 | 1 | 2080 | 1 | 2234.375 | 16
DEER2023 | NE-HVAC-airHP-SpltPkg-240to759kBtuh-10p0eer-3p30cop | Cap-Tons | EUn | New | cDXHP | 1860 | 1 | 1960 | 1 | 1970 | 1 | 2010 | 1 | 1920 | 1 | 2050 | 1 | 2010 | 1 | 2000 | 1 | 2510 | 1 | 2340 | 1 | 2330 | 1 | 2140 | 1 | 2340 | 1 | 2400 | 1 | 3160 | 1 | 2020 | 1 | 2188.75 | 16
DEER2023 | NE-HVAC-airHP-SpltPkg-240to759kBtuh-10p0eer-3p30cop | Cap-Tons | Gro | Old | cDXHP | 67.2 | 1 | 118 | 1 | 80.4 | 1 | 104 | 1 | 87.1 | 1 | 92.8 | 1 | 84.1 | 1 | 101 | 1 | 95.9 | 1 | 110 | 1 | 125 | 1 | 126 | 1 | 135 | 1 | 117 | 1 | 154 | 1 | 79 | 1 | 104.7812 | 16
DEER2023 | NE-HVAC-airHP-SpltPkg-240to759kBtuh-10p0eer-3p30cop | Cap-Tons | Gro | Ex | cDXHP | 63.1 | 1 | 109 | 1 | 76.6 | 1 | 99.3 | 1 | 79 | 1 | 92 | 1 | 84.9 | 1 | 103 | 1 | 92.5 | 1 | 102 | 1 | 115 | 1 | 119 | 1 | 126 | 1 | 108 | 1 | 142 | 1 | 71.5 | 1 | 98.9313 | 16
DEER2023 | NE-HVAC-airHP-SpltPkg-240to759kBtuh-10p0eer-3p30cop | Cap-Tons | Gro | Rec | cDXHP | 57.2 | 1 | 99.6 | 1 | 69.2 | 1 | 90.4 | 1 | 67.8 | 1 | 82.9 | 1 | 74.1 | 1 | 88.3 | 1 | 81.1 | 1 | 93.8 | 1 | 100 | 1 | 108 | 1 | 113 | 1 | 94 | 1 | 125 | 1 | 60.6 | 1 | 87.8125 | 16
DEER2023 | NE-HVAC-airHP-SpltPkg-240to759kBtuh-10p0eer-3p30cop | Cap-Tons | Gro | New | cDXHP | 56.5 | 1 | 98.6 | 1 | 68.7 | 1 | 89.7 | 1 | 67.2 | 1 | 81.8 | 1 | 73.2 | 1 | 87.6 | 1 | 80.5 | 1 | 93.1 | 1 | 99.3 | 1 | 107 | 1 | 112 | 1 | 94 | 1 | 124 | 1 | 60.1 | 1 | 87.0812 | 16
DEER2023 | NE-HVAC-airHP-SpltPkg-240to759kBtuh-10p0eer-3p30cop | Cap-Tons | Hsp | Old | cDXHP | 683 | 1 | 690 | 1 | 686 | 1 | 691 | 1 | 686 | 1 | 692 | 1 | 689 | 1 | 695 | 1 | 729 | 1 | 715 | 1 | 729 | 1 | 707 | 1 | 733 | 1 | 734 | 1 | 814 | 1 | 688 | 1 | 710.0625 | 16
DEER2023 | NE-HVAC-airHP-SpltPkg-240to759kBtuh-10p0eer-3p30cop | Cap-Tons | Hsp | Ex | cDXHP | 680 | 1 | 680 | 1 | 682 | 1 | 684 | 1 | 682 | 1 | 686 | 1 | 684 | 1 | 687 | 1 | 715 | 1 | 685 | 1 | 697 | 1 | 684 | 1 | 699 | 1 | 698 | 1 | 768 | 1 | 680 | 1 | 693.1875 | 16
DEER2023 | NE-HVAC-airHP-SpltPkg-240to759kBtuh-10p0eer-3p30cop | Cap-Tons | Hsp | Rec | cDXHP | 680 | 1 | 680 | 1 | 680 | 1 | 680 | 1 | 680 | 1 | 680 | 1 | 680 | 1 | 680 | 1 | 689 | 1 | 682 | 1 | 682 | 1 | 681 | 1 | 684 | 1 | 682 | 1 | 733 | 1 | 680 | 1 | 684.5625 | 16
DEER2023 | NE-HVAC-airHP-SpltPkg-240to759kBtuh-10p0eer-3p30cop | Cap-Tons | Hsp | New | cDXHP | 680 | 1 | 680 | 1 | 680 | 1 | 680 | 1 | 680 | 1 | 680 | 1 | 680 | 1 | 680 | 1 | 686 | 1 | 681 | 1 | 680 | 1 | 680 | 1 | 681 | 1 | 680 | 1 | 728 | 1 | 680 | 1 | 683.5 | 16
DEER2023 | NE-HVAC-airHP-SpltPkg-240to759kBtuh-10p0eer-3p30cop | Cap-Tons | Htl | Old | cDXHP | 82.7 | 1 | 77.8 | 1 | 88.1 | 1 | 79.2 | 1 | 87.5 | 1 | 90.7 | 1 | 88.7 | 1 | 77.1 | 1 | 96.7 | 1 | 90.8 | 1 | 98.1 | 1 | 87.6 | 1 | 99.3 | 1 | 97.8 | 1 | 125 | 1 | 90.7 | 1 | 91.1125 | 16
DEER2023 | NE-HVAC-airHP-SpltPkg-240to759kBtuh-10p0eer-3p30cop | Cap-Tons | Htl | Ex | cDXHP | 63.3 | 1 | 61.9 | 1 | 68.4 | 1 | 64.9 | 1 | 67.2 | 1 | 70.9 | 1 | 69.5 | 1 | 62.5 | 1 | 81.1 | 1 | 72.7 | 1 | 79.8 | 1 | 71.7 | 1 | 81 | 1 | 81 | 1 | 106 | 1 | 68.6 | 1 | 73.1562 | 16
DEER2023 | NE-HVAC-airHP-SpltPkg-240to759kBtuh-10p0eer-3p30cop | Cap-Tons | Htl | Rec | cDXHP | 57.4 | 1 | 57.5 | 1 | 60.1 | 1 | 58.8 | 1 | 59.6 | 1 | 62.6 | 1 | 61.7 | 1 | 55.7 | 1 | 73.5 | 1 | 67.2 | 1 | 71.8 | 1 | 65.6 | 1 | 73.7 | 1 | 73.1 | 1 | 97.3 | 1 | 61.5 | 1 | 66.0687 | 16
DEER2023 | NE-HVAC-airHP-SpltPkg-240to759kBtuh-10p0eer-3p30cop | Cap-Tons | Htl | New | cDXHP | 56.8 | 1 | 57.5 | 1 | 59.4 | 1 | 58.9 | 1 | 58.9 | 1 | 61.8 | 1 | 61 | 1 | 55.1 | 1 | 72.8 | 1 | 66.7 | 1 | 71.6 | 1 | 65.5 | 1 | 73.4 | 1 | 72.6 | 1 | 96.3 | 1 | 60.8 | 1 | 65.5687 | 16
DEER2023 | NE-HVAC-airHP-SpltPkg-240to759kBtuh-10p0eer-3p30cop | Cap-Tons | MBT | Old | cDXHP | 357 | 1 | 402 | 1 | 375 | 1 | 399 | 1 | 375 | 1 | 395 | 1 | 388 | 1 | 410 | 1 | 500 | 1 | 475 | 1 | 514 | 1 | 468 | 1 | 516 | 1 | 517 | 1 | 638 | 1 | 392 | 1 | 445.0625 | 16
DEER2023 | NE-HVAC-airHP-SpltPkg-240to759kBtuh-10p0eer-3p30cop | Cap-Tons | MBT | Ex | cDXHP | 322 | 1 | 359 | 1 | 350 | 1 | 368 | 1 | 348 | 1 | 379 | 1 | 371 | 1 | 392 | 1 | 471 | 1 | 421 | 1 | 465 | 1 | 422 | 1 | 466 | 1 | 468 | 1 | 586 | 1 | 349 | 1 | 408.5625 | 16
DEER2023 | NE-HVAC-airHP-SpltPkg-240to759kBtuh-10p0eer-3p30cop | Cap-Tons | MBT | Rec | cDXHP | 294 | 1 | 320 | 1 | 307 | 1 | 316 | 1 | 304 | 1 | 328 | 1 | 324 | 1 | 338 | 1 | 402 | 1 | 377 | 1 | 416 | 1 | 375 | 1 | 418 | 1 | 420 | 1 | 532 | 1 | 317 | 1 | 361.75 | 16
DEER2023 | NE-HVAC-airHP-SpltPkg-240to759kBtuh-10p0eer-3p30cop | Cap-Tons | MBT | New | cDXHP | 283 | 1 | 315 | 1 | 296 | 1 | 311 | 1 | 293 | 1 | 317 | 1 | 313 | 1 | 329 | 1 | 392 | 1 | 369 | 1 | 409 | 1 | 368 | 1 | 410 | 1 | 412 | 1 | 524 | 1 | 306 | 1 | 352.9375 | 16
DEER2023 | NE-HVAC-airHP-SpltPkg-240to759kBtuh-10p0eer-3p30cop | Cap-Tons | MLI | Old | cDXHP | 226 | 1 | 246 | 1 | 234 | 1 | 249 | 1 | 233 | 1 | 248 | 1 | 234 | 1 | 243 | 1 | 304 | 1 | 290 | 1 | 319 | 1 | 288 | 1 | 319 | 1 | 317 | 1 | 394 | 1 | 280 | 1 | 276.5 | 16
DEER2023 | NE-HVAC-airHP-SpltPkg-240to759kBtuh-10p0eer-3p30cop | Cap-Tons | MLI | Ex | cDXHP | 218 | 1 | 237 | 1 | 227 | 1 | 241 | 1 | 227 | 1 | 250 | 1 | 235 | 1 | 244 | 1 | 299 | 1 | 276 | 1 | 296 | 1 | 275 | 1 | 299 | 1 | 294 | 1 | 368 | 1 | 256 | 1 | 265.125 | 16
DEER2023 | NE-HVAC-airHP-SpltPkg-240to759kBtuh-10p0eer-3p30cop | Cap-Tons | MLI | Rec | cDXHP | 205 | 1 | 222 | 1 | 215 | 1 | 225 | 1 | 214 | 1 | 231 | 1 | 218 | 1 | 226 | 1 | 272 | 1 | 256 | 1 | 254 | 1 | 249 | 1 | 264 | 1 | 254 | 1 | 323 | 1 | 217 | 1 | 240.3125 | 16
DEER2023 | NE-HVAC-airHP-SpltPkg-240to759kBtuh-10p0eer-3p30cop | Cap-Tons | MLI | New | cDXHP | 206 | 1 | 219 | 1 | 215 | 1 | 222 | 1 | 214 | 1 | 226 | 1 | 212 | 1 | 222 | 1 | 268 | 1 | 254 | 1 | 252 | 1 | 247 | 1 | 261 | 1 | 251 | 1 | 319 | 1 | 213 | 1 | 237.5625 | 16
DEER2023 | NE-HVAC-airHP-SpltPkg-240to759kBtuh-10p0eer-3p30cop | Cap-Tons | Mtl | Old | cDXHP | 11 | 1 | 9.96 | 1 | 11.6 | 1 | 9.93 | 1 | 11.6 | 1 | 12 | 1 | 11.8 | 1 | 10.1 | 1 | 12.1 | 1 | 11.7 | 1 | 12.3 | 1 | 11 | 1 | 12.4 | 1 | 11.9 | 1 | 15 | 1 | 11.6 | 1 | 11.6244 | 16
DEER2023 | NE-HVAC-airHP-SpltPkg-240to759kBtuh-10p0eer-3p30cop | Cap-Tons | Mtl | Ex | cDXHP | 8.83 | 1 | 7.32 | 1 | 9.35 | 1 | 7.51 | 1 | 9.23 | 1 | 9.54 | 1 | 9.44 | 1 | 7.57 | 1 | 9.24 | 1 | 8.76 | 1 | 9.45 | 1 | 8.54 | 1 | 9.54 | 1 | 9.37 | 1 | 12.2 | 1 | 9.21 | 1 | 9.0687 | 16
DEER2023 | NE-HVAC-airHP-SpltPkg-240to759kBtuh-10p0eer-3p30cop | Cap-Tons | Mtl | Rec | cDXHP | 8.14 | 1 | 6.43 | 1 | 8.48 | 1 | 6.52 | 1 | 8.43 | 1 | 8.72 | 1 | 8.66 | 1 | 6.67 | 1 | 8.28 | 1 | 7.82 | 1 | 8.31 | 1 | 7.59 | 1 | 8.52 | 1 | 8.33 | 1 | 10.9 | 1 | 8.47 | 1 | 8.1419 | 16
DEER2023 | NE-HVAC-airHP-SpltPkg-240to759kBtuh-10p0eer-3p30cop | Cap-Tons | Mtl | New | cDXHP | 8.06 | 1 | 6.43 | 1 | 8.41 | 1 | 6.53 | 1 | 8.35 | 1 | 8.65 | 1 | 8.59 | 1 | 6.63 | 1 | 8.27 | 1 | 7.84 | 1 | 8.36 | 1 | 7.63 | 1 | 8.57 | 1 | 8.36 | 1 | 10.9 | 1 | 8.4 | 1 | 8.1237 | 16
DEER2023 | NE-HVAC-airHP-SpltPkg-240to759kBtuh-10p0eer-3p30cop | Cap-Tons | Nrs | Old | cDXHP | 101 | 1 | 106 | 1 | 104 | 1 | 106 | 1 | 104 | 1 | 106 | 1 | 105 | 1 | 107 | 1 | 111 | 1 | 110 | 1 | 111 | 1 | 108 | 1 | 111 | 1 | 111 | 1 | 125 | 1 | 104 | 1 | 108.125 | 16
DEER2023 | NE-HVAC-airHP-SpltPkg-240to759kBtuh-10p0eer-3p30cop | Cap-Tons | Nrs | Ex | cDXHP | 96.3 | 1 | 97 | 1 | 100 | 1 | 102 | 1 | 100 | 1 | 103 | 1 | 102 | 1 | 104 | 1 | 107 | 1 | 99.2 | 1 | 101 | 1 | 98.7 | 1 | 101 | 1 | 101 | 1 | 113 | 1 | 96.7 | 1 | 101.3688 | 16
DEER2023 | NE-HVAC-airHP-SpltPkg-240to759kBtuh-10p0eer-3p30cop | Cap-Tons | Nrs | Rec | cDXHP | 95.9 | 1 | 96 | 1 | 95.9 | 1 | 96 | 1 | 95.9 | 1 | 96 | 1 | 96 | 1 | 96.3 | 1 | 98 | 1 | 97 | 1 | 97.6 | 1 | 96.7 | 1 | 98.1 | 1 | 98.3 | 1 | 107 | 1 | 96 | 1 | 97.2938 | 16
DEER2023 | NE-HVAC-airHP-SpltPkg-240to759kBtuh-10p0eer-3p30cop | Cap-Tons | Nrs | New | cDXHP | 95.9 | 1 | 95.9 | 1 | 95.9 | 1 | 95.9 | 1 | 95.9 | 1 | 95.9 | 1 | 95.9 | 1 | 96 | 1 | 97.5 | 1 | 96.7 | 1 | 97.3 | 1 | 96.5 | 1 | 97.7 | 1 | 97.9 | 1 | 106 | 1 | 95.9 | 1 | 97.05 | 16
DEER2023 | NE-HVAC-airHP-SpltPkg-240to759kBtuh-10p0eer-3p30cop | Cap-Tons | OfL | Old | cDXHP | 615 | 1 | 583 | 1 | 651 | 1 | 585 | 1 | 645 | 1 | 684 | 1 | 669 | 1 | 612 | 1 | 701 | 1 | 669 | 1 | 698 | 1 | 647 | 1 | 708 | 1 | 712 | 1 | 839 | 1 | 689 | 1 | 669.1875 | 16
DEER2023 | NE-HVAC-airHP-SpltPkg-240to759kBtuh-10p0eer-3p30cop | Cap-Tons | OfL | Ex | cDXHP | 480 | 1 | 461 | 1 | 529 | 1 | 488 | 1 | 524 | 1 | 561 | 1 | 550 | 1 | 511 | 1 | 590 | 1 | 532 | 1 | 567 | 1 | 529 | 1 | 572 | 1 | 575 | 1 | 686 | 1 | 533 | 1 | 543 | 16
DEER2023 | NE-HVAC-airHP-SpltPkg-240to759kBtuh-10p0eer-3p30cop | Cap-Tons | OfL | Rec | cDXHP | 462 | 1 | 432 | 1 | 485 | 1 | 437 | 1 | 477 | 1 | 513 | 1 | 504 | 1 | 463 | 1 | 538 | 1 | 505 | 1 | 537 | 1 | 499 | 1 | 543 | 1 | 548 | 1 | 658 | 1 | 516 | 1 | 507.3125 | 16
DEER2023 | NE-HVAC-airHP-SpltPkg-240to759kBtuh-10p0eer-3p30cop | Cap-Tons | OfL | New | cDXHP | 454 | 1 | 431 | 1 | 476 | 1 | 436 | 1 | 468 | 1 | 505 | 1 | 495 | 1 | 460 | 1 | 537 | 1 | 505 | 1 | 539 | 1 | 500 | 1 | 545 | 1 | 550 | 1 | 660 | 1 | 510 | 1 | 504.4375 | 16
DEER2023 | NE-HVAC-airHP-SpltPkg-240to759kBtuh-10p0eer-3p30cop | Cap-Tons | OfS | Old | cDXHP | 42.8 | 1 | 42.8 | 1 | 46.7 | 1 | 43.1 | 1 | 46.3 | 1 | 48.8 | 1 | 47.4 | 1 | 44.3 | 1 | 50.8 | 1 | 49 | 1 | 50.9 | 1 | 47.4 | 1 | 51.6 | 1 | 51 | 1 | 60.4 | 1 | 47.9 | 1 | 48.2 | 16
DEER2023 | NE-HVAC-airHP-SpltPkg-240to759kBtuh-10p0eer-3p30cop | Cap-Tons | OfS | Ex | cDXHP | 30.7 | 1 | 31.1 | 1 | 35.2 | 1 | 33.8 | 1 | 34.9 | 1 | 37 | 1 | 36.2 | 1 | 35.1 | 1 | 40.8 | 1 | 36.4 | 1 | 39 | 1 | 36.1 | 1 | 39.6 | 1 | 39.3 | 1 | 46.9 | 1 | 34.6 | 1 | 36.6688 | 16
DEER2023 | NE-HVAC-airHP-SpltPkg-240to759kBtuh-10p0eer-3p30cop | Cap-Tons | OfS | Rec | cDXHP | 27.3 | 1 | 27.4 | 1 | 29.1 | 1 | 27.8 | 1 | 28.8 | 1 | 30.8 | 1 | 30 | 1 | 29.6 | 1 | 34.2 | 1 | 32.3 | 1 | 34.2 | 1 | 31.9 | 1 | 35 | 1 | 35.2 | 1 | 41.8 | 1 | 30.6 | 1 | 31.625 | 16
DEER2023 | NE-HVAC-airHP-SpltPkg-240to759kBtuh-10p0eer-3p30cop | Cap-Tons | OfS | New | cDXHP | 26.9 | 1 | 27.4 | 1 | 28.6 | 1 | 27.8 | 1 | 28.3 | 1 | 30.3 | 1 | 29.5 | 1 | 29.5 | 1 | 34.1 | 1 | 32.3 | 1 | 34.3 | 1 | 31.9 | 1 | 35.1 | 1 | 35.3 | 1 | 41.9 | 1 | 30.2 | 1 | 31.4625 | 16
DEER2023 | NE-HVAC-airHP-SpltPkg-240to759kBtuh-10p0eer-3p30cop | Cap-Tons | RFF | Old | cDXHP | 7.86 | 1 | 8.24 | 1 | 8.86 | 1 | 8.52 | 1 | 8.51 | 1 | 9.63 | 1 | 9.31 | 1 | 8.74 | 1 | 11.4 | 1 | 10.7 | 1 | 11.7 | 1 | 10.3 | 1 | 11.6 | 1 | 11.6 | 1 | 15 | 1 | 9.67 | 1 | 10.1025 | 16
DEER2023 | NE-HVAC-airHP-SpltPkg-240to759kBtuh-10p0eer-3p30cop | Cap-Tons | RFF | Ex | cDXHP | 6.85 | 1 | 7.06 | 1 | 7.88 | 1 | 7.57 | 1 | 7.57 | 1 | 8.78 | 1 | 8.49 | 1 | 7.99 | 1 | 10.4 | 1 | 9.23 | 1 | 10.2 | 1 | 9.1 | 1 | 10.3 | 1 | 10.2 | 1 | 13.5 | 1 | 8.36 | 1 | 8.9675 | 16
DEER2023 | NE-HVAC-airHP-SpltPkg-240to759kBtuh-10p0eer-3p30cop | Cap-Tons | RFF | Rec | cDXHP | 6.47 | 1 | 6.73 | 1 | 7.35 | 1 | 6.97 | 1 | 6.96 | 1 | 8.05 | 1 | 7.83 | 1 | 7.41 | 1 | 9.63 | 1 | 8.84 | 1 | 9.41 | 1 | 8.53 | 1 | 9.56 | 1 | 9.37 | 1 | 12.6 | 1 | 7.61 | 1 | 8.3325 | 16
DEER2023 | NE-HVAC-airHP-SpltPkg-240to759kBtuh-10p0eer-3p30cop | Cap-Tons | RFF | New | cDXHP | 6.2 | 1 | 6.61 | 1 | 7.07 | 1 | 6.82 | 1 | 6.69 | 1 | 7.77 | 1 | 7.56 | 1 | 7.22 | 1 | 9.44 | 1 | 8.72 | 1 | 9.31 | 1 | 8.42 | 1 | 9.44 | 1 | 9.24 | 1 | 12.4 | 1 | 7.34 | 1 | 8.1406 | 16
DEER2023 | NE-HVAC-airHP-SpltPkg-240to759kBtuh-10p0eer-3p30cop | Cap-Tons | RSD | Old | cDXHP | 13.1 | 1 | 14.4 | 1 | 14.2 | 1 | 14.5 | 1 | 14 | 1 | 15.4 | 1 | 14.9 | 1 | 15.2 | 1 | 19.7 | 1 | 18.4 | 1 | 20.3 | 1 | 17.9 | 1 | 20.3 | 1 | 20.4 | 1 | 26.6 | 1 | 15.1 | 1 | 17.15 | 16
DEER2023 | NE-HVAC-airHP-SpltPkg-240to759kBtuh-10p0eer-3p30cop | Cap-Tons | RSD | Ex | cDXHP | 11.9 | 1 | 12.8 | 1 | 13.4 | 1 | 13.6 | 1 | 13.4 | 1 | 15 | 1 | 14.5 | 1 | 14.8 | 1 | 18.8 | 1 | 16.4 | 1 | 18.6 | 1 | 16.3 | 1 | 18.6 | 1 | 18.7 | 1 | 24.5 | 1 | 13.7 | 1 | 15.9375 | 16
DEER2023 | NE-HVAC-airHP-SpltPkg-240to759kBtuh-10p0eer-3p30cop | Cap-Tons | RSD | Rec | cDXHP | 10.9 | 1 | 11.9 | 1 | 11.9 | 1 | 12 | 1 | 11.7 | 1 | 13.1 | 1 | 12.8 | 1 | 13.5 | 1 | 16.8 | 1 | 15.4 | 1 | 17.2 | 1 | 15.2 | 1 | 17.5 | 1 | 17.5 | 1 | 23.1 | 1 | 12.5 | 1 | 14.5625 | 16
DEER2023 | NE-HVAC-airHP-SpltPkg-240to759kBtuh-10p0eer-3p30cop | Cap-Tons | RSD | New | cDXHP | 10.3 | 1 | 11.4 | 1 | 11.2 | 1 | 11.5 | 1 | 11 | 1 | 12.5 | 1 | 12.1 | 1 | 12.8 | 1 | 16.1 | 1 | 14.9 | 1 | 16.7 | 1 | 14.7 | 1 | 16.9 | 1 | 16.9 | 1 | 22.3 | 1 | 11.9 | 1 | 13.95 | 16
DEER2023 | NE-HVAC-airHP-SpltPkg-240to759kBtuh-10p0eer-3p30cop | Cap-Tons | Rt3 | Old | cDXHP | 213 | 1 | 265 | 1 | 224 | 1 | 265 | 1 | 224 | 1 | 241 | 1 | 235 | 1 | 275 | 1 | 347 | 1 | 323 | 1 | 361 | 1 | 323 | 1 | 361 | 1 | 363 | 1 | 453 | 1 | 246 | 1 | 294.9375 | 16
DEER2023 | NE-HVAC-airHP-SpltPkg-240to759kBtuh-10p0eer-3p30cop | Cap-Tons | Rt3 | Ex | cDXHP | 205 | 1 | 256 | 1 | 217 | 1 | 258 | 1 | 217 | 1 | 234 | 1 | 228 | 1 | 269 | 1 | 340 | 1 | 314 | 1 | 344 | 1 | 313 | 1 | 345 | 1 | 345 | 1 | 433 | 1 | 232 | 1 | 284.375 | 16
DEER2023 | NE-HVAC-airHP-SpltPkg-240to759kBtuh-10p0eer-3p30cop | Cap-Tons | Rt3 | Rec | cDXHP | 190 | 1 | 240 | 1 | 204 | 1 | 240 | 1 | 204 | 1 | 221 | 1 | 215 | 1 | 254 | 1 | 321 | 1 | 297 | 1 | 311 | 1 | 291 | 1 | 317 | 1 | 312 | 1 | 397 | 1 | 207 | 1 | 263.8125 | 16
DEER2023 | NE-HVAC-airHP-SpltPkg-240to759kBtuh-10p0eer-3p30cop | Cap-Tons | Rt3 | New | cDXHP | 183 | 1 | 235 | 1 | 197 | 1 | 236 | 1 | 196 | 1 | 214 | 1 | 208 | 1 | 248 | 1 | 315 | 1 | 292 | 1 | 307 | 1 | 286 | 1 | 312 | 1 | 307 | 1 | 391 | 1 | 200 | 1 | 257.9375 | 16
DEER2023 | NE-HVAC-airHP-SpltPkg-240to759kBtuh-10p0eer-3p30cop | Cap-Tons | RtL | Old | cDXHP | 185 | 1 | 233 | 1 | 191 | 1 | 228 | 1 | 191 | 1 | 201 | 1 | 197 | 1 | 243 | 1 | 304 | 1 | 285 | 1 | 315 | 1 | 282 | 1 | 315 | 1 | 316 | 1 | 400 | 1 | 204 | 1 | 255.625 | 16
DEER2023 | NE-HVAC-airHP-SpltPkg-240to759kBtuh-10p0eer-3p30cop | Cap-Tons | RtL | Ex | cDXHP | 177 | 1 | 222 | 1 | 184 | 1 | 219 | 1 | 184 | 1 | 197 | 1 | 192 | 1 | 240 | 1 | 296 | 1 | 270 | 1 | 298 | 1 | 270 | 1 | 299 | 1 | 300 | 1 | 381 | 1 | 191 | 1 | 245 | 16
DEER2023 | NE-HVAC-airHP-SpltPkg-240to759kBtuh-10p0eer-3p30cop | Cap-Tons | RtL | Rec | cDXHP | 164 | 1 | 203 | 1 | 171 | 1 | 199 | 1 | 170 | 1 | 182 | 1 | 179 | 1 | 220 | 1 | 270 | 1 | 250 | 1 | 268 | 1 | 245 | 1 | 271 | 1 | 271 | 1 | 348 | 1 | 173 | 1 | 224 | 16
DEER2023 | NE-HVAC-airHP-SpltPkg-240to759kBtuh-10p0eer-3p30cop | Cap-Tons | RtL | New | cDXHP | 157 | 1 | 198 | 1 | 164 | 1 | 195 | 1 | 163 | 1 | 175 | 1 | 171 | 1 | 213 | 1 | 263 | 1 | 244 | 1 | 262 | 1 | 239 | 1 | 265 | 1 | 264 | 1 | 340 | 1 | 166 | 1 | 217.4375 | 16
DEER2023 | NE-HVAC-airHP-SpltPkg-240to759kBtuh-10p0eer-3p30cop | Cap-Tons | RtS | Old | cDXHP | 16.5 | 1 | 19.9 | 1 | 17.5 | 1 | 20.1 | 1 | 17 | 1 | 18.9 | 1 | 18.3 | 1 | 20.7 | 1 | 26.3 | 1 | 24.9 | 1 | 26.9 | 1 | 23.9 | 1 | 27.1 | 1 | 26.9 | 1 | 33.8 | 1 | 19.7 | 1 | 22.4 | 16
DEER2023 | NE-HVAC-airHP-SpltPkg-240to759kBtuh-10p0eer-3p30cop | Cap-Tons | RtS | Ex | cDXHP | 13.4 | 1 | 16.4 | 1 | 14.8 | 1 | 17.3 | 1 | 14.5 | 1 | 16.1 | 1 | 15.5 | 1 | 18.5 | 1 | 23.3 | 1 | 20.9 | 1 | 22.9 | 1 | 20.5 | 1 | 23.1 | 1 | 22.9 | 1 | 29.4 | 1 | 15.9 | 1 | 19.0875 | 16
DEER2023 | NE-HVAC-airHP-SpltPkg-240to759kBtuh-10p0eer-3p30cop | Cap-Tons | RtS | Rec | cDXHP | 12.6 | 1 | 15.3 | 1 | 13.5 | 1 | 15.6 | 1 | 13.3 | 1 | 14.5 | 1 | 14.2 | 1 | 16.8 | 1 | 21 | 1 | 19.7 | 1 | 20.7 | 1 | 18.9 | 1 | 21.2 | 1 | 20.8 | 1 | 27 | 1 | 14.6 | 1 | 17.4812 | 16
DEER2023 | NE-HVAC-airHP-SpltPkg-240to759kBtuh-10p0eer-3p30cop | Cap-Tons | RtS | New | cDXHP | 12.4 | 1 | 15.2 | 1 | 13.2 | 1 | 15.5 | 1 | 13.1 | 1 | 14.2 | 1 | 13.9 | 1 | 16.6 | 1 | 21 | 1 | 19.6 | 1 | 20.7 | 1 | 18.8 | 1 | 21.2 | 1 | 20.8 | 1 | 27 | 1 | 14.4 | 1 | 17.35 | 16
DEER2023 | NE-HVAC-airHP-SpltPkg-240to759kBtuh-10p0eer-3p30cop | Cap-Tons | SCn | Old | cDXHP | 369 | 1 | 325 | 1 | 368 | 1 | 327 | 1 | 361 | 1 | 349 | 1 | 335 | 1 | 305 | 1 | 404 | 1 | 379 | 1 | 428 | 1 | 375 | 1 | 431 | 1 | 428 | 1 | 573 | 1 | 424 | 1 | 386.3125 | 16
DEER2023 | NE-HVAC-airHP-SpltPkg-240to759kBtuh-10p0eer-3p30cop | Cap-Tons | SCn | Ex | cDXHP | 364 | 1 | 312 | 1 | 364 | 1 | 316 | 1 | 359 | 1 | 350 | 1 | 335 | 1 | 319 | 1 | 400 | 1 | 341 | 1 | 389 | 1 | 346 | 1 | 397 | 1 | 384 | 1 | 524 | 1 | 400 | 1 | 368.75 | 16
DEER2023 | NE-HVAC-airHP-SpltPkg-240to759kBtuh-10p0eer-3p30cop | Cap-Tons | SCn | Rec | cDXHP | 348 | 1 | 285 | 1 | 359 | 1 | 287 | 1 | 352 | 1 | 343 | 1 | 329 | 1 | 271 | 1 | 323 | 1 | 300 | 1 | 310 | 1 | 294 | 1 | 323 | 1 | 308 | 1 | 434 | 1 | 364 | 1 | 326.875 | 16
DEER2023 | NE-HVAC-airHP-SpltPkg-240to759kBtuh-10p0eer-3p30cop | Cap-Tons | SCn | New | cDXHP | 349 | 1 | 287 | 1 | 358 | 1 | 290 | 1 | 352 | 1 | 342 | 1 | 329 | 1 | 268 | 1 | 323 | 1 | 295 | 1 | 305 | 1 | 295 | 1 | 320 | 1 | 307 | 1 | 436 | 1 | 364 | 1 | 326.25 | 16
DEER2023 | NE-HVAC-airHP-SpltPkg-240to759kBtuh-9p7eer-3p30cop | Cap-Tons | Com | Old | cDXHP | 488 | 1 | 370 | 1 | 428 | 1 | 357 | 1 | 506 | 1 | 402 | 1 | 379 | 1 | 398 | 1 | 426 | 1 | 352 | 1 | 485 | 1 | 368 | 1 | 419 | 1 | 413 | 1 | 467 | 1 | 572 | 1 | 426.875 | 16
DEER2023 | NE-HVAC-airHP-SpltPkg-240to759kBtuh-9p7eer-3p30cop | Cap-Tons | Com | Ex | cDXHP | 305 | 1 | 342 | 1 | 393 | 1 | 344 | 1 | 470 | 1 | 331 | 1 | 341 | 1 | 344 | 1 | 371 | 1 | 315 | 1 | 435 | 1 | 341 | 1 | 386 | 1 | 369 | 1 | 431 | 1 | 521 | 1 | 377.4375 | 16
DEER2023 | NE-HVAC-airHP-SpltPkg-240to759kBtuh-9p7eer-3p30cop | Cap-Tons | Com | Rec | cDXHP | 292 | 1 | 309 | 1 | 344 | 1 | 299 | 1 | 394 | 1 | 284 | 1 | 283 | 1 | 297 | 1 | 327 | 1 | 290 | 1 | 380 | 1 | 309 | 1 | 343 | 1 | 333 | 1 | 391 | 1 | 447 | 1 | 332.625 | 16
DEER2023 | NE-HVAC-airHP-SpltPkg-240to759kBtuh-9p7eer-3p30cop | Cap-Tons | Com | New | cDXHP | 284 | 1 | 308 | 1 | 337 | 1 | 298 | 1 | 382 | 1 | 277 | 1 | 276 | 1 | 291 | 1 | 324 | 1 | 286 | 1 | 377 | 1 | 307 | 1 | 340 | 1 | 328 | 1 | 387 | 1 | 435 | 1 | 327.3125 | 16
DEER2023 | NE-HVAC-airHP-SpltPkg-240to759kBtuh-9p7eer-3p30cop | Cap-Tons | Asm | Old | cDXHP | 352 | 1 | 359 | 1 | 385 | 1 | 359 | 1 | 374 | 1 | 405 | 1 | 393 | 1 | 371 | 1 | 483 | 1 | 449 | 1 | 496 | 1 | 442 | 1 | 496 | 1 | 496 | 1 | 636 | 1 | 410 | 1 | 431.625 | 16
DEER2023 | NE-HVAC-airHP-SpltPkg-240to759kBtuh-9p7eer-3p30cop | Cap-Tons | Asm | Ex | cDXHP | 305 | 1 | 319 | 1 | 360 | 1 | 337 | 1 | 349 | 1 | 388 | 1 | 377 | 1 | 359 | 1 | 463 | 1 | 400 | 1 | 446 | 1 | 399 | 1 | 448 | 1 | 448 | 1 | 579 | 1 | 351 | 1 | 395.5 | 16
DEER2023 | NE-HVAC-airHP-SpltPkg-240to759kBtuh-9p7eer-3p30cop | Cap-Tons | Asm | Rec | cDXHP | 288 | 1 | 298 | 1 | 309 | 1 | 297 | 1 | 300 | 1 | 331 | 1 | 322 | 1 | 320 | 1 | 415 | 1 | 379 | 1 | 409 | 1 | 371 | 1 | 416 | 1 | 415 | 1 | 540 | 1 | 316 | 1 | 357.875 | 16
DEER2023 | NE-HVAC-airHP-SpltPkg-240to759kBtuh-9p7eer-3p30cop | Cap-Tons | Asm | New | cDXHP | 285 | 1 | 296 | 1 | 305 | 1 | 296 | 1 | 296 | 1 | 327 | 1 | 317 | 1 | 315 | 1 | 410 | 1 | 377 | 1 | 408 | 1 | 369 | 1 | 414 | 1 | 411 | 1 | 532 | 1 | 312 | 1 | 354.375 | 16
DEER2023 | NE-HVAC-airHP-SpltPkg-240to759kBtuh-9p7eer-3p30cop | Cap-Tons | ECC | Old | cDXHP | 976 | 1 | 944 | 1 | 1040 | 1 | 965 | 1 | 1030 | 1 | 1090 | 1 | 1070 | 1 | 994 | 1 | 1200 | 1 | 1140 | 1 | 1130 | 1 | 1020 | 1 | 1130 | 1 | 1170 | 1 | 1510 | 1 | 1090 | 1 | 1093.6875 | 16
DEER2023 | NE-HVAC-airHP-SpltPkg-240to759kBtuh-9p7eer-3p30cop | Cap-Tons | ECC | Ex | cDXHP | 779 | 1 | 800 | 1 | 882 | 1 | 849 | 1 | 863 | 1 | 925 | 1 | 918 | 1 | 881 | 1 | 1080 | 1 | 980 | 1 | 994 | 1 | 890 | 1 | 988 | 1 | 1030 | 1 | 1350 | 1 | 887 | 1 | 943.5 | 16
DEER2023 | NE-HVAC-airHP-SpltPkg-240to759kBtuh-9p7eer-3p30cop | Cap-Tons | ECC | Rec | cDXHP | 722 | 1 | 753 | 1 | 776 | 1 | 771 | 1 | 760 | 1 | 817 | 1 | 808 | 1 | 806 | 1 | 995 | 1 | 923 | 1 | 908 | 1 | 827 | 1 | 913 | 1 | 954 | 1 | 1260 | 1 | 809 | 1 | 862.625 | 16
DEER2023 | NE-HVAC-airHP-SpltPkg-240to759kBtuh-9p7eer-3p30cop | Cap-Tons | ECC | New | cDXHP | 697 | 1 | 744 | 1 | 750 | 1 | 763 | 1 | 733 | 1 | 788 | 1 | 778 | 1 | 786 | 1 | 977 | 1 | 908 | 1 | 901 | 1 | 818 | 1 | 899 | 1 | 937 | 1 | 1240 | 1 | 783 | 1 | 843.875 | 16
DEER2023 | NE-HVAC-airHP-SpltPkg-240to759kBtuh-9p7eer-3p30cop | Cap-Tons | EPr | Old | cDXHP | 151 | 1 | 154 | 1 | 162 | 1 | 158 | 1 | 158 | 1 | 174 | 1 | 171 | 1 | 168 | 1 | 211 | 1 | 197 | 1 | 194 | 1 | 169 | 1 | 191 | 1 | 202 | 1 | 268 | 1 | 169 | 1 | 181.0625 | 16
DEER2023 | NE-HVAC-airHP-SpltPkg-240to759kBtuh-9p7eer-3p30cop | Cap-Tons | EPr | Ex | cDXHP | 119 | 1 | 127 | 1 | 137 | 1 | 137 | 1 | 133 | 1 | 147 | 1 | 145 | 1 | 149 | 1 | 187 | 1 | 166 | 1 | 169 | 1 | 145 | 1 | 167 | 1 | 177 | 1 | 240 | 1 | 139 | 1 | 155.25 | 16
DEER2023 | NE-HVAC-airHP-SpltPkg-240to759kBtuh-9p7eer-3p30cop | Cap-Tons | EPr | Rec | cDXHP | 109 | 1 | 116 | 1 | 120 | 1 | 119 | 1 | 117 | 1 | 129 | 1 | 127 | 1 | 131 | 1 | 163 | 1 | 150 | 1 | 150 | 1 | 131 | 1 | 152 | 1 | 161 | 1 | 221 | 1 | 126 | 1 | 138.875 | 16
DEER2023 | NE-HVAC-airHP-SpltPkg-240to759kBtuh-9p7eer-3p30cop | Cap-Tons | EPr | New | cDXHP | 107 | 1 | 116 | 1 | 117 | 1 | 119 | 1 | 114 | 1 | 125 | 1 | 123 | 1 | 128 | 1 | 160 | 1 | 147 | 1 | 150 | 1 | 130 | 1 | 150 | 1 | 159 | 1 | 218 | 1 | 124 | 1 | 136.6875 | 16
DEER2023 | NE-HVAC-airHP-SpltPkg-240to759kBtuh-9p7eer-3p30cop | Cap-Tons | ERC | Old | cDXHP | 5.31 | 1 | 6 | 1 | 6.04 | 1 | 6.5 | 1 | 5.75 | 1 | 6.58 | 1 | 6.36 | 1 | 6.79 | 1 | 8.93 | 1 | 8.28 | 1 | 8.35 | 1 | 7.1 | 1 | 8.19 | 1 | 8.69 | 1 | 11.7 | 1 | 6.28 | 1 | 7.3031 | 16
DEER2023 | NE-HVAC-airHP-SpltPkg-240to759kBtuh-9p7eer-3p30cop | Cap-Tons | ERC | Ex | cDXHP | 4.89 | 1 | 5.59 | 1 | 5.84 | 1 | 6.27 | 1 | 5.55 | 1 | 6.36 | 1 | 6.15 | 1 | 6.62 | 1 | 8.61 | 1 | 7.69 | 1 | 7.89 | 1 | 6.71 | 1 | 7.77 | 1 | 8.25 | 1 | 11.1 | 1 | 5.87 | 1 | 6.9475 | 16
DEER2023 | NE-HVAC-airHP-SpltPkg-240to759kBtuh-9p7eer-3p30cop | Cap-Tons | ERC | Rec | cDXHP | 4.68 | 1 | 5.24 | 1 | 5.41 | 1 | 5.67 | 1 | 5.11 | 1 | 5.94 | 1 | 5.73 | 1 | 6.2 | 1 | 7.84 | 1 | 7.22 | 1 | 7.3 | 1 | 6.3 | 1 | 7.33 | 1 | 7.77 | 1 | 10.3 | 1 | 5.53 | 1 | 6.4731 | 16
DEER2023 | NE-HVAC-airHP-SpltPkg-240to759kBtuh-9p7eer-3p30cop | Cap-Tons | ERC | New | cDXHP | 4.6 | 1 | 5.15 | 1 | 5.25 | 1 | 5.59 | 1 | 4.95 | 1 | 5.79 | 1 | 5.57 | 1 | 6.13 | 1 | 7.8 | 1 | 7.18 | 1 | 7.28 | 1 | 6.24 | 1 | 7.29 | 1 | 7.73 | 1 | 10.3 | 1 | 5.33 | 1 | 6.3863 | 16
DEER2023 | NE-HVAC-airHP-SpltPkg-240to759kBtuh-9p7eer-3p30cop | Cap-Tons | ESe | Old | cDXHP | 458 | 1 | 460 | 1 | 489 | 1 | 473 | 1 | 477 | 1 | 506 | 1 | 497 | 1 | 479 | 1 | 596 | 1 | 556 | 1 | 553 | 1 | 492 | 1 | 545 | 1 | 575 | 1 | 755 | 1 | 519 | 1 | 526.875 | 16
DEER2023 | NE-HVAC-airHP-SpltPkg-240to759kBtuh-9p7eer-3p30cop | Cap-Tons | ESe | Ex | cDXHP | 387 | 1 | 411 | 1 | 458 | 1 | 449 | 1 | 447 | 1 | 481 | 1 | 475 | 1 | 462 | 1 | 574 | 1 | 497 | 1 | 503 | 1 | 450 | 1 | 497 | 1 | 527 | 1 | 699 | 1 | 452 | 1 | 485.5625 | 16
DEER2023 | NE-HVAC-airHP-SpltPkg-240to759kBtuh-9p7eer-3p30cop | Cap-Tons | ESe | Rec | cDXHP | 362 | 1 | 395 | 1 | 392 | 1 | 405 | 1 | 380 | 1 | 410 | 1 | 402 | 1 | 411 | 1 | 515 | 1 | 473 | 1 | 464 | 1 | 425 | 1 | 467 | 1 | 493 | 1 | 656 | 1 | 412 | 1 | 441.375 | 16
DEER2023 | NE-HVAC-airHP-SpltPkg-240to759kBtuh-9p7eer-3p30cop | Cap-Tons | ESe | New | cDXHP | 351 | 1 | 390 | 1 | 382 | 1 | 401 | 1 | 369 | 1 | 398 | 1 | 389 | 1 | 401 | 1 | 506 | 1 | 465 | 1 | 460 | 1 | 421 | 1 | 460 | 1 | 484 | 1 | 645 | 1 | 402 | 1 | 432.75 | 16
DEER2023 | NE-HVAC-airHP-SpltPkg-240to759kBtuh-9p7eer-3p30cop | Cap-Tons | EUn | Old | cDXHP | 2700 | 1 | 2590 | 1 | 2870 | 1 | 2660 | 1 | 2820 | 1 | 2960 | 1 | 2910 | 1 | 2690 | 1 | 3290 | 1 | 3120 | 1 | 3110 | 1 | 2820 | 1 | 3110 | 1 | 3190 | 1 | 4090 | 1 | 2990 | 1 | 2995 | 16
DEER2023 | NE-HVAC-airHP-SpltPkg-240to759kBtuh-9p7eer-3p30cop | Cap-Tons | EUn | Ex | cDXHP | 2100 | 1 | 2130 | 1 | 2340 | 1 | 2280 | 1 | 2290 | 1 | 2440 | 1 | 2410 | 1 | 2320 | 1 | 2880 | 1 | 2580 | 1 | 2630 | 1 | 2370 | 1 | 2620 | 1 | 2690 | 1 | 3520 | 1 | 2350 | 1 | 2496.875 | 16
DEER2023 | NE-HVAC-airHP-SpltPkg-240to759kBtuh-9p7eer-3p30cop | Cap-Tons | EUn | Rec | cDXHP | 1920 | 1 | 1980 | 1 | 2030 | 1 | 2030 | 1 | 1990 | 1 | 2120 | 1 | 2080 | 1 | 2050 | 1 | 2560 | 1 | 2380 | 1 | 2350 | 1 | 2150 | 1 | 2370 | 1 | 2440 | 1 | 3220 | 1 | 2080 | 1 | 2234.375 | 16
DEER2023 | NE-HVAC-airHP-SpltPkg-240to759kBtuh-9p7eer-3p30cop | Cap-Tons | EUn | New | cDXHP | 1860 | 1 | 1960 | 1 | 1970 | 1 | 2010 | 1 | 1920 | 1 | 2050 | 1 | 2010 | 1 | 2000 | 1 | 2510 | 1 | 2340 | 1 | 2330 | 1 | 2140 | 1 | 2340 | 1 | 2400 | 1 | 3160 | 1 | 2020 | 1 | 2188.75 | 16
DEER2023 | NE-HVAC-airHP-SpltPkg-240to759kBtuh-9p7eer-3p30cop | Cap-Tons | Gro | Old | cDXHP | 67.2 | 1 | 118 | 1 | 80.4 | 1 | 104 | 1 | 87.1 | 1 | 92.8 | 1 | 84.1 | 1 | 101 | 1 | 95.9 | 1 | 110 | 1 | 125 | 1 | 126 | 1 | 135 | 1 | 117 | 1 | 154 | 1 | 79 | 1 | 104.7812 | 16
DEER2023 | NE-HVAC-airHP-SpltPkg-240to759kBtuh-9p7eer-3p30cop | Cap-Tons | Gro | Ex | cDXHP | 63.1 | 1 | 109 | 1 | 76.6 | 1 | 99.3 | 1 | 79 | 1 | 92 | 1 | 84.9 | 1 | 103 | 1 | 92.5 | 1 | 102 | 1 | 115 | 1 | 119 | 1 | 126 | 1 | 108 | 1 | 142 | 1 | 71.5 | 1 | 98.9313 | 16
DEER2023 | NE-HVAC-airHP-SpltPkg-240to759kBtuh-9p7eer-3p30cop | Cap-Tons | Gro | Rec | cDXHP | 57.2 | 1 | 99.6 | 1 | 69.2 | 1 | 90.4 | 1 | 67.8 | 1 | 82.9 | 1 | 74.1 | 1 | 88.3 | 1 | 81.1 | 1 | 93.8 | 1 | 100 | 1 | 108 | 1 | 113 | 1 | 94 | 1 | 125 | 1 | 60.6 | 1 | 87.8125 | 16
DEER2023 | NE-HVAC-airHP-SpltPkg-240to759kBtuh-9p7eer-3p30cop | Cap-Tons | Gro | New | cDXHP | 56.5 | 1 | 98.6 | 1 | 68.7 | 1 | 89.7 | 1 | 67.2 | 1 | 81.8 | 1 | 73.2 | 1 | 87.6 | 1 | 80.5 | 1 | 93.1 | 1 | 99.3 | 1 | 107 | 1 | 112 | 1 | 94 | 1 | 124 | 1 | 60.1 | 1 | 87.0812 | 16
DEER2023 | NE-HVAC-airHP-SpltPkg-240to759kBtuh-9p7eer-3p30cop | Cap-Tons | Hsp | Old | cDXHP | 683 | 1 | 690 | 1 | 686 | 1 | 691 | 1 | 686 | 1 | 692 | 1 | 689 | 1 | 695 | 1 | 729 | 1 | 715 | 1 | 729 | 1 | 707 | 1 | 733 | 1 | 734 | 1 | 814 | 1 | 688 | 1 | 710.0625 | 16
DEER2023 | NE-HVAC-airHP-SpltPkg-240to759kBtuh-9p7eer-3p30cop | Cap-Tons | Hsp | Ex | cDXHP | 680 | 1 | 680 | 1 | 682 | 1 | 684 | 1 | 682 | 1 | 686 | 1 | 684 | 1 | 687 | 1 | 715 | 1 | 685 | 1 | 697 | 1 | 684 | 1 | 699 | 1 | 698 | 1 | 768 | 1 | 680 | 1 | 693.1875 | 16
DEER2023 | NE-HVAC-airHP-SpltPkg-240to759kBtuh-9p7eer-3p30cop | Cap-Tons | Hsp | Rec | cDXHP | 680 | 1 | 680 | 1 | 680 | 1 | 680 | 1 | 680 | 1 | 680 | 1 | 680 | 1 | 680 | 1 | 689 | 1 | 682 | 1 | 682 | 1 | 681 | 1 | 684 | 1 | 682 | 1 | 733 | 1 | 680 | 1 | 684.5625 | 16
DEER2023 | NE-HVAC-airHP-SpltPkg-240to759kBtuh-9p7eer-3p30cop | Cap-Tons | Hsp | New | cDXHP | 680 | 1 | 680 | 1 | 680 | 1 | 680 | 1 | 680 | 1 | 680 | 1 | 680 | 1 | 680 | 1 | 686 | 1 | 681 | 1 | 680 | 1 | 680 | 1 | 681 | 1 | 680 | 1 | 728 | 1 | 680 | 1 | 683.5 | 16
DEER2023 | NE-HVAC-airHP-SpltPkg-240to759kBtuh-9p7eer-3p30cop | Cap-Tons | Htl | Old | cDXHP | 82.7 | 1 | 77.8 | 1 | 88.1 | 1 | 79.2 | 1 | 87.5 | 1 | 90.7 | 1 | 88.7 | 1 | 77.1 | 1 | 96.7 | 1 | 90.8 | 1 | 98.1 | 1 | 87.6 | 1 | 99.3 | 1 | 97.8 | 1 | 125 | 1 | 90.7 | 1 | 91.1125 | 16
DEER2023 | NE-HVAC-airHP-SpltPkg-240to759kBtuh-9p7eer-3p30cop | Cap-Tons | Htl | Ex | cDXHP | 63.3 | 1 | 61.9 | 1 | 68.4 | 1 | 64.9 | 1 | 67.2 | 1 | 70.9 | 1 | 69.5 | 1 | 62.5 | 1 | 81.1 | 1 | 72.7 | 1 | 79.8 | 1 | 71.7 | 1 | 81 | 1 | 81 | 1 | 106 | 1 | 68.6 | 1 | 73.1562 | 16
DEER2023 | NE-HVAC-airHP-SpltPkg-240to759kBtuh-9p7eer-3p30cop | Cap-Tons | Htl | Rec | cDXHP | 57.4 | 1 | 57.5 | 1 | 60.1 | 1 | 58.8 | 1 | 59.6 | 1 | 62.6 | 1 | 61.7 | 1 | 55.7 | 1 | 73.5 | 1 | 67.2 | 1 | 71.8 | 1 | 65.6 | 1 | 73.7 | 1 | 73.1 | 1 | 97.3 | 1 | 61.5 | 1 | 66.0687 | 16
DEER2023 | NE-HVAC-airHP-SpltPkg-240to759kBtuh-9p7eer-3p30cop | Cap-Tons | Htl | New | cDXHP | 56.8 | 1 | 57.5 | 1 | 59.4 | 1 | 58.9 | 1 | 58.9 | 1 | 61.8 | 1 | 61 | 1 | 55.1 | 1 | 72.8 | 1 | 66.7 | 1 | 71.6 | 1 | 65.5 | 1 | 73.4 | 1 | 72.6 | 1 | 96.3 | 1 | 60.8 | 1 | 65.5687 | 16
DEER2023 | NE-HVAC-airHP-SpltPkg-240to759kBtuh-9p7eer-3p30cop | Cap-Tons | MBT | Old | cDXHP | 357 | 1 | 402 | 1 | 375 | 1 | 399 | 1 | 375 | 1 | 395 | 1 | 388 | 1 | 410 | 1 | 500 | 1 | 475 | 1 | 514 | 1 | 468 | 1 | 516 | 1 | 517 | 1 | 638 | 1 | 392 | 1 | 445.0625 | 16
DEER2023 | NE-HVAC-airHP-SpltPkg-240to759kBtuh-9p7eer-3p30cop | Cap-Tons | MBT | Ex | cDXHP | 322 | 1 | 359 | 1 | 350 | 1 | 368 | 1 | 348 | 1 | 379 | 1 | 371 | 1 | 392 | 1 | 471 | 1 | 421 | 1 | 465 | 1 | 422 | 1 | 466 | 1 | 468 | 1 | 586 | 1 | 349 | 1 | 408.5625 | 16
DEER2023 | NE-HVAC-airHP-SpltPkg-240to759kBtuh-9p7eer-3p30cop | Cap-Tons | MBT | Rec | cDXHP | 294 | 1 | 320 | 1 | 307 | 1 | 316 | 1 | 304 | 1 | 328 | 1 | 324 | 1 | 338 | 1 | 402 | 1 | 377 | 1 | 416 | 1 | 375 | 1 | 418 | 1 | 420 | 1 | 532 | 1 | 317 | 1 | 361.75 | 16
DEER2023 | NE-HVAC-airHP-SpltPkg-240to759kBtuh-9p7eer-3p30cop | Cap-Tons | MBT | New | cDXHP | 283 | 1 | 315 | 1 | 296 | 1 | 311 | 1 | 293 | 1 | 317 | 1 | 313 | 1 | 329 | 1 | 392 | 1 | 369 | 1 | 409 | 1 | 368 | 1 | 410 | 1 | 412 | 1 | 524 | 1 | 306 | 1 | 352.9375 | 16
DEER2023 | NE-HVAC-airHP-SpltPkg-240to759kBtuh-9p7eer-3p30cop | Cap-Tons | MLI | Old | cDXHP | 226 | 1 | 246 | 1 | 234 | 1 | 249 | 1 | 233 | 1 | 248 | 1 | 234 | 1 | 243 | 1 | 304 | 1 | 290 | 1 | 319 | 1 | 288 | 1 | 319 | 1 | 317 | 1 | 394 | 1 | 280 | 1 | 276.5 | 16
DEER2023 | NE-HVAC-airHP-SpltPkg-240to759kBtuh-9p7eer-3p30cop | Cap-Tons | MLI | Ex | cDXHP | 218 | 1 | 237 | 1 | 227 | 1 | 241 | 1 | 227 | 1 | 250 | 1 | 235 | 1 | 244 | 1 | 299 | 1 | 276 | 1 | 296 | 1 | 275 | 1 | 299 | 1 | 294 | 1 | 368 | 1 | 256 | 1 | 265.125 | 16
DEER2023 | NE-HVAC-airHP-SpltPkg-240to759kBtuh-9p7eer-3p30cop | Cap-Tons | MLI | Rec | cDXHP | 205 | 1 | 222 | 1 | 215 | 1 | 225 | 1 | 214 | 1 | 231 | 1 | 218 | 1 | 226 | 1 | 272 | 1 | 256 | 1 | 254 | 1 | 249 | 1 | 264 | 1 | 254 | 1 | 323 | 1 | 217 | 1 | 240.3125 | 16
DEER2023 | NE-HVAC-airHP-SpltPkg-240to759kBtuh-9p7eer-3p30cop | Cap-Tons | MLI | New | cDXHP | 206 | 1 | 219 | 1 | 215 | 1 | 222 | 1 | 214 | 1 | 226 | 1 | 212 | 1 | 222 | 1 | 268 | 1 | 254 | 1 | 252 | 1 | 247 | 1 | 261 | 1 | 251 | 1 | 319 | 1 | 213 | 1 | 237.5625 | 16
DEER2023 | NE-HVAC-airHP-SpltPkg-240to759kBtuh-9p7eer-3p30cop | Cap-Tons | Mtl | Old | cDXHP | 11 | 1 | 9.96 | 1 | 11.6 | 1 | 9.93 | 1 | 11.6 | 1 | 12 | 1 | 11.8 | 1 | 10.1 | 1 | 12.1 | 1 | 11.7 | 1 | 12.3 | 1 | 11 | 1 | 12.4 | 1 | 11.9 | 1 | 15 | 1 | 11.6 | 1 | 11.6244 | 16
DEER2023 | NE-HVAC-airHP-SpltPkg-240to759kBtuh-9p7eer-3p30cop | Cap-Tons | Mtl | Ex | cDXHP | 8.83 | 1 | 7.32 | 1 | 9.35 | 1 | 7.51 | 1 | 9.23 | 1 | 9.54 | 1 | 9.44 | 1 | 7.57 | 1 | 9.24 | 1 | 8.76 | 1 | 9.45 | 1 | 8.54 | 1 | 9.54 | 1 | 9.37 | 1 | 12.2 | 1 | 9.21 | 1 | 9.0687 | 16
DEER2023 | NE-HVAC-airHP-SpltPkg-240to759kBtuh-9p7eer-3p30cop | Cap-Tons | Mtl | Rec | cDXHP | 8.14 | 1 | 6.43 | 1 | 8.48 | 1 | 6.52 | 1 | 8.43 | 1 | 8.72 | 1 | 8.66 | 1 | 6.67 | 1 | 8.28 | 1 | 7.82 | 1 | 8.31 | 1 | 7.59 | 1 | 8.52 | 1 | 8.33 | 1 | 10.9 | 1 | 8.47 | 1 | 8.1419 | 16
DEER2023 | NE-HVAC-airHP-SpltPkg-240to759kBtuh-9p7eer-3p30cop | Cap-Tons | Mtl | New | cDXHP | 8.06 | 1 | 6.43 | 1 | 8.41 | 1 | 6.53 | 1 | 8.35 | 1 | 8.65 | 1 | 8.59 | 1 | 6.63 | 1 | 8.27 | 1 | 7.84 | 1 | 8.36 | 1 | 7.63 | 1 | 8.57 | 1 | 8.36 | 1 | 10.9 | 1 | 8.4 | 1 | 8.1237 | 16
DEER2023 | NE-HVAC-airHP-SpltPkg-240to759kBtuh-9p7eer-3p30cop | Cap-Tons | Nrs | Old | cDXHP | 101 | 1 | 106 | 1 | 104 | 1 | 106 | 1 | 104 | 1 | 106 | 1 | 105 | 1 | 107 | 1 | 111 | 1 | 110 | 1 | 111 | 1 | 108 | 1 | 111 | 1 | 111 | 1 | 125 | 1 | 104 | 1 | 108.125 | 16
DEER2023 | NE-HVAC-airHP-SpltPkg-240to759kBtuh-9p7eer-3p30cop | Cap-Tons | Nrs | Ex | cDXHP | 96.3 | 1 | 97 | 1 | 100 | 1 | 102 | 1 | 100 | 1 | 103 | 1 | 102 | 1 | 104 | 1 | 107 | 1 | 99.2 | 1 | 101 | 1 | 98.7 | 1 | 101 | 1 | 101 | 1 | 113 | 1 | 96.7 | 1 | 101.3688 | 16
DEER2023 | NE-HVAC-airHP-SpltPkg-240to759kBtuh-9p7eer-3p30cop | Cap-Tons | Nrs | Rec | cDXHP | 95.9 | 1 | 96 | 1 | 95.9 | 1 | 96 | 1 | 95.9 | 1 | 96 | 1 | 96 | 1 | 96.3 | 1 | 98 | 1 | 97 | 1 | 97.6 | 1 | 96.7 | 1 | 98.1 | 1 | 98.3 | 1 | 107 | 1 | 96 | 1 | 97.2938 | 16
DEER2023 | NE-HVAC-airHP-SpltPkg-240to759kBtuh-9p7eer-3p30cop | Cap-Tons | Nrs | New | cDXHP | 95.9 | 1 | 95.9 | 1 | 95.9 | 1 | 95.9 | 1 | 95.9 | 1 | 95.9 | 1 | 95.9 | 1 | 96 | 1 | 97.5 | 1 | 96.7 | 1 | 97.3 | 1 | 96.5 | 1 | 97.7 | 1 | 97.9 | 1 | 106 | 1 | 95.9 | 1 | 97.05 | 16
DEER2023 | NE-HVAC-airHP-SpltPkg-240to759kBtuh-9p7eer-3p30cop | Cap-Tons | OfL | Old | cDXHP | 615 | 1 | 583 | 1 | 651 | 1 | 585 | 1 | 645 | 1 | 684 | 1 | 669 | 1 | 612 | 1 | 701 | 1 | 669 | 1 | 698 | 1 | 647 | 1 | 708 | 1 | 712 | 1 | 839 | 1 | 689 | 1 | 669.1875 | 16
DEER2023 | NE-HVAC-airHP-SpltPkg-240to759kBtuh-9p7eer-3p30cop | Cap-Tons | OfL | Ex | cDXHP | 480 | 1 | 461 | 1 | 529 | 1 | 488 | 1 | 524 | 1 | 561 | 1 | 550 | 1 | 511 | 1 | 590 | 1 | 532 | 1 | 567 | 1 | 529 | 1 | 572 | 1 | 575 | 1 | 686 | 1 | 533 | 1 | 543 | 16
DEER2023 | NE-HVAC-airHP-SpltPkg-240to759kBtuh-9p7eer-3p30cop | Cap-Tons | OfL | Rec | cDXHP | 462 | 1 | 432 | 1 | 485 | 1 | 437 | 1 | 477 | 1 | 513 | 1 | 504 | 1 | 463 | 1 | 538 | 1 | 505 | 1 | 537 | 1 | 499 | 1 | 543 | 1 | 548 | 1 | 658 | 1 | 516 | 1 | 507.3125 | 16
DEER2023 | NE-HVAC-airHP-SpltPkg-240to759kBtuh-9p7eer-3p30cop | Cap-Tons | OfL | New | cDXHP | 454 | 1 | 431 | 1 | 476 | 1 | 436 | 1 | 468 | 1 | 505 | 1 | 495 | 1 | 460 | 1 | 537 | 1 | 505 | 1 | 539 | 1 | 500 | 1 | 545 | 1 | 550 | 1 | 660 | 1 | 510 | 1 | 504.4375 | 16
DEER2023 | NE-HVAC-airHP-SpltPkg-240to759kBtuh-9p7eer-3p30cop | Cap-Tons | OfS | Old | cDXHP | 42.8 | 1 | 42.8 | 1 | 46.7 | 1 | 43.1 | 1 | 46.3 | 1 | 48.8 | 1 | 47.4 | 1 | 44.3 | 1 | 50.8 | 1 | 49 | 1 | 50.9 | 1 | 47.4 | 1 | 51.6 | 1 | 51 | 1 | 60.4 | 1 | 47.9 | 1 | 48.2 | 16
DEER2023 | NE-HVAC-airHP-SpltPkg-240to759kBtuh-9p7eer-3p30cop | Cap-Tons | OfS | Ex | cDXHP | 30.7 | 1 | 31.1 | 1 | 35.2 | 1 | 33.8 | 1 | 34.9 | 1 | 37 | 1 | 36.2 | 1 | 35.1 | 1 | 40.8 | 1 | 36.4 | 1 | 39 | 1 | 36.1 | 1 | 39.6 | 1 | 39.3 | 1 | 46.9 | 1 | 34.6 | 1 | 36.6688 | 16
DEER2023 | NE-HVAC-airHP-SpltPkg-240to759kBtuh-9p7eer-3p30cop | Cap-Tons | OfS | Rec | cDXHP | 27.3 | 1 | 27.4 | 1 | 29.1 | 1 | 27.8 | 1 | 28.8 | 1 | 30.8 | 1 | 30 | 1 | 29.6 | 1 | 34.2 | 1 | 32.3 | 1 | 34.2 | 1 | 31.9 | 1 | 35 | 1 | 35.2 | 1 | 41.8 | 1 | 30.6 | 1 | 31.625 | 16
DEER2023 | NE-HVAC-airHP-SpltPkg-240to759kBtuh-9p7eer-3p30cop | Cap-Tons | OfS | New | cDXHP | 26.9 | 1 | 27.4 | 1 | 28.6 | 1 | 27.8 | 1 | 28.3 | 1 | 30.3 | 1 | 29.5 | 1 | 29.5 | 1 | 34.1 | 1 | 32.3 | 1 | 34.3 | 1 | 31.9 | 1 | 35.1 | 1 | 35.3 | 1 | 41.9 | 1 | 30.2 | 1 | 31.4625 | 16
DEER2023 | NE-HVAC-airHP-SpltPkg-240to759kBtuh-9p7eer-3p30cop | Cap-Tons | RFF | Old | cDXHP | 7.86 | 1 | 8.24 | 1 | 8.86 | 1 | 8.52 | 1 | 8.51 | 1 | 9.63 | 1 | 9.31 | 1 | 8.74 | 1 | 11.4 | 1 | 10.7 | 1 | 11.7 | 1 | 10.3 | 1 | 11.6 | 1 | 11.6 | 1 | 15 | 1 | 9.67 | 1 | 10.1025 | 16
DEER2023 | NE-HVAC-airHP-SpltPkg-240to759kBtuh-9p7eer-3p30cop | Cap-Tons | RFF | Ex | cDXHP | 6.85 | 1 | 7.06 | 1 | 7.88 | 1 | 7.57 | 1 | 7.57 | 1 | 8.78 | 1 | 8.49 | 1 | 7.99 | 1 | 10.4 | 1 | 9.23 | 1 | 10.2 | 1 | 9.1 | 1 | 10.3 | 1 | 10.2 | 1 | 13.5 | 1 | 8.36 | 1 | 8.9675 | 16
DEER2023 | NE-HVAC-airHP-SpltPkg-240to759kBtuh-9p7eer-3p30cop | Cap-Tons | RFF | Rec | cDXHP | 6.47 | 1 | 6.73 | 1 | 7.35 | 1 | 6.97 | 1 | 6.96 | 1 | 8.05 | 1 | 7.83 | 1 | 7.41 | 1 | 9.63 | 1 | 8.84 | 1 | 9.41 | 1 | 8.53 | 1 | 9.56 | 1 | 9.37 | 1 | 12.6 | 1 | 7.61 | 1 | 8.3325 | 16
DEER2023 | NE-HVAC-airHP-SpltPkg-240to759kBtuh-9p7eer-3p30cop | Cap-Tons | RFF | New | cDXHP | 6.2 | 1 | 6.61 | 1 | 7.07 | 1 | 6.82 | 1 | 6.69 | 1 | 7.77 | 1 | 7.56 | 1 | 7.22 | 1 | 9.44 | 1 | 8.72 | 1 | 9.31 | 1 | 8.42 | 1 | 9.44 | 1 | 9.24 | 1 | 12.4 | 1 | 7.34 | 1 | 8.1406 | 16
DEER2023 | NE-HVAC-airHP-SpltPkg-240to759kBtuh-9p7eer-3p30cop | Cap-Tons | RSD | Old | cDXHP | 13.1 | 1 | 14.4 | 1 | 14.2 | 1 | 14.5 | 1 | 14 | 1 | 15.4 | 1 | 14.9 | 1 | 15.2 | 1 | 19.7 | 1 | 18.4 | 1 | 20.3 | 1 | 17.9 | 1 | 20.3 | 1 | 20.4 | 1 | 26.6 | 1 | 15.1 | 1 | 17.15 | 16
DEER2023 | NE-HVAC-airHP-SpltPkg-240to759kBtuh-9p7eer-3p30cop | Cap-Tons | RSD | Ex | cDXHP | 11.9 | 1 | 12.8 | 1 | 13.4 | 1 | 13.6 | 1 | 13.4 | 1 | 15 | 1 | 14.5 | 1 | 14.8 | 1 | 18.8 | 1 | 16.4 | 1 | 18.6 | 1 | 16.3 | 1 | 18.6 | 1 | 18.7 | 1 | 24.5 | 1 | 13.7 | 1 | 15.9375 | 16
DEER2023 | NE-HVAC-airHP-SpltPkg-240to759kBtuh-9p7eer-3p30cop | Cap-Tons | RSD | Rec | cDXHP | 10.9 | 1 | 11.9 | 1 | 11.9 | 1 | 12 | 1 | 11.7 | 1 | 13.1 | 1 | 12.8 | 1 | 13.5 | 1 | 16.8 | 1 | 15.4 | 1 | 17.2 | 1 | 15.2 | 1 | 17.5 | 1 | 17.5 | 1 | 23.1 | 1 | 12.5 | 1 | 14.5625 | 16
DEER2023 | NE-HVAC-airHP-SpltPkg-240to759kBtuh-9p7eer-3p30cop | Cap-Tons | RSD | New | cDXHP | 10.3 | 1 | 11.4 | 1 | 11.2 | 1 | 11.5 | 1 | 11 | 1 | 12.5 | 1 | 12.1 | 1 | 12.8 | 1 | 16.1 | 1 | 14.9 | 1 | 16.7 | 1 | 14.7 | 1 | 16.9 | 1 | 16.9 | 1 | 22.3 | 1 | 11.9 | 1 | 13.95 | 16
DEER2023 | NE-HVAC-airHP-SpltPkg-240to759kBtuh-9p7eer-3p30cop | Cap-Tons | Rt3 | Old | cDXHP | 213 | 1 | 265 | 1 | 224 | 1 | 265 | 1 | 224 | 1 | 241 | 1 | 235 | 1 | 275 | 1 | 347 | 1 | 323 | 1 | 361 | 1 | 323 | 1 | 361 | 1 | 363 | 1 | 453 | 1 | 246 | 1 | 294.9375 | 16
DEER2023 | NE-HVAC-airHP-SpltPkg-240to759kBtuh-9p7eer-3p30cop | Cap-Tons | Rt3 | Ex | cDXHP | 205 | 1 | 256 | 1 | 217 | 1 | 258 | 1 | 217 | 1 | 234 | 1 | 228 | 1 | 269 | 1 | 340 | 1 | 314 | 1 | 344 | 1 | 313 | 1 | 345 | 1 | 345 | 1 | 433 | 1 | 232 | 1 | 284.375 | 16
DEER2023 | NE-HVAC-airHP-SpltPkg-240to759kBtuh-9p7eer-3p30cop | Cap-Tons | Rt3 | Rec | cDXHP | 190 | 1 | 240 | 1 | 204 | 1 | 240 | 1 | 204 | 1 | 221 | 1 | 215 | 1 | 254 | 1 | 321 | 1 | 297 | 1 | 311 | 1 | 291 | 1 | 317 | 1 | 312 | 1 | 397 | 1 | 207 | 1 | 263.8125 | 16
DEER2023 | NE-HVAC-airHP-SpltPkg-240to759kBtuh-9p7eer-3p30cop | Cap-Tons | Rt3 | New | cDXHP | 183 | 1 | 235 | 1 | 197 | 1 | 236 | 1 | 196 | 1 | 214 | 1 | 208 | 1 | 248 | 1 | 315 | 1 | 292 | 1 | 307 | 1 | 286 | 1 | 312 | 1 | 307 | 1 | 391 | 1 | 200 | 1 | 257.9375 | 16
DEER2023 | NE-HVAC-airHP-SpltPkg-240to759kBtuh-9p7eer-3p30cop | Cap-Tons | RtL | Old | cDXHP | 185 | 1 | 233 | 1 | 191 | 1 | 228 | 1 | 191 | 1 | 201 | 1 | 197 | 1 | 243 | 1 | 304 | 1 | 285 | 1 | 315 | 1 | 282 | 1 | 315 | 1 | 316 | 1 | 400 | 1 | 204 | 1 | 255.625 | 16
DEER2023 | NE-HVAC-airHP-SpltPkg-240to759kBtuh-9p7eer-3p30cop | Cap-Tons | RtL | Ex | cDXHP | 177 | 1 | 222 | 1 | 184 | 1 | 219 | 1 | 184 | 1 | 197 | 1 | 192 | 1 | 240 | 1 | 296 | 1 | 270 | 1 | 298 | 1 | 270 | 1 | 299 | 1 | 300 | 1 | 381 | 1 | 191 | 1 | 245 | 16
DEER2023 | NE-HVAC-airHP-SpltPkg-240to759kBtuh-9p7eer-3p30cop | Cap-Tons | RtL | Rec | cDXHP | 164 | 1 | 203 | 1 | 171 | 1 | 199 | 1 | 170 | 1 | 182 | 1 | 179 | 1 | 220 | 1 | 270 | 1 | 250 | 1 | 268 | 1 | 245 | 1 | 271 | 1 | 271 | 1 | 348 | 1 | 173 | 1 | 224 | 16
DEER2023 | NE-HVAC-airHP-SpltPkg-240to759kBtuh-9p7eer-3p30cop | Cap-Tons | RtL | New | cDXHP | 157 | 1 | 198 | 1 | 164 | 1 | 195 | 1 | 163 | 1 | 175 | 1 | 171 | 1 | 213 | 1 | 263 | 1 | 244 | 1 | 262 | 1 | 239 | 1 | 265 | 1 | 264 | 1 | 340 | 1 | 166 | 1 | 217.4375 | 16
DEER2023 | NE-HVAC-airHP-SpltPkg-240to759kBtuh-9p7eer-3p30cop | Cap-Tons | RtS | Old | cDXHP | 16.5 | 1 | 19.9 | 1 | 17.5 | 1 | 20.1 | 1 | 17 | 1 | 18.9 | 1 | 18.3 | 1 | 20.7 | 1 | 26.3 | 1 | 24.9 | 1 | 26.9 | 1 | 23.9 | 1 | 27.1 | 1 | 26.9 | 1 | 33.8 | 1 | 19.7 | 1 | 22.4 | 16
DEER2023 | NE-HVAC-airHP-SpltPkg-240to759kBtuh-9p7eer-3p30cop | Cap-Tons | RtS | Ex | cDXHP | 13.4 | 1 | 16.4 | 1 | 14.8 | 1 | 17.3 | 1 | 14.5 | 1 | 16.1 | 1 | 15.5 | 1 | 18.5 | 1 | 23.3 | 1 | 20.9 | 1 | 22.9 | 1 | 20.5 | 1 | 23.1 | 1 | 22.9 | 1 | 29.4 | 1 | 15.9 | 1 | 19.0875 | 16
DEER2023 | NE-HVAC-airHP-SpltPkg-240to759kBtuh-9p7eer-3p30cop | Cap-Tons | RtS | Rec | cDXHP | 12.6 | 1 | 15.3 | 1 | 13.5 | 1 | 15.6 | 1 | 13.3 | 1 | 14.5 | 1 | 14.2 | 1 | 16.8 | 1 | 21 | 1 | 19.7 | 1 | 20.7 | 1 | 18.9 | 1 | 21.2 | 1 | 20.8 | 1 | 27 | 1 | 14.6 | 1 | 17.4812 | 16
DEER2023 | NE-HVAC-airHP-SpltPkg-240to759kBtuh-9p7eer-3p30cop | Cap-Tons | RtS | New | cDXHP | 12.4 | 1 | 15.2 | 1 | 13.2 | 1 | 15.5 | 1 | 13.1 | 1 | 14.2 | 1 | 13.9 | 1 | 16.6 | 1 | 21 | 1 | 19.6 | 1 | 20.7 | 1 | 18.8 | 1 | 21.2 | 1 | 20.8 | 1 | 27 | 1 | 14.4 | 1 | 17.35 | 16
DEER2023 | NE-HVAC-airHP-SpltPkg-240to759kBtuh-9p7eer-3p30cop | Cap-Tons | SCn | Old | cDXHP | 369 | 1 | 325 | 1 | 368 | 1 | 327 | 1 | 361 | 1 | 349 | 1 | 335 | 1 | 305 | 1 | 404 | 1 | 379 | 1 | 428 | 1 | 375 | 1 | 431 | 1 | 428 | 1 | 573 | 1 | 424 | 1 | 386.3125 | 16
DEER2023 | NE-HVAC-airHP-SpltPkg-240to759kBtuh-9p7eer-3p30cop | Cap-Tons | SCn | Ex | cDXHP | 364 | 1 | 312 | 1 | 364 | 1 | 316 | 1 | 359 | 1 | 350 | 1 | 335 | 1 | 319 | 1 | 400 | 1 | 341 | 1 | 389 | 1 | 346 | 1 | 397 | 1 | 384 | 1 | 524 | 1 | 400 | 1 | 368.75 | 16
DEER2023 | NE-HVAC-airHP-SpltPkg-240to759kBtuh-9p7eer-3p30cop | Cap-Tons | SCn | Rec | cDXHP | 348 | 1 | 285 | 1 | 359 | 1 | 287 | 1 | 352 | 1 | 343 | 1 | 329 | 1 | 271 | 1 | 323 | 1 | 300 | 1 | 310 | 1 | 294 | 1 | 323 | 1 | 308 | 1 | 434 | 1 | 364 | 1 | 326.875 | 16
DEER2023 | NE-HVAC-airHP-SpltPkg-240to759kBtuh-9p7eer-3p30cop | Cap-Tons | SCn | New | cDXHP | 349 | 1 | 287 | 1 | 358 | 1 | 290 | 1 | 352 | 1 | 342 | 1 | 329 | 1 | 268 | 1 | 323 | 1 | 295 | 1 | 305 | 1 | 295 | 1 | 320 | 1 | 307 | 1 | 436 | 1 | 364 | 1 | 326.25 | 16
DEER2023 | NE-HVAC-airHP-SpltPkg-65to134kBtuh-11p5eer-3p50cop | Cap-Tons | Com | Old | cDXHP | 487 | 1 | 354 | 1 | 427 | 1 | 338 | 1 | 506 | 1 | 402 | 1 | 378 | 1 | 386 | 1 | 408 | 1 | 335 | 1 | 452 | 1 | 346 | 1 | 396 | 1 | 391 | 1 | 449 | 1 | 572 | 1 | 414.1875 | 16
DEER2023 | NE-HVAC-airHP-SpltPkg-65to134kBtuh-11p5eer-3p50cop | Cap-Tons | Com | Ex | cDXHP | 305 | 1 | 329 | 1 | 392 | 1 | 327 | 1 | 470 | 1 | 330 | 1 | 341 | 1 | 337 | 1 | 358 | 1 | 303 | 1 | 407 | 1 | 322 | 1 | 367 | 1 | 353 | 1 | 419 | 1 | 521 | 1 | 367.5625 | 16
DEER2023 | NE-HVAC-airHP-SpltPkg-65to134kBtuh-11p5eer-3p50cop | Cap-Tons | Com | Rec | cDXHP | 292 | 1 | 300 | 1 | 343 | 1 | 288 | 1 | 394 | 1 | 284 | 1 | 283 | 1 | 293 | 1 | 320 | 1 | 281 | 1 | 363 | 1 | 297 | 1 | 331 | 1 | 322 | 1 | 385 | 1 | 447 | 1 | 326.4375 | 16
DEER2023 | NE-HVAC-airHP-SpltPkg-65to134kBtuh-11p5eer-3p50cop | Cap-Tons | Com | New | cDXHP | 284 | 1 | 297 | 1 | 337 | 1 | 284 | 1 | 382 | 1 | 277 | 1 | 276 | 1 | 287 | 1 | 315 | 1 | 276 | 1 | 356 | 1 | 293 | 1 | 325 | 1 | 316 | 1 | 381 | 1 | 435 | 1 | 320.0625 | 16
DEER2023 | NE-HVAC-airHP-SpltPkg-65to134kBtuh-11p5eer-3p50cop | Cap-Tons | Asm | Old | cDXHP | 351 | 1 | 342 | 1 | 384 | 1 | 341 | 1 | 374 | 1 | 405 | 1 | 393 | 1 | 371 | 1 | 477 | 1 | 435 | 1 | 474 | 1 | 424 | 1 | 478 | 1 | 481 | 1 | 634 | 1 | 410 | 1 | 423.375 | 16
DEER2023 | NE-HVAC-airHP-SpltPkg-65to134kBtuh-11p5eer-3p50cop | Cap-Tons | Asm | Ex | cDXHP | 304 | 1 | 306 | 1 | 360 | 1 | 322 | 1 | 349 | 1 | 388 | 1 | 377 | 1 | 360 | 1 | 460 | 1 | 394 | 1 | 432 | 1 | 386 | 1 | 437 | 1 | 440 | 1 | 585 | 1 | 351 | 1 | 390.6875 | 16
DEER2023 | NE-HVAC-airHP-SpltPkg-65to134kBtuh-11p5eer-3p50cop | Cap-Tons | Asm | Rec | cDXHP | 288 | 1 | 290 | 1 | 309 | 1 | 288 | 1 | 300 | 1 | 331 | 1 | 322 | 1 | 323 | 1 | 418 | 1 | 377 | 1 | 403 | 1 | 364 | 1 | 411 | 1 | 412 | 1 | 550 | 1 | 316 | 1 | 356.375 | 16
DEER2023 | NE-HVAC-airHP-SpltPkg-65to134kBtuh-11p5eer-3p50cop | Cap-Tons | Asm | New | cDXHP | 285 | 1 | 286 | 1 | 304 | 1 | 285 | 1 | 295 | 1 | 327 | 1 | 317 | 1 | 320 | 1 | 415 | 1 | 374 | 1 | 400 | 1 | 361 | 1 | 408 | 1 | 409 | 1 | 546 | 1 | 312 | 1 | 352.75 | 16
DEER2023 | NE-HVAC-airHP-SpltPkg-65to134kBtuh-11p5eer-3p50cop | Cap-Tons | ECC | Old | cDXHP | 976 | 1 | 904 | 1 | 1040 | 1 | 917 | 1 | 1030 | 1 | 1090 | 1 | 1070 | 1 | 966 | 1 | 1160 | 1 | 1080 | 1 | 1040 | 1 | 953 | 1 | 1060 | 1 | 1110 | 1 | 1460 | 1 | 1090 | 1 | 1059.125 | 16
DEER2023 | NE-HVAC-airHP-SpltPkg-65to134kBtuh-11p5eer-3p50cop | Cap-Tons | ECC | Ex | cDXHP | 778 | 1 | 773 | 1 | 882 | 1 | 812 | 1 | 863 | 1 | 924 | 1 | 918 | 1 | 864 | 1 | 1050 | 1 | 939 | 1 | 918 | 1 | 837 | 1 | 939 | 1 | 986 | 1 | 1310 | 1 | 887 | 1 | 917.5 | 16
DEER2023 | NE-HVAC-airHP-SpltPkg-65to134kBtuh-11p5eer-3p50cop | Cap-Tons | ECC | Rec | cDXHP | 721 | 1 | 736 | 1 | 776 | 1 | 746 | 1 | 759 | 1 | 817 | 1 | 808 | 1 | 798 | 1 | 977 | 1 | 896 | 1 | 855 | 1 | 790 | 1 | 882 | 1 | 926 | 1 | 1240 | 1 | 809 | 1 | 846 | 16
DEER2023 | NE-HVAC-airHP-SpltPkg-65to134kBtuh-11p5eer-3p50cop | Cap-Tons | ECC | New | cDXHP | 696 | 1 | 724 | 1 | 750 | 1 | 735 | 1 | 733 | 1 | 787 | 1 | 778 | 1 | 778 | 1 | 957 | 1 | 875 | 1 | 834 | 1 | 774 | 1 | 862 | 1 | 904 | 1 | 1220 | 1 | 783 | 1 | 824.375 | 16
DEER2023 | NE-HVAC-airHP-SpltPkg-65to134kBtuh-11p5eer-3p50cop | Cap-Tons | EPr | Old | cDXHP | 151 | 1 | 149 | 1 | 162 | 1 | 151 | 1 | 158 | 1 | 174 | 1 | 171 | 1 | 166 | 1 | 206 | 1 | 190 | 1 | 180 | 1 | 159 | 1 | 183 | 1 | 195 | 1 | 263 | 1 | 169 | 1 | 176.6875 | 16
DEER2023 | NE-HVAC-airHP-SpltPkg-65to134kBtuh-11p5eer-3p50cop | Cap-Tons | EPr | Ex | cDXHP | 118 | 1 | 124 | 1 | 137 | 1 | 131 | 1 | 133 | 1 | 147 | 1 | 145 | 1 | 148 | 1 | 185 | 1 | 161 | 1 | 157 | 1 | 138 | 1 | 161 | 1 | 172 | 1 | 238 | 1 | 138 | 1 | 152.0625 | 16
DEER2023 | NE-HVAC-airHP-SpltPkg-65to134kBtuh-11p5eer-3p50cop | Cap-Tons | EPr | Rec | cDXHP | 109 | 1 | 114 | 1 | 120 | 1 | 116 | 1 | 117 | 1 | 129 | 1 | 127 | 1 | 132 | 1 | 162 | 1 | 147 | 1 | 143 | 1 | 126 | 1 | 148 | 1 | 158 | 1 | 221 | 1 | 126 | 1 | 137.1875 | 16
DEER2023 | NE-HVAC-airHP-SpltPkg-65to134kBtuh-11p5eer-3p50cop | Cap-Tons | EPr | New | cDXHP | 107 | 1 | 113 | 1 | 117 | 1 | 115 | 1 | 114 | 1 | 125 | 1 | 123 | 1 | 129 | 1 | 159 | 1 | 144 | 1 | 140 | 1 | 125 | 1 | 145 | 1 | 155 | 1 | 218 | 1 | 124 | 1 | 134.5625 | 16
DEER2023 | NE-HVAC-airHP-SpltPkg-65to134kBtuh-11p5eer-3p50cop | Cap-Tons | ERC | Old | cDXHP | 5.31 | 1 | 5.81 | 1 | 6.04 | 1 | 6.16 | 1 | 5.75 | 1 | 6.58 | 1 | 6.37 | 1 | 6.64 | 1 | 8.74 | 1 | 7.89 | 1 | 7.73 | 1 | 6.68 | 1 | 7.88 | 1 | 8.4 | 1 | 11.4 | 1 | 6.28 | 1 | 7.1037 | 16
DEER2023 | NE-HVAC-airHP-SpltPkg-65to134kBtuh-11p5eer-3p50cop | Cap-Tons | ERC | Ex | cDXHP | 4.89 | 1 | 5.43 | 1 | 5.83 | 1 | 5.94 | 1 | 5.55 | 1 | 6.36 | 1 | 6.15 | 1 | 6.5 | 1 | 8.44 | 1 | 7.35 | 1 | 7.31 | 1 | 6.33 | 1 | 7.49 | 1 | 8 | 1 | 10.9 | 1 | 5.87 | 1 | 6.7713 | 16
DEER2023 | NE-HVAC-airHP-SpltPkg-65to134kBtuh-11p5eer-3p50cop | Cap-Tons | ERC | Rec | cDXHP | 4.68 | 1 | 5.13 | 1 | 5.4 | 1 | 5.45 | 1 | 5.11 | 1 | 5.94 | 1 | 5.73 | 1 | 6.15 | 1 | 7.75 | 1 | 6.97 | 1 | 6.89 | 1 | 6.03 | 1 | 7.14 | 1 | 7.6 | 1 | 10.2 | 1 | 5.53 | 1 | 6.3563 | 16
DEER2023 | NE-HVAC-airHP-SpltPkg-65to134kBtuh-11p5eer-3p50cop | Cap-Tons | ERC | New | cDXHP | 4.6 | 1 | 5.02 | 1 | 5.25 | 1 | 5.31 | 1 | 4.95 | 1 | 5.79 | 1 | 5.58 | 1 | 6.07 | 1 | 7.7 | 1 | 6.88 | 1 | 6.75 | 1 | 5.9 | 1 | 7.05 | 1 | 7.52 | 1 | 10.2 | 1 | 5.33 | 1 | 6.2438 | 16
DEER2023 | NE-HVAC-airHP-SpltPkg-65to134kBtuh-11p5eer-3p50cop | Cap-Tons | ESe | Old | cDXHP | 458 | 1 | 444 | 1 | 489 | 1 | 454 | 1 | 477 | 1 | 506 | 1 | 497 | 1 | 470 | 1 | 577 | 1 | 530 | 1 | 509 | 1 | 466 | 1 | 517 | 1 | 550 | 1 | 734 | 1 | 519 | 1 | 512.3125 | 16
DEER2023 | NE-HVAC-airHP-SpltPkg-65to134kBtuh-11p5eer-3p50cop | Cap-Tons | ESe | Ex | cDXHP | 386 | 1 | 401 | 1 | 457 | 1 | 431 | 1 | 446 | 1 | 481 | 1 | 475 | 1 | 454 | 1 | 557 | 1 | 479 | 1 | 465 | 1 | 429 | 1 | 476 | 1 | 508 | 1 | 686 | 1 | 452 | 1 | 473.9375 | 16
DEER2023 | NE-HVAC-airHP-SpltPkg-65to134kBtuh-11p5eer-3p50cop | Cap-Tons | ESe | Rec | cDXHP | 362 | 1 | 388 | 1 | 392 | 1 | 395 | 1 | 380 | 1 | 410 | 1 | 402 | 1 | 409 | 1 | 507 | 1 | 460 | 1 | 438 | 1 | 410 | 1 | 453 | 1 | 481 | 1 | 650 | 1 | 412 | 1 | 434.3125 | 16
DEER2023 | NE-HVAC-airHP-SpltPkg-65to134kBtuh-11p5eer-3p50cop | Cap-Tons | ESe | New | cDXHP | 351 | 1 | 386 | 1 | 382 | 1 | 393 | 1 | 369 | 1 | 398 | 1 | 389 | 1 | 399 | 1 | 498 | 1 | 450 | 1 | 429 | 1 | 405 | 1 | 442 | 1 | 470 | 1 | 640 | 1 | 402 | 1 | 425.1875 | 16
DEER2023 | NE-HVAC-airHP-SpltPkg-65to134kBtuh-11p5eer-3p50cop | Cap-Tons | EUn | Old | cDXHP | 2700 | 1 | 2460 | 1 | 2860 | 1 | 2520 | 1 | 2820 | 1 | 2960 | 1 | 2910 | 1 | 2590 | 1 | 3140 | 1 | 2930 | 1 | 2850 | 1 | 2620 | 1 | 2920 | 1 | 3000 | 1 | 3910 | 1 | 2990 | 1 | 2886.25 | 16
DEER2023 | NE-HVAC-airHP-SpltPkg-65to134kBtuh-11p5eer-3p50cop | Cap-Tons | EUn | Ex | cDXHP | 2100 | 1 | 2040 | 1 | 2340 | 1 | 2170 | 1 | 2290 | 1 | 2440 | 1 | 2410 | 1 | 2250 | 1 | 2770 | 1 | 2450 | 1 | 2430 | 1 | 2210 | 1 | 2480 | 1 | 2560 | 1 | 3420 | 1 | 2350 | 1 | 2419.375 | 16
DEER2023 | NE-HVAC-airHP-SpltPkg-65to134kBtuh-11p5eer-3p50cop | Cap-Tons | EUn | Rec | cDXHP | 1910 | 1 | 1920 | 1 | 2030 | 1 | 1960 | 1 | 1980 | 1 | 2120 | 1 | 2080 | 1 | 2020 | 1 | 2500 | 1 | 2300 | 1 | 2210 | 1 | 2050 | 1 | 2280 | 1 | 2360 | 1 | 3170 | 1 | 2080 | 1 | 2185.625 | 16
DEER2023 | NE-HVAC-airHP-SpltPkg-65to134kBtuh-11p5eer-3p50cop | Cap-Tons | EUn | New | cDXHP | 1860 | 1 | 1890 | 1 | 1970 | 1 | 1930 | 1 | 1920 | 1 | 2040 | 1 | 2010 | 1 | 1970 | 1 | 2450 | 1 | 2250 | 1 | 2160 | 1 | 2010 | 1 | 2230 | 1 | 2310 | 1 | 3110 | 1 | 2010 | 1 | 2132.5 | 16
DEER2023 | NE-HVAC-airHP-SpltPkg-65to134kBtuh-11p5eer-3p50cop | Cap-Tons | Gro | Old | cDXHP | 65.7 | 1 | 115 | 1 | 77.5 | 1 | 101 | 1 | 84.9 | 1 | 91.2 | 1 | 83.5 | 1 | 97.7 | 1 | 92.5 | 1 | 107 | 1 | 120 | 1 | 122 | 1 | 131 | 1 | 112 | 1 | 148 | 1 | 76.1 | 1 | 101.5687 | 16
DEER2023 | NE-HVAC-airHP-SpltPkg-65to134kBtuh-11p5eer-3p50cop | Cap-Tons | Gro | Ex | cDXHP | 61.7 | 1 | 107 | 1 | 73.9 | 1 | 96.2 | 1 | 77 | 1 | 90.5 | 1 | 84.7 | 1 | 99.7 | 1 | 89.2 | 1 | 99.1 | 1 | 111 | 1 | 116 | 1 | 122 | 1 | 103 | 1 | 136 | 1 | 68.9 | 1 | 95.9938 | 16
DEER2023 | NE-HVAC-airHP-SpltPkg-65to134kBtuh-11p5eer-3p50cop | Cap-Tons | Gro | Rec | cDXHP | 56.3 | 1 | 98.3 | 1 | 67.4 | 1 | 88.3 | 1 | 66.5 | 1 | 82.6 | 1 | 73.7 | 1 | 86.4 | 1 | 79 | 1 | 91.9 | 1 | 97.6 | 1 | 106 | 1 | 111 | 1 | 90.5 | 1 | 121 | 1 | 59 | 1 | 85.9688 | 16
DEER2023 | NE-HVAC-airHP-SpltPkg-65to134kBtuh-11p5eer-3p50cop | Cap-Tons | Gro | New | cDXHP | 55.3 | 1 | 97 | 1 | 66.4 | 1 | 87 | 1 | 65.5 | 1 | 81.6 | 1 | 72.7 | 1 | 85 | 1 | 77.8 | 1 | 90.6 | 1 | 96.2 | 1 | 104 | 1 | 110 | 1 | 89.4 | 1 | 120 | 1 | 58 | 1 | 84.7812 | 16
DEER2023 | NE-HVAC-airHP-SpltPkg-65to134kBtuh-11p5eer-3p50cop | Cap-Tons | Hsp | Old | cDXHP | 683 | 1 | 690 | 1 | 686 | 1 | 690 | 1 | 686 | 1 | 691 | 1 | 689 | 1 | 695 | 1 | 719 | 1 | 706 | 1 | 715 | 1 | 699 | 1 | 718 | 1 | 720 | 1 | 794 | 1 | 688 | 1 | 704.3125 | 16
DEER2023 | NE-HVAC-airHP-SpltPkg-65to134kBtuh-11p5eer-3p50cop | Cap-Tons | Hsp | Ex | cDXHP | 680 | 1 | 680 | 1 | 682 | 1 | 684 | 1 | 682 | 1 | 686 | 1 | 684 | 1 | 687 | 1 | 706 | 1 | 682 | 1 | 687 | 1 | 681 | 1 | 688 | 1 | 688 | 1 | 753 | 1 | 680 | 1 | 689.375 | 16
DEER2023 | NE-HVAC-airHP-SpltPkg-65to134kBtuh-11p5eer-3p50cop | Cap-Tons | Hsp | Rec | cDXHP | 680 | 1 | 680 | 1 | 680 | 1 | 680 | 1 | 680 | 1 | 680 | 1 | 680 | 1 | 680 | 1 | 684 | 1 | 681 | 1 | 680 | 1 | 680 | 1 | 681 | 1 | 680 | 1 | 725 | 1 | 680 | 1 | 683.1875 | 16
DEER2023 | NE-HVAC-airHP-SpltPkg-65to134kBtuh-11p5eer-3p50cop | Cap-Tons | Hsp | New | cDXHP | 680 | 1 | 680 | 1 | 680 | 1 | 680 | 1 | 680 | 1 | 680 | 1 | 680 | 1 | 680 | 1 | 682 | 1 | 681 | 1 | 680 | 1 | 680 | 1 | 680 | 1 | 680 | 1 | 718 | 1 | 680 | 1 | 682.5625 | 16
DEER2023 | NE-HVAC-airHP-SpltPkg-65to134kBtuh-11p5eer-3p50cop | Cap-Tons | Htl | Old | cDXHP | 82.7 | 1 | 74.6 | 1 | 88.1 | 1 | 75.9 | 1 | 87.5 | 1 | 90.7 | 1 | 88.7 | 1 | 75 | 1 | 93.3 | 1 | 86.4 | 1 | 92.2 | 1 | 82.6 | 1 | 93.6 | 1 | 92.6 | 1 | 121 | 1 | 90.7 | 1 | 88.475 | 16
DEER2023 | NE-HVAC-airHP-SpltPkg-65to134kBtuh-11p5eer-3p50cop | Cap-Tons | Htl | Ex | cDXHP | 63.2 | 1 | 60.1 | 1 | 68.3 | 1 | 62.8 | 1 | 67.2 | 1 | 70.9 | 1 | 69.5 | 1 | 61.7 | 1 | 79.5 | 1 | 70.2 | 1 | 76 | 1 | 68.2 | 1 | 77.4 | 1 | 77.8 | 1 | 105 | 1 | 68.5 | 1 | 71.6437 | 16
DEER2023 | NE-HVAC-airHP-SpltPkg-65to134kBtuh-11p5eer-3p50cop | Cap-Tons | Htl | Rec | cDXHP | 57.4 | 1 | 56.3 | 1 | 60.1 | 1 | 57.7 | 1 | 59.6 | 1 | 62.5 | 1 | 61.7 | 1 | 55.3 | 1 | 72.9 | 1 | 65.7 | 1 | 69.4 | 1 | 63.3 | 1 | 71.6 | 1 | 71.3 | 1 | 97.1 | 1 | 61.5 | 1 | 65.2125 | 16
DEER2023 | NE-HVAC-airHP-SpltPkg-65to134kBtuh-11p5eer-3p50cop | Cap-Tons | Htl | New | cDXHP | 56.7 | 1 | 56.2 | 1 | 59.4 | 1 | 57.5 | 1 | 58.9 | 1 | 61.8 | 1 | 61 | 1 | 54.5 | 1 | 72 | 1 | 64.9 | 1 | 68.5 | 1 | 62.7 | 1 | 70.7 | 1 | 70.4 | 1 | 96.2 | 1 | 60.7 | 1 | 64.5062 | 16
DEER2023 | NE-HVAC-airHP-SpltPkg-65to134kBtuh-11p5eer-3p50cop | Cap-Tons | MBT | Old | cDXHP | 357 | 1 | 381 | 1 | 375 | 1 | 381 | 1 | 375 | 1 | 395 | 1 | 388 | 1 | 401 | 1 | 483 | 1 | 454 | 1 | 484 | 1 | 442 | 1 | 489 | 1 | 490 | 1 | 619 | 1 | 392 | 1 | 431.625 | 16
DEER2023 | NE-HVAC-airHP-SpltPkg-65to134kBtuh-11p5eer-3p50cop | Cap-Tons | MBT | Ex | cDXHP | 322 | 1 | 340 | 1 | 350 | 1 | 351 | 1 | 348 | 1 | 379 | 1 | 371 | 1 | 384 | 1 | 456 | 1 | 403 | 1 | 439 | 1 | 399 | 1 | 443 | 1 | 446 | 1 | 572 | 1 | 349 | 1 | 397 | 16
DEER2023 | NE-HVAC-airHP-SpltPkg-65to134kBtuh-11p5eer-3p50cop | Cap-Tons | MBT | Rec | cDXHP | 294 | 1 | 307 | 1 | 307 | 1 | 305 | 1 | 304 | 1 | 328 | 1 | 324 | 1 | 334 | 1 | 393 | 1 | 365 | 1 | 398 | 1 | 360 | 1 | 402 | 1 | 405 | 1 | 524 | 1 | 317 | 1 | 354.1875 | 16
DEER2023 | NE-HVAC-airHP-SpltPkg-65to134kBtuh-11p5eer-3p50cop | Cap-Tons | MBT | New | cDXHP | 283 | 1 | 299 | 1 | 296 | 1 | 298 | 1 | 293 | 1 | 317 | 1 | 313 | 1 | 325 | 1 | 382 | 1 | 354 | 1 | 387 | 1 | 349 | 1 | 390 | 1 | 394 | 1 | 515 | 1 | 306 | 1 | 343.8125 | 16
DEER2023 | NE-HVAC-airHP-SpltPkg-65to134kBtuh-11p5eer-3p50cop | Cap-Tons | MLI | Old | cDXHP | 226 | 1 | 235 | 1 | 233 | 1 | 238 | 1 | 233 | 1 | 248 | 1 | 234 | 1 | 235 | 1 | 287 | 1 | 272 | 1 | 295 | 1 | 270 | 1 | 297 | 1 | 296 | 1 | 371 | 1 | 280 | 1 | 265.625 | 16
DEER2023 | NE-HVAC-airHP-SpltPkg-65to134kBtuh-11p5eer-3p50cop | Cap-Tons | MLI | Ex | cDXHP | 218 | 1 | 228 | 1 | 227 | 1 | 231 | 1 | 227 | 1 | 250 | 1 | 235 | 1 | 236 | 1 | 283 | 1 | 259 | 1 | 274 | 1 | 259 | 1 | 279 | 1 | 276 | 1 | 348 | 1 | 256 | 1 | 255.375 | 16
DEER2023 | NE-HVAC-airHP-SpltPkg-65to134kBtuh-11p5eer-3p50cop | Cap-Tons | MLI | Rec | cDXHP | 205 | 1 | 215 | 1 | 215 | 1 | 219 | 1 | 214 | 1 | 231 | 1 | 218 | 1 | 221 | 1 | 262 | 1 | 245 | 1 | 241 | 1 | 238 | 1 | 251 | 1 | 243 | 1 | 311 | 1 | 217 | 1 | 234.125 | 16
DEER2023 | NE-HVAC-airHP-SpltPkg-65to134kBtuh-11p5eer-3p50cop | Cap-Tons | MLI | New | cDXHP | 206 | 1 | 211 | 1 | 215 | 1 | 215 | 1 | 214 | 1 | 226 | 1 | 212 | 1 | 216 | 1 | 255 | 1 | 239 | 1 | 235 | 1 | 233 | 1 | 245 | 1 | 237 | 1 | 305 | 1 | 213 | 1 | 229.8125 | 16
DEER2023 | NE-HVAC-airHP-SpltPkg-65to134kBtuh-11p5eer-3p50cop | Cap-Tons | Mtl | Old | cDXHP | 11 | 1 | 9.29 | 1 | 11.6 | 1 | 9.31 | 1 | 11.6 | 1 | 12 | 1 | 11.8 | 1 | 9.63 | 1 | 11.4 | 1 | 10.9 | 1 | 11.4 | 1 | 10.2 | 1 | 11.5 | 1 | 11.1 | 1 | 14.1 | 1 | 11.6 | 1 | 11.1519 | 16
DEER2023 | NE-HVAC-airHP-SpltPkg-65to134kBtuh-11p5eer-3p50cop | Cap-Tons | Mtl | Ex | cDXHP | 8.82 | 1 | 6.85 | 1 | 9.34 | 1 | 7.05 | 1 | 9.22 | 1 | 9.54 | 1 | 9.44 | 1 | 7.26 | 1 | 8.79 | 1 | 8.24 | 1 | 8.79 | 1 | 7.97 | 1 | 8.88 | 1 | 8.76 | 1 | 11.6 | 1 | 9.21 | 1 | 8.735 | 16
DEER2023 | NE-HVAC-airHP-SpltPkg-65to134kBtuh-11p5eer-3p50cop | Cap-Tons | Mtl | Rec | cDXHP | 8.13 | 1 | 6.14 | 1 | 8.47 | 1 | 6.24 | 1 | 8.43 | 1 | 8.72 | 1 | 8.66 | 1 | 6.54 | 1 | 8.02 | 1 | 7.5 | 1 | 7.89 | 1 | 7.22 | 1 | 8.08 | 1 | 7.96 | 1 | 10.6 | 1 | 8.46 | 1 | 7.9413 | 16
DEER2023 | NE-HVAC-airHP-SpltPkg-65to134kBtuh-11p5eer-3p50cop | Cap-Tons | Mtl | New | cDXHP | 8.06 | 1 | 6.09 | 1 | 8.4 | 1 | 6.18 | 1 | 8.35 | 1 | 8.65 | 1 | 8.59 | 1 | 6.47 | 1 | 7.94 | 1 | 7.42 | 1 | 7.82 | 1 | 7.15 | 1 | 8 | 1 | 7.88 | 1 | 10.5 | 1 | 8.39 | 1 | 7.8681 | 16
DEER2023 | NE-HVAC-airHP-SpltPkg-65to134kBtuh-11p5eer-3p50cop | Cap-Tons | Nrs | Old | cDXHP | 101 | 1 | 106 | 1 | 104 | 1 | 106 | 1 | 104 | 1 | 106 | 1 | 105 | 1 | 107 | 1 | 110 | 1 | 109 | 1 | 109 | 1 | 107 | 1 | 110 | 1 | 110 | 1 | 124 | 1 | 104 | 1 | 107.625 | 16
DEER2023 | NE-HVAC-airHP-SpltPkg-65to134kBtuh-11p5eer-3p50cop | Cap-Tons | Nrs | Ex | cDXHP | 96.3 | 1 | 96.9 | 1 | 100 | 1 | 102 | 1 | 100 | 1 | 103 | 1 | 102 | 1 | 104 | 1 | 106 | 1 | 98.5 | 1 | 99.7 | 1 | 98.1 | 1 | 100 | 1 | 100 | 1 | 113 | 1 | 96.7 | 1 | 101.0125 | 16
DEER2023 | NE-HVAC-airHP-SpltPkg-65to134kBtuh-11p5eer-3p50cop | Cap-Tons | Nrs | Rec | cDXHP | 95.9 | 1 | 96 | 1 | 95.9 | 1 | 96 | 1 | 95.9 | 1 | 96 | 1 | 96 | 1 | 96.3 | 1 | 97.7 | 1 | 96.7 | 1 | 97.1 | 1 | 96.4 | 1 | 97.6 | 1 | 97.8 | 1 | 108 | 1 | 96 | 1 | 97.2062 | 16
DEER2023 | NE-HVAC-airHP-SpltPkg-65to134kBtuh-11p5eer-3p50cop | Cap-Tons | Nrs | New | cDXHP | 95.9 | 1 | 95.9 | 1 | 95.9 | 1 | 95.9 | 1 | 95.9 | 1 | 95.9 | 1 | 95.9 | 1 | 96 | 1 | 97.2 | 1 | 96.4 | 1 | 96.7 | 1 | 96.2 | 1 | 97.1 | 1 | 97.3 | 1 | 107 | 1 | 95.9 | 1 | 96.9437 | 16
DEER2023 | NE-HVAC-airHP-SpltPkg-65to134kBtuh-11p5eer-3p50cop | Cap-Tons | OfL | Old | cDXHP | 615 | 1 | 542 | 1 | 651 | 1 | 544 | 1 | 644 | 1 | 684 | 1 | 669 | 1 | 583 | 1 | 660 | 1 | 623 | 1 | 643 | 1 | 597 | 1 | 655 | 1 | 659 | 1 | 783 | 1 | 688 | 1 | 640 | 16
DEER2023 | NE-HVAC-airHP-SpltPkg-65to134kBtuh-11p5eer-3p50cop | Cap-Tons | OfL | Ex | cDXHP | 480 | 1 | 429 | 1 | 529 | 1 | 455 | 1 | 524 | 1 | 560 | 1 | 549 | 1 | 490 | 1 | 559 | 1 | 499 | 1 | 524 | 1 | 491 | 1 | 533 | 1 | 536 | 1 | 646 | 1 | 532 | 1 | 521 | 16
DEER2023 | NE-HVAC-airHP-SpltPkg-65to134kBtuh-11p5eer-3p50cop | Cap-Tons | OfL | Rec | cDXHP | 461 | 1 | 409 | 1 | 484 | 1 | 414 | 1 | 477 | 1 | 513 | 1 | 504 | 1 | 449 | 1 | 518 | 1 | 481 | 1 | 505 | 1 | 471 | 1 | 514 | 1 | 520 | 1 | 629 | 1 | 516 | 1 | 491.5625 | 16
DEER2023 | NE-HVAC-airHP-SpltPkg-65to134kBtuh-11p5eer-3p50cop | Cap-Tons | OfL | New | cDXHP | 453 | 1 | 401 | 1 | 476 | 1 | 407 | 1 | 468 | 1 | 505 | 1 | 495 | 1 | 442 | 1 | 512 | 1 | 474 | 1 | 498 | 1 | 464 | 1 | 508 | 1 | 512 | 1 | 621 | 1 | 509 | 1 | 484.0625 | 16
DEER2023 | NE-HVAC-airHP-SpltPkg-65to134kBtuh-11p5eer-3p50cop | Cap-Tons | OfS | Old | cDXHP | 42.8 | 1 | 40 | 1 | 46.7 | 1 | 40.3 | 1 | 46.3 | 1 | 48.7 | 1 | 47.3 | 1 | 42 | 1 | 47.7 | 1 | 45.6 | 1 | 46.9 | 1 | 43.9 | 1 | 47.7 | 1 | 47.2 | 1 | 56.2 | 1 | 47.9 | 1 | 46.075 | 16
DEER2023 | NE-HVAC-airHP-SpltPkg-65to134kBtuh-11p5eer-3p50cop | Cap-Tons | OfS | Ex | cDXHP | 30.7 | 1 | 29.3 | 1 | 35.2 | 1 | 31.8 | 1 | 34.8 | 1 | 37 | 1 | 36.2 | 1 | 33.5 | 1 | 38.7 | 1 | 34.2 | 1 | 36.2 | 1 | 33.6 | 1 | 36.9 | 1 | 36.7 | 1 | 44.2 | 1 | 34.6 | 1 | 35.225 | 16
DEER2023 | NE-HVAC-airHP-SpltPkg-65to134kBtuh-11p5eer-3p50cop | Cap-Tons | OfS | Rec | cDXHP | 27.3 | 1 | 26.1 | 1 | 29.1 | 1 | 26.5 | 1 | 28.8 | 1 | 30.7 | 1 | 30 | 1 | 28.7 | 1 | 32.9 | 1 | 30.8 | 1 | 32.3 | 1 | 30.2 | 1 | 33.3 | 1 | 33.4 | 1 | 40.1 | 1 | 30.6 | 1 | 30.675 | 16
DEER2023 | NE-HVAC-airHP-SpltPkg-65to134kBtuh-11p5eer-3p50cop | Cap-Tons | OfS | New | cDXHP | 26.9 | 1 | 25.7 | 1 | 28.6 | 1 | 26.2 | 1 | 28.3 | 1 | 30.3 | 1 | 29.5 | 1 | 28.3 | 1 | 32.5 | 1 | 30.4 | 1 | 31.8 | 1 | 29.8 | 1 | 32.9 | 1 | 33 | 1 | 39.7 | 1 | 30.2 | 1 | 30.2563 | 16
DEER2023 | NE-HVAC-airHP-SpltPkg-65to134kBtuh-11p5eer-3p50cop | Cap-Tons | RFF | Old | cDXHP | 7.85 | 1 | 7.77 | 1 | 8.85 | 1 | 7.98 | 1 | 8.5 | 1 | 9.63 | 1 | 9.31 | 1 | 8.53 | 1 | 11 | 1 | 10.1 | 1 | 11 | 1 | 9.74 | 1 | 11 | 1 | 11 | 1 | 14.5 | 1 | 9.66 | 1 | 9.7762 | 16
DEER2023 | NE-HVAC-airHP-SpltPkg-65to134kBtuh-11p5eer-3p50cop | Cap-Tons | RFF | Ex | cDXHP | 6.84 | 1 | 6.71 | 1 | 7.88 | 1 | 7.12 | 1 | 7.56 | 1 | 8.78 | 1 | 8.49 | 1 | 7.86 | 1 | 10.1 | 1 | 8.8 | 1 | 9.69 | 1 | 8.65 | 1 | 9.79 | 1 | 9.78 | 1 | 13.2 | 1 | 8.36 | 1 | 8.7256 | 16
DEER2023 | NE-HVAC-airHP-SpltPkg-65to134kBtuh-11p5eer-3p50cop | Cap-Tons | RFF | Rec | cDXHP | 6.46 | 1 | 6.52 | 1 | 7.34 | 1 | 6.68 | 1 | 6.95 | 1 | 8.05 | 1 | 7.83 | 1 | 7.35 | 1 | 9.49 | 1 | 8.53 | 1 | 9.05 | 1 | 8.23 | 1 | 9.24 | 1 | 9.11 | 1 | 12.4 | 1 | 7.61 | 1 | 8.1775 | 16
DEER2023 | NE-HVAC-airHP-SpltPkg-65to134kBtuh-11p5eer-3p50cop | Cap-Tons | RFF | New | cDXHP | 6.19 | 1 | 6.5 | 1 | 7.07 | 1 | 6.6 | 1 | 6.68 | 1 | 7.77 | 1 | 7.56 | 1 | 7.15 | 1 | 9.28 | 1 | 8.34 | 1 | 8.87 | 1 | 8.05 | 1 | 9.05 | 1 | 8.93 | 1 | 12.2 | 1 | 7.33 | 1 | 7.9731 | 16
DEER2023 | NE-HVAC-airHP-SpltPkg-65to134kBtuh-11p5eer-3p50cop | Cap-Tons | RSD | Old | cDXHP | 13.1 | 1 | 13.7 | 1 | 14.2 | 1 | 13.8 | 1 | 14 | 1 | 15.4 | 1 | 14.9 | 1 | 15.3 | 1 | 19.6 | 1 | 18 | 1 | 19.6 | 1 | 17.3 | 1 | 19.7 | 1 | 19.9 | 1 | 26.6 | 1 | 15.1 | 1 | 16.8875 | 16
DEER2023 | NE-HVAC-airHP-SpltPkg-65to134kBtuh-11p5eer-3p50cop | Cap-Tons | RSD | Ex | cDXHP | 11.9 | 1 | 12.3 | 1 | 13.4 | 1 | 13 | 1 | 13.4 | 1 | 15 | 1 | 14.5 | 1 | 15 | 1 | 18.8 | 1 | 16.3 | 1 | 18 | 1 | 15.9 | 1 | 18.2 | 1 | 18.4 | 1 | 24.7 | 1 | 13.6 | 1 | 15.775 | 16
DEER2023 | NE-HVAC-airHP-SpltPkg-65to134kBtuh-11p5eer-3p50cop | Cap-Tons | RSD | Rec | cDXHP | 10.9 | 1 | 11.6 | 1 | 11.9 | 1 | 11.6 | 1 | 11.7 | 1 | 13.1 | 1 | 12.8 | 1 | 13.7 | 1 | 16.9 | 1 | 15.4 | 1 | 16.9 | 1 | 15 | 1 | 17.2 | 1 | 17.4 | 1 | 23.4 | 1 | 12.5 | 1 | 14.5 | 16
DEER2023 | NE-HVAC-airHP-SpltPkg-65to134kBtuh-11p5eer-3p50cop | Cap-Tons | RSD | New | cDXHP | 10.3 | 1 | 11.1 | 1 | 11.2 | 1 | 11.1 | 1 | 11 | 1 | 12.5 | 1 | 12.1 | 1 | 13.1 | 1 | 16.4 | 1 | 14.9 | 1 | 16.4 | 1 | 14.5 | 1 | 16.7 | 1 | 16.9 | 1 | 22.9 | 1 | 11.9 | 1 | 13.9375 | 16
DEER2023 | NE-HVAC-airHP-SpltPkg-65to134kBtuh-11p5eer-3p50cop | Cap-Tons | Rt3 | Old | cDXHP | 213 | 1 | 247 | 1 | 224 | 1 | 250 | 1 | 224 | 1 | 241 | 1 | 235 | 1 | 268 | 1 | 334 | 1 | 308 | 1 | 339 | 1 | 304 | 1 | 340 | 1 | 343 | 1 | 437 | 1 | 246 | 1 | 284.5625 | 16
DEER2023 | NE-HVAC-airHP-SpltPkg-65to134kBtuh-11p5eer-3p50cop | Cap-Tons | Rt3 | Ex | cDXHP | 205 | 1 | 240 | 1 | 217 | 1 | 243 | 1 | 217 | 1 | 234 | 1 | 228 | 1 | 263 | 1 | 328 | 1 | 299 | 1 | 323 | 1 | 295 | 1 | 326 | 1 | 327 | 1 | 419 | 1 | 231 | 1 | 274.6875 | 16
DEER2023 | NE-HVAC-airHP-SpltPkg-65to134kBtuh-11p5eer-3p50cop | Cap-Tons | Rt3 | Rec | cDXHP | 190 | 1 | 228 | 1 | 204 | 1 | 230 | 1 | 204 | 1 | 221 | 1 | 215 | 1 | 250 | 1 | 313 | 1 | 286 | 1 | 297 | 1 | 278 | 1 | 304 | 1 | 301 | 1 | 389 | 1 | 207 | 1 | 257.3125 | 16
DEER2023 | NE-HVAC-airHP-SpltPkg-65to134kBtuh-11p5eer-3p50cop | Cap-Tons | Rt3 | New | cDXHP | 183 | 1 | 222 | 1 | 197 | 1 | 223 | 1 | 196 | 1 | 214 | 1 | 208 | 1 | 243 | 1 | 306 | 1 | 279 | 1 | 290 | 1 | 271 | 1 | 297 | 1 | 293 | 1 | 382 | 1 | 200 | 1 | 250.25 | 16
DEER2023 | NE-HVAC-airHP-SpltPkg-65to134kBtuh-11p5eer-3p50cop | Cap-Tons | RtL | Old | cDXHP | 185 | 1 | 219 | 1 | 191 | 1 | 215 | 1 | 191 | 1 | 201 | 1 | 197 | 1 | 240 | 1 | 296 | 1 | 274 | 1 | 299 | 1 | 268 | 1 | 300 | 1 | 303 | 1 | 392 | 1 | 204 | 1 | 248.4375 | 16
DEER2023 | NE-HVAC-airHP-SpltPkg-65to134kBtuh-11p5eer-3p50cop | Cap-Tons | RtL | Ex | cDXHP | 177 | 1 | 209 | 1 | 184 | 1 | 207 | 1 | 184 | 1 | 197 | 1 | 192 | 1 | 238 | 1 | 289 | 1 | 261 | 1 | 283 | 1 | 256 | 1 | 286 | 1 | 288 | 1 | 376 | 1 | 191 | 1 | 238.625 | 16
DEER2023 | NE-HVAC-airHP-SpltPkg-65to134kBtuh-11p5eer-3p50cop | Cap-Tons | RtL | Rec | cDXHP | 164 | 1 | 195 | 1 | 171 | 1 | 191 | 1 | 170 | 1 | 182 | 1 | 179 | 1 | 219 | 1 | 266 | 1 | 244 | 1 | 258 | 1 | 236 | 1 | 262 | 1 | 263 | 1 | 346 | 1 | 173 | 1 | 219.9375 | 16
DEER2023 | NE-HVAC-airHP-SpltPkg-65to134kBtuh-11p5eer-3p50cop | Cap-Tons | RtL | New | cDXHP | 157 | 1 | 189 | 1 | 164 | 1 | 185 | 1 | 163 | 1 | 175 | 1 | 171 | 1 | 213 | 1 | 259 | 1 | 237 | 1 | 251 | 1 | 229 | 1 | 255 | 1 | 256 | 1 | 340 | 1 | 166 | 1 | 213.125 | 16
DEER2023 | NE-HVAC-airHP-SpltPkg-65to134kBtuh-11p5eer-3p50cop | Cap-Tons | RtS | Old | cDXHP | 16.5 | 1 | 18.5 | 1 | 17.5 | 1 | 18.9 | 1 | 17 | 1 | 18.9 | 1 | 18.3 | 1 | 20 | 1 | 25.1 | 1 | 23.5 | 1 | 25.1 | 1 | 22.3 | 1 | 25.4 | 1 | 25.3 | 1 | 32.3 | 1 | 19.7 | 1 | 21.5188 | 16
DEER2023 | NE-HVAC-airHP-SpltPkg-65to134kBtuh-11p5eer-3p50cop | Cap-Tons | RtS | Ex | cDXHP | 13.4 | 1 | 15.5 | 1 | 14.8 | 1 | 16.3 | 1 | 14.5 | 1 | 16.1 | 1 | 15.5 | 1 | 18.1 | 1 | 22.4 | 1 | 19.9 | 1 | 21.5 | 1 | 19.3 | 1 | 21.9 | 1 | 21.8 | 1 | 28.4 | 1 | 15.9 | 1 | 18.4563 | 16
DEER2023 | NE-HVAC-airHP-SpltPkg-65to134kBtuh-11p5eer-3p50cop | Cap-Tons | RtS | Rec | cDXHP | 12.5 | 1 | 14.8 | 1 | 13.5 | 1 | 15 | 1 | 13.3 | 1 | 14.5 | 1 | 14.2 | 1 | 16.5 | 1 | 20.5 | 1 | 18.9 | 1 | 19.8 | 1 | 18.1 | 1 | 20.4 | 1 | 20 | 1 | 26.4 | 1 | 14.6 | 1 | 17.0625 | 16
DEER2023 | NE-HVAC-airHP-SpltPkg-65to134kBtuh-11p5eer-3p50cop | Cap-Tons | RtS | New | cDXHP | 12.3 | 1 | 14.6 | 1 | 13.2 | 1 | 14.6 | 1 | 13.1 | 1 | 14.2 | 1 | 13.9 | 1 | 16.3 | 1 | 20.3 | 1 | 18.7 | 1 | 19.5 | 1 | 17.8 | 1 | 20.1 | 1 | 19.8 | 1 | 26.2 | 1 | 14.4 | 1 | 16.8125 | 16
DEER2023 | NE-HVAC-airHP-SpltPkg-65to134kBtuh-11p5eer-3p50cop | Cap-Tons | SCn | Old | cDXHP | 369 | 1 | 330 | 1 | 368 | 1 | 330 | 1 | 361 | 1 | 349 | 1 | 335 | 1 | 304 | 1 | 393 | 1 | 365 | 1 | 402 | 1 | 354 | 1 | 409 | 1 | 408 | 1 | 555 | 1 | 424 | 1 | 378.5 | 16
DEER2023 | NE-HVAC-airHP-SpltPkg-65to134kBtuh-11p5eer-3p50cop | Cap-Tons | SCn | Ex | cDXHP | 364 | 1 | 318 | 1 | 364 | 1 | 319 | 1 | 359 | 1 | 350 | 1 | 335 | 1 | 318 | 1 | 391 | 1 | 329 | 1 | 367 | 1 | 331 | 1 | 377 | 1 | 367 | 1 | 510 | 1 | 400 | 1 | 362.4375 | 16
DEER2023 | NE-HVAC-airHP-SpltPkg-65to134kBtuh-11p5eer-3p50cop | Cap-Tons | SCn | Rec | cDXHP | 348 | 1 | 289 | 1 | 359 | 1 | 290 | 1 | 352 | 1 | 343 | 1 | 329 | 1 | 271 | 1 | 318 | 1 | 293 | 1 | 300 | 1 | 292 | 1 | 312 | 1 | 299 | 1 | 429 | 1 | 364 | 1 | 324.25 | 16
DEER2023 | NE-HVAC-airHP-SpltPkg-65to134kBtuh-11p5eer-3p50cop | Cap-Tons | SCn | New | cDXHP | 349 | 1 | 294 | 1 | 358 | 1 | 294 | 1 | 352 | 1 | 342 | 1 | 329 | 1 | 269 | 1 | 317 | 1 | 287 | 1 | 296 | 1 | 295 | 1 | 305 | 1 | 296 | 1 | 429 | 1 | 364 | 1 | 323.5 | 16
DEER2023 | NE-HVAC-airHP-SpltPkg-65to134kBtuh-11p5eer-3p50cop-wPreEcono | Cap-Tons | Com | Old | cDXHP | 487 | 1 | 354 | 1 | 427 | 1 | 338 | 1 | 506 | 1 | 402 | 1 | 378 | 1 | 386 | 1 | 408 | 1 | 335 | 1 | 452 | 1 | 346 | 1 | 396 | 1 | 391 | 1 | 449 | 1 | 572 | 1 | 414.1875 | 16
DEER2023 | NE-HVAC-airHP-SpltPkg-65to134kBtuh-11p5eer-3p50cop-wPreEcono | Cap-Tons | Com | Ex | cDXHP | 305 | 1 | 329 | 1 | 392 | 1 | 327 | 1 | 470 | 1 | 330 | 1 | 341 | 1 | 337 | 1 | 358 | 1 | 303 | 1 | 407 | 1 | 322 | 1 | 367 | 1 | 353 | 1 | 419 | 1 | 521 | 1 | 367.5625 | 16
DEER2023 | NE-HVAC-airHP-SpltPkg-65to134kBtuh-11p5eer-3p50cop-wPreEcono | Cap-Tons | Com | Rec | cDXHP | 292 | 1 | 300 | 1 | 343 | 1 | 288 | 1 | 394 | 1 | 284 | 1 | 283 | 1 | 293 | 1 | 320 | 1 | 281 | 1 | 363 | 1 | 297 | 1 | 331 | 1 | 322 | 1 | 385 | 1 | 447 | 1 | 326.4375 | 16
DEER2023 | NE-HVAC-airHP-SpltPkg-65to134kBtuh-11p5eer-3p50cop-wPreEcono | Cap-Tons | Com | New | cDXHP | 284 | 1 | 297 | 1 | 337 | 1 | 284 | 1 | 382 | 1 | 277 | 1 | 276 | 1 | 287 | 1 | 315 | 1 | 276 | 1 | 356 | 1 | 293 | 1 | 325 | 1 | 316 | 1 | 381 | 1 | 435 | 1 | 320.0625 | 16
DEER2023 | NE-HVAC-airHP-SpltPkg-65to134kBtuh-11p5eer-3p50cop-wPreEcono | Cap-Tons | Asm | Old | cDXHP | 351 | 1 | 342 | 1 | 384 | 1 | 341 | 1 | 374 | 1 | 405 | 1 | 393 | 1 | 371 | 1 | 477 | 1 | 435 | 1 | 474 | 1 | 424 | 1 | 478 | 1 | 481 | 1 | 634 | 1 | 410 | 1 | 423.375 | 16
DEER2023 | NE-HVAC-airHP-SpltPkg-65to134kBtuh-11p5eer-3p50cop-wPreEcono | Cap-Tons | Asm | Ex | cDXHP | 304 | 1 | 306 | 1 | 360 | 1 | 322 | 1 | 349 | 1 | 388 | 1 | 377 | 1 | 360 | 1 | 460 | 1 | 394 | 1 | 432 | 1 | 386 | 1 | 437 | 1 | 440 | 1 | 585 | 1 | 351 | 1 | 390.6875 | 16
DEER2023 | NE-HVAC-airHP-SpltPkg-65to134kBtuh-11p5eer-3p50cop-wPreEcono | Cap-Tons | Asm | Rec | cDXHP | 288 | 1 | 290 | 1 | 309 | 1 | 288 | 1 | 300 | 1 | 331 | 1 | 322 | 1 | 323 | 1 | 418 | 1 | 377 | 1 | 403 | 1 | 364 | 1 | 411 | 1 | 412 | 1 | 550 | 1 | 316 | 1 | 356.375 | 16
DEER2023 | NE-HVAC-airHP-SpltPkg-65to134kBtuh-11p5eer-3p50cop-wPreEcono | Cap-Tons | Asm | New | cDXHP | 285 | 1 | 286 | 1 | 304 | 1 | 285 | 1 | 295 | 1 | 327 | 1 | 317 | 1 | 320 | 1 | 415 | 1 | 374 | 1 | 400 | 1 | 361 | 1 | 408 | 1 | 409 | 1 | 546 | 1 | 312 | 1 | 352.75 | 16
DEER2023 | NE-HVAC-airHP-SpltPkg-65to134kBtuh-11p5eer-3p50cop-wPreEcono | Cap-Tons | ECC | Old | cDXHP | 976 | 1 | 904 | 1 | 1040 | 1 | 917 | 1 | 1030 | 1 | 1090 | 1 | 1070 | 1 | 966 | 1 | 1160 | 1 | 1080 | 1 | 1040 | 1 | 953 | 1 | 1060 | 1 | 1110 | 1 | 1460 | 1 | 1090 | 1 | 1059.125 | 16
DEER2023 | NE-HVAC-airHP-SpltPkg-65to134kBtuh-11p5eer-3p50cop-wPreEcono | Cap-Tons | ECC | Ex | cDXHP | 778 | 1 | 773 | 1 | 882 | 1 | 812 | 1 | 863 | 1 | 924 | 1 | 918 | 1 | 864 | 1 | 1050 | 1 | 939 | 1 | 918 | 1 | 837 | 1 | 939 | 1 | 986 | 1 | 1310 | 1 | 887 | 1 | 917.5 | 16
DEER2023 | NE-HVAC-airHP-SpltPkg-65to134kBtuh-11p5eer-3p50cop-wPreEcono | Cap-Tons | ECC | Rec | cDXHP | 721 | 1 | 736 | 1 | 776 | 1 | 746 | 1 | 759 | 1 | 817 | 1 | 808 | 1 | 798 | 1 | 977 | 1 | 896 | 1 | 855 | 1 | 790 | 1 | 882 | 1 | 926 | 1 | 1240 | 1 | 809 | 1 | 846 | 16
DEER2023 | NE-HVAC-airHP-SpltPkg-65to134kBtuh-11p5eer-3p50cop-wPreEcono | Cap-Tons | ECC | New | cDXHP | 696 | 1 | 724 | 1 | 750 | 1 | 735 | 1 | 733 | 1 | 787 | 1 | 778 | 1 | 778 | 1 | 957 | 1 | 875 | 1 | 834 | 1 | 774 | 1 | 862 | 1 | 904 | 1 | 1220 | 1 | 783 | 1 | 824.375 | 16
DEER2023 | NE-HVAC-airHP-SpltPkg-65to134kBtuh-11p5eer-3p50cop-wPreEcono | Cap-Tons | EPr | Old | cDXHP | 151 | 1 | 149 | 1 | 162 | 1 | 151 | 1 | 158 | 1 | 174 | 1 | 171 | 1 | 166 | 1 | 206 | 1 | 190 | 1 | 180 | 1 | 159 | 1 | 183 | 1 | 195 | 1 | 263 | 1 | 169 | 1 | 176.6875 | 16
DEER2023 | NE-HVAC-airHP-SpltPkg-65to134kBtuh-11p5eer-3p50cop-wPreEcono | Cap-Tons | EPr | Ex | cDXHP | 118 | 1 | 124 | 1 | 137 | 1 | 131 | 1 | 133 | 1 | 147 | 1 | 145 | 1 | 148 | 1 | 185 | 1 | 161 | 1 | 157 | 1 | 138 | 1 | 161 | 1 | 172 | 1 | 238 | 1 | 138 | 1 | 152.0625 | 16
DEER2023 | NE-HVAC-airHP-SpltPkg-65to134kBtuh-11p5eer-3p50cop-wPreEcono | Cap-Tons | EPr | Rec | cDXHP | 109 | 1 | 114 | 1 | 120 | 1 | 116 | 1 | 117 | 1 | 129 | 1 | 127 | 1 | 132 | 1 | 162 | 1 | 147 | 1 | 143 | 1 | 126 | 1 | 148 | 1 | 158 | 1 | 221 | 1 | 126 | 1 | 137.1875 | 16
DEER2023 | NE-HVAC-airHP-SpltPkg-65to134kBtuh-11p5eer-3p50cop-wPreEcono | Cap-Tons | EPr | New | cDXHP | 107 | 1 | 113 | 1 | 117 | 1 | 115 | 1 | 114 | 1 | 125 | 1 | 123 | 1 | 129 | 1 | 159 | 1 | 144 | 1 | 140 | 1 | 125 | 1 | 145 | 1 | 155 | 1 | 218 | 1 | 124 | 1 | 134.5625 | 16
DEER2023 | NE-HVAC-airHP-SpltPkg-65to134kBtuh-11p5eer-3p50cop-wPreEcono | Cap-Tons | ERC | Old | cDXHP | 5.31 | 1 | 5.81 | 1 | 6.04 | 1 | 6.16 | 1 | 5.75 | 1 | 6.58 | 1 | 6.37 | 1 | 6.64 | 1 | 8.74 | 1 | 7.89 | 1 | 7.73 | 1 | 6.68 | 1 | 7.88 | 1 | 8.4 | 1 | 11.4 | 1 | 6.28 | 1 | 7.1037 | 16
DEER2023 | NE-HVAC-airHP-SpltPkg-65to134kBtuh-11p5eer-3p50cop-wPreEcono | Cap-Tons | ERC | Ex | cDXHP | 4.89 | 1 | 5.43 | 1 | 5.83 | 1 | 5.94 | 1 | 5.55 | 1 | 6.36 | 1 | 6.15 | 1 | 6.5 | 1 | 8.44 | 1 | 7.35 | 1 | 7.31 | 1 | 6.33 | 1 | 7.49 | 1 | 8 | 1 | 10.9 | 1 | 5.87 | 1 | 6.7713 | 16
DEER2023 | NE-HVAC-airHP-SpltPkg-65to134kBtuh-11p5eer-3p50cop-wPreEcono | Cap-Tons | ERC | Rec | cDXHP | 4.68 | 1 | 5.13 | 1 | 5.4 | 1 | 5.45 | 1 | 5.11 | 1 | 5.94 | 1 | 5.73 | 1 | 6.15 | 1 | 7.75 | 1 | 6.97 | 1 | 6.89 | 1 | 6.03 | 1 | 7.14 | 1 | 7.6 | 1 | 10.2 | 1 | 5.53 | 1 | 6.3563 | 16
DEER2023 | NE-HVAC-airHP-SpltPkg-65to134kBtuh-11p5eer-3p50cop-wPreEcono | Cap-Tons | ERC | New | cDXHP | 4.6 | 1 | 5.02 | 1 | 5.25 | 1 | 5.31 | 1 | 4.95 | 1 | 5.79 | 1 | 5.58 | 1 | 6.07 | 1 | 7.7 | 1 | 6.88 | 1 | 6.75 | 1 | 5.9 | 1 | 7.05 | 1 | 7.52 | 1 | 10.2 | 1 | 5.33 | 1 | 6.2438 | 16
DEER2023 | NE-HVAC-airHP-SpltPkg-65to134kBtuh-11p5eer-3p50cop-wPreEcono | Cap-Tons | ESe | Old | cDXHP | 458 | 1 | 444 | 1 | 489 | 1 | 454 | 1 | 477 | 1 | 506 | 1 | 497 | 1 | 470 | 1 | 577 | 1 | 530 | 1 | 509 | 1 | 466 | 1 | 517 | 1 | 550 | 1 | 734 | 1 | 519 | 1 | 512.3125 | 16
DEER2023 | NE-HVAC-airHP-SpltPkg-65to134kBtuh-11p5eer-3p50cop-wPreEcono | Cap-Tons | ESe | Ex | cDXHP | 386 | 1 | 401 | 1 | 457 | 1 | 431 | 1 | 446 | 1 | 481 | 1 | 475 | 1 | 454 | 1 | 557 | 1 | 479 | 1 | 465 | 1 | 429 | 1 | 476 | 1 | 508 | 1 | 686 | 1 | 452 | 1 | 473.9375 | 16
DEER2023 | NE-HVAC-airHP-SpltPkg-65to134kBtuh-11p5eer-3p50cop-wPreEcono | Cap-Tons | ESe | Rec | cDXHP | 362 | 1 | 388 | 1 | 392 | 1 | 395 | 1 | 380 | 1 | 410 | 1 | 402 | 1 | 409 | 1 | 507 | 1 | 460 | 1 | 438 | 1 | 410 | 1 | 453 | 1 | 481 | 1 | 650 | 1 | 412 | 1 | 434.3125 | 16
DEER2023 | NE-HVAC-airHP-SpltPkg-65to134kBtuh-11p5eer-3p50cop-wPreEcono | Cap-Tons | ESe | New | cDXHP | 351 | 1 | 386 | 1 | 382 | 1 | 393 | 1 | 369 | 1 | 398 | 1 | 389 | 1 | 399 | 1 | 498 | 1 | 450 | 1 | 429 | 1 | 405 | 1 | 442 | 1 | 470 | 1 | 640 | 1 | 402 | 1 | 425.1875 | 16
DEER2023 | NE-HVAC-airHP-SpltPkg-65to134kBtuh-11p5eer-3p50cop-wPreEcono | Cap-Tons | EUn | Old | cDXHP | 2700 | 1 | 2460 | 1 | 2860 | 1 | 2520 | 1 | 2820 | 1 | 2960 | 1 | 2910 | 1 | 2590 | 1 | 3140 | 1 | 2930 | 1 | 2850 | 1 | 2620 | 1 | 2920 | 1 | 3000 | 1 | 3910 | 1 | 2990 | 1 | 2886.25 | 16
DEER2023 | NE-HVAC-airHP-SpltPkg-65to134kBtuh-11p5eer-3p50cop-wPreEcono | Cap-Tons | EUn | Ex | cDXHP | 2100 | 1 | 2040 | 1 | 2340 | 1 | 2170 | 1 | 2290 | 1 | 2440 | 1 | 2410 | 1 | 2250 | 1 | 2770 | 1 | 2450 | 1 | 2430 | 1 | 2210 | 1 | 2480 | 1 | 2560 | 1 | 3420 | 1 | 2350 | 1 | 2419.375 | 16
DEER2023 | NE-HVAC-airHP-SpltPkg-65to134kBtuh-11p5eer-3p50cop-wPreEcono | Cap-Tons | EUn | Rec | cDXHP | 1910 | 1 | 1920 | 1 | 2030 | 1 | 1960 | 1 | 1980 | 1 | 2120 | 1 | 2080 | 1 | 2020 | 1 | 2500 | 1 | 2300 | 1 | 2210 | 1 | 2050 | 1 | 2280 | 1 | 2360 | 1 | 3170 | 1 | 2080 | 1 | 2185.625 | 16
DEER2023 | NE-HVAC-airHP-SpltPkg-65to134kBtuh-11p5eer-3p50cop-wPreEcono | Cap-Tons | EUn | New | cDXHP | 1860 | 1 | 1890 | 1 | 1970 | 1 | 1930 | 1 | 1920 | 1 | 2040 | 1 | 2010 | 1 | 1970 | 1 | 2450 | 1 | 2250 | 1 | 2160 | 1 | 2010 | 1 | 2230 | 1 | 2310 | 1 | 3110 | 1 | 2010 | 1 | 2132.5 | 16
DEER2023 | NE-HVAC-airHP-SpltPkg-65to134kBtuh-11p5eer-3p50cop-wPreEcono | Cap-Tons | Gro | Old | cDXHP | 65.7 | 1 | 115 | 1 | 77.5 | 1 | 101 | 1 | 84.9 | 1 | 91.2 | 1 | 83.5 | 1 | 97.7 | 1 | 92.5 | 1 | 107 | 1 | 120 | 1 | 122 | 1 | 131 | 1 | 112 | 1 | 148 | 1 | 76.1 | 1 | 101.5687 | 16
DEER2023 | NE-HVAC-airHP-SpltPkg-65to134kBtuh-11p5eer-3p50cop-wPreEcono | Cap-Tons | Gro | Ex | cDXHP | 61.7 | 1 | 107 | 1 | 73.9 | 1 | 96.2 | 1 | 77 | 1 | 90.5 | 1 | 84.7 | 1 | 99.7 | 1 | 89.2 | 1 | 99.1 | 1 | 111 | 1 | 116 | 1 | 122 | 1 | 103 | 1 | 136 | 1 | 68.9 | 1 | 95.9938 | 16
DEER2023 | NE-HVAC-airHP-SpltPkg-65to134kBtuh-11p5eer-3p50cop-wPreEcono | Cap-Tons | Gro | Rec | cDXHP | 56.3 | 1 | 98.3 | 1 | 67.4 | 1 | 88.3 | 1 | 66.5 | 1 | 82.6 | 1 | 73.7 | 1 | 86.4 | 1 | 79 | 1 | 91.9 | 1 | 97.6 | 1 | 106 | 1 | 111 | 1 | 90.5 | 1 | 121 | 1 | 59 | 1 | 85.9688 | 16
DEER2023 | NE-HVAC-airHP-SpltPkg-65to134kBtuh-11p5eer-3p50cop-wPreEcono | Cap-Tons | Gro | New | cDXHP | 55.3 | 1 | 97 | 1 | 66.4 | 1 | 87 | 1 | 65.5 | 1 | 81.6 | 1 | 72.7 | 1 | 85 | 1 | 77.8 | 1 | 90.6 | 1 | 96.2 | 1 | 104 | 1 | 110 | 1 | 89.4 | 1 | 120 | 1 | 58 | 1 | 84.7812 | 16
DEER2023 | NE-HVAC-airHP-SpltPkg-65to134kBtuh-11p5eer-3p50cop-wPreEcono | Cap-Tons | Hsp | Old | cDXHP | 683 | 1 | 690 | 1 | 686 | 1 | 690 | 1 | 686 | 1 | 691 | 1 | 689 | 1 | 695 | 1 | 719 | 1 | 706 | 1 | 715 | 1 | 699 | 1 | 718 | 1 | 720 | 1 | 794 | 1 | 688 | 1 | 704.3125 | 16
DEER2023 | NE-HVAC-airHP-SpltPkg-65to134kBtuh-11p5eer-3p50cop-wPreEcono | Cap-Tons | Hsp | Ex | cDXHP | 680 | 1 | 680 | 1 | 682 | 1 | 684 | 1 | 682 | 1 | 686 | 1 | 684 | 1 | 687 | 1 | 706 | 1 | 682 | 1 | 687 | 1 | 681 | 1 | 688 | 1 | 688 | 1 | 753 | 1 | 680 | 1 | 689.375 | 16
DEER2023 | NE-HVAC-airHP-SpltPkg-65to134kBtuh-11p5eer-3p50cop-wPreEcono | Cap-Tons | Hsp | Rec | cDXHP | 680 | 1 | 680 | 1 | 680 | 1 | 680 | 1 | 680 | 1 | 680 | 1 | 680 | 1 | 680 | 1 | 684 | 1 | 681 | 1 | 680 | 1 | 680 | 1 | 681 | 1 | 680 | 1 | 725 | 1 | 680 | 1 | 683.1875 | 16
DEER2023 | NE-HVAC-airHP-SpltPkg-65to134kBtuh-11p5eer-3p50cop-wPreEcono | Cap-Tons | Hsp | New | cDXHP | 680 | 1 | 680 | 1 | 680 | 1 | 680 | 1 | 680 | 1 | 680 | 1 | 680 | 1 | 680 | 1 | 682 | 1 | 681 | 1 | 680 | 1 | 680 | 1 | 680 | 1 | 680 | 1 | 718 | 1 | 680 | 1 | 682.5625 | 16
DEER2023 | NE-HVAC-airHP-SpltPkg-65to134kBtuh-11p5eer-3p50cop-wPreEcono | Cap-Tons | Htl | Old | cDXHP | 82.7 | 1 | 74.6 | 1 | 88.1 | 1 | 75.9 | 1 | 87.5 | 1 | 90.7 | 1 | 88.7 | 1 | 75 | 1 | 93.3 | 1 | 86.4 | 1 | 92.2 | 1 | 82.6 | 1 | 93.6 | 1 | 92.6 | 1 | 121 | 1 | 90.7 | 1 | 88.475 | 16
DEER2023 | NE-HVAC-airHP-SpltPkg-65to134kBtuh-11p5eer-3p50cop-wPreEcono | Cap-Tons | Htl | Ex | cDXHP | 63.2 | 1 | 60.1 | 1 | 68.3 | 1 | 62.8 | 1 | 67.2 | 1 | 70.9 | 1 | 69.5 | 1 | 61.7 | 1 | 79.5 | 1 | 70.2 | 1 | 76 | 1 | 68.2 | 1 | 77.4 | 1 | 77.8 | 1 | 105 | 1 | 68.5 | 1 | 71.6437 | 16
DEER2023 | NE-HVAC-airHP-SpltPkg-65to134kBtuh-11p5eer-3p50cop-wPreEcono | Cap-Tons | Htl | Rec | cDXHP | 57.4 | 1 | 56.3 | 1 | 60.1 | 1 | 57.7 | 1 | 59.6 | 1 | 62.5 | 1 | 61.7 | 1 | 55.3 | 1 | 72.9 | 1 | 65.7 | 1 | 69.4 | 1 | 63.3 | 1 | 71.6 | 1 | 71.3 | 1 | 97.1 | 1 | 61.5 | 1 | 65.2125 | 16
DEER2023 | NE-HVAC-airHP-SpltPkg-65to134kBtuh-11p5eer-3p50cop-wPreEcono | Cap-Tons | Htl | New | cDXHP | 56.7 | 1 | 56.2 | 1 | 59.4 | 1 | 57.5 | 1 | 58.9 | 1 | 61.8 | 1 | 61 | 1 | 54.5 | 1 | 72 | 1 | 64.9 | 1 | 68.5 | 1 | 62.7 | 1 | 70.7 | 1 | 70.4 | 1 | 96.2 | 1 | 60.7 | 1 | 64.5062 | 16
DEER2023 | NE-HVAC-airHP-SpltPkg-65to134kBtuh-11p5eer-3p50cop-wPreEcono | Cap-Tons | MBT | Old | cDXHP | 357 | 1 | 381 | 1 | 375 | 1 | 381 | 1 | 375 | 1 | 395 | 1 | 388 | 1 | 401 | 1 | 483 | 1 | 454 | 1 | 484 | 1 | 442 | 1 | 489 | 1 | 490 | 1 | 619 | 1 | 392 | 1 | 431.625 | 16
DEER2023 | NE-HVAC-airHP-SpltPkg-65to134kBtuh-11p5eer-3p50cop-wPreEcono | Cap-Tons | MBT | Ex | cDXHP | 322 | 1 | 340 | 1 | 350 | 1 | 351 | 1 | 348 | 1 | 379 | 1 | 371 | 1 | 384 | 1 | 456 | 1 | 403 | 1 | 439 | 1 | 399 | 1 | 443 | 1 | 446 | 1 | 572 | 1 | 349 | 1 | 397 | 16
DEER2023 | NE-HVAC-airHP-SpltPkg-65to134kBtuh-11p5eer-3p50cop-wPreEcono | Cap-Tons | MBT | Rec | cDXHP | 294 | 1 | 307 | 1 | 307 | 1 | 305 | 1 | 304 | 1 | 328 | 1 | 324 | 1 | 334 | 1 | 393 | 1 | 365 | 1 | 398 | 1 | 360 | 1 | 402 | 1 | 405 | 1 | 524 | 1 | 317 | 1 | 354.1875 | 16
DEER2023 | NE-HVAC-airHP-SpltPkg-65to134kBtuh-11p5eer-3p50cop-wPreEcono | Cap-Tons | MBT | New | cDXHP | 283 | 1 | 299 | 1 | 296 | 1 | 298 | 1 | 293 | 1 | 317 | 1 | 313 | 1 | 325 | 1 | 382 | 1 | 354 | 1 | 387 | 1 | 349 | 1 | 390 | 1 | 394 | 1 | 515 | 1 | 306 | 1 | 343.8125 | 16
DEER2023 | NE-HVAC-airHP-SpltPkg-65to134kBtuh-11p5eer-3p50cop-wPreEcono | Cap-Tons | MLI | Old | cDXHP | 226 | 1 | 235 | 1 | 233 | 1 | 238 | 1 | 233 | 1 | 248 | 1 | 234 | 1 | 235 | 1 | 287 | 1 | 272 | 1 | 295 | 1 | 270 | 1 | 297 | 1 | 296 | 1 | 371 | 1 | 280 | 1 | 265.625 | 16
DEER2023 | NE-HVAC-airHP-SpltPkg-65to134kBtuh-11p5eer-3p50cop-wPreEcono | Cap-Tons | MLI | Ex | cDXHP | 218 | 1 | 228 | 1 | 227 | 1 | 231 | 1 | 227 | 1 | 250 | 1 | 235 | 1 | 236 | 1 | 283 | 1 | 259 | 1 | 274 | 1 | 259 | 1 | 279 | 1 | 276 | 1 | 348 | 1 | 256 | 1 | 255.375 | 16
DEER2023 | NE-HVAC-airHP-SpltPkg-65to134kBtuh-11p5eer-3p50cop-wPreEcono | Cap-Tons | MLI | Rec | cDXHP | 205 | 1 | 215 | 1 | 215 | 1 | 219 | 1 | 214 | 1 | 231 | 1 | 218 | 1 | 221 | 1 | 262 | 1 | 245 | 1 | 241 | 1 | 238 | 1 | 251 | 1 | 243 | 1 | 311 | 1 | 217 | 1 | 234.125 | 16
DEER2023 | NE-HVAC-airHP-SpltPkg-65to134kBtuh-11p5eer-3p50cop-wPreEcono | Cap-Tons | MLI | New | cDXHP | 206 | 1 | 211 | 1 | 215 | 1 | 215 | 1 | 214 | 1 | 226 | 1 | 212 | 1 | 216 | 1 | 255 | 1 | 239 | 1 | 235 | 1 | 233 | 1 | 245 | 1 | 237 | 1 | 305 | 1 | 213 | 1 | 229.8125 | 16
DEER2023 | NE-HVAC-airHP-SpltPkg-65to134kBtuh-11p5eer-3p50cop-wPreEcono | Cap-Tons | Mtl | Old | cDXHP | 11 | 1 | 9.29 | 1 | 11.6 | 1 | 9.31 | 1 | 11.6 | 1 | 12 | 1 | 11.8 | 1 | 9.63 | 1 | 11.4 | 1 | 10.9 | 1 | 11.4 | 1 | 10.2 | 1 | 11.5 | 1 | 11.1 | 1 | 14.1 | 1 | 11.6 | 1 | 11.1519 | 16
DEER2023 | NE-HVAC-airHP-SpltPkg-65to134kBtuh-11p5eer-3p50cop-wPreEcono | Cap-Tons | Mtl | Ex | cDXHP | 8.82 | 1 | 6.85 | 1 | 9.34 | 1 | 7.05 | 1 | 9.22 | 1 | 9.54 | 1 | 9.44 | 1 | 7.26 | 1 | 8.79 | 1 | 8.24 | 1 | 8.79 | 1 | 7.97 | 1 | 8.88 | 1 | 8.76 | 1 | 11.6 | 1 | 9.21 | 1 | 8.735 | 16
DEER2023 | NE-HVAC-airHP-SpltPkg-65to134kBtuh-11p5eer-3p50cop-wPreEcono | Cap-Tons | Mtl | Rec | cDXHP | 8.13 | 1 | 6.14 | 1 | 8.47 | 1 | 6.24 | 1 | 8.43 | 1 | 8.72 | 1 | 8.66 | 1 | 6.54 | 1 | 8.02 | 1 | 7.5 | 1 | 7.89 | 1 | 7.22 | 1 | 8.08 | 1 | 7.96 | 1 | 10.6 | 1 | 8.46 | 1 | 7.9413 | 16
DEER2023 | NE-HVAC-airHP-SpltPkg-65to134kBtuh-11p5eer-3p50cop-wPreEcono | Cap-Tons | Mtl | New | cDXHP | 8.06 | 1 | 6.09 | 1 | 8.4 | 1 | 6.18 | 1 | 8.35 | 1 | 8.65 | 1 | 8.59 | 1 | 6.47 | 1 | 7.94 | 1 | 7.42 | 1 | 7.82 | 1 | 7.15 | 1 | 8 | 1 | 7.88 | 1 | 10.5 | 1 | 8.39 | 1 | 7.8681 | 16
DEER2023 | NE-HVAC-airHP-SpltPkg-65to134kBtuh-11p5eer-3p50cop-wPreEcono | Cap-Tons | Nrs | Old | cDXHP | 101 | 1 | 106 | 1 | 104 | 1 | 106 | 1 | 104 | 1 | 106 | 1 | 105 | 1 | 107 | 1 | 110 | 1 | 109 | 1 | 109 | 1 | 107 | 1 | 110 | 1 | 110 | 1 | 124 | 1 | 104 | 1 | 107.625 | 16
DEER2023 | NE-HVAC-airHP-SpltPkg-65to134kBtuh-11p5eer-3p50cop-wPreEcono | Cap-Tons | Nrs | Ex | cDXHP | 96.3 | 1 | 96.9 | 1 | 100 | 1 | 102 | 1 | 100 | 1 | 103 | 1 | 102 | 1 | 104 | 1 | 106 | 1 | 98.5 | 1 | 99.7 | 1 | 98.1 | 1 | 100 | 1 | 100 | 1 | 113 | 1 | 96.7 | 1 | 101.0125 | 16
DEER2023 | NE-HVAC-airHP-SpltPkg-65to134kBtuh-11p5eer-3p50cop-wPreEcono | Cap-Tons | Nrs | Rec | cDXHP | 95.9 | 1 | 96 | 1 | 95.9 | 1 | 96 | 1 | 95.9 | 1 | 96 | 1 | 96 | 1 | 96.3 | 1 | 97.7 | 1 | 96.7 | 1 | 97.1 | 1 | 96.4 | 1 | 97.6 | 1 | 97.8 | 1 | 108 | 1 | 96 | 1 | 97.2062 | 16
DEER2023 | NE-HVAC-airHP-SpltPkg-65to134kBtuh-11p5eer-3p50cop-wPreEcono | Cap-Tons | Nrs | New | cDXHP | 95.9 | 1 | 95.9 | 1 | 95.9 | 1 | 95.9 | 1 | 95.9 | 1 | 95.9 | 1 | 95.9 | 1 | 96 | 1 | 97.2 | 1 | 96.4 | 1 | 96.7 | 1 | 96.2 | 1 | 97.1 | 1 | 97.3 | 1 | 107 | 1 | 95.9 | 1 | 96.9437 | 16
DEER2023 | NE-HVAC-airHP-SpltPkg-65to134kBtuh-11p5eer-3p50cop-wPreEcono | Cap-Tons | OfL | Old | cDXHP | 615 | 1 | 542 | 1 | 651 | 1 | 544 | 1 | 644 | 1 | 684 | 1 | 669 | 1 | 583 | 1 | 660 | 1 | 623 | 1 | 643 | 1 | 597 | 1 | 655 | 1 | 659 | 1 | 783 | 1 | 688 | 1 | 640 | 16
DEER2023 | NE-HVAC-airHP-SpltPkg-65to134kBtuh-11p5eer-3p50cop-wPreEcono | Cap-Tons | OfL | Ex | cDXHP | 480 | 1 | 429 | 1 | 529 | 1 | 455 | 1 | 524 | 1 | 560 | 1 | 549 | 1 | 490 | 1 | 559 | 1 | 499 | 1 | 524 | 1 | 491 | 1 | 533 | 1 | 536 | 1 | 646 | 1 | 532 | 1 | 521 | 16
DEER2023 | NE-HVAC-airHP-SpltPkg-65to134kBtuh-11p5eer-3p50cop-wPreEcono | Cap-Tons | OfL | Rec | cDXHP | 461 | 1 | 409 | 1 | 484 | 1 | 414 | 1 | 477 | 1 | 513 | 1 | 504 | 1 | 449 | 1 | 518 | 1 | 481 | 1 | 505 | 1 | 471 | 1 | 514 | 1 | 520 | 1 | 629 | 1 | 516 | 1 | 491.5625 | 16
DEER2023 | NE-HVAC-airHP-SpltPkg-65to134kBtuh-11p5eer-3p50cop-wPreEcono | Cap-Tons | OfL | New | cDXHP | 453 | 1 | 401 | 1 | 476 | 1 | 407 | 1 | 468 | 1 | 505 | 1 | 495 | 1 | 442 | 1 | 512 | 1 | 474 | 1 | 498 | 1 | 464 | 1 | 508 | 1 | 512 | 1 | 621 | 1 | 509 | 1 | 484.0625 | 16
DEER2023 | NE-HVAC-airHP-SpltPkg-65to134kBtuh-11p5eer-3p50cop-wPreEcono | Cap-Tons | OfS | Old | cDXHP | 42.8 | 1 | 40 | 1 | 46.7 | 1 | 40.3 | 1 | 46.3 | 1 | 48.7 | 1 | 47.3 | 1 | 42 | 1 | 47.7 | 1 | 45.6 | 1 | 46.9 | 1 | 43.9 | 1 | 47.7 | 1 | 47.2 | 1 | 56.2 | 1 | 47.9 | 1 | 46.075 | 16
DEER2023 | NE-HVAC-airHP-SpltPkg-65to134kBtuh-11p5eer-3p50cop-wPreEcono | Cap-Tons | OfS | Ex | cDXHP | 30.7 | 1 | 29.3 | 1 | 35.2 | 1 | 31.8 | 1 | 34.8 | 1 | 37 | 1 | 36.2 | 1 | 33.5 | 1 | 38.7 | 1 | 34.2 | 1 | 36.2 | 1 | 33.6 | 1 | 36.9 | 1 | 36.7 | 1 | 44.2 | 1 | 34.6 | 1 | 35.225 | 16
DEER2023 | NE-HVAC-airHP-SpltPkg-65to134kBtuh-11p5eer-3p50cop-wPreEcono | Cap-Tons | OfS | Rec | cDXHP | 27.3 | 1 | 26.1 | 1 | 29.1 | 1 | 26.5 | 1 | 28.8 | 1 | 30.7 | 1 | 30 | 1 | 28.7 | 1 | 32.9 | 1 | 30.8 | 1 | 32.3 | 1 | 30.2 | 1 | 33.3 | 1 | 33.4 | 1 | 40.1 | 1 | 30.6 | 1 | 30.675 | 16
DEER2023 | NE-HVAC-airHP-SpltPkg-65to134kBtuh-11p5eer-3p50cop-wPreEcono | Cap-Tons | OfS | New | cDXHP | 26.9 | 1 | 25.7 | 1 | 28.6 | 1 | 26.2 | 1 | 28.3 | 1 | 30.3 | 1 | 29.5 | 1 | 28.3 | 1 | 32.5 | 1 | 30.4 | 1 | 31.8 | 1 | 29.8 | 1 | 32.9 | 1 | 33 | 1 | 39.7 | 1 | 30.2 | 1 | 30.2563 | 16
DEER2023 | NE-HVAC-airHP-SpltPkg-65to134kBtuh-11p5eer-3p50cop-wPreEcono | Cap-Tons | RFF | Old | cDXHP | 7.85 | 1 | 7.77 | 1 | 8.85 | 1 | 7.98 | 1 | 8.5 | 1 | 9.63 | 1 | 9.31 | 1 | 8.53 | 1 | 11 | 1 | 10.1 | 1 | 11 | 1 | 9.74 | 1 | 11 | 1 | 11 | 1 | 14.5 | 1 | 9.66 | 1 | 9.7762 | 16
DEER2023 | NE-HVAC-airHP-SpltPkg-65to134kBtuh-11p5eer-3p50cop-wPreEcono | Cap-Tons | RFF | Ex | cDXHP | 6.84 | 1 | 6.71 | 1 | 7.88 | 1 | 7.12 | 1 | 7.56 | 1 | 8.78 | 1 | 8.49 | 1 | 7.86 | 1 | 10.1 | 1 | 8.8 | 1 | 9.69 | 1 | 8.65 | 1 | 9.79 | 1 | 9.78 | 1 | 13.2 | 1 | 8.36 | 1 | 8.7256 | 16
DEER2023 | NE-HVAC-airHP-SpltPkg-65to134kBtuh-11p5eer-3p50cop-wPreEcono | Cap-Tons | RFF | Rec | cDXHP | 6.46 | 1 | 6.52 | 1 | 7.34 | 1 | 6.68 | 1 | 6.95 | 1 | 8.05 | 1 | 7.83 | 1 | 7.35 | 1 | 9.49 | 1 | 8.53 | 1 | 9.05 | 1 | 8.23 | 1 | 9.24 | 1 | 9.11 | 1 | 12.4 | 1 | 7.61 | 1 | 8.1775 | 16
DEER2023 | NE-HVAC-airHP-SpltPkg-65to134kBtuh-11p5eer-3p50cop-wPreEcono | Cap-Tons | RFF | New | cDXHP | 6.19 | 1 | 6.5 | 1 | 7.07 | 1 | 6.6 | 1 | 6.68 | 1 | 7.77 | 1 | 7.56 | 1 | 7.15 | 1 | 9.28 | 1 | 8.34 | 1 | 8.87 | 1 | 8.05 | 1 | 9.05 | 1 | 8.93 | 1 | 12.2 | 1 | 7.33 | 1 | 7.9731 | 16
DEER2023 | NE-HVAC-airHP-SpltPkg-65to134kBtuh-11p5eer-3p50cop-wPreEcono | Cap-Tons | RSD | Old | cDXHP | 13.1 | 1 | 13.7 | 1 | 14.2 | 1 | 13.8 | 1 | 14 | 1 | 15.4 | 1 | 14.9 | 1 | 15.3 | 1 | 19.6 | 1 | 18 | 1 | 19.6 | 1 | 17.3 | 1 | 19.7 | 1 | 19.9 | 1 | 26.6 | 1 | 15.1 | 1 | 16.8875 | 16
DEER2023 | NE-HVAC-airHP-SpltPkg-65to134kBtuh-11p5eer-3p50cop-wPreEcono | Cap-Tons | RSD | Ex | cDXHP | 11.9 | 1 | 12.3 | 1 | 13.4 | 1 | 13 | 1 | 13.4 | 1 | 15 | 1 | 14.5 | 1 | 15 | 1 | 18.8 | 1 | 16.3 | 1 | 18 | 1 | 15.9 | 1 | 18.2 | 1 | 18.4 | 1 | 24.7 | 1 | 13.6 | 1 | 15.775 | 16
DEER2023 | NE-HVAC-airHP-SpltPkg-65to134kBtuh-11p5eer-3p50cop-wPreEcono | Cap-Tons | RSD | Rec | cDXHP | 10.9 | 1 | 11.6 | 1 | 11.9 | 1 | 11.6 | 1 | 11.7 | 1 | 13.1 | 1 | 12.8 | 1 | 13.7 | 1 | 16.9 | 1 | 15.4 | 1 | 16.9 | 1 | 15 | 1 | 17.2 | 1 | 17.4 | 1 | 23.4 | 1 | 12.5 | 1 | 14.5 | 16
DEER2023 | NE-HVAC-airHP-SpltPkg-65to134kBtuh-11p5eer-3p50cop-wPreEcono | Cap-Tons | RSD | New | cDXHP | 10.3 | 1 | 11.1 | 1 | 11.2 | 1 | 11.1 | 1 | 11 | 1 | 12.5 | 1 | 12.1 | 1 | 13.1 | 1 | 16.4 | 1 | 14.9 | 1 | 16.4 | 1 | 14.5 | 1 | 16.7 | 1 | 16.9 | 1 | 22.9 | 1 | 11.9 | 1 | 13.9375 | 16
DEER2023 | NE-HVAC-airHP-SpltPkg-65to134kBtuh-11p5eer-3p50cop-wPreEcono | Cap-Tons | Rt3 | Old | cDXHP | 213 | 1 | 247 | 1 | 224 | 1 | 250 | 1 | 224 | 1 | 241 | 1 | 235 | 1 | 268 | 1 | 334 | 1 | 308 | 1 | 339 | 1 | 304 | 1 | 340 | 1 | 343 | 1 | 437 | 1 | 246 | 1 | 284.5625 | 16
DEER2023 | NE-HVAC-airHP-SpltPkg-65to134kBtuh-11p5eer-3p50cop-wPreEcono | Cap-Tons | Rt3 | Ex | cDXHP | 205 | 1 | 240 | 1 | 217 | 1 | 243 | 1 | 217 | 1 | 234 | 1 | 228 | 1 | 263 | 1 | 328 | 1 | 299 | 1 | 323 | 1 | 295 | 1 | 326 | 1 | 327 | 1 | 419 | 1 | 231 | 1 | 274.6875 | 16
DEER2023 | NE-HVAC-airHP-SpltPkg-65to134kBtuh-11p5eer-3p50cop-wPreEcono | Cap-Tons | Rt3 | Rec | cDXHP | 190 | 1 | 228 | 1 | 204 | 1 | 230 | 1 | 204 | 1 | 221 | 1 | 215 | 1 | 250 | 1 | 313 | 1 | 286 | 1 | 297 | 1 | 278 | 1 | 304 | 1 | 301 | 1 | 389 | 1 | 207 | 1 | 257.3125 | 16
DEER2023 | NE-HVAC-airHP-SpltPkg-65to134kBtuh-11p5eer-3p50cop-wPreEcono | Cap-Tons | Rt3 | New | cDXHP | 183 | 1 | 222 | 1 | 197 | 1 | 223 | 1 | 196 | 1 | 214 | 1 | 208 | 1 | 243 | 1 | 306 | 1 | 279 | 1 | 290 | 1 | 271 | 1 | 297 | 1 | 293 | 1 | 382 | 1 | 200 | 1 | 250.25 | 16
DEER2023 | NE-HVAC-airHP-SpltPkg-65to134kBtuh-11p5eer-3p50cop-wPreEcono | Cap-Tons | RtL | Old | cDXHP | 185 | 1 | 219 | 1 | 191 | 1 | 215 | 1 | 191 | 1 | 201 | 1 | 197 | 1 | 240 | 1 | 296 | 1 | 274 | 1 | 299 | 1 | 268 | 1 | 300 | 1 | 303 | 1 | 392 | 1 | 204 | 1 | 248.4375 | 16
DEER2023 | NE-HVAC-airHP-SpltPkg-65to134kBtuh-11p5eer-3p50cop-wPreEcono | Cap-Tons | RtL | Ex | cDXHP | 177 | 1 | 209 | 1 | 184 | 1 | 207 | 1 | 184 | 1 | 197 | 1 | 192 | 1 | 238 | 1 | 289 | 1 | 261 | 1 | 283 | 1 | 256 | 1 | 286 | 1 | 288 | 1 | 376 | 1 | 191 | 1 | 238.625 | 16
DEER2023 | NE-HVAC-airHP-SpltPkg-65to134kBtuh-11p5eer-3p50cop-wPreEcono | Cap-Tons | RtL | Rec | cDXHP | 164 | 1 | 195 | 1 | 171 | 1 | 191 | 1 | 170 | 1 | 182 | 1 | 179 | 1 | 219 | 1 | 266 | 1 | 244 | 1 | 258 | 1 | 236 | 1 | 262 | 1 | 263 | 1 | 346 | 1 | 173 | 1 | 219.9375 | 16
DEER2023 | NE-HVAC-airHP-SpltPkg-65to134kBtuh-11p5eer-3p50cop-wPreEcono | Cap-Tons | RtL | New | cDXHP | 157 | 1 | 189 | 1 | 164 | 1 | 185 | 1 | 163 | 1 | 175 | 1 | 171 | 1 | 213 | 1 | 259 | 1 | 237 | 1 | 251 | 1 | 229 | 1 | 255 | 1 | 256 | 1 | 340 | 1 | 166 | 1 | 213.125 | 16
DEER2023 | NE-HVAC-airHP-SpltPkg-65to134kBtuh-11p5eer-3p50cop-wPreEcono | Cap-Tons | RtS | Old | cDXHP | 16.5 | 1 | 18.5 | 1 | 17.5 | 1 | 18.9 | 1 | 17 | 1 | 18.9 | 1 | 18.3 | 1 | 20 | 1 | 25.1 | 1 | 23.5 | 1 | 25.1 | 1 | 22.3 | 1 | 25.4 | 1 | 25.3 | 1 | 32.3 | 1 | 19.7 | 1 | 21.5188 | 16
DEER2023 | NE-HVAC-airHP-SpltPkg-65to134kBtuh-11p5eer-3p50cop-wPreEcono | Cap-Tons | RtS | Ex | cDXHP | 13.4 | 1 | 15.5 | 1 | 14.8 | 1 | 16.3 | 1 | 14.5 | 1 | 16.1 | 1 | 15.5 | 1 | 18.1 | 1 | 22.4 | 1 | 19.9 | 1 | 21.5 | 1 | 19.3 | 1 | 21.9 | 1 | 21.8 | 1 | 28.4 | 1 | 15.9 | 1 | 18.4563 | 16
DEER2023 | NE-HVAC-airHP-SpltPkg-65to134kBtuh-11p5eer-3p50cop-wPreEcono | Cap-Tons | RtS | Rec | cDXHP | 12.5 | 1 | 14.8 | 1 | 13.5 | 1 | 15 | 1 | 13.3 | 1 | 14.5 | 1 | 14.2 | 1 | 16.5 | 1 | 20.5 | 1 | 18.9 | 1 | 19.8 | 1 | 18.1 | 1 | 20.4 | 1 | 20 | 1 | 26.4 | 1 | 14.6 | 1 | 17.0625 | 16
DEER2023 | NE-HVAC-airHP-SpltPkg-65to134kBtuh-11p5eer-3p50cop-wPreEcono | Cap-Tons | RtS | New | cDXHP | 12.3 | 1 | 14.6 | 1 | 13.2 | 1 | 14.6 | 1 | 13.1 | 1 | 14.2 | 1 | 13.9 | 1 | 16.3 | 1 | 20.3 | 1 | 18.7 | 1 | 19.5 | 1 | 17.8 | 1 | 20.1 | 1 | 19.8 | 1 | 26.2 | 1 | 14.4 | 1 | 16.8125 | 16
DEER2023 | NE-HVAC-airHP-SpltPkg-65to134kBtuh-11p5eer-3p50cop-wPreEcono | Cap-Tons | SCn | Old | cDXHP | 369 | 1 | 330 | 1 | 368 | 1 | 330 | 1 | 361 | 1 | 349 | 1 | 335 | 1 | 304 | 1 | 393 | 1 | 365 | 1 | 402 | 1 | 354 | 1 | 409 | 1 | 408 | 1 | 555 | 1 | 424 | 1 | 378.5 | 16
DEER2023 | NE-HVAC-airHP-SpltPkg-65to134kBtuh-11p5eer-3p50cop-wPreEcono | Cap-Tons | SCn | Ex | cDXHP | 364 | 1 | 318 | 1 | 364 | 1 | 319 | 1 | 359 | 1 | 350 | 1 | 335 | 1 | 318 | 1 | 391 | 1 | 329 | 1 | 367 | 1 | 331 | 1 | 377 | 1 | 367 | 1 | 510 | 1 | 400 | 1 | 362.4375 | 16
DEER2023 | NE-HVAC-airHP-SpltPkg-65to134kBtuh-11p5eer-3p50cop-wPreEcono | Cap-Tons | SCn | Rec | cDXHP | 348 | 1 | 289 | 1 | 359 | 1 | 290 | 1 | 352 | 1 | 343 | 1 | 329 | 1 | 271 | 1 | 318 | 1 | 293 | 1 | 300 | 1 | 292 | 1 | 312 | 1 | 299 | 1 | 429 | 1 | 364 | 1 | 324.25 | 16
DEER2023 | NE-HVAC-airHP-SpltPkg-65to134kBtuh-11p5eer-3p50cop-wPreEcono | Cap-Tons | SCn | New | cDXHP | 349 | 1 | 294 | 1 | 358 | 1 | 294 | 1 | 352 | 1 | 342 | 1 | 329 | 1 | 269 | 1 | 317 | 1 | 287 | 1 | 296 | 1 | 295 | 1 | 305 | 1 | 296 | 1 | 429 | 1 | 364 | 1 | 323.5 | 16
DEER2023 | NE-HVAC-airHP-SpltPkg-65to134kBtuh-12p0eer-3p55cop | Cap-Tons | Com | Old | cDXHP | 487 | 1 | 354 | 1 | 427 | 1 | 338 | 1 | 506 | 1 | 402 | 1 | 378 | 1 | 386 | 1 | 408 | 1 | 335 | 1 | 452 | 1 | 346 | 1 | 396 | 1 | 391 | 1 | 449 | 1 | 572 | 1 | 414.1875 | 16
DEER2023 | NE-HVAC-airHP-SpltPkg-65to134kBtuh-12p0eer-3p55cop | Cap-Tons | Com | Ex | cDXHP | 305 | 1 | 329 | 1 | 392 | 1 | 327 | 1 | 470 | 1 | 330 | 1 | 341 | 1 | 337 | 1 | 358 | 1 | 303 | 1 | 407 | 1 | 322 | 1 | 367 | 1 | 353 | 1 | 419 | 1 | 521 | 1 | 367.5625 | 16
DEER2023 | NE-HVAC-airHP-SpltPkg-65to134kBtuh-12p0eer-3p55cop | Cap-Tons | Com | Rec | cDXHP | 292 | 1 | 300 | 1 | 343 | 1 | 288 | 1 | 394 | 1 | 284 | 1 | 283 | 1 | 293 | 1 | 320 | 1 | 281 | 1 | 363 | 1 | 297 | 1 | 331 | 1 | 322 | 1 | 385 | 1 | 447 | 1 | 326.4375 | 16
DEER2023 | NE-HVAC-airHP-SpltPkg-65to134kBtuh-12p0eer-3p55cop | Cap-Tons | Com | New | cDXHP | 284 | 1 | 297 | 1 | 337 | 1 | 284 | 1 | 382 | 1 | 277 | 1 | 276 | 1 | 287 | 1 | 315 | 1 | 276 | 1 | 356 | 1 | 293 | 1 | 325 | 1 | 316 | 1 | 381 | 1 | 435 | 1 | 320.0625 | 16
DEER2023 | NE-HVAC-airHP-SpltPkg-65to134kBtuh-12p0eer-3p55cop | Cap-Tons | Asm | Old | cDXHP | 351 | 1 | 342 | 1 | 384 | 1 | 341 | 1 | 374 | 1 | 405 | 1 | 393 | 1 | 371 | 1 | 477 | 1 | 435 | 1 | 474 | 1 | 424 | 1 | 478 | 1 | 481 | 1 | 634 | 1 | 410 | 1 | 423.375 | 16
DEER2023 | NE-HVAC-airHP-SpltPkg-65to134kBtuh-12p0eer-3p55cop | Cap-Tons | Asm | Ex | cDXHP | 304 | 1 | 306 | 1 | 360 | 1 | 322 | 1 | 349 | 1 | 388 | 1 | 377 | 1 | 360 | 1 | 460 | 1 | 394 | 1 | 432 | 1 | 386 | 1 | 437 | 1 | 440 | 1 | 585 | 1 | 351 | 1 | 390.6875 | 16
DEER2023 | NE-HVAC-airHP-SpltPkg-65to134kBtuh-12p0eer-3p55cop | Cap-Tons | Asm | Rec | cDXHP | 288 | 1 | 290 | 1 | 309 | 1 | 288 | 1 | 300 | 1 | 331 | 1 | 322 | 1 | 323 | 1 | 418 | 1 | 377 | 1 | 403 | 1 | 364 | 1 | 411 | 1 | 412 | 1 | 550 | 1 | 316 | 1 | 356.375 | 16
DEER2023 | NE-HVAC-airHP-SpltPkg-65to134kBtuh-12p0eer-3p55cop | Cap-Tons | Asm | New | cDXHP | 285 | 1 | 286 | 1 | 304 | 1 | 285 | 1 | 295 | 1 | 327 | 1 | 317 | 1 | 320 | 1 | 415 | 1 | 374 | 1 | 400 | 1 | 361 | 1 | 408 | 1 | 409 | 1 | 546 | 1 | 312 | 1 | 352.75 | 16
DEER2023 | NE-HVAC-airHP-SpltPkg-65to134kBtuh-12p0eer-3p55cop | Cap-Tons | ECC | Old | cDXHP | 976 | 1 | 904 | 1 | 1040 | 1 | 917 | 1 | 1030 | 1 | 1090 | 1 | 1070 | 1 | 966 | 1 | 1160 | 1 | 1080 | 1 | 1040 | 1 | 953 | 1 | 1060 | 1 | 1110 | 1 | 1460 | 1 | 1090 | 1 | 1059.125 | 16
DEER2023 | NE-HVAC-airHP-SpltPkg-65to134kBtuh-12p0eer-3p55cop | Cap-Tons | ECC | Ex | cDXHP | 778 | 1 | 773 | 1 | 882 | 1 | 812 | 1 | 863 | 1 | 924 | 1 | 918 | 1 | 864 | 1 | 1050 | 1 | 939 | 1 | 918 | 1 | 837 | 1 | 939 | 1 | 986 | 1 | 1310 | 1 | 887 | 1 | 917.5 | 16
DEER2023 | NE-HVAC-airHP-SpltPkg-65to134kBtuh-12p0eer-3p55cop | Cap-Tons | ECC | Rec | cDXHP | 721 | 1 | 736 | 1 | 776 | 1 | 746 | 1 | 759 | 1 | 817 | 1 | 808 | 1 | 798 | 1 | 977 | 1 | 896 | 1 | 855 | 1 | 790 | 1 | 882 | 1 | 926 | 1 | 1240 | 1 | 809 | 1 | 846 | 16
DEER2023 | NE-HVAC-airHP-SpltPkg-65to134kBtuh-12p0eer-3p55cop | Cap-Tons | ECC | New | cDXHP | 696 | 1 | 724 | 1 | 750 | 1 | 735 | 1 | 733 | 1 | 787 | 1 | 778 | 1 | 778 | 1 | 957 | 1 | 875 | 1 | 834 | 1 | 774 | 1 | 862 | 1 | 904 | 1 | 1220 | 1 | 783 | 1 | 824.375 | 16
DEER2023 | NE-HVAC-airHP-SpltPkg-65to134kBtuh-12p0eer-3p55cop | Cap-Tons | EPr | Old | cDXHP | 151 | 1 | 149 | 1 | 162 | 1 | 151 | 1 | 158 | 1 | 174 | 1 | 171 | 1 | 166 | 1 | 206 | 1 | 190 | 1 | 180 | 1 | 159 | 1 | 183 | 1 | 195 | 1 | 263 | 1 | 169 | 1 | 176.6875 | 16
DEER2023 | NE-HVAC-airHP-SpltPkg-65to134kBtuh-12p0eer-3p55cop | Cap-Tons | EPr | Ex | cDXHP | 118 | 1 | 124 | 1 | 137 | 1 | 131 | 1 | 133 | 1 | 147 | 1 | 145 | 1 | 148 | 1 | 185 | 1 | 161 | 1 | 157 | 1 | 138 | 1 | 161 | 1 | 172 | 1 | 238 | 1 | 138 | 1 | 152.0625 | 16
DEER2023 | NE-HVAC-airHP-SpltPkg-65to134kBtuh-12p0eer-3p55cop | Cap-Tons | EPr | Rec | cDXHP | 109 | 1 | 114 | 1 | 120 | 1 | 116 | 1 | 117 | 1 | 129 | 1 | 127 | 1 | 132 | 1 | 162 | 1 | 147 | 1 | 143 | 1 | 126 | 1 | 148 | 1 | 158 | 1 | 221 | 1 | 126 | 1 | 137.1875 | 16
DEER2023 | NE-HVAC-airHP-SpltPkg-65to134kBtuh-12p0eer-3p55cop | Cap-Tons | EPr | New | cDXHP | 107 | 1 | 113 | 1 | 117 | 1 | 115 | 1 | 114 | 1 | 125 | 1 | 123 | 1 | 129 | 1 | 159 | 1 | 144 | 1 | 140 | 1 | 125 | 1 | 145 | 1 | 155 | 1 | 218 | 1 | 124 | 1 | 134.5625 | 16
DEER2023 | NE-HVAC-airHP-SpltPkg-65to134kBtuh-12p0eer-3p55cop | Cap-Tons | ERC | Old | cDXHP | 5.31 | 1 | 5.81 | 1 | 6.04 | 1 | 6.16 | 1 | 5.75 | 1 | 6.58 | 1 | 6.37 | 1 | 6.64 | 1 | 8.74 | 1 | 7.89 | 1 | 7.73 | 1 | 6.68 | 1 | 7.88 | 1 | 8.4 | 1 | 11.4 | 1 | 6.28 | 1 | 7.1037 | 16
DEER2023 | NE-HVAC-airHP-SpltPkg-65to134kBtuh-12p0eer-3p55cop | Cap-Tons | ERC | Ex | cDXHP | 4.89 | 1 | 5.43 | 1 | 5.83 | 1 | 5.94 | 1 | 5.55 | 1 | 6.36 | 1 | 6.15 | 1 | 6.5 | 1 | 8.44 | 1 | 7.35 | 1 | 7.31 | 1 | 6.33 | 1 | 7.49 | 1 | 8 | 1 | 10.9 | 1 | 5.87 | 1 | 6.7713 | 16
DEER2023 | NE-HVAC-airHP-SpltPkg-65to134kBtuh-12p0eer-3p55cop | Cap-Tons | ERC | Rec | cDXHP | 4.68 | 1 | 5.13 | 1 | 5.4 | 1 | 5.45 | 1 | 5.11 | 1 | 5.94 | 1 | 5.73 | 1 | 6.15 | 1 | 7.75 | 1 | 6.97 | 1 | 6.89 | 1 | 6.03 | 1 | 7.14 | 1 | 7.6 | 1 | 10.2 | 1 | 5.53 | 1 | 6.3563 | 16
DEER2023 | NE-HVAC-airHP-SpltPkg-65to134kBtuh-12p0eer-3p55cop | Cap-Tons | ERC | New | cDXHP | 4.6 | 1 | 5.02 | 1 | 5.25 | 1 | 5.31 | 1 | 4.95 | 1 | 5.79 | 1 | 5.58 | 1 | 6.07 | 1 | 7.7 | 1 | 6.88 | 1 | 6.75 | 1 | 5.9 | 1 | 7.05 | 1 | 7.52 | 1 | 10.2 | 1 | 5.33 | 1 | 6.2438 | 16
DEER2023 | NE-HVAC-airHP-SpltPkg-65to134kBtuh-12p0eer-3p55cop | Cap-Tons | ESe | Old | cDXHP | 458 | 1 | 444 | 1 | 489 | 1 | 454 | 1 | 477 | 1 | 506 | 1 | 497 | 1 | 470 | 1 | 577 | 1 | 530 | 1 | 509 | 1 | 466 | 1 | 517 | 1 | 550 | 1 | 734 | 1 | 519 | 1 | 512.3125 | 16
DEER2023 | NE-HVAC-airHP-SpltPkg-65to134kBtuh-12p0eer-3p55cop | Cap-Tons | ESe | Ex | cDXHP | 386 | 1 | 401 | 1 | 457 | 1 | 431 | 1 | 446 | 1 | 481 | 1 | 475 | 1 | 454 | 1 | 557 | 1 | 479 | 1 | 465 | 1 | 429 | 1 | 476 | 1 | 508 | 1 | 686 | 1 | 452 | 1 | 473.9375 | 16
DEER2023 | NE-HVAC-airHP-SpltPkg-65to134kBtuh-12p0eer-3p55cop | Cap-Tons | ESe | Rec | cDXHP | 362 | 1 | 388 | 1 | 392 | 1 | 395 | 1 | 380 | 1 | 410 | 1 | 402 | 1 | 409 | 1 | 507 | 1 | 460 | 1 | 438 | 1 | 410 | 1 | 453 | 1 | 481 | 1 | 650 | 1 | 412 | 1 | 434.3125 | 16
DEER2023 | NE-HVAC-airHP-SpltPkg-65to134kBtuh-12p0eer-3p55cop | Cap-Tons | ESe | New | cDXHP | 351 | 1 | 386 | 1 | 382 | 1 | 393 | 1 | 369 | 1 | 398 | 1 | 389 | 1 | 399 | 1 | 498 | 1 | 450 | 1 | 429 | 1 | 405 | 1 | 442 | 1 | 470 | 1 | 640 | 1 | 402 | 1 | 425.1875 | 16
DEER2023 | NE-HVAC-airHP-SpltPkg-65to134kBtuh-12p0eer-3p55cop | Cap-Tons | EUn | Old | cDXHP | 2700 | 1 | 2460 | 1 | 2860 | 1 | 2520 | 1 | 2820 | 1 | 2960 | 1 | 2910 | 1 | 2590 | 1 | 3140 | 1 | 2930 | 1 | 2850 | 1 | 2620 | 1 | 2920 | 1 | 3000 | 1 | 3910 | 1 | 2990 | 1 | 2886.25 | 16
DEER2023 | NE-HVAC-airHP-SpltPkg-65to134kBtuh-12p0eer-3p55cop | Cap-Tons | EUn | Ex | cDXHP | 2100 | 1 | 2040 | 1 | 2340 | 1 | 2170 | 1 | 2290 | 1 | 2440 | 1 | 2410 | 1 | 2250 | 1 | 2770 | 1 | 2450 | 1 | 2430 | 1 | 2210 | 1 | 2480 | 1 | 2560 | 1 | 3420 | 1 | 2350 | 1 | 2419.375 | 16
DEER2023 | NE-HVAC-airHP-SpltPkg-65to134kBtuh-12p0eer-3p55cop | Cap-Tons | EUn | Rec | cDXHP | 1910 | 1 | 1920 | 1 | 2030 | 1 | 1960 | 1 | 1980 | 1 | 2120 | 1 | 2080 | 1 | 2020 | 1 | 2500 | 1 | 2300 | 1 | 2210 | 1 | 2050 | 1 | 2280 | 1 | 2360 | 1 | 3170 | 1 | 2080 | 1 | 2185.625 | 16
DEER2023 | NE-HVAC-airHP-SpltPkg-65to134kBtuh-12p0eer-3p55cop | Cap-Tons | EUn | New | cDXHP | 1860 | 1 | 1890 | 1 | 1970 | 1 | 1930 | 1 | 1920 | 1 | 2040 | 1 | 2010 | 1 | 1970 | 1 | 2450 | 1 | 2250 | 1 | 2160 | 1 | 2010 | 1 | 2230 | 1 | 2310 | 1 | 3110 | 1 | 2010 | 1 | 2132.5 | 16
DEER2023 | NE-HVAC-airHP-SpltPkg-65to134kBtuh-12p0eer-3p55cop | Cap-Tons | Gro | Old | cDXHP | 65.7 | 1 | 115 | 1 | 77.5 | 1 | 101 | 1 | 84.9 | 1 | 91.2 | 1 | 83.5 | 1 | 97.7 | 1 | 92.5 | 1 | 107 | 1 | 120 | 1 | 122 | 1 | 131 | 1 | 112 | 1 | 148 | 1 | 76.1 | 1 | 101.5687 | 16
DEER2023 | NE-HVAC-airHP-SpltPkg-65to134kBtuh-12p0eer-3p55cop | Cap-Tons | Gro | Ex | cDXHP | 61.7 | 1 | 107 | 1 | 73.9 | 1 | 96.2 | 1 | 77 | 1 | 90.5 | 1 | 84.7 | 1 | 99.7 | 1 | 89.2 | 1 | 99.1 | 1 | 111 | 1 | 116 | 1 | 122 | 1 | 103 | 1 | 136 | 1 | 68.9 | 1 | 95.9938 | 16
DEER2023 | NE-HVAC-airHP-SpltPkg-65to134kBtuh-12p0eer-3p55cop | Cap-Tons | Gro | Rec | cDXHP | 56.3 | 1 | 98.3 | 1 | 67.4 | 1 | 88.3 | 1 | 66.5 | 1 | 82.6 | 1 | 73.7 | 1 | 86.4 | 1 | 79 | 1 | 91.9 | 1 | 97.6 | 1 | 106 | 1 | 111 | 1 | 90.5 | 1 | 121 | 1 | 59 | 1 | 85.9688 | 16
DEER2023 | NE-HVAC-airHP-SpltPkg-65to134kBtuh-12p0eer-3p55cop | Cap-Tons | Gro | New | cDXHP | 55.3 | 1 | 97 | 1 | 66.4 | 1 | 87 | 1 | 65.5 | 1 | 81.6 | 1 | 72.7 | 1 | 85 | 1 | 77.8 | 1 | 90.6 | 1 | 96.2 | 1 | 104 | 1 | 110 | 1 | 89.4 | 1 | 120 | 1 | 58 | 1 | 84.7812 | 16
DEER2023 | NE-HVAC-airHP-SpltPkg-65to134kBtuh-12p0eer-3p55cop | Cap-Tons | Hsp | Old | cDXHP | 683 | 1 | 690 | 1 | 686 | 1 | 690 | 1 | 686 | 1 | 691 | 1 | 689 | 1 | 695 | 1 | 719 | 1 | 706 | 1 | 715 | 1 | 699 | 1 | 718 | 1 | 720 | 1 | 794 | 1 | 688 | 1 | 704.3125 | 16
DEER2023 | NE-HVAC-airHP-SpltPkg-65to134kBtuh-12p0eer-3p55cop | Cap-Tons | Hsp | Ex | cDXHP | 680 | 1 | 680 | 1 | 682 | 1 | 684 | 1 | 682 | 1 | 686 | 1 | 684 | 1 | 687 | 1 | 706 | 1 | 682 | 1 | 687 | 1 | 681 | 1 | 688 | 1 | 688 | 1 | 753 | 1 | 680 | 1 | 689.375 | 16
DEER2023 | NE-HVAC-airHP-SpltPkg-65to134kBtuh-12p0eer-3p55cop | Cap-Tons | Hsp | Rec | cDXHP | 680 | 1 | 680 | 1 | 680 | 1 | 680 | 1 | 680 | 1 | 680 | 1 | 680 | 1 | 680 | 1 | 684 | 1 | 681 | 1 | 680 | 1 | 680 | 1 | 681 | 1 | 680 | 1 | 725 | 1 | 680 | 1 | 683.1875 | 16
DEER2023 | NE-HVAC-airHP-SpltPkg-65to134kBtuh-12p0eer-3p55cop | Cap-Tons | Hsp | New | cDXHP | 680 | 1 | 680 | 1 | 680 | 1 | 680 | 1 | 680 | 1 | 680 | 1 | 680 | 1 | 680 | 1 | 682 | 1 | 681 | 1 | 680 | 1 | 680 | 1 | 680 | 1 | 680 | 1 | 718 | 1 | 680 | 1 | 682.5625 | 16
DEER2023 | NE-HVAC-airHP-SpltPkg-65to134kBtuh-12p0eer-3p55cop | Cap-Tons | Htl | Old | cDXHP | 82.7 | 1 | 74.6 | 1 | 88.1 | 1 | 75.9 | 1 | 87.5 | 1 | 90.7 | 1 | 88.7 | 1 | 75 | 1 | 93.3 | 1 | 86.4 | 1 | 92.2 | 1 | 82.6 | 1 | 93.6 | 1 | 92.6 | 1 | 121 | 1 | 90.7 | 1 | 88.475 | 16
DEER2023 | NE-HVAC-airHP-SpltPkg-65to134kBtuh-12p0eer-3p55cop | Cap-Tons | Htl | Ex | cDXHP | 63.2 | 1 | 60.1 | 1 | 68.3 | 1 | 62.8 | 1 | 67.2 | 1 | 70.9 | 1 | 69.5 | 1 | 61.7 | 1 | 79.5 | 1 | 70.2 | 1 | 76 | 1 | 68.2 | 1 | 77.4 | 1 | 77.8 | 1 | 105 | 1 | 68.5 | 1 | 71.6437 | 16
DEER2023 | NE-HVAC-airHP-SpltPkg-65to134kBtuh-12p0eer-3p55cop | Cap-Tons | Htl | Rec | cDXHP | 57.4 | 1 | 56.3 | 1 | 60.1 | 1 | 57.7 | 1 | 59.6 | 1 | 62.5 | 1 | 61.7 | 1 | 55.3 | 1 | 72.9 | 1 | 65.7 | 1 | 69.4 | 1 | 63.3 | 1 | 71.6 | 1 | 71.3 | 1 | 97.1 | 1 | 61.5 | 1 | 65.2125 | 16
DEER2023 | NE-HVAC-airHP-SpltPkg-65to134kBtuh-12p0eer-3p55cop | Cap-Tons | Htl | New | cDXHP | 56.7 | 1 | 56.2 | 1 | 59.4 | 1 | 57.5 | 1 | 58.9 | 1 | 61.8 | 1 | 61 | 1 | 54.5 | 1 | 72 | 1 | 64.9 | 1 | 68.5 | 1 | 62.7 | 1 | 70.7 | 1 | 70.4 | 1 | 96.2 | 1 | 60.7 | 1 | 64.5062 | 16
DEER2023 | NE-HVAC-airHP-SpltPkg-65to134kBtuh-12p0eer-3p55cop | Cap-Tons | MBT | Old | cDXHP | 357 | 1 | 381 | 1 | 375 | 1 | 381 | 1 | 375 | 1 | 395 | 1 | 388 | 1 | 401 | 1 | 483 | 1 | 454 | 1 | 484 | 1 | 442 | 1 | 489 | 1 | 490 | 1 | 619 | 1 | 392 | 1 | 431.625 | 16
DEER2023 | NE-HVAC-airHP-SpltPkg-65to134kBtuh-12p0eer-3p55cop | Cap-Tons | MBT | Ex | cDXHP | 322 | 1 | 340 | 1 | 350 | 1 | 351 | 1 | 348 | 1 | 379 | 1 | 371 | 1 | 384 | 1 | 456 | 1 | 403 | 1 | 439 | 1 | 399 | 1 | 443 | 1 | 446 | 1 | 572 | 1 | 349 | 1 | 397 | 16
DEER2023 | NE-HVAC-airHP-SpltPkg-65to134kBtuh-12p0eer-3p55cop | Cap-Tons | MBT | Rec | cDXHP | 294 | 1 | 307 | 1 | 307 | 1 | 305 | 1 | 304 | 1 | 328 | 1 | 324 | 1 | 334 | 1 | 393 | 1 | 365 | 1 | 398 | 1 | 360 | 1 | 402 | 1 | 405 | 1 | 524 | 1 | 317 | 1 | 354.1875 | 16
DEER2023 | NE-HVAC-airHP-SpltPkg-65to134kBtuh-12p0eer-3p55cop | Cap-Tons | MBT | New | cDXHP | 283 | 1 | 299 | 1 | 296 | 1 | 298 | 1 | 293 | 1 | 317 | 1 | 313 | 1 | 325 | 1 | 382 | 1 | 354 | 1 | 387 | 1 | 349 | 1 | 390 | 1 | 394 | 1 | 515 | 1 | 306 | 1 | 343.8125 | 16
DEER2023 | NE-HVAC-airHP-SpltPkg-65to134kBtuh-12p0eer-3p55cop | Cap-Tons | MLI | Old | cDXHP | 226 | 1 | 235 | 1 | 233 | 1 | 238 | 1 | 233 | 1 | 248 | 1 | 234 | 1 | 235 | 1 | 287 | 1 | 272 | 1 | 295 | 1 | 270 | 1 | 297 | 1 | 296 | 1 | 371 | 1 | 280 | 1 | 265.625 | 16
DEER2023 | NE-HVAC-airHP-SpltPkg-65to134kBtuh-12p0eer-3p55cop | Cap-Tons | MLI | Ex | cDXHP | 218 | 1 | 228 | 1 | 227 | 1 | 231 | 1 | 227 | 1 | 250 | 1 | 235 | 1 | 236 | 1 | 283 | 1 | 259 | 1 | 274 | 1 | 259 | 1 | 279 | 1 | 276 | 1 | 348 | 1 | 256 | 1 | 255.375 | 16
DEER2023 | NE-HVAC-airHP-SpltPkg-65to134kBtuh-12p0eer-3p55cop | Cap-Tons | MLI | Rec | cDXHP | 205 | 1 | 215 | 1 | 215 | 1 | 219 | 1 | 214 | 1 | 231 | 1 | 218 | 1 | 221 | 1 | 262 | 1 | 245 | 1 | 241 | 1 | 238 | 1 | 251 | 1 | 243 | 1 | 311 | 1 | 217 | 1 | 234.125 | 16
DEER2023 | NE-HVAC-airHP-SpltPkg-65to134kBtuh-12p0eer-3p55cop | Cap-Tons | MLI | New | cDXHP | 206 | 1 | 211 | 1 | 215 | 1 | 215 | 1 | 214 | 1 | 226 | 1 | 212 | 1 | 216 | 1 | 255 | 1 | 239 | 1 | 235 | 1 | 233 | 1 | 245 | 1 | 237 | 1 | 305 | 1 | 213 | 1 | 229.8125 | 16
DEER2023 | NE-HVAC-airHP-SpltPkg-65to134kBtuh-12p0eer-3p55cop | Cap-Tons | Mtl | Old | cDXHP | 11 | 1 | 9.29 | 1 | 11.6 | 1 | 9.31 | 1 | 11.6 | 1 | 12 | 1 | 11.8 | 1 | 9.63 | 1 | 11.4 | 1 | 10.9 | 1 | 11.4 | 1 | 10.2 | 1 | 11.5 | 1 | 11.1 | 1 | 14.1 | 1 | 11.6 | 1 | 11.1519 | 16
DEER2023 | NE-HVAC-airHP-SpltPkg-65to134kBtuh-12p0eer-3p55cop | Cap-Tons | Mtl | Ex | cDXHP | 8.82 | 1 | 6.85 | 1 | 9.34 | 1 | 7.05 | 1 | 9.22 | 1 | 9.54 | 1 | 9.44 | 1 | 7.26 | 1 | 8.79 | 1 | 8.24 | 1 | 8.79 | 1 | 7.97 | 1 | 8.88 | 1 | 8.76 | 1 | 11.6 | 1 | 9.21 | 1 | 8.735 | 16
DEER2023 | NE-HVAC-airHP-SpltPkg-65to134kBtuh-12p0eer-3p55cop | Cap-Tons | Mtl | Rec | cDXHP | 8.13 | 1 | 6.14 | 1 | 8.47 | 1 | 6.24 | 1 | 8.43 | 1 | 8.72 | 1 | 8.66 | 1 | 6.54 | 1 | 8.02 | 1 | 7.5 | 1 | 7.89 | 1 | 7.22 | 1 | 8.08 | 1 | 7.96 | 1 | 10.6 | 1 | 8.46 | 1 | 7.9413 | 16
DEER2023 | NE-HVAC-airHP-SpltPkg-65to134kBtuh-12p0eer-3p55cop | Cap-Tons | Mtl | New | cDXHP | 8.06 | 1 | 6.09 | 1 | 8.4 | 1 | 6.18 | 1 | 8.35 | 1 | 8.65 | 1 | 8.59 | 1 | 6.47 | 1 | 7.94 | 1 | 7.42 | 1 | 7.82 | 1 | 7.15 | 1 | 8 | 1 | 7.88 | 1 | 10.5 | 1 | 8.39 | 1 | 7.8681 | 16
DEER2023 | NE-HVAC-airHP-SpltPkg-65to134kBtuh-12p0eer-3p55cop | Cap-Tons | Nrs | Old | cDXHP | 101 | 1 | 106 | 1 | 104 | 1 | 106 | 1 | 104 | 1 | 106 | 1 | 105 | 1 | 107 | 1 | 110 | 1 | 109 | 1 | 109 | 1 | 107 | 1 | 110 | 1 | 110 | 1 | 124 | 1 | 104 | 1 | 107.625 | 16
DEER2023 | NE-HVAC-airHP-SpltPkg-65to134kBtuh-12p0eer-3p55cop | Cap-Tons | Nrs | Ex | cDXHP | 96.3 | 1 | 96.9 | 1 | 100 | 1 | 102 | 1 | 100 | 1 | 103 | 1 | 102 | 1 | 104 | 1 | 106 | 1 | 98.5 | 1 | 99.7 | 1 | 98.1 | 1 | 100 | 1 | 100 | 1 | 113 | 1 | 96.7 | 1 | 101.0125 | 16
DEER2023 | NE-HVAC-airHP-SpltPkg-65to134kBtuh-12p0eer-3p55cop | Cap-Tons | Nrs | Rec | cDXHP | 95.9 | 1 | 96 | 1 | 95.9 | 1 | 96 | 1 | 95.9 | 1 | 96 | 1 | 96 | 1 | 96.3 | 1 | 97.7 | 1 | 96.7 | 1 | 97.1 | 1 | 96.4 | 1 | 97.6 | 1 | 97.8 | 1 | 108 | 1 | 96 | 1 | 97.2062 | 16
DEER2023 | NE-HVAC-airHP-SpltPkg-65to134kBtuh-12p0eer-3p55cop | Cap-Tons | Nrs | New | cDXHP | 95.9 | 1 | 95.9 | 1 | 95.9 | 1 | 95.9 | 1 | 95.9 | 1 | 95.9 | 1 | 95.9 | 1 | 96 | 1 | 97.2 | 1 | 96.4 | 1 | 96.7 | 1 | 96.2 | 1 | 97.1 | 1 | 97.3 | 1 | 107 | 1 | 95.9 | 1 | 96.9437 | 16
DEER2023 | NE-HVAC-airHP-SpltPkg-65to134kBtuh-12p0eer-3p55cop | Cap-Tons | OfL | Old | cDXHP | 615 | 1 | 542 | 1 | 651 | 1 | 544 | 1 | 644 | 1 | 684 | 1 | 669 | 1 | 583 | 1 | 660 | 1 | 623 | 1 | 643 | 1 | 597 | 1 | 655 | 1 | 659 | 1 | 783 | 1 | 688 | 1 | 640 | 16
DEER2023 | NE-HVAC-airHP-SpltPkg-65to134kBtuh-12p0eer-3p55cop | Cap-Tons | OfL | Ex | cDXHP | 480 | 1 | 429 | 1 | 529 | 1 | 455 | 1 | 524 | 1 | 560 | 1 | 549 | 1 | 490 | 1 | 559 | 1 | 499 | 1 | 524 | 1 | 491 | 1 | 533 | 1 | 536 | 1 | 646 | 1 | 532 | 1 | 521 | 16
DEER2023 | NE-HVAC-airHP-SpltPkg-65to134kBtuh-12p0eer-3p55cop | Cap-Tons | OfL | Rec | cDXHP | 461 | 1 | 409 | 1 | 484 | 1 | 414 | 1 | 477 | 1 | 513 | 1 | 504 | 1 | 449 | 1 | 518 | 1 | 481 | 1 | 505 | 1 | 471 | 1 | 514 | 1 | 520 | 1 | 629 | 1 | 516 | 1 | 491.5625 | 16
DEER2023 | NE-HVAC-airHP-SpltPkg-65to134kBtuh-12p0eer-3p55cop | Cap-Tons | OfL | New | cDXHP | 453 | 1 | 401 | 1 | 476 | 1 | 407 | 1 | 468 | 1 | 505 | 1 | 495 | 1 | 442 | 1 | 512 | 1 | 474 | 1 | 498 | 1 | 464 | 1 | 508 | 1 | 512 | 1 | 621 | 1 | 509 | 1 | 484.0625 | 16
DEER2023 | NE-HVAC-airHP-SpltPkg-65to134kBtuh-12p0eer-3p55cop | Cap-Tons | OfS | Old | cDXHP | 42.8 | 1 | 40 | 1 | 46.7 | 1 | 40.3 | 1 | 46.3 | 1 | 48.7 | 1 | 47.3 | 1 | 42 | 1 | 47.7 | 1 | 45.6 | 1 | 46.9 | 1 | 43.9 | 1 | 47.7 | 1 | 47.2 | 1 | 56.2 | 1 | 47.9 | 1 | 46.075 | 16
DEER2023 | NE-HVAC-airHP-SpltPkg-65to134kBtuh-12p0eer-3p55cop | Cap-Tons | OfS | Ex | cDXHP | 30.7 | 1 | 29.3 | 1 | 35.2 | 1 | 31.8 | 1 | 34.8 | 1 | 37 | 1 | 36.2 | 1 | 33.5 | 1 | 38.7 | 1 | 34.2 | 1 | 36.2 | 1 | 33.6 | 1 | 36.9 | 1 | 36.7 | 1 | 44.2 | 1 | 34.6 | 1 | 35.225 | 16
DEER2023 | NE-HVAC-airHP-SpltPkg-65to134kBtuh-12p0eer-3p55cop | Cap-Tons | OfS | Rec | cDXHP | 27.3 | 1 | 26.1 | 1 | 29.1 | 1 | 26.5 | 1 | 28.8 | 1 | 30.7 | 1 | 30 | 1 | 28.7 | 1 | 32.9 | 1 | 30.8 | 1 | 32.3 | 1 | 30.2 | 1 | 33.3 | 1 | 33.4 | 1 | 40.1 | 1 | 30.6 | 1 | 30.675 | 16
DEER2023 | NE-HVAC-airHP-SpltPkg-65to134kBtuh-12p0eer-3p55cop | Cap-Tons | OfS | New | cDXHP | 26.9 | 1 | 25.7 | 1 | 28.6 | 1 | 26.2 | 1 | 28.3 | 1 | 30.3 | 1 | 29.5 | 1 | 28.3 | 1 | 32.5 | 1 | 30.4 | 1 | 31.8 | 1 | 29.8 | 1 | 32.9 | 1 | 33 | 1 | 39.7 | 1 | 30.2 | 1 | 30.2563 | 16
DEER2023 | NE-HVAC-airHP-SpltPkg-65to134kBtuh-12p0eer-3p55cop | Cap-Tons | RFF | Old | cDXHP | 7.85 | 1 | 7.77 | 1 | 8.85 | 1 | 7.98 | 1 | 8.5 | 1 | 9.63 | 1 | 9.31 | 1 | 8.53 | 1 | 11 | 1 | 10.1 | 1 | 11 | 1 | 9.74 | 1 | 11 | 1 | 11 | 1 | 14.5 | 1 | 9.66 | 1 | 9.7762 | 16
DEER2023 | NE-HVAC-airHP-SpltPkg-65to134kBtuh-12p0eer-3p55cop | Cap-Tons | RFF | Ex | cDXHP | 6.84 | 1 | 6.71 | 1 | 7.88 | 1 | 7.12 | 1 | 7.56 | 1 | 8.78 | 1 | 8.49 | 1 | 7.86 | 1 | 10.1 | 1 | 8.8 | 1 | 9.69 | 1 | 8.65 | 1 | 9.79 | 1 | 9.78 | 1 | 13.2 | 1 | 8.36 | 1 | 8.7256 | 16
DEER2023 | NE-HVAC-airHP-SpltPkg-65to134kBtuh-12p0eer-3p55cop | Cap-Tons | RFF | Rec | cDXHP | 6.46 | 1 | 6.52 | 1 | 7.34 | 1 | 6.68 | 1 | 6.95 | 1 | 8.05 | 1 | 7.83 | 1 | 7.35 | 1 | 9.49 | 1 | 8.53 | 1 | 9.05 | 1 | 8.23 | 1 | 9.24 | 1 | 9.11 | 1 | 12.4 | 1 | 7.61 | 1 | 8.1775 | 16
DEER2023 | NE-HVAC-airHP-SpltPkg-65to134kBtuh-12p0eer-3p55cop | Cap-Tons | RFF | New | cDXHP | 6.19 | 1 | 6.5 | 1 | 7.07 | 1 | 6.6 | 1 | 6.68 | 1 | 7.77 | 1 | 7.56 | 1 | 7.15 | 1 | 9.28 | 1 | 8.34 | 1 | 8.87 | 1 | 8.05 | 1 | 9.05 | 1 | 8.93 | 1 | 12.2 | 1 | 7.33 | 1 | 7.9731 | 16
DEER2023 | NE-HVAC-airHP-SpltPkg-65to134kBtuh-12p0eer-3p55cop | Cap-Tons | RSD | Old | cDXHP | 13.1 | 1 | 13.7 | 1 | 14.2 | 1 | 13.8 | 1 | 14 | 1 | 15.4 | 1 | 14.9 | 1 | 15.3 | 1 | 19.6 | 1 | 18 | 1 | 19.6 | 1 | 17.3 | 1 | 19.7 | 1 | 19.9 | 1 | 26.6 | 1 | 15.1 | 1 | 16.8875 | 16
DEER2023 | NE-HVAC-airHP-SpltPkg-65to134kBtuh-12p0eer-3p55cop | Cap-Tons | RSD | Ex | cDXHP | 11.9 | 1 | 12.3 | 1 | 13.4 | 1 | 13 | 1 | 13.4 | 1 | 15 | 1 | 14.5 | 1 | 15 | 1 | 18.8 | 1 | 16.3 | 1 | 18 | 1 | 15.9 | 1 | 18.2 | 1 | 18.4 | 1 | 24.7 | 1 | 13.6 | 1 | 15.775 | 16
DEER2023 | NE-HVAC-airHP-SpltPkg-65to134kBtuh-12p0eer-3p55cop | Cap-Tons | RSD | Rec | cDXHP | 10.9 | 1 | 11.6 | 1 | 11.9 | 1 | 11.6 | 1 | 11.7 | 1 | 13.1 | 1 | 12.8 | 1 | 13.7 | 1 | 16.9 | 1 | 15.4 | 1 | 16.9 | 1 | 15 | 1 | 17.2 | 1 | 17.4 | 1 | 23.4 | 1 | 12.5 | 1 | 14.5 | 16
DEER2023 | NE-HVAC-airHP-SpltPkg-65to134kBtuh-12p0eer-3p55cop | Cap-Tons | RSD | New | cDXHP | 10.3 | 1 | 11.1 | 1 | 11.2 | 1 | 11.1 | 1 | 11 | 1 | 12.5 | 1 | 12.1 | 1 | 13.1 | 1 | 16.4 | 1 | 14.9 | 1 | 16.4 | 1 | 14.5 | 1 | 16.7 | 1 | 16.9 | 1 | 22.9 | 1 | 11.9 | 1 | 13.9375 | 16
DEER2023 | NE-HVAC-airHP-SpltPkg-65to134kBtuh-12p0eer-3p55cop | Cap-Tons | Rt3 | Old | cDXHP | 213 | 1 | 247 | 1 | 224 | 1 | 250 | 1 | 224 | 1 | 241 | 1 | 235 | 1 | 268 | 1 | 334 | 1 | 308 | 1 | 339 | 1 | 304 | 1 | 340 | 1 | 343 | 1 | 437 | 1 | 246 | 1 | 284.5625 | 16
DEER2023 | NE-HVAC-airHP-SpltPkg-65to134kBtuh-12p0eer-3p55cop | Cap-Tons | Rt3 | Ex | cDXHP | 205 | 1 | 240 | 1 | 217 | 1 | 243 | 1 | 217 | 1 | 234 | 1 | 228 | 1 | 263 | 1 | 328 | 1 | 299 | 1 | 323 | 1 | 295 | 1 | 326 | 1 | 327 | 1 | 419 | 1 | 231 | 1 | 274.6875 | 16
DEER2023 | NE-HVAC-airHP-SpltPkg-65to134kBtuh-12p0eer-3p55cop | Cap-Tons | Rt3 | Rec | cDXHP | 190 | 1 | 228 | 1 | 204 | 1 | 230 | 1 | 204 | 1 | 221 | 1 | 215 | 1 | 250 | 1 | 313 | 1 | 286 | 1 | 297 | 1 | 278 | 1 | 304 | 1 | 301 | 1 | 389 | 1 | 207 | 1 | 257.3125 | 16
DEER2023 | NE-HVAC-airHP-SpltPkg-65to134kBtuh-12p0eer-3p55cop | Cap-Tons | Rt3 | New | cDXHP | 183 | 1 | 222 | 1 | 197 | 1 | 223 | 1 | 196 | 1 | 214 | 1 | 208 | 1 | 243 | 1 | 306 | 1 | 279 | 1 | 290 | 1 | 271 | 1 | 297 | 1 | 293 | 1 | 382 | 1 | 200 | 1 | 250.25 | 16
DEER2023 | NE-HVAC-airHP-SpltPkg-65to134kBtuh-12p0eer-3p55cop | Cap-Tons | RtL | Old | cDXHP | 185 | 1 | 219 | 1 | 191 | 1 | 215 | 1 | 191 | 1 | 201 | 1 | 197 | 1 | 240 | 1 | 296 | 1 | 274 | 1 | 299 | 1 | 268 | 1 | 300 | 1 | 303 | 1 | 392 | 1 | 204 | 1 | 248.4375 | 16
DEER2023 | NE-HVAC-airHP-SpltPkg-65to134kBtuh-12p0eer-3p55cop | Cap-Tons | RtL | Ex | cDXHP | 177 | 1 | 209 | 1 | 184 | 1 | 207 | 1 | 184 | 1 | 197 | 1 | 192 | 1 | 238 | 1 | 289 | 1 | 261 | 1 | 283 | 1 | 256 | 1 | 286 | 1 | 288 | 1 | 376 | 1 | 191 | 1 | 238.625 | 16
DEER2023 | NE-HVAC-airHP-SpltPkg-65to134kBtuh-12p0eer-3p55cop | Cap-Tons | RtL | Rec | cDXHP | 164 | 1 | 195 | 1 | 171 | 1 | 191 | 1 | 170 | 1 | 182 | 1 | 179 | 1 | 219 | 1 | 266 | 1 | 244 | 1 | 258 | 1 | 236 | 1 | 262 | 1 | 263 | 1 | 346 | 1 | 173 | 1 | 219.9375 | 16
DEER2023 | NE-HVAC-airHP-SpltPkg-65to134kBtuh-12p0eer-3p55cop | Cap-Tons | RtL | New | cDXHP | 157 | 1 | 189 | 1 | 164 | 1 | 185 | 1 | 163 | 1 | 175 | 1 | 171 | 1 | 213 | 1 | 259 | 1 | 237 | 1 | 251 | 1 | 229 | 1 | 255 | 1 | 256 | 1 | 340 | 1 | 166 | 1 | 213.125 | 16
DEER2023 | NE-HVAC-airHP-SpltPkg-65to134kBtuh-12p0eer-3p55cop | Cap-Tons | RtS | Old | cDXHP | 16.5 | 1 | 18.5 | 1 | 17.5 | 1 | 18.9 | 1 | 17 | 1 | 18.9 | 1 | 18.3 | 1 | 20 | 1 | 25.1 | 1 | 23.5 | 1 | 25.1 | 1 | 22.3 | 1 | 25.4 | 1 | 25.3 | 1 | 32.3 | 1 | 19.7 | 1 | 21.5188 | 16
DEER2023 | NE-HVAC-airHP-SpltPkg-65to134kBtuh-12p0eer-3p55cop | Cap-Tons | RtS | Ex | cDXHP | 13.4 | 1 | 15.5 | 1 | 14.8 | 1 | 16.3 | 1 | 14.5 | 1 | 16.1 | 1 | 15.5 | 1 | 18.1 | 1 | 22.4 | 1 | 19.9 | 1 | 21.5 | 1 | 19.3 | 1 | 21.9 | 1 | 21.8 | 1 | 28.4 | 1 | 15.9 | 1 | 18.4563 | 16
DEER2023 | NE-HVAC-airHP-SpltPkg-65to134kBtuh-12p0eer-3p55cop | Cap-Tons | RtS | Rec | cDXHP | 12.5 | 1 | 14.8 | 1 | 13.5 | 1 | 15 | 1 | 13.3 | 1 | 14.5 | 1 | 14.2 | 1 | 16.5 | 1 | 20.5 | 1 | 18.9 | 1 | 19.8 | 1 | 18.1 | 1 | 20.4 | 1 | 20 | 1 | 26.4 | 1 | 14.6 | 1 | 17.0625 | 16
DEER2023 | NE-HVAC-airHP-SpltPkg-65to134kBtuh-12p0eer-3p55cop | Cap-Tons | RtS | New | cDXHP | 12.3 | 1 | 14.6 | 1 | 13.2 | 1 | 14.6 | 1 | 13.1 | 1 | 14.2 | 1 | 13.9 | 1 | 16.3 | 1 | 20.3 | 1 | 18.7 | 1 | 19.5 | 1 | 17.8 | 1 | 20.1 | 1 | 19.8 | 1 | 26.2 | 1 | 14.4 | 1 | 16.8125 | 16
DEER2023 | NE-HVAC-airHP-SpltPkg-65to134kBtuh-12p0eer-3p55cop | Cap-Tons | SCn | Old | cDXHP | 369 | 1 | 330 | 1 | 368 | 1 | 330 | 1 | 361 | 1 | 349 | 1 | 335 | 1 | 304 | 1 | 393 | 1 | 365 | 1 | 402 | 1 | 354 | 1 | 409 | 1 | 408 | 1 | 555 | 1 | 424 | 1 | 378.5 | 16
DEER2023 | NE-HVAC-airHP-SpltPkg-65to134kBtuh-12p0eer-3p55cop | Cap-Tons | SCn | Ex | cDXHP | 364 | 1 | 318 | 1 | 364 | 1 | 319 | 1 | 359 | 1 | 350 | 1 | 335 | 1 | 318 | 1 | 391 | 1 | 329 | 1 | 367 | 1 | 331 | 1 | 377 | 1 | 367 | 1 | 510 | 1 | 400 | 1 | 362.4375 | 16
DEER2023 | NE-HVAC-airHP-SpltPkg-65to134kBtuh-12p0eer-3p55cop | Cap-Tons | SCn | Rec | cDXHP | 348 | 1 | 289 | 1 | 359 | 1 | 290 | 1 | 352 | 1 | 343 | 1 | 329 | 1 | 271 | 1 | 318 | 1 | 293 | 1 | 300 | 1 | 292 | 1 | 312 | 1 | 299 | 1 | 429 | 1 | 364 | 1 | 324.25 | 16
DEER2023 | NE-HVAC-airHP-SpltPkg-65to134kBtuh-12p0eer-3p55cop | Cap-Tons | SCn | New | cDXHP | 349 | 1 | 294 | 1 | 358 | 1 | 294 | 1 | 352 | 1 | 342 | 1 | 329 | 1 | 269 | 1 | 317 | 1 | 287 | 1 | 296 | 1 | 295 | 1 | 305 | 1 | 296 | 1 | 429 | 1 | 364 | 1 | 323.5 | 16
DEER2023 | NE-HVAC-airHP-SpltPkg-65to134kBtuh-12p0eer-3p55cop-wPreEcono | Cap-Tons | Com | Old | cDXHP | 487 | 1 | 354 | 1 | 427 | 1 | 338 | 1 | 506 | 1 | 402 | 1 | 378 | 1 | 386 | 1 | 408 | 1 | 335 | 1 | 452 | 1 | 346 | 1 | 396 | 1 | 391 | 1 | 449 | 1 | 572 | 1 | 414.1875 | 16
DEER2023 | NE-HVAC-airHP-SpltPkg-65to134kBtuh-12p0eer-3p55cop-wPreEcono | Cap-Tons | Com | Ex | cDXHP | 305 | 1 | 329 | 1 | 392 | 1 | 327 | 1 | 470 | 1 | 330 | 1 | 341 | 1 | 337 | 1 | 358 | 1 | 303 | 1 | 407 | 1 | 322 | 1 | 367 | 1 | 353 | 1 | 419 | 1 | 521 | 1 | 367.5625 | 16
DEER2023 | NE-HVAC-airHP-SpltPkg-65to134kBtuh-12p0eer-3p55cop-wPreEcono | Cap-Tons | Com | Rec | cDXHP | 292 | 1 | 300 | 1 | 343 | 1 | 288 | 1 | 394 | 1 | 284 | 1 | 283 | 1 | 293 | 1 | 320 | 1 | 281 | 1 | 363 | 1 | 297 | 1 | 331 | 1 | 322 | 1 | 385 | 1 | 447 | 1 | 326.4375 | 16
DEER2023 | NE-HVAC-airHP-SpltPkg-65to134kBtuh-12p0eer-3p55cop-wPreEcono | Cap-Tons | Com | New | cDXHP | 284 | 1 | 297 | 1 | 337 | 1 | 284 | 1 | 382 | 1 | 277 | 1 | 276 | 1 | 287 | 1 | 315 | 1 | 276 | 1 | 356 | 1 | 293 | 1 | 325 | 1 | 316 | 1 | 381 | 1 | 435 | 1 | 320.0625 | 16
DEER2023 | NE-HVAC-airHP-SpltPkg-65to134kBtuh-12p0eer-3p55cop-wPreEcono | Cap-Tons | Asm | Old | cDXHP | 351 | 1 | 342 | 1 | 384 | 1 | 341 | 1 | 374 | 1 | 405 | 1 | 393 | 1 | 371 | 1 | 477 | 1 | 435 | 1 | 474 | 1 | 424 | 1 | 478 | 1 | 481 | 1 | 634 | 1 | 410 | 1 | 423.375 | 16
DEER2023 | NE-HVAC-airHP-SpltPkg-65to134kBtuh-12p0eer-3p55cop-wPreEcono | Cap-Tons | Asm | Ex | cDXHP | 304 | 1 | 306 | 1 | 360 | 1 | 322 | 1 | 349 | 1 | 388 | 1 | 377 | 1 | 360 | 1 | 460 | 1 | 394 | 1 | 432 | 1 | 386 | 1 | 437 | 1 | 440 | 1 | 585 | 1 | 351 | 1 | 390.6875 | 16
DEER2023 | NE-HVAC-airHP-SpltPkg-65to134kBtuh-12p0eer-3p55cop-wPreEcono | Cap-Tons | Asm | Rec | cDXHP | 288 | 1 | 290 | 1 | 309 | 1 | 288 | 1 | 300 | 1 | 331 | 1 | 322 | 1 | 323 | 1 | 418 | 1 | 377 | 1 | 403 | 1 | 364 | 1 | 411 | 1 | 412 | 1 | 550 | 1 | 316 | 1 | 356.375 | 16
DEER2023 | NE-HVAC-airHP-SpltPkg-65to134kBtuh-12p0eer-3p55cop-wPreEcono | Cap-Tons | Asm | New | cDXHP | 285 | 1 | 286 | 1 | 304 | 1 | 285 | 1 | 295 | 1 | 327 | 1 | 317 | 1 | 320 | 1 | 415 | 1 | 374 | 1 | 400 | 1 | 361 | 1 | 408 | 1 | 409 | 1 | 546 | 1 | 312 | 1 | 352.75 | 16
DEER2023 | NE-HVAC-airHP-SpltPkg-65to134kBtuh-12p0eer-3p55cop-wPreEcono | Cap-Tons | ECC | Old | cDXHP | 976 | 1 | 904 | 1 | 1040 | 1 | 917 | 1 | 1030 | 1 | 1090 | 1 | 1070 | 1 | 966 | 1 | 1160 | 1 | 1080 | 1 | 1040 | 1 | 953 | 1 | 1060 | 1 | 1110 | 1 | 1460 | 1 | 1090 | 1 | 1059.125 | 16
DEER2023 | NE-HVAC-airHP-SpltPkg-65to134kBtuh-12p0eer-3p55cop-wPreEcono | Cap-Tons | ECC | Ex | cDXHP | 778 | 1 | 773 | 1 | 882 | 1 | 812 | 1 | 863 | 1 | 924 | 1 | 918 | 1 | 864 | 1 | 1050 | 1 | 939 | 1 | 918 | 1 | 837 | 1 | 939 | 1 | 986 | 1 | 1310 | 1 | 887 | 1 | 917.5 | 16
DEER2023 | NE-HVAC-airHP-SpltPkg-65to134kBtuh-12p0eer-3p55cop-wPreEcono | Cap-Tons | ECC | Rec | cDXHP | 721 | 1 | 736 | 1 | 776 | 1 | 746 | 1 | 759 | 1 | 817 | 1 | 808 | 1 | 798 | 1 | 977 | 1 | 896 | 1 | 855 | 1 | 790 | 1 | 882 | 1 | 926 | 1 | 1240 | 1 | 809 | 1 | 846 | 16
DEER2023 | NE-HVAC-airHP-SpltPkg-65to134kBtuh-12p0eer-3p55cop-wPreEcono | Cap-Tons | ECC | New | cDXHP | 696 | 1 | 724 | 1 | 750 | 1 | 735 | 1 | 733 | 1 | 787 | 1 | 778 | 1 | 778 | 1 | 957 | 1 | 875 | 1 | 834 | 1 | 774 | 1 | 862 | 1 | 904 | 1 | 1220 | 1 | 783 | 1 | 824.375 | 16
DEER2023 | NE-HVAC-airHP-SpltPkg-65to134kBtuh-12p0eer-3p55cop-wPreEcono | Cap-Tons | EPr | Old | cDXHP | 151 | 1 | 149 | 1 | 162 | 1 | 151 | 1 | 158 | 1 | 174 | 1 | 171 | 1 | 166 | 1 | 206 | 1 | 190 | 1 | 180 | 1 | 159 | 1 | 183 | 1 | 195 | 1 | 263 | 1 | 169 | 1 | 176.6875 | 16
DEER2023 | NE-HVAC-airHP-SpltPkg-65to134kBtuh-12p0eer-3p55cop-wPreEcono | Cap-Tons | EPr | Ex | cDXHP | 118 | 1 | 124 | 1 | 137 | 1 | 131 | 1 | 133 | 1 | 147 | 1 | 145 | 1 | 148 | 1 | 185 | 1 | 161 | 1 | 157 | 1 | 138 | 1 | 161 | 1 | 172 | 1 | 238 | 1 | 138 | 1 | 152.0625 | 16
DEER2023 | NE-HVAC-airHP-SpltPkg-65to134kBtuh-12p0eer-3p55cop-wPreEcono | Cap-Tons | EPr | Rec | cDXHP | 109 | 1 | 114 | 1 | 120 | 1 | 116 | 1 | 117 | 1 | 129 | 1 | 127 | 1 | 132 | 1 | 162 | 1 | 147 | 1 | 143 | 1 | 126 | 1 | 148 | 1 | 158 | 1 | 221 | 1 | 126 | 1 | 137.1875 | 16
DEER2023 | NE-HVAC-airHP-SpltPkg-65to134kBtuh-12p0eer-3p55cop-wPreEcono | Cap-Tons | EPr | New | cDXHP | 107 | 1 | 113 | 1 | 117 | 1 | 115 | 1 | 114 | 1 | 125 | 1 | 123 | 1 | 129 | 1 | 159 | 1 | 144 | 1 | 140 | 1 | 125 | 1 | 145 | 1 | 155 | 1 | 218 | 1 | 124 | 1 | 134.5625 | 16
DEER2023 | NE-HVAC-airHP-SpltPkg-65to134kBtuh-12p0eer-3p55cop-wPreEcono | Cap-Tons | ERC | Old | cDXHP | 5.31 | 1 | 5.81 | 1 | 6.04 | 1 | 6.16 | 1 | 5.75 | 1 | 6.58 | 1 | 6.37 | 1 | 6.64 | 1 | 8.74 | 1 | 7.89 | 1 | 7.73 | 1 | 6.68 | 1 | 7.88 | 1 | 8.4 | 1 | 11.4 | 1 | 6.28 | 1 | 7.1037 | 16
DEER2023 | NE-HVAC-airHP-SpltPkg-65to134kBtuh-12p0eer-3p55cop-wPreEcono | Cap-Tons | ERC | Ex | cDXHP | 4.89 | 1 | 5.43 | 1 | 5.83 | 1 | 5.94 | 1 | 5.55 | 1 | 6.36 | 1 | 6.15 | 1 | 6.5 | 1 | 8.44 | 1 | 7.35 | 1 | 7.31 | 1 | 6.33 | 1 | 7.49 | 1 | 8 | 1 | 10.9 | 1 | 5.87 | 1 | 6.7713 | 16
DEER2023 | NE-HVAC-airHP-SpltPkg-65to134kBtuh-12p0eer-3p55cop-wPreEcono | Cap-Tons | ERC | Rec | cDXHP | 4.68 | 1 | 5.13 | 1 | 5.4 | 1 | 5.45 | 1 | 5.11 | 1 | 5.94 | 1 | 5.73 | 1 | 6.15 | 1 | 7.75 | 1 | 6.97 | 1 | 6.89 | 1 | 6.03 | 1 | 7.14 | 1 | 7.6 | 1 | 10.2 | 1 | 5.53 | 1 | 6.3563 | 16
DEER2023 | NE-HVAC-airHP-SpltPkg-65to134kBtuh-12p0eer-3p55cop-wPreEcono | Cap-Tons | ERC | New | cDXHP | 4.6 | 1 | 5.02 | 1 | 5.25 | 1 | 5.31 | 1 | 4.95 | 1 | 5.79 | 1 | 5.58 | 1 | 6.07 | 1 | 7.7 | 1 | 6.88 | 1 | 6.75 | 1 | 5.9 | 1 | 7.05 | 1 | 7.52 | 1 | 10.2 | 1 | 5.33 | 1 | 6.2438 | 16
DEER2023 | NE-HVAC-airHP-SpltPkg-65to134kBtuh-12p0eer-3p55cop-wPreEcono | Cap-Tons | ESe | Old | cDXHP | 458 | 1 | 444 | 1 | 489 | 1 | 454 | 1 | 477 | 1 | 506 | 1 | 497 | 1 | 470 | 1 | 577 | 1 | 530 | 1 | 509 | 1 | 466 | 1 | 517 | 1 | 550 | 1 | 734 | 1 | 519 | 1 | 512.3125 | 16
DEER2023 | NE-HVAC-airHP-SpltPkg-65to134kBtuh-12p0eer-3p55cop-wPreEcono | Cap-Tons | ESe | Ex | cDXHP | 386 | 1 | 401 | 1 | 457 | 1 | 431 | 1 | 446 | 1 | 481 | 1 | 475 | 1 | 454 | 1 | 557 | 1 | 479 | 1 | 465 | 1 | 429 | 1 | 476 | 1 | 508 | 1 | 686 | 1 | 452 | 1 | 473.9375 | 16
DEER2023 | NE-HVAC-airHP-SpltPkg-65to134kBtuh-12p0eer-3p55cop-wPreEcono | Cap-Tons | ESe | Rec | cDXHP | 362 | 1 | 388 | 1 | 392 | 1 | 395 | 1 | 380 | 1 | 410 | 1 | 402 | 1 | 409 | 1 | 507 | 1 | 460 | 1 | 438 | 1 | 410 | 1 | 453 | 1 | 481 | 1 | 650 | 1 | 412 | 1 | 434.3125 | 16
DEER2023 | NE-HVAC-airHP-SpltPkg-65to134kBtuh-12p0eer-3p55cop-wPreEcono | Cap-Tons | ESe | New | cDXHP | 351 | 1 | 386 | 1 | 382 | 1 | 393 | 1 | 369 | 1 | 398 | 1 | 389 | 1 | 399 | 1 | 498 | 1 | 450 | 1 | 429 | 1 | 405 | 1 | 442 | 1 | 470 | 1 | 640 | 1 | 402 | 1 | 425.1875 | 16
DEER2023 | NE-HVAC-airHP-SpltPkg-65to134kBtuh-12p0eer-3p55cop-wPreEcono | Cap-Tons | EUn | Old | cDXHP | 2700 | 1 | 2460 | 1 | 2860 | 1 | 2520 | 1 | 2820 | 1 | 2960 | 1 | 2910 | 1 | 2590 | 1 | 3140 | 1 | 2930 | 1 | 2850 | 1 | 2620 | 1 | 2920 | 1 | 3000 | 1 | 3910 | 1 | 2990 | 1 | 2886.25 | 16
DEER2023 | NE-HVAC-airHP-SpltPkg-65to134kBtuh-12p0eer-3p55cop-wPreEcono | Cap-Tons | EUn | Ex | cDXHP | 2100 | 1 | 2040 | 1 | 2340 | 1 | 2170 | 1 | 2290 | 1 | 2440 | 1 | 2410 | 1 | 2250 | 1 | 2770 | 1 | 2450 | 1 | 2430 | 1 | 2210 | 1 | 2480 | 1 | 2560 | 1 | 3420 | 1 | 2350 | 1 | 2419.375 | 16
DEER2023 | NE-HVAC-airHP-SpltPkg-65to134kBtuh-12p0eer-3p55cop-wPreEcono | Cap-Tons | EUn | Rec | cDXHP | 1910 | 1 | 1920 | 1 | 2030 | 1 | 1960 | 1 | 1980 | 1 | 2120 | 1 | 2080 | 1 | 2020 | 1 | 2500 | 1 | 2300 | 1 | 2210 | 1 | 2050 | 1 | 2280 | 1 | 2360 | 1 | 3170 | 1 | 2080 | 1 | 2185.625 | 16
DEER2023 | NE-HVAC-airHP-SpltPkg-65to134kBtuh-12p0eer-3p55cop-wPreEcono | Cap-Tons | EUn | New | cDXHP | 1860 | 1 | 1890 | 1 | 1970 | 1 | 1930 | 1 | 1920 | 1 | 2040 | 1 | 2010 | 1 | 1970 | 1 | 2450 | 1 | 2250 | 1 | 2160 | 1 | 2010 | 1 | 2230 | 1 | 2310 | 1 | 3110 | 1 | 2010 | 1 | 2132.5 | 16
DEER2023 | NE-HVAC-airHP-SpltPkg-65to134kBtuh-12p0eer-3p55cop-wPreEcono | Cap-Tons | Gro | Old | cDXHP | 65.7 | 1 | 115 | 1 | 77.5 | 1 | 101 | 1 | 84.9 | 1 | 91.2 | 1 | 83.5 | 1 | 97.7 | 1 | 92.5 | 1 | 107 | 1 | 120 | 1 | 122 | 1 | 131 | 1 | 112 | 1 | 148 | 1 | 76.1 | 1 | 101.5687 | 16
DEER2023 | NE-HVAC-airHP-SpltPkg-65to134kBtuh-12p0eer-3p55cop-wPreEcono | Cap-Tons | Gro | Ex | cDXHP | 61.7 | 1 | 107 | 1 | 73.9 | 1 | 96.2 | 1 | 77 | 1 | 90.5 | 1 | 84.7 | 1 | 99.7 | 1 | 89.2 | 1 | 99.1 | 1 | 111 | 1 | 116 | 1 | 122 | 1 | 103 | 1 | 136 | 1 | 68.9 | 1 | 95.9938 | 16
DEER2023 | NE-HVAC-airHP-SpltPkg-65to134kBtuh-12p0eer-3p55cop-wPreEcono | Cap-Tons | Gro | Rec | cDXHP | 56.3 | 1 | 98.3 | 1 | 67.4 | 1 | 88.3 | 1 | 66.5 | 1 | 82.6 | 1 | 73.7 | 1 | 86.4 | 1 | 79 | 1 | 91.9 | 1 | 97.6 | 1 | 106 | 1 | 111 | 1 | 90.5 | 1 | 121 | 1 | 59 | 1 | 85.9688 | 16
DEER2023 | NE-HVAC-airHP-SpltPkg-65to134kBtuh-12p0eer-3p55cop-wPreEcono | Cap-Tons | Gro | New | cDXHP | 55.3 | 1 | 97 | 1 | 66.4 | 1 | 87 | 1 | 65.5 | 1 | 81.6 | 1 | 72.7 | 1 | 85 | 1 | 77.8 | 1 | 90.6 | 1 | 96.2 | 1 | 104 | 1 | 110 | 1 | 89.4 | 1 | 120 | 1 | 58 | 1 | 84.7812 | 16
DEER2023 | NE-HVAC-airHP-SpltPkg-65to134kBtuh-12p0eer-3p55cop-wPreEcono | Cap-Tons | Hsp | Old | cDXHP | 683 | 1 | 690 | 1 | 686 | 1 | 690 | 1 | 686 | 1 | 691 | 1 | 689 | 1 | 695 | 1 | 719 | 1 | 706 | 1 | 715 | 1 | 699 | 1 | 718 | 1 | 720 | 1 | 794 | 1 | 688 | 1 | 704.3125 | 16
DEER2023 | NE-HVAC-airHP-SpltPkg-65to134kBtuh-12p0eer-3p55cop-wPreEcono | Cap-Tons | Hsp | Ex | cDXHP | 680 | 1 | 680 | 1 | 682 | 1 | 684 | 1 | 682 | 1 | 686 | 1 | 684 | 1 | 687 | 1 | 706 | 1 | 682 | 1 | 687 | 1 | 681 | 1 | 688 | 1 | 688 | 1 | 753 | 1 | 680 | 1 | 689.375 | 16
DEER2023 | NE-HVAC-airHP-SpltPkg-65to134kBtuh-12p0eer-3p55cop-wPreEcono | Cap-Tons | Hsp | Rec | cDXHP | 680 | 1 | 680 | 1 | 680 | 1 | 680 | 1 | 680 | 1 | 680 | 1 | 680 | 1 | 680 | 1 | 684 | 1 | 681 | 1 | 680 | 1 | 680 | 1 | 681 | 1 | 680 | 1 | 725 | 1 | 680 | 1 | 683.1875 | 16
DEER2023 | NE-HVAC-airHP-SpltPkg-65to134kBtuh-12p0eer-3p55cop-wPreEcono | Cap-Tons | Hsp | New | cDXHP | 680 | 1 | 680 | 1 | 680 | 1 | 680 | 1 | 680 | 1 | 680 | 1 | 680 | 1 | 680 | 1 | 682 | 1 | 681 | 1 | 680 | 1 | 680 | 1 | 680 | 1 | 680 | 1 | 718 | 1 | 680 | 1 | 682.5625 | 16
DEER2023 | NE-HVAC-airHP-SpltPkg-65to134kBtuh-12p0eer-3p55cop-wPreEcono | Cap-Tons | Htl | Old | cDXHP | 82.7 | 1 | 74.6 | 1 | 88.1 | 1 | 75.9 | 1 | 87.5 | 1 | 90.7 | 1 | 88.7 | 1 | 75 | 1 | 93.3 | 1 | 86.4 | 1 | 92.2 | 1 | 82.6 | 1 | 93.6 | 1 | 92.6 | 1 | 121 | 1 | 90.7 | 1 | 88.475 | 16
DEER2023 | NE-HVAC-airHP-SpltPkg-65to134kBtuh-12p0eer-3p55cop-wPreEcono | Cap-Tons | Htl | Ex | cDXHP | 63.2 | 1 | 60.1 | 1 | 68.3 | 1 | 62.8 | 1 | 67.2 | 1 | 70.9 | 1 | 69.5 | 1 | 61.7 | 1 | 79.5 | 1 | 70.2 | 1 | 76 | 1 | 68.2 | 1 | 77.4 | 1 | 77.8 | 1 | 105 | 1 | 68.5 | 1 | 71.6437 | 16
DEER2023 | NE-HVAC-airHP-SpltPkg-65to134kBtuh-12p0eer-3p55cop-wPreEcono | Cap-Tons | Htl | Rec | cDXHP | 57.4 | 1 | 56.3 | 1 | 60.1 | 1 | 57.7 | 1 | 59.6 | 1 | 62.5 | 1 | 61.7 | 1 | 55.3 | 1 | 72.9 | 1 | 65.7 | 1 | 69.4 | 1 | 63.3 | 1 | 71.6 | 1 | 71.3 | 1 | 97.1 | 1 | 61.5 | 1 | 65.2125 | 16
DEER2023 | NE-HVAC-airHP-SpltPkg-65to134kBtuh-12p0eer-3p55cop-wPreEcono | Cap-Tons | Htl | New | cDXHP | 56.7 | 1 | 56.2 | 1 | 59.4 | 1 | 57.5 | 1 | 58.9 | 1 | 61.8 | 1 | 61 | 1 | 54.5 | 1 | 72 | 1 | 64.9 | 1 | 68.5 | 1 | 62.7 | 1 | 70.7 | 1 | 70.4 | 1 | 96.2 | 1 | 60.7 | 1 | 64.5062 | 16
DEER2023 | NE-HVAC-airHP-SpltPkg-65to134kBtuh-12p0eer-3p55cop-wPreEcono | Cap-Tons | MBT | Old | cDXHP | 357 | 1 | 381 | 1 | 375 | 1 | 381 | 1 | 375 | 1 | 395 | 1 | 388 | 1 | 401 | 1 | 483 | 1 | 454 | 1 | 484 | 1 | 442 | 1 | 489 | 1 | 490 | 1 | 619 | 1 | 392 | 1 | 431.625 | 16
DEER2023 | NE-HVAC-airHP-SpltPkg-65to134kBtuh-12p0eer-3p55cop-wPreEcono | Cap-Tons | MBT | Ex | cDXHP | 322 | 1 | 340 | 1 | 350 | 1 | 351 | 1 | 348 | 1 | 379 | 1 | 371 | 1 | 384 | 1 | 456 | 1 | 403 | 1 | 439 | 1 | 399 | 1 | 443 | 1 | 446 | 1 | 572 | 1 | 349 | 1 | 397 | 16
DEER2023 | NE-HVAC-airHP-SpltPkg-65to134kBtuh-12p0eer-3p55cop-wPreEcono | Cap-Tons | MBT | Rec | cDXHP | 294 | 1 | 307 | 1 | 307 | 1 | 305 | 1 | 304 | 1 | 328 | 1 | 324 | 1 | 334 | 1 | 393 | 1 | 365 | 1 | 398 | 1 | 360 | 1 | 402 | 1 | 405 | 1 | 524 | 1 | 317 | 1 | 354.1875 | 16
DEER2023 | NE-HVAC-airHP-SpltPkg-65to134kBtuh-12p0eer-3p55cop-wPreEcono | Cap-Tons | MBT | New | cDXHP | 283 | 1 | 299 | 1 | 296 | 1 | 298 | 1 | 293 | 1 | 317 | 1 | 313 | 1 | 325 | 1 | 382 | 1 | 354 | 1 | 387 | 1 | 349 | 1 | 390 | 1 | 394 | 1 | 515 | 1 | 306 | 1 | 343.8125 | 16
DEER2023 | NE-HVAC-airHP-SpltPkg-65to134kBtuh-12p0eer-3p55cop-wPreEcono | Cap-Tons | MLI | Old | cDXHP | 226 | 1 | 235 | 1 | 233 | 1 | 238 | 1 | 233 | 1 | 248 | 1 | 234 | 1 | 235 | 1 | 287 | 1 | 272 | 1 | 295 | 1 | 270 | 1 | 297 | 1 | 296 | 1 | 371 | 1 | 280 | 1 | 265.625 | 16
DEER2023 | NE-HVAC-airHP-SpltPkg-65to134kBtuh-12p0eer-3p55cop-wPreEcono | Cap-Tons | MLI | Ex | cDXHP | 218 | 1 | 228 | 1 | 227 | 1 | 231 | 1 | 227 | 1 | 250 | 1 | 235 | 1 | 236 | 1 | 283 | 1 | 259 | 1 | 274 | 1 | 259 | 1 | 279 | 1 | 276 | 1 | 348 | 1 | 256 | 1 | 255.375 | 16
DEER2023 | NE-HVAC-airHP-SpltPkg-65to134kBtuh-12p0eer-3p55cop-wPreEcono | Cap-Tons | MLI | Rec | cDXHP | 205 | 1 | 215 | 1 | 215 | 1 | 219 | 1 | 214 | 1 | 231 | 1 | 218 | 1 | 221 | 1 | 262 | 1 | 245 | 1 | 241 | 1 | 238 | 1 | 251 | 1 | 243 | 1 | 311 | 1 | 217 | 1 | 234.125 | 16
DEER2023 | NE-HVAC-airHP-SpltPkg-65to134kBtuh-12p0eer-3p55cop-wPreEcono | Cap-Tons | MLI | New | cDXHP | 206 | 1 | 211 | 1 | 215 | 1 | 215 | 1 | 214 | 1 | 226 | 1 | 212 | 1 | 216 | 1 | 255 | 1 | 239 | 1 | 235 | 1 | 233 | 1 | 245 | 1 | 237 | 1 | 305 | 1 | 213 | 1 | 229.8125 | 16
DEER2023 | NE-HVAC-airHP-SpltPkg-65to134kBtuh-12p0eer-3p55cop-wPreEcono | Cap-Tons | Mtl | Old | cDXHP | 11 | 1 | 9.29 | 1 | 11.6 | 1 | 9.31 | 1 | 11.6 | 1 | 12 | 1 | 11.8 | 1 | 9.63 | 1 | 11.4 | 1 | 10.9 | 1 | 11.4 | 1 | 10.2 | 1 | 11.5 | 1 | 11.1 | 1 | 14.1 | 1 | 11.6 | 1 | 11.1519 | 16
DEER2023 | NE-HVAC-airHP-SpltPkg-65to134kBtuh-12p0eer-3p55cop-wPreEcono | Cap-Tons | Mtl | Ex | cDXHP | 8.82 | 1 | 6.85 | 1 | 9.34 | 1 | 7.05 | 1 | 9.22 | 1 | 9.54 | 1 | 9.44 | 1 | 7.26 | 1 | 8.79 | 1 | 8.24 | 1 | 8.79 | 1 | 7.97 | 1 | 8.88 | 1 | 8.76 | 1 | 11.6 | 1 | 9.21 | 1 | 8.735 | 16
DEER2023 | NE-HVAC-airHP-SpltPkg-65to134kBtuh-12p0eer-3p55cop-wPreEcono | Cap-Tons | Mtl | Rec | cDXHP | 8.13 | 1 | 6.14 | 1 | 8.47 | 1 | 6.24 | 1 | 8.43 | 1 | 8.72 | 1 | 8.66 | 1 | 6.54 | 1 | 8.02 | 1 | 7.5 | 1 | 7.89 | 1 | 7.22 | 1 | 8.08 | 1 | 7.96 | 1 | 10.6 | 1 | 8.46 | 1 | 7.9413 | 16
DEER2023 | NE-HVAC-airHP-SpltPkg-65to134kBtuh-12p0eer-3p55cop-wPreEcono | Cap-Tons | Mtl | New | cDXHP | 8.06 | 1 | 6.09 | 1 | 8.4 | 1 | 6.18 | 1 | 8.35 | 1 | 8.65 | 1 | 8.59 | 1 | 6.47 | 1 | 7.94 | 1 | 7.42 | 1 | 7.82 | 1 | 7.15 | 1 | 8 | 1 | 7.88 | 1 | 10.5 | 1 | 8.39 | 1 | 7.8681 | 16
DEER2023 | NE-HVAC-airHP-SpltPkg-65to134kBtuh-12p0eer-3p55cop-wPreEcono | Cap-Tons | Nrs | Old | cDXHP | 101 | 1 | 106 | 1 | 104 | 1 | 106 | 1 | 104 | 1 | 106 | 1 | 105 | 1 | 107 | 1 | 110 | 1 | 109 | 1 | 109 | 1 | 107 | 1 | 110 | 1 | 110 | 1 | 124 | 1 | 104 | 1 | 107.625 | 16
DEER2023 | NE-HVAC-airHP-SpltPkg-65to134kBtuh-12p0eer-3p55cop-wPreEcono | Cap-Tons | Nrs | Ex | cDXHP | 96.3 | 1 | 96.9 | 1 | 100 | 1 | 102 | 1 | 100 | 1 | 103 | 1 | 102 | 1 | 104 | 1 | 106 | 1 | 98.5 | 1 | 99.7 | 1 | 98.1 | 1 | 100 | 1 | 100 | 1 | 113 | 1 | 96.7 | 1 | 101.0125 | 16
DEER2023 | NE-HVAC-airHP-SpltPkg-65to134kBtuh-12p0eer-3p55cop-wPreEcono | Cap-Tons | Nrs | Rec | cDXHP | 95.9 | 1 | 96 | 1 | 95.9 | 1 | 96 | 1 | 95.9 | 1 | 96 | 1 | 96 | 1 | 96.3 | 1 | 97.7 | 1 | 96.7 | 1 | 97.1 | 1 | 96.4 | 1 | 97.6 | 1 | 97.8 | 1 | 108 | 1 | 96 | 1 | 97.2062 | 16
DEER2023 | NE-HVAC-airHP-SpltPkg-65to134kBtuh-12p0eer-3p55cop-wPreEcono | Cap-Tons | Nrs | New | cDXHP | 95.9 | 1 | 95.9 | 1 | 95.9 | 1 | 95.9 | 1 | 95.9 | 1 | 95.9 | 1 | 95.9 | 1 | 96 | 1 | 97.2 | 1 | 96.4 | 1 | 96.7 | 1 | 96.2 | 1 | 97.1 | 1 | 97.3 | 1 | 107 | 1 | 95.9 | 1 | 96.9437 | 16
DEER2023 | NE-HVAC-airHP-SpltPkg-65to134kBtuh-12p0eer-3p55cop-wPreEcono | Cap-Tons | OfL | Old | cDXHP | 615 | 1 | 542 | 1 | 651 | 1 | 544 | 1 | 644 | 1 | 684 | 1 | 669 | 1 | 583 | 1 | 660 | 1 | 623 | 1 | 643 | 1 | 597 | 1 | 655 | 1 | 659 | 1 | 783 | 1 | 688 | 1 | 640 | 16
DEER2023 | NE-HVAC-airHP-SpltPkg-65to134kBtuh-12p0eer-3p55cop-wPreEcono | Cap-Tons | OfL | Ex | cDXHP | 480 | 1 | 429 | 1 | 529 | 1 | 455 | 1 | 524 | 1 | 560 | 1 | 549 | 1 | 490 | 1 | 559 | 1 | 499 | 1 | 524 | 1 | 491 | 1 | 533 | 1 | 536 | 1 | 646 | 1 | 532 | 1 | 521 | 16
DEER2023 | NE-HVAC-airHP-SpltPkg-65to134kBtuh-12p0eer-3p55cop-wPreEcono | Cap-Tons | OfL | Rec | cDXHP | 461 | 1 | 409 | 1 | 484 | 1 | 414 | 1 | 477 | 1 | 513 | 1 | 504 | 1 | 449 | 1 | 518 | 1 | 481 | 1 | 505 | 1 | 471 | 1 | 514 | 1 | 520 | 1 | 629 | 1 | 516 | 1 | 491.5625 | 16
DEER2023 | NE-HVAC-airHP-SpltPkg-65to134kBtuh-12p0eer-3p55cop-wPreEcono | Cap-Tons | OfL | New | cDXHP | 453 | 1 | 401 | 1 | 476 | 1 | 407 | 1 | 468 | 1 | 505 | 1 | 495 | 1 | 442 | 1 | 512 | 1 | 474 | 1 | 498 | 1 | 464 | 1 | 508 | 1 | 512 | 1 | 621 | 1 | 509 | 1 | 484.0625 | 16
DEER2023 | NE-HVAC-airHP-SpltPkg-65to134kBtuh-12p0eer-3p55cop-wPreEcono | Cap-Tons | OfS | Old | cDXHP | 42.8 | 1 | 40 | 1 | 46.7 | 1 | 40.3 | 1 | 46.3 | 1 | 48.7 | 1 | 47.3 | 1 | 42 | 1 | 47.7 | 1 | 45.6 | 1 | 46.9 | 1 | 43.9 | 1 | 47.7 | 1 | 47.2 | 1 | 56.2 | 1 | 47.9 | 1 | 46.075 | 16
DEER2023 | NE-HVAC-airHP-SpltPkg-65to134kBtuh-12p0eer-3p55cop-wPreEcono | Cap-Tons | OfS | Ex | cDXHP | 30.7 | 1 | 29.3 | 1 | 35.2 | 1 | 31.8 | 1 | 34.8 | 1 | 37 | 1 | 36.2 | 1 | 33.5 | 1 | 38.7 | 1 | 34.2 | 1 | 36.2 | 1 | 33.6 | 1 | 36.9 | 1 | 36.7 | 1 | 44.2 | 1 | 34.6 | 1 | 35.225 | 16
DEER2023 | NE-HVAC-airHP-SpltPkg-65to134kBtuh-12p0eer-3p55cop-wPreEcono | Cap-Tons | OfS | Rec | cDXHP | 27.3 | 1 | 26.1 | 1 | 29.1 | 1 | 26.5 | 1 | 28.8 | 1 | 30.7 | 1 | 30 | 1 | 28.7 | 1 | 32.9 | 1 | 30.8 | 1 | 32.3 | 1 | 30.2 | 1 | 33.3 | 1 | 33.4 | 1 | 40.1 | 1 | 30.6 | 1 | 30.675 | 16
DEER2023 | NE-HVAC-airHP-SpltPkg-65to134kBtuh-12p0eer-3p55cop-wPreEcono | Cap-Tons | OfS | New | cDXHP | 26.9 | 1 | 25.7 | 1 | 28.6 | 1 | 26.2 | 1 | 28.3 | 1 | 30.3 | 1 | 29.5 | 1 | 28.3 | 1 | 32.5 | 1 | 30.4 | 1 | 31.8 | 1 | 29.8 | 1 | 32.9 | 1 | 33 | 1 | 39.7 | 1 | 30.2 | 1 | 30.2563 | 16
DEER2023 | NE-HVAC-airHP-SpltPkg-65to134kBtuh-12p0eer-3p55cop-wPreEcono | Cap-Tons | RFF | Old | cDXHP | 7.85 | 1 | 7.77 | 1 | 8.85 | 1 | 7.98 | 1 | 8.5 | 1 | 9.63 | 1 | 9.31 | 1 | 8.53 | 1 | 11 | 1 | 10.1 | 1 | 11 | 1 | 9.74 | 1 | 11 | 1 | 11 | 1 | 14.5 | 1 | 9.66 | 1 | 9.7762 | 16
DEER2023 | NE-HVAC-airHP-SpltPkg-65to134kBtuh-12p0eer-3p55cop-wPreEcono | Cap-Tons | RFF | Ex | cDXHP | 6.84 | 1 | 6.71 | 1 | 7.88 | 1 | 7.12 | 1 | 7.56 | 1 | 8.78 | 1 | 8.49 | 1 | 7.86 | 1 | 10.1 | 1 | 8.8 | 1 | 9.69 | 1 | 8.65 | 1 | 9.79 | 1 | 9.78 | 1 | 13.2 | 1 | 8.36 | 1 | 8.7256 | 16
DEER2023 | NE-HVAC-airHP-SpltPkg-65to134kBtuh-12p0eer-3p55cop-wPreEcono | Cap-Tons | RFF | Rec | cDXHP | 6.46 | 1 | 6.52 | 1 | 7.34 | 1 | 6.68 | 1 | 6.95 | 1 | 8.05 | 1 | 7.83 | 1 | 7.35 | 1 | 9.49 | 1 | 8.53 | 1 | 9.05 | 1 | 8.23 | 1 | 9.24 | 1 | 9.11 | 1 | 12.4 | 1 | 7.61 | 1 | 8.1775 | 16
DEER2023 | NE-HVAC-airHP-SpltPkg-65to134kBtuh-12p0eer-3p55cop-wPreEcono | Cap-Tons | RFF | New | cDXHP | 6.19 | 1 | 6.5 | 1 | 7.07 | 1 | 6.6 | 1 | 6.68 | 1 | 7.77 | 1 | 7.56 | 1 | 7.15 | 1 | 9.28 | 1 | 8.34 | 1 | 8.87 | 1 | 8.05 | 1 | 9.05 | 1 | 8.93 | 1 | 12.2 | 1 | 7.33 | 1 | 7.9731 | 16
DEER2023 | NE-HVAC-airHP-SpltPkg-65to134kBtuh-12p0eer-3p55cop-wPreEcono | Cap-Tons | RSD | Old | cDXHP | 13.1 | 1 | 13.7 | 1 | 14.2 | 1 | 13.8 | 1 | 14 | 1 | 15.4 | 1 | 14.9 | 1 | 15.3 | 1 | 19.6 | 1 | 18 | 1 | 19.6 | 1 | 17.3 | 1 | 19.7 | 1 | 19.9 | 1 | 26.6 | 1 | 15.1 | 1 | 16.8875 | 16
DEER2023 | NE-HVAC-airHP-SpltPkg-65to134kBtuh-12p0eer-3p55cop-wPreEcono | Cap-Tons | RSD | Ex | cDXHP | 11.9 | 1 | 12.3 | 1 | 13.4 | 1 | 13 | 1 | 13.4 | 1 | 15 | 1 | 14.5 | 1 | 15 | 1 | 18.8 | 1 | 16.3 | 1 | 18 | 1 | 15.9 | 1 | 18.2 | 1 | 18.4 | 1 | 24.7 | 1 | 13.6 | 1 | 15.775 | 16
DEER2023 | NE-HVAC-airHP-SpltPkg-65to134kBtuh-12p0eer-3p55cop-wPreEcono | Cap-Tons | RSD | Rec | cDXHP | 10.9 | 1 | 11.6 | 1 | 11.9 | 1 | 11.6 | 1 | 11.7 | 1 | 13.1 | 1 | 12.8 | 1 | 13.7 | 1 | 16.9 | 1 | 15.4 | 1 | 16.9 | 1 | 15 | 1 | 17.2 | 1 | 17.4 | 1 | 23.4 | 1 | 12.5 | 1 | 14.5 | 16
DEER2023 | NE-HVAC-airHP-SpltPkg-65to134kBtuh-12p0eer-3p55cop-wPreEcono | Cap-Tons | RSD | New | cDXHP | 10.3 | 1 | 11.1 | 1 | 11.2 | 1 | 11.1 | 1 | 11 | 1 | 12.5 | 1 | 12.1 | 1 | 13.1 | 1 | 16.4 | 1 | 14.9 | 1 | 16.4 | 1 | 14.5 | 1 | 16.7 | 1 | 16.9 | 1 | 22.9 | 1 | 11.9 | 1 | 13.9375 | 16
DEER2023 | NE-HVAC-airHP-SpltPkg-65to134kBtuh-12p0eer-3p55cop-wPreEcono | Cap-Tons | Rt3 | Old | cDXHP | 213 | 1 | 247 | 1 | 224 | 1 | 250 | 1 | 224 | 1 | 241 | 1 | 235 | 1 | 268 | 1 | 334 | 1 | 308 | 1 | 339 | 1 | 304 | 1 | 340 | 1 | 343 | 1 | 437 | 1 | 246 | 1 | 284.5625 | 16
DEER2023 | NE-HVAC-airHP-SpltPkg-65to134kBtuh-12p0eer-3p55cop-wPreEcono | Cap-Tons | Rt3 | Ex | cDXHP | 205 | 1 | 240 | 1 | 217 | 1 | 243 | 1 | 217 | 1 | 234 | 1 | 228 | 1 | 263 | 1 | 328 | 1 | 299 | 1 | 323 | 1 | 295 | 1 | 326 | 1 | 327 | 1 | 419 | 1 | 231 | 1 | 274.6875 | 16
DEER2023 | NE-HVAC-airHP-SpltPkg-65to134kBtuh-12p0eer-3p55cop-wPreEcono | Cap-Tons | Rt3 | Rec | cDXHP | 190 | 1 | 228 | 1 | 204 | 1 | 230 | 1 | 204 | 1 | 221 | 1 | 215 | 1 | 250 | 1 | 313 | 1 | 286 | 1 | 297 | 1 | 278 | 1 | 304 | 1 | 301 | 1 | 389 | 1 | 207 | 1 | 257.3125 | 16
DEER2023 | NE-HVAC-airHP-SpltPkg-65to134kBtuh-12p0eer-3p55cop-wPreEcono | Cap-Tons | Rt3 | New | cDXHP | 183 | 1 | 222 | 1 | 197 | 1 | 223 | 1 | 196 | 1 | 214 | 1 | 208 | 1 | 243 | 1 | 306 | 1 | 279 | 1 | 290 | 1 | 271 | 1 | 297 | 1 | 293 | 1 | 382 | 1 | 200 | 1 | 250.25 | 16
DEER2023 | NE-HVAC-airHP-SpltPkg-65to134kBtuh-12p0eer-3p55cop-wPreEcono | Cap-Tons | RtL | Old | cDXHP | 185 | 1 | 219 | 1 | 191 | 1 | 215 | 1 | 191 | 1 | 201 | 1 | 197 | 1 | 240 | 1 | 296 | 1 | 274 | 1 | 299 | 1 | 268 | 1 | 300 | 1 | 303 | 1 | 392 | 1 | 204 | 1 | 248.4375 | 16
DEER2023 | NE-HVAC-airHP-SpltPkg-65to134kBtuh-12p0eer-3p55cop-wPreEcono | Cap-Tons | RtL | Ex | cDXHP | 177 | 1 | 209 | 1 | 184 | 1 | 207 | 1 | 184 | 1 | 197 | 1 | 192 | 1 | 238 | 1 | 289 | 1 | 261 | 1 | 283 | 1 | 256 | 1 | 286 | 1 | 288 | 1 | 376 | 1 | 191 | 1 | 238.625 | 16
DEER2023 | NE-HVAC-airHP-SpltPkg-65to134kBtuh-12p0eer-3p55cop-wPreEcono | Cap-Tons | RtL | Rec | cDXHP | 164 | 1 | 195 | 1 | 171 | 1 | 191 | 1 | 170 | 1 | 182 | 1 | 179 | 1 | 219 | 1 | 266 | 1 | 244 | 1 | 258 | 1 | 236 | 1 | 262 | 1 | 263 | 1 | 346 | 1 | 173 | 1 | 219.9375 | 16
DEER2023 | NE-HVAC-airHP-SpltPkg-65to134kBtuh-12p0eer-3p55cop-wPreEcono | Cap-Tons | RtL | New | cDXHP | 157 | 1 | 189 | 1 | 164 | 1 | 185 | 1 | 163 | 1 | 175 | 1 | 171 | 1 | 213 | 1 | 259 | 1 | 237 | 1 | 251 | 1 | 229 | 1 | 255 | 1 | 256 | 1 | 340 | 1 | 166 | 1 | 213.125 | 16
DEER2023 | NE-HVAC-airHP-SpltPkg-65to134kBtuh-12p0eer-3p55cop-wPreEcono | Cap-Tons | RtS | Old | cDXHP | 16.5 | 1 | 18.5 | 1 | 17.5 | 1 | 18.9 | 1 | 17 | 1 | 18.9 | 1 | 18.3 | 1 | 20 | 1 | 25.1 | 1 | 23.5 | 1 | 25.1 | 1 | 22.3 | 1 | 25.4 | 1 | 25.3 | 1 | 32.3 | 1 | 19.7 | 1 | 21.5188 | 16
DEER2023 | NE-HVAC-airHP-SpltPkg-65to134kBtuh-12p0eer-3p55cop-wPreEcono | Cap-Tons | RtS | Ex | cDXHP | 13.4 | 1 | 15.5 | 1 | 14.8 | 1 | 16.3 | 1 | 14.5 | 1 | 16.1 | 1 | 15.5 | 1 | 18.1 | 1 | 22.4 | 1 | 19.9 | 1 | 21.5 | 1 | 19.3 | 1 | 21.9 | 1 | 21.8 | 1 | 28.4 | 1 | 15.9 | 1 | 18.4563 | 16
DEER2023 | NE-HVAC-airHP-SpltPkg-65to134kBtuh-12p0eer-3p55cop-wPreEcono | Cap-Tons | RtS | Rec | cDXHP | 12.5 | 1 | 14.8 | 1 | 13.5 | 1 | 15 | 1 | 13.3 | 1 | 14.5 | 1 | 14.2 | 1 | 16.5 | 1 | 20.5 | 1 | 18.9 | 1 | 19.8 | 1 | 18.1 | 1 | 20.4 | 1 | 20 | 1 | 26.4 | 1 | 14.6 | 1 | 17.0625 | 16
DEER2023 | NE-HVAC-airHP-SpltPkg-65to134kBtuh-12p0eer-3p55cop-wPreEcono | Cap-Tons | RtS | New | cDXHP | 12.3 | 1 | 14.6 | 1 | 13.2 | 1 | 14.6 | 1 | 13.1 | 1 | 14.2 | 1 | 13.9 | 1 | 16.3 | 1 | 20.3 | 1 | 18.7 | 1 | 19.5 | 1 | 17.8 | 1 | 20.1 | 1 | 19.8 | 1 | 26.2 | 1 | 14.4 | 1 | 16.8125 | 16
DEER2023 | NE-HVAC-airHP-SpltPkg-65to134kBtuh-12p0eer-3p55cop-wPreEcono | Cap-Tons | SCn | Old | cDXHP | 369 | 1 | 330 | 1 | 368 | 1 | 330 | 1 | 361 | 1 | 349 | 1 | 335 | 1 | 304 | 1 | 393 | 1 | 365 | 1 | 402 | 1 | 354 | 1 | 409 | 1 | 408 | 1 | 555 | 1 | 424 | 1 | 378.5 | 16
DEER2023 | NE-HVAC-airHP-SpltPkg-65to134kBtuh-12p0eer-3p55cop-wPreEcono | Cap-Tons | SCn | Ex | cDXHP | 364 | 1 | 318 | 1 | 364 | 1 | 319 | 1 | 359 | 1 | 350 | 1 | 335 | 1 | 318 | 1 | 391 | 1 | 329 | 1 | 367 | 1 | 331 | 1 | 377 | 1 | 367 | 1 | 510 | 1 | 400 | 1 | 362.4375 | 16
DEER2023 | NE-HVAC-airHP-SpltPkg-65to134kBtuh-12p0eer-3p55cop-wPreEcono | Cap-Tons | SCn | Rec | cDXHP | 348 | 1 | 289 | 1 | 359 | 1 | 290 | 1 | 352 | 1 | 343 | 1 | 329 | 1 | 271 | 1 | 318 | 1 | 293 | 1 | 300 | 1 | 292 | 1 | 312 | 1 | 299 | 1 | 429 | 1 | 364 | 1 | 324.25 | 16
DEER2023 | NE-HVAC-airHP-SpltPkg-65to134kBtuh-12p0eer-3p55cop-wPreEcono | Cap-Tons | SCn | New | cDXHP | 349 | 1 | 294 | 1 | 358 | 1 | 294 | 1 | 352 | 1 | 342 | 1 | 329 | 1 | 269 | 1 | 317 | 1 | 287 | 1 | 296 | 1 | 295 | 1 | 305 | 1 | 296 | 1 | 429 | 1 | 364 | 1 | 323.5 | 16

## Pivot_Detailed
Folder: | #VALUE!
Workbook: | #VALUE!
Sheet: | #VALUE!
EnergyImpact Pivot | Issues:
PA | Any
[9 empty] | Version | Values
[9 empty] | DEER2020 | DEER2020 | DEER2020 | DEER2020 | DEER2020
EnergyImpactID | BldgType | BldgVint | BldgHVAC | BldgLoc | NumUnit | NormUnit | ElecImpactProfileID | GasImpactProfileID | Count | Pre kWh | Std kWh | Pre therm | Std therm
NE-HVAC-airHP-SpltPkg-65to134kBtuh-11p5eer-3p4cop | ECC | Ex | cDXHP | CZ01 | 753 | Cap-Tons | DEER:HVAC_Split-Package_HP | Annual | 1 | 454 | 16.1 | 0 | 0
NE-HVAC-airHP-SpltPkg-65to134kBtuh-11p5eer-3p4cop | ECC | Ex | cDXHP | CZ02 | 762 | Cap-Tons | DEER:HVAC_Split-Package_HP | Annual | 1 | 482 | 35.2 | 0 | 0
NE-HVAC-airHP-SpltPkg-65to134kBtuh-11p5eer-3p4cop | ECC | Ex | cDXHP | CZ03 | 854 | Cap-Tons | DEER:HVAC_Split-Package_HP | Annual | 1 | 445 | 18.1 | 0 | 0
NE-HVAC-airHP-SpltPkg-65to134kBtuh-11p5eer-3p4cop | ECC | Ex | cDXHP | CZ04 | 798 | Cap-Tons | DEER:HVAC_Split-Package_HP | Annual | 1 | 463 | 34.8 | 0 | 0
NE-HVAC-airHP-SpltPkg-65to134kBtuh-11p5eer-3p4cop | ECC | Ex | cDXHP | CZ05 | 834 | Cap-Tons | DEER:HVAC_Split-Package_HP | Annual | 1 | 438 | 18.8 | 0 | 0
NE-HVAC-airHP-SpltPkg-65to134kBtuh-11p5eer-3p4cop | ECC | Ex | cDXHP | CZ06 | 895 | Cap-Tons | DEER:HVAC_Split-Package_HP | Annual | 1 | 433 | 32.2 | 0 | 0
NE-HVAC-airHP-SpltPkg-65to134kBtuh-11p5eer-3p4cop | ECC | Ex | cDXHP | CZ07 | 887 | Cap-Tons | DEER:HVAC_Split-Package_HP | Annual | 1 | 457 | 27.3 | 0 | 0
NE-HVAC-airHP-SpltPkg-65to134kBtuh-11p5eer-3p4cop | ECC | Ex | cDXHP | CZ08 | 846 | Cap-Tons | DEER:HVAC_Split-Package_HP | Annual | 1 | 455 | 41.6 | 0 | 0
NE-HVAC-airHP-SpltPkg-65to134kBtuh-11p5eer-3p4cop | ECC | Ex | cDXHP | CZ09 | 1030 | Cap-Tons | DEER:HVAC_Split-Package_HP | Annual | 1 | 466 | 37.5 | 0 | 0
NE-HVAC-airHP-SpltPkg-65to134kBtuh-11p5eer-3p4cop | ECC | Ex | cDXHP | CZ10 | 924 | Cap-Tons | DEER:HVAC_Split-Package_HP | Annual | 1 | 489 | 44.2 | 0 | 0
NE-HVAC-airHP-SpltPkg-65to134kBtuh-11p5eer-3p4cop | ECC | Ex | cDXHP | CZ11 | 907 | Cap-Tons | DEER:HVAC_Split-Package_HP | Annual | 1 | 506 | 49.9 | 0 | 0
NE-HVAC-airHP-SpltPkg-65to134kBtuh-11p5eer-3p4cop | ECC | Ex | cDXHP | CZ12 | 826 | Cap-Tons | DEER:HVAC_Split-Package_HP | Annual | 1 | 503 | 43.8 | 0 | 0
NE-HVAC-airHP-SpltPkg-65to134kBtuh-11p5eer-3p4cop | ECC | Ex | cDXHP | CZ13 | 924 | Cap-Tons | DEER:HVAC_Split-Package_HP | Annual | 1 | 513 | 51.5 | 0 | 0
NE-HVAC-airHP-SpltPkg-65to134kBtuh-11p5eer-3p4cop | ECC | Ex | cDXHP | CZ14 | 971 | Cap-Tons | DEER:HVAC_Split-Package_HP | Annual | 1 | 496 | 47.6 | 0 | 0
NE-HVAC-airHP-SpltPkg-65to134kBtuh-11p5eer-3p4cop | ECC | Ex | cDXHP | CZ15 | 1300 | Cap-Tons | DEER:HVAC_Split-Package_HP | Annual | 1 | 526 | 66.6 | 0 | 0
NE-HVAC-airHP-SpltPkg-65to134kBtuh-11p5eer-3p4cop | ECC | Ex | cDXHP | CZ16 | 866 | Cap-Tons | DEER:HVAC_Split-Package_HP | Annual | 1 | 546 | 33.8 | 0 | 0
NE-HVAC-airHP-SpltPkg-65to134kBtuh-11p5eer-3p4cop | ECC | New | cDXHP | CZ01 | 675 | Cap-Tons | DEER:HVAC_Split-Package_HP | Annual | 1 | 18.1 | 18.1 | 0 | 0
NE-HVAC-airHP-SpltPkg-65to134kBtuh-11p5eer-3p4cop | ECC | New | cDXHP | CZ02 | 716 | Cap-Tons | DEER:HVAC_Split-Package_HP | Annual | 1 | 33.5 | 33.5 | 0 | 0
NE-HVAC-airHP-SpltPkg-65to134kBtuh-11p5eer-3p4cop | ECC | New | cDXHP | CZ03 | 730 | Cap-Tons | DEER:HVAC_Split-Package_HP | Annual | 1 | 18.7 | 18.7 | 0 | 0
NE-HVAC-airHP-SpltPkg-65to134kBtuh-11p5eer-3p4cop | ECC | New | cDXHP | CZ04 | 725 | Cap-Tons | DEER:HVAC_Split-Package_HP | Annual | 1 | 33 | 33 | 0 | 0
NE-HVAC-airHP-SpltPkg-65to134kBtuh-11p5eer-3p4cop | ECC | New | cDXHP | CZ05 | 710 | Cap-Tons | DEER:HVAC_Split-Package_HP | Annual | 1 | 19.3 | 19.3 | 0 | 0
NE-HVAC-airHP-SpltPkg-65to134kBtuh-11p5eer-3p4cop | ECC | New | cDXHP | CZ06 | 765 | Cap-Tons | DEER:HVAC_Split-Package_HP | Annual | 1 | 32.1 | 32.1 | 0 | 0
NE-HVAC-airHP-SpltPkg-65to134kBtuh-11p5eer-3p4cop | ECC | New | cDXHP | CZ07 | 754 | Cap-Tons | DEER:HVAC_Split-Package_HP | Annual | 1 | 27.5 | 27.5 | 0 | 0
NE-HVAC-airHP-SpltPkg-65to134kBtuh-11p5eer-3p4cop | ECC | New | cDXHP | CZ08 | 763 | Cap-Tons | DEER:HVAC_Split-Package_HP | Annual | 1 | 39.3 | 39.3 | 0 | 0
NE-HVAC-airHP-SpltPkg-65to134kBtuh-11p5eer-3p4cop | ECC | New | cDXHP | CZ09 | 943 | Cap-Tons | DEER:HVAC_Split-Package_HP | Annual | 1 | 35.2 | 35.2 | 0 | 0
NE-HVAC-airHP-SpltPkg-65to134kBtuh-11p5eer-3p4cop | ECC | New | cDXHP | CZ10 | 861 | Cap-Tons | DEER:HVAC_Split-Package_HP | Annual | 1 | 41.8 | 41.8 | 0 | 0
NE-HVAC-airHP-SpltPkg-65to134kBtuh-11p5eer-3p4cop | ECC | New | cDXHP | CZ11 | 825 | Cap-Tons | DEER:HVAC_Split-Package_HP | Annual | 1 | 46.8 | 46.8 | 0 | 0
NE-HVAC-airHP-SpltPkg-65to134kBtuh-11p5eer-3p4cop | ECC | New | cDXHP | CZ12 | 765 | Cap-Tons | DEER:HVAC_Split-Package_HP | Annual | 1 | 41.7 | 41.7 | 0 | 0
NE-HVAC-airHP-SpltPkg-65to134kBtuh-11p5eer-3p4cop | ECC | New | cDXHP | CZ13 | 848 | Cap-Tons | DEER:HVAC_Split-Package_HP | Annual | 1 | 48.5 | 48.5 | 0 | 0
NE-HVAC-airHP-SpltPkg-65to134kBtuh-11p5eer-3p4cop | ECC | New | cDXHP | CZ14 | 891 | Cap-Tons | DEER:HVAC_Split-Package_HP | Annual | 1 | 44.4 | 44.4 | 0 | 0
NE-HVAC-airHP-SpltPkg-65to134kBtuh-11p5eer-3p4cop | ECC | New | cDXHP | CZ15 | 1210 | Cap-Tons | DEER:HVAC_Split-Package_HP | Annual | 1 | 61.4 | 61.4 | 0 | 0
NE-HVAC-airHP-SpltPkg-65to134kBtuh-11p5eer-3p4cop | ECC | New | cDXHP | CZ16 | 766 | Cap-Tons | DEER:HVAC_Split-Package_HP | Annual | 1 | 32.6 | 32.6 | 0 | 0
NE-HVAC-airHP-SpltPkg-65to134kBtuh-11p5eer-3p4cop | ECC | Rec | cDXHP | CZ01 | 700 | Cap-Tons | DEER:HVAC_Split-Package_HP | Annual | 1 | 16.4 | 16.4 | 0 | 0
NE-HVAC-airHP-SpltPkg-65to134kBtuh-11p5eer-3p4cop | ECC | Rec | cDXHP | CZ02 | 727 | Cap-Tons | DEER:HVAC_Split-Package_HP | Annual | 1 | 33.9 | 33.9 | 0 | 0
NE-HVAC-airHP-SpltPkg-65to134kBtuh-11p5eer-3p4cop | ECC | Rec | cDXHP | CZ03 | 756 | Cap-Tons | DEER:HVAC_Split-Package_HP | Annual | 1 | 18.5 | 18.5 | 0 | 0
NE-HVAC-airHP-SpltPkg-65to134kBtuh-11p5eer-3p4cop | ECC | Rec | cDXHP | CZ04 | 735 | Cap-Tons | DEER:HVAC_Split-Package_HP | Annual | 1 | 33.9 | 33.9 | 0 | 0
NE-HVAC-airHP-SpltPkg-65to134kBtuh-11p5eer-3p4cop | ECC | Rec | cDXHP | CZ05 | 736 | Cap-Tons | DEER:HVAC_Split-Package_HP | Annual | 1 | 19.3 | 19.3 | 0 | 0
NE-HVAC-airHP-SpltPkg-65to134kBtuh-11p5eer-3p4cop | ECC | Rec | cDXHP | CZ06 | 794 | Cap-Tons | DEER:HVAC_Split-Package_HP | Annual | 1 | 33 | 33 | 0 | 0
NE-HVAC-airHP-SpltPkg-65to134kBtuh-11p5eer-3p4cop | ECC | Rec | cDXHP | CZ07 | 784 | Cap-Tons | DEER:HVAC_Split-Package_HP | Annual | 1 | 28.4 | 28.4 | 0 | 0
NE-HVAC-airHP-SpltPkg-65to134kBtuh-11p5eer-3p4cop | ECC | Rec | cDXHP | CZ08 | 784 | Cap-Tons | DEER:HVAC_Split-Package_HP | Annual | 1 | 40.6 | 40.6 | 0 | 0
NE-HVAC-airHP-SpltPkg-65to134kBtuh-11p5eer-3p4cop | ECC | Rec | cDXHP | CZ09 | 964 | Cap-Tons | DEER:HVAC_Split-Package_HP | Annual | 1 | 36 | 36 | 0 | 0
NE-HVAC-airHP-SpltPkg-65to134kBtuh-11p5eer-3p4cop | ECC | Rec | cDXHP | CZ10 | 882 | Cap-Tons | DEER:HVAC_Split-Package_HP | Annual | 1 | 42.7 | 42.7 | 0 | 0
NE-HVAC-airHP-SpltPkg-65to134kBtuh-11p5eer-3p4cop | ECC | Rec | cDXHP | CZ11 | 846 | Cap-Tons | DEER:HVAC_Split-Package_HP | Annual | 1 | 47 | 47 | 0 | 0
NE-HVAC-airHP-SpltPkg-65to134kBtuh-11p5eer-3p4cop | ECC | Rec | cDXHP | CZ12 | 780 | Cap-Tons | DEER:HVAC_Split-Package_HP | Annual | 1 | 42.1 | 42.1 | 0 | 0
NE-HVAC-airHP-SpltPkg-65to134kBtuh-11p5eer-3p4cop | ECC | Rec | cDXHP | CZ13 | 869 | Cap-Tons | DEER:HVAC_Split-Package_HP | Annual | 1 | 48.9 | 48.9 | 0 | 0
NE-HVAC-airHP-SpltPkg-65to134kBtuh-11p5eer-3p4cop | ECC | Rec | cDXHP | CZ14 | 913 | Cap-Tons | DEER:HVAC_Split-Package_HP | Annual | 1 | 44.7 | 44.7 | 0 | 0
NE-HVAC-airHP-SpltPkg-65to134kBtuh-11p5eer-3p4cop | ECC | Rec | cDXHP | CZ15 | 1230 | Cap-Tons | DEER:HVAC_Split-Package_HP | Annual | 1 | 62.4 | 62.4 | 0 | 0
NE-HVAC-airHP-SpltPkg-65to134kBtuh-11p5eer-3p4cop | ECC | Rec | cDXHP | CZ16 | 791 | Cap-Tons | DEER:HVAC_Split-Package_HP | Annual | 1 | 31.5 | 31.5 | 0 | 0
NE-HVAC-airHP-SpltPkg-65to134kBtuh-11p5eer-3p4cop | ECC | Old | cDXHP | CZ01 | 938 | Cap-Tons | DEER:HVAC_Split-Package_HP | Annual | 1 | 550 | 15 | 0 | 0
NE-HVAC-airHP-SpltPkg-65to134kBtuh-11p5eer-3p4cop | ECC | Old | cDXHP | CZ02 | 886 | Cap-Tons | DEER:HVAC_Split-Package_HP | Annual | 1 | 577 | 37.6 | 0 | 0
NE-HVAC-airHP-SpltPkg-65to134kBtuh-11p5eer-3p4cop | ECC | Old | cDXHP | CZ03 | 1010 | Cap-Tons | DEER:HVAC_Split-Package_HP | Annual | 1 | 539 | 18.5 | 0 | 0
NE-HVAC-airHP-SpltPkg-65to134kBtuh-11p5eer-3p4cop | ECC | Old | cDXHP | CZ04 | 898 | Cap-Tons | DEER:HVAC_Split-Package_HP | Annual | 1 | 564 | 37.5 | 0 | 0
NE-HVAC-airHP-SpltPkg-65to134kBtuh-11p5eer-3p4cop | ECC | Old | cDXHP | CZ05 | 988 | Cap-Tons | DEER:HVAC_Split-Package_HP | Annual | 1 | 540 | 19.2 | 0 | 0
NE-HVAC-airHP-SpltPkg-65to134kBtuh-11p5eer-3p4cop | ECC | Old | cDXHP | CZ06 | 1050 | Cap-Tons | DEER:HVAC_Split-Package_HP | Annual | 1 | 540 | 32.6 | 0 | 0
NE-HVAC-airHP-SpltPkg-65to134kBtuh-11p5eer-3p4cop | ECC | Old | cDXHP | CZ07 | 1030 | Cap-Tons | DEER:HVAC_Split-Package_HP | Annual | 1 | 563 | 27.9 | 0 | 0
NE-HVAC-airHP-SpltPkg-65to134kBtuh-11p5eer-3p4cop | ECC | Old | cDXHP | CZ08 | 941 | Cap-Tons | DEER:HVAC_Split-Package_HP | Annual | 1 | 565 | 44 | 0 | 0
NE-HVAC-airHP-SpltPkg-65to134kBtuh-11p5eer-3p4cop | ECC | Old | cDXHP | CZ09 | 1130 | Cap-Tons | DEER:HVAC_Split-Package_HP | Annual | 1 | 569 | 40.3 | 0 | 0
NE-HVAC-airHP-SpltPkg-65to134kBtuh-11p5eer-3p4cop | ECC | Old | cDXHP | CZ10 | 1050 | Cap-Tons | DEER:HVAC_Split-Package_HP | Annual | 1 | 593 | 47.2 | 0 | 0
NE-HVAC-airHP-SpltPkg-65to134kBtuh-11p5eer-3p4cop | ECC | Old | cDXHP | CZ11 | 1020 | Cap-Tons | DEER:HVAC_Split-Package_HP | Annual | 1 | 608 | 53.5 | 0 | 0
NE-HVAC-airHP-SpltPkg-65to134kBtuh-11p5eer-3p4cop | ECC | Old | cDXHP | CZ12 | 935 | Cap-Tons | DEER:HVAC_Split-Package_HP | Annual | 1 | 603 | 46.4 | 0 | 0
NE-HVAC-airHP-SpltPkg-65to134kBtuh-11p5eer-3p4cop | ECC | Old | cDXHP | CZ13 | 1040 | Cap-Tons | DEER:HVAC_Split-Package_HP | Annual | 1 | 617 | 54.8 | 0 | 0
NE-HVAC-airHP-SpltPkg-65to134kBtuh-11p5eer-3p4cop | ECC | Old | cDXHP | CZ14 | 1090 | Cap-Tons | DEER:HVAC_Split-Package_HP | Annual | 1 | 599 | 51.4 | 0 | 0
NE-HVAC-airHP-SpltPkg-65to134kBtuh-11p5eer-3p4cop | ECC | Old | cDXHP | CZ15 | 1440 | Cap-Tons | DEER:HVAC_Split-Package_HP | Annual | 1 | 637 | 71.8 | 0 | 0
NE-HVAC-airHP-SpltPkg-65to134kBtuh-11p5eer-3p4cop | ECC | Old | cDXHP | CZ16 | 1050 | Cap-Tons | DEER:HVAC_Split-Package_HP | Annual | 1 | 632 | 34 | 0 | 0
NE-HVAC-airHP-SpltPkg-65to134kBtuh-11p5eer-3p4cop | Gro | Ex | cDXHP | CZ01 | 46.8 | Cap-Tons | DEER:HVAC_Split-Package_HP | Annual | 1 | 1730 | 115 | 0.008 | 0
NE-HVAC-airHP-SpltPkg-65to134kBtuh-11p5eer-3p4cop | Gro | Ex | cDXHP | CZ02 | 94.7 | Cap-Tons | DEER:HVAC_Split-Package_HP | Annual | 1 | 840 | 66.1 | 0.00163 | 0
NE-HVAC-airHP-SpltPkg-65to134kBtuh-11p5eer-3p4cop | Gro | Ex | cDXHP | CZ03 | 67.2 | Cap-Tons | DEER:HVAC_Split-Package_HP | Annual | 1 | 1050 | 68.9 | 0.00337 | 0
NE-HVAC-airHP-SpltPkg-65to134kBtuh-11p5eer-3p4cop | Gro | Ex | cDXHP | CZ04 | 87.2 | Cap-Tons | DEER:HVAC_Split-Package_HP | Annual | 1 | 810 | 64 | 0.00027 | 0
NE-HVAC-airHP-SpltPkg-65to134kBtuh-11p5eer-3p4cop | Gro | Ex | cDXHP | CZ05 | 59.4 | Cap-Tons | DEER:HVAC_Split-Package_HP | Annual | 1 | 1220 | 78.1 | -0.00321 | 0
NE-HVAC-airHP-SpltPkg-65to134kBtuh-11p5eer-3p4cop | Gro | Ex | cDXHP | CZ06 | 91.2 | Cap-Tons | DEER:HVAC_Split-Package_HP | Annual | 1 | 805 | 54.9 | -0.00324 | 0
NE-HVAC-airHP-SpltPkg-65to134kBtuh-11p5eer-3p4cop | Gro | Ex | cDXHP | CZ07 | 65.6 | Cap-Tons | DEER:HVAC_Split-Package_HP | Annual | 1 | 1080 | 58.9 | 0.00261 | 0
NE-HVAC-airHP-SpltPkg-65to134kBtuh-11p5eer-3p4cop | Gro | Ex | cDXHP | CZ08 | 95.9 | Cap-Tons | DEER:HVAC_Split-Package_HP | Annual | 1 | 742 | 57.9 | 1e-05 | 0
NE-HVAC-airHP-SpltPkg-65to134kBtuh-11p5eer-3p4cop | Gro | Ex | cDXHP | CZ09 | 125 | Cap-Tons | DEER:HVAC_Split-Package_HP | Annual | 1 | 718 | 54.2 | -3e-05 | 0
NE-HVAC-airHP-SpltPkg-65to134kBtuh-11p5eer-3p4cop | Gro | Ex | cDXHP | CZ10 | 111 | Cap-Tons | DEER:HVAC_Split-Package_HP | Annual | 1 | 753 | 60.4 | 0.00051 | 0
NE-HVAC-airHP-SpltPkg-65to134kBtuh-11p5eer-3p4cop | Gro | Ex | cDXHP | CZ11 | 115 | Cap-Tons | DEER:HVAC_Split-Package_HP | Annual | 1 | 822 | 70.7 | -0.00042 | 0
NE-HVAC-airHP-SpltPkg-65to134kBtuh-11p5eer-3p4cop | Gro | Ex | cDXHP | CZ12 | 121 | Cap-Tons | DEER:HVAC_Split-Package_HP | Annual | 1 | 786 | 61.2 | 0.00024 | 0
NE-HVAC-airHP-SpltPkg-65to134kBtuh-11p5eer-3p4cop | Gro | Ex | cDXHP | CZ13 | 119 | Cap-Tons | DEER:HVAC_Split-Package_HP | Annual | 1 | 797 | 69 | -0.00091 | 0
NE-HVAC-airHP-SpltPkg-65to134kBtuh-11p5eer-3p4cop | Gro | Ex | cDXHP | CZ14 | 127 | Cap-Tons | DEER:HVAC_Split-Package_HP | Annual | 1 | 789 | 67.3 | 0.0002 | 0
NE-HVAC-airHP-SpltPkg-65to134kBtuh-11p5eer-3p4cop | Gro | Ex | cDXHP | CZ15 | 163 | Cap-Tons | DEER:HVAC_Split-Package_HP | Annual | 1 | 804 | 72.4 | -0.00029 | 0
NE-HVAC-airHP-SpltPkg-65to134kBtuh-11p5eer-3p4cop | Gro | Ex | cDXHP | CZ16 | 70.4 | Cap-Tons | DEER:HVAC_Split-Package_HP | Annual | 1 | 1460 | 101 | 0.00095 | 0
NE-HVAC-airHP-SpltPkg-65to134kBtuh-11p5eer-3p4cop | Gro | New | cDXHP | CZ01 | 40.9 | Cap-Tons | DEER:HVAC_Split-Package_HP | Annual | 1 | 105 | 105 | -0.00159 | -0.00159
NE-HVAC-airHP-SpltPkg-65to134kBtuh-11p5eer-3p4cop | Gro | New | cDXHP | CZ02 | 86.7 | Cap-Tons | DEER:HVAC_Split-Package_HP | Annual | 1 | 83.4 | 83.4 | 0 | 0
NE-HVAC-airHP-SpltPkg-65to134kBtuh-11p5eer-3p4cop | Gro | New | cDXHP | CZ03 | 60.1 | Cap-Tons | DEER:HVAC_Split-Package_HP | Annual | 1 | 86.2 | 86.2 | 0 | 0
NE-HVAC-airHP-SpltPkg-65to134kBtuh-11p5eer-3p4cop | Gro | New | cDXHP | CZ04 | 78.4 | Cap-Tons | DEER:HVAC_Split-Package_HP | Annual | 1 | 79.2 | 79.2 | 2e-05 | 2e-05
NE-HVAC-airHP-SpltPkg-65to134kBtuh-11p5eer-3p4cop | Gro | New | cDXHP | CZ05 | 52.4 | Cap-Tons | DEER:HVAC_Split-Package_HP | Annual | 1 | 89.1 | 89.1 | 0 | 0
NE-HVAC-airHP-SpltPkg-65to134kBtuh-11p5eer-3p4cop | Gro | New | cDXHP | CZ06 | 81.8 | Cap-Tons | DEER:HVAC_Split-Package_HP | Annual | 1 | 68.1 | 68.1 | 0 | 0
NE-HVAC-airHP-SpltPkg-65to134kBtuh-11p5eer-3p4cop | Gro | New | cDXHP | CZ07 | 55.2 | Cap-Tons | DEER:HVAC_Split-Package_HP | Annual | 1 | 74.3 | 74.3 | 0.00016 | 0.00016
NE-HVAC-airHP-SpltPkg-65to134kBtuh-11p5eer-3p4cop | Gro | New | cDXHP | CZ08 | 82.7 | Cap-Tons | DEER:HVAC_Split-Package_HP | Annual | 1 | 72.1 | 72.1 | 0 | 0
NE-HVAC-airHP-SpltPkg-65to134kBtuh-11p5eer-3p4cop | Gro | New | cDXHP | CZ09 | 118 | Cap-Tons | DEER:HVAC_Split-Package_HP | Annual | 1 | 65.1 | 65.1 | 0 | 0
NE-HVAC-airHP-SpltPkg-65to134kBtuh-11p5eer-3p4cop | Gro | New | cDXHP | CZ10 | 102 | Cap-Tons | DEER:HVAC_Split-Package_HP | Annual | 1 | 74.5 | 74.5 | 0 | 0
NE-HVAC-airHP-SpltPkg-65to134kBtuh-11p5eer-3p4cop | Gro | New | cDXHP | CZ11 | 101 | Cap-Tons | DEER:HVAC_Split-Package_HP | Annual | 1 | 86.3 | 86.3 | 0 | 0
NE-HVAC-airHP-SpltPkg-65to134kBtuh-11p5eer-3p4cop | Gro | New | cDXHP | CZ12 | 109 | Cap-Tons | DEER:HVAC_Split-Package_HP | Annual | 1 | 77.7 | 77.7 | 0 | 0
NE-HVAC-airHP-SpltPkg-65to134kBtuh-11p5eer-3p4cop | Gro | New | cDXHP | CZ13 | 107 | Cap-Tons | DEER:HVAC_Split-Package_HP | Annual | 1 | 84.5 | 84.5 | 0 | 0
NE-HVAC-airHP-SpltPkg-65to134kBtuh-11p5eer-3p4cop | Gro | New | cDXHP | CZ14 | 115 | Cap-Tons | DEER:HVAC_Split-Package_HP | Annual | 1 | 80.8 | 80.8 | 0 | 0
NE-HVAC-airHP-SpltPkg-65to134kBtuh-11p5eer-3p4cop | Gro | New | cDXHP | CZ15 | 147 | Cap-Tons | DEER:HVAC_Split-Package_HP | Annual | 1 | 78.9 | 78.9 | 0 | 0
NE-HVAC-airHP-SpltPkg-65to134kBtuh-11p5eer-3p4cop | Gro | New | cDXHP | CZ16 | 60.5 | Cap-Tons | DEER:HVAC_Split-Package_HP | Annual | 1 | 76.2 | 76.2 | 5e-05 | 5e-05
NE-HVAC-airHP-SpltPkg-65to134kBtuh-11p5eer-3p4cop | Gro | Rec | cDXHP | CZ01 | 41.9 | Cap-Tons | DEER:HVAC_Split-Package_HP | Annual | 1 | 110 | 110 | 0 | 0
NE-HVAC-airHP-SpltPkg-65to134kBtuh-11p5eer-3p4cop | Gro | Rec | cDXHP | CZ02 | 88 | Cap-Tons | DEER:HVAC_Split-Package_HP | Annual | 1 | 62.7 | 62.7 | 0 | 0
NE-HVAC-airHP-SpltPkg-65to134kBtuh-11p5eer-3p4cop | Gro | Rec | cDXHP | CZ03 | 61.1 | Cap-Tons | DEER:HVAC_Split-Package_HP | Annual | 1 | 65.9 | 65.9 | 0 | 0
NE-HVAC-airHP-SpltPkg-65to134kBtuh-11p5eer-3p4cop | Gro | Rec | cDXHP | CZ04 | 79.5 | Cap-Tons | DEER:HVAC_Split-Package_HP | Annual | 1 | 60.8 | 60.8 | 0 | 0
NE-HVAC-airHP-SpltPkg-65to134kBtuh-11p5eer-3p4cop | Gro | Rec | cDXHP | CZ05 | 53.3 | Cap-Tons | DEER:HVAC_Split-Package_HP | Annual | 1 | 73.7 | 73.7 | 0 | 0
NE-HVAC-airHP-SpltPkg-65to134kBtuh-11p5eer-3p4cop | Gro | Rec | cDXHP | CZ06 | 82.9 | Cap-Tons | DEER:HVAC_Split-Package_HP | Annual | 1 | 50.8 | 50.8 | 0 | 0
NE-HVAC-airHP-SpltPkg-65to134kBtuh-11p5eer-3p4cop | Gro | Rec | cDXHP | CZ07 | 56.1 | Cap-Tons | DEER:HVAC_Split-Package_HP | Annual | 1 | 55.7 | 55.7 | 0 | 0
NE-HVAC-airHP-SpltPkg-65to134kBtuh-11p5eer-3p4cop | Gro | Rec | cDXHP | CZ08 | 83.9 | Cap-Tons | DEER:HVAC_Split-Package_HP | Annual | 1 | 56.3 | 56.3 | 0 | 0
NE-HVAC-airHP-SpltPkg-65to134kBtuh-11p5eer-3p4cop | Gro | Rec | cDXHP | CZ09 | 119 | Cap-Tons | DEER:HVAC_Split-Package_HP | Annual | 1 | 49.7 | 49.7 | 0 | 0
NE-HVAC-airHP-SpltPkg-65to134kBtuh-11p5eer-3p4cop | Gro | Rec | cDXHP | CZ10 | 103 | Cap-Tons | DEER:HVAC_Split-Package_HP | Annual | 1 | 58.5 | 58.5 | 0 | 0
NE-HVAC-airHP-SpltPkg-65to134kBtuh-11p5eer-3p4cop | Gro | Rec | cDXHP | CZ11 | 102 | Cap-Tons | DEER:HVAC_Split-Package_HP | Annual | 1 | 68 | 68 | 0 | 0
NE-HVAC-airHP-SpltPkg-65to134kBtuh-11p5eer-3p4cop | Gro | Rec | cDXHP | CZ12 | 111 | Cap-Tons | DEER:HVAC_Split-Package_HP | Annual | 1 | 58.3 | 58.3 | 0 | 0
NE-HVAC-airHP-SpltPkg-65to134kBtuh-11p5eer-3p4cop | Gro | Rec | cDXHP | CZ13 | 108 | Cap-Tons | DEER:HVAC_Split-Package_HP | Annual | 1 | 67.1 | 67.1 | 0 | 0
NE-HVAC-airHP-SpltPkg-65to134kBtuh-11p5eer-3p4cop | Gro | Rec | cDXHP | CZ14 | 116 | Cap-Tons | DEER:HVAC_Split-Package_HP | Annual | 1 | 63.8 | 63.8 | 0 | 0
NE-HVAC-airHP-SpltPkg-65to134kBtuh-11p5eer-3p4cop | Gro | Rec | cDXHP | CZ15 | 149 | Cap-Tons | DEER:HVAC_Split-Package_HP | Annual | 1 | 71.3 | 71.3 | 0 | 0
NE-HVAC-airHP-SpltPkg-65to134kBtuh-11p5eer-3p4cop | Gro | Rec | cDXHP | CZ16 | 61.5 | Cap-Tons | DEER:HVAC_Split-Package_HP | Annual | 1 | 95.6 | 95.6 | 0 | 0
NE-HVAC-airHP-SpltPkg-65to134kBtuh-11p5eer-3p4cop | Gro | Old | cDXHP | CZ01 | 50.2 | Cap-Tons | DEER:HVAC_Split-Package_HP | Annual | 1 | 2210 | 137 | 0.0115 | 0
NE-HVAC-airHP-SpltPkg-65to134kBtuh-11p5eer-3p4cop | Gro | Old | cDXHP | CZ02 | 101 | Cap-Tons | DEER:HVAC_Split-Package_HP | Annual | 1 | 1050 | 72.8 | -0.00298 | 0
NE-HVAC-airHP-SpltPkg-65to134kBtuh-11p5eer-3p4cop | Gro | Old | cDXHP | CZ03 | 70.5 | Cap-Tons | DEER:HVAC_Split-Package_HP | Annual | 1 | 1370 | 84.9 | 0.00212 | 0
NE-HVAC-airHP-SpltPkg-65to134kBtuh-11p5eer-3p4cop | Gro | Old | cDXHP | CZ04 | 91.8 | Cap-Tons | DEER:HVAC_Split-Package_HP | Annual | 1 | 1020 | 70.4 | 0.00283 | 0
NE-HVAC-airHP-SpltPkg-65to134kBtuh-11p5eer-3p4cop | Gro | Old | cDXHP | CZ05 | 62 | Cap-Tons | DEER:HVAC_Split-Package_HP | Annual | 1 | 1560 | 94.8 | 0.00157 | 0
NE-HVAC-airHP-SpltPkg-65to134kBtuh-11p5eer-3p4cop | Gro | Old | cDXHP | CZ06 | 92.5 | Cap-Tons | DEER:HVAC_Split-Package_HP | Annual | 1 | 1030 | 59.8 | -0.00121 | 0
NE-HVAC-airHP-SpltPkg-65to134kBtuh-11p5eer-3p4cop | Gro | Old | cDXHP | CZ07 | 65.2 | Cap-Tons | DEER:HVAC_Split-Package_HP | Annual | 1 | 1390 | 68.2 | 0.00123 | 0
NE-HVAC-airHP-SpltPkg-65to134kBtuh-11p5eer-3p4cop | Gro | Old | cDXHP | CZ08 | 96.2 | Cap-Tons | DEER:HVAC_Split-Package_HP | Annual | 1 | 955 | 60.3 | 0.00264 | 0
NE-HVAC-airHP-SpltPkg-65to134kBtuh-11p5eer-3p4cop | Gro | Old | cDXHP | CZ09 | 130 | Cap-Tons | DEER:HVAC_Split-Package_HP | Annual | 1 | 893 | 55.4 | 0.00044 | 0
NE-HVAC-airHP-SpltPkg-65to134kBtuh-11p5eer-3p4cop | Gro | Old | cDXHP | CZ10 | 119 | Cap-Tons | DEER:HVAC_Split-Package_HP | Annual | 1 | 944 | 62.1 | -0.00045 | 0
NE-HVAC-airHP-SpltPkg-65to134kBtuh-11p5eer-3p4cop | Gro | Old | cDXHP | CZ11 | 124 | Cap-Tons | DEER:HVAC_Split-Package_HP | Annual | 1 | 1010 | 72.4 | 0.00206 | 0
NE-HVAC-airHP-SpltPkg-65to134kBtuh-11p5eer-3p4cop | Gro | Old | cDXHP | CZ12 | 127 | Cap-Tons | DEER:HVAC_Split-Package_HP | Annual | 1 | 961 | 64 | 0.00076 | 0
NE-HVAC-airHP-SpltPkg-65to134kBtuh-11p5eer-3p4cop | Gro | Old | cDXHP | CZ13 | 127 | Cap-Tons | DEER:HVAC_Split-Package_HP | Annual | 1 | 1000 | 69.7 | -0.00156 | 0
NE-HVAC-airHP-SpltPkg-65to134kBtuh-11p5eer-3p4cop | Gro | Old | cDXHP | CZ14 | 136 | Cap-Tons | DEER:HVAC_Split-Package_HP | Annual | 1 | 975 | 69.5 | -0.00158 | 0
NE-HVAC-airHP-SpltPkg-65to134kBtuh-11p5eer-3p4cop | Gro | Old | cDXHP | CZ15 | 174 | Cap-Tons | DEER:HVAC_Split-Package_HP | Annual | 1 | 968 | 67.7 | 0.0004 | 0
NE-HVAC-airHP-SpltPkg-65to134kBtuh-11p5eer-3p4cop | Gro | Old | cDXHP | CZ16 | 76.9 | Cap-Tons | DEER:HVAC_Split-Package_HP | Annual | 1 | 1770 | 111 | 0.00518 | 0
NE-HVAC-airHP-SpltPkg-65to134kBtuh-11p5eer-3p4cop | OfL | Ex | cDXHP | CZ01 | 463 | Cap-Tons | DEER:HVAC_Split-Package_HP | Annual | 1 | 569 | 7.93 | 0 | 0
NE-HVAC-airHP-SpltPkg-65to134kBtuh-11p5eer-3p4cop | OfL | Ex | cDXHP | CZ02 | 419 | Cap-Tons | DEER:HVAC_Split-Package_HP | Annual | 1 | 538 | 34 | 0 | 0
NE-HVAC-airHP-SpltPkg-65to134kBtuh-11p5eer-3p4cop | OfL | Ex | cDXHP | CZ03 | 510 | Cap-Tons | DEER:HVAC_Split-Package_HP | Annual | 1 | 536 | 16.3 | 0 | 0
NE-HVAC-airHP-SpltPkg-65to134kBtuh-11p5eer-3p4cop | OfL | Ex | cDXHP | CZ04 | 444 | Cap-Tons | DEER:HVAC_Split-Package_HP | Annual | 1 | 519 | 35.2 | 0 | 0
NE-HVAC-airHP-SpltPkg-65to134kBtuh-11p5eer-3p4cop | OfL | Ex | cDXHP | CZ05 | 506 | Cap-Tons | DEER:HVAC_Split-Package_HP | Annual | 1 | 530 | 18.4 | 0 | 0
NE-HVAC-airHP-SpltPkg-65to134kBtuh-11p5eer-3p4cop | OfL | Ex | cDXHP | CZ06 | 542 | Cap-Tons | DEER:HVAC_Split-Package_HP | Annual | 1 | 503 | 33.2 | 0 | 0
NE-HVAC-airHP-SpltPkg-65to134kBtuh-11p5eer-3p4cop | OfL | Ex | cDXHP | CZ07 | 531 | Cap-Tons | DEER:HVAC_Split-Package_HP | Annual | 1 | 552 | 28.3 | 0 | 0
NE-HVAC-airHP-SpltPkg-65to134kBtuh-11p5eer-3p4cop | OfL | Ex | cDXHP | CZ08 | 476 | Cap-Tons | DEER:HVAC_Split-Package_HP | Annual | 1 | 505 | 43.6 | 0 | 0
NE-HVAC-airHP-SpltPkg-65to134kBtuh-11p5eer-3p4cop | OfL | Ex | cDXHP | CZ09 | 548 | Cap-Tons | DEER:HVAC_Split-Package_HP | Annual | 1 | 495 | 39.5 | 0 | 0
NE-HVAC-airHP-SpltPkg-65to134kBtuh-11p5eer-3p4cop | OfL | Ex | cDXHP | CZ10 | 489 | Cap-Tons | DEER:HVAC_Split-Package_HP | Annual | 1 | 530 | 46.2 | 0 | 0
NE-HVAC-airHP-SpltPkg-65to134kBtuh-11p5eer-3p4cop | OfL | Ex | cDXHP | CZ11 | 515 | Cap-Tons | DEER:HVAC_Split-Package_HP | Annual | 1 | 503 | 43.7 | 0 | 0
NE-HVAC-airHP-SpltPkg-65to134kBtuh-11p5eer-3p4cop | OfL | Ex | cDXHP | CZ12 | 481 | Cap-Tons | DEER:HVAC_Split-Package_HP | Annual | 1 | 528 | 38.2 | 0 | 0
NE-HVAC-airHP-SpltPkg-65to134kBtuh-11p5eer-3p4cop | OfL | Ex | cDXHP | CZ13 | 523 | Cap-Tons | DEER:HVAC_Split-Package_HP | Annual | 1 | 501 | 44.8 | 0 | 0
NE-HVAC-airHP-SpltPkg-65to134kBtuh-11p5eer-3p4cop | OfL | Ex | cDXHP | CZ14 | 526 | Cap-Tons | DEER:HVAC_Split-Package_HP | Annual | 1 | 496 | 44.9 | 0 | 0
NE-HVAC-airHP-SpltPkg-65to134kBtuh-11p5eer-3p4cop | OfL | Ex | cDXHP | CZ15 | 637 | Cap-Tons | DEER:HVAC_Split-Package_HP | Annual | 1 | 523 | 65.1 | 0 | 0
NE-HVAC-airHP-SpltPkg-65to134kBtuh-11p5eer-3p4cop | OfL | Ex | cDXHP | CZ16 | 518 | Cap-Tons | DEER:HVAC_Split-Package_HP | Annual | 1 | 479 | 25.3 | 0 | 0
NE-HVAC-airHP-SpltPkg-65to134kBtuh-11p5eer-3p4cop | OfL | New | cDXHP | CZ01 | 438 | Cap-Tons | DEER:HVAC_Split-Package_HP | Annual | 1 | 7.33 | 7.33 | 0 | 0
NE-HVAC-airHP-SpltPkg-65to134kBtuh-11p5eer-3p4cop | OfL | New | cDXHP | CZ02 | 392 | Cap-Tons | DEER:HVAC_Split-Package_HP | Annual | 1 | 32.5 | 32.5 | 0 | 0
NE-HVAC-airHP-SpltPkg-65to134kBtuh-11p5eer-3p4cop | OfL | New | cDXHP | CZ03 | 459 | Cap-Tons | DEER:HVAC_Split-Package_HP | Annual | 1 | 15.3 | 15.3 | 0 | 0
NE-HVAC-airHP-SpltPkg-65to134kBtuh-11p5eer-3p4cop | OfL | New | cDXHP | CZ04 | 396 | Cap-Tons | DEER:HVAC_Split-Package_HP | Annual | 1 | 34.1 | 34.1 | 0 | 0
NE-HVAC-airHP-SpltPkg-65to134kBtuh-11p5eer-3p4cop | OfL | New | cDXHP | CZ05 | 452 | Cap-Tons | DEER:HVAC_Split-Package_HP | Annual | 1 | 17.5 | 17.5 | 0 | 0
NE-HVAC-airHP-SpltPkg-65to134kBtuh-11p5eer-3p4cop | OfL | New | cDXHP | CZ06 | 489 | Cap-Tons | DEER:HVAC_Split-Package_HP | Annual | 1 | 32 | 32 | 0 | 0
NE-HVAC-airHP-SpltPkg-65to134kBtuh-11p5eer-3p4cop | OfL | New | cDXHP | CZ07 | 478 | Cap-Tons | DEER:HVAC_Split-Package_HP | Annual | 1 | 27.2 | 27.2 | 0 | 0
NE-HVAC-airHP-SpltPkg-65to134kBtuh-11p5eer-3p4cop | OfL | New | cDXHP | CZ08 | 431 | Cap-Tons | DEER:HVAC_Split-Package_HP | Annual | 1 | 42.2 | 42.2 | 0 | 0
NE-HVAC-airHP-SpltPkg-65to134kBtuh-11p5eer-3p4cop | OfL | New | cDXHP | CZ09 | 502 | Cap-Tons | DEER:HVAC_Split-Package_HP | Annual | 1 | 37.6 | 37.6 | 0 | 0
NE-HVAC-airHP-SpltPkg-65to134kBtuh-11p5eer-3p4cop | OfL | New | cDXHP | CZ10 | 463 | Cap-Tons | DEER:HVAC_Split-Package_HP | Annual | 1 | 44 | 44 | 0 | 0
NE-HVAC-airHP-SpltPkg-65to134kBtuh-11p5eer-3p4cop | OfL | New | cDXHP | CZ11 | 490 | Cap-Tons | DEER:HVAC_Split-Package_HP | Annual | 1 | 41.9 | 41.9 | 0 | 0
NE-HVAC-airHP-SpltPkg-65to134kBtuh-11p5eer-3p4cop | OfL | New | cDXHP | CZ12 | 455 | Cap-Tons | DEER:HVAC_Split-Package_HP | Annual | 1 | 36.5 | 36.5 | 0 | 0
NE-HVAC-airHP-SpltPkg-65to134kBtuh-11p5eer-3p4cop | OfL | New | cDXHP | CZ13 | 498 | Cap-Tons | DEER:HVAC_Split-Package_HP | Annual | 1 | 43.1 | 43.1 | 0 | 0
NE-HVAC-airHP-SpltPkg-65to134kBtuh-11p5eer-3p4cop | OfL | New | cDXHP | CZ14 | 503 | Cap-Tons | DEER:HVAC_Split-Package_HP | Annual | 1 | 43.2 | 43.2 | 0 | 0
NE-HVAC-airHP-SpltPkg-65to134kBtuh-11p5eer-3p4cop | OfL | New | cDXHP | CZ15 | 612 | Cap-Tons | DEER:HVAC_Split-Package_HP | Annual | 1 | 62.6 | 62.6 | 0 | 0
NE-HVAC-airHP-SpltPkg-65to134kBtuh-11p5eer-3p4cop | OfL | New | cDXHP | CZ16 | 495 | Cap-Tons | DEER:HVAC_Split-Package_HP | Annual | 1 | 24.4 | 24.4 | 0 | 0
NE-HVAC-airHP-SpltPkg-65to134kBtuh-11p5eer-3p4cop | OfL | Rec | cDXHP | CZ01 | 446 | Cap-Tons | DEER:HVAC_Split-Package_HP | Annual | 1 | 7.29 | 7.29 | 0 | 0
NE-HVAC-airHP-SpltPkg-65to134kBtuh-11p5eer-3p4cop | OfL | Rec | cDXHP | CZ02 | 399 | Cap-Tons | DEER:HVAC_Split-Package_HP | Annual | 1 | 32.9 | 32.9 | 0 | 0
NE-HVAC-airHP-SpltPkg-65to134kBtuh-11p5eer-3p4cop | OfL | Rec | cDXHP | CZ03 | 468 | Cap-Tons | DEER:HVAC_Split-Package_HP | Annual | 1 | 15.7 | 15.7 | 0 | 0
NE-HVAC-airHP-SpltPkg-65to134kBtuh-11p5eer-3p4cop | OfL | Rec | cDXHP | CZ04 | 404 | Cap-Tons | DEER:HVAC_Split-Package_HP | Annual | 1 | 34.6 | 34.6 | 0 | 0
NE-HVAC-airHP-SpltPkg-65to134kBtuh-11p5eer-3p4cop | OfL | Rec | cDXHP | CZ05 | 461 | Cap-Tons | DEER:HVAC_Split-Package_HP | Annual | 1 | 17.9 | 17.9 | 0 | 0
NE-HVAC-airHP-SpltPkg-65to134kBtuh-11p5eer-3p4cop | OfL | Rec | cDXHP | CZ06 | 497 | Cap-Tons | DEER:HVAC_Split-Package_HP | Annual | 1 | 32.8 | 32.8 | 0 | 0
NE-HVAC-airHP-SpltPkg-65to134kBtuh-11p5eer-3p4cop | OfL | Rec | cDXHP | CZ07 | 487 | Cap-Tons | DEER:HVAC_Split-Package_HP | Annual | 1 | 27.9 | 27.9 | 0 | 0
NE-HVAC-airHP-SpltPkg-65to134kBtuh-11p5eer-3p4cop | OfL | Rec | cDXHP | CZ08 | 438 | Cap-Tons | DEER:HVAC_Split-Package_HP | Annual | 1 | 43 | 43 | 0 | 0
NE-HVAC-airHP-SpltPkg-65to134kBtuh-11p5eer-3p4cop | OfL | Rec | cDXHP | CZ09 | 508 | Cap-Tons | DEER:HVAC_Split-Package_HP | Annual | 1 | 38.3 | 38.3 | 0 | 0
NE-HVAC-airHP-SpltPkg-65to134kBtuh-11p5eer-3p4cop | OfL | Rec | cDXHP | CZ10 | 471 | Cap-Tons | DEER:HVAC_Split-Package_HP | Annual | 1 | 44.6 | 44.6 | 0 | 0
NE-HVAC-airHP-SpltPkg-65to134kBtuh-11p5eer-3p4cop | OfL | Rec | cDXHP | CZ11 | 497 | Cap-Tons | DEER:HVAC_Split-Package_HP | Annual | 1 | 42.2 | 42.2 | 0 | 0
NE-HVAC-airHP-SpltPkg-65to134kBtuh-11p5eer-3p4cop | OfL | Rec | cDXHP | CZ12 | 462 | Cap-Tons | DEER:HVAC_Split-Package_HP | Annual | 1 | 36.9 | 36.9 | 0 | 0
NE-HVAC-airHP-SpltPkg-65to134kBtuh-11p5eer-3p4cop | OfL | Rec | cDXHP | CZ13 | 505 | Cap-Tons | DEER:HVAC_Split-Package_HP | Annual | 1 | 43.5 | 43.5 | 0 | 0
NE-HVAC-airHP-SpltPkg-65to134kBtuh-11p5eer-3p4cop | OfL | Rec | cDXHP | CZ14 | 510 | Cap-Tons | DEER:HVAC_Split-Package_HP | Annual | 1 | 43.6 | 43.6 | 0 | 0
NE-HVAC-airHP-SpltPkg-65to134kBtuh-11p5eer-3p4cop | OfL | Rec | cDXHP | CZ15 | 619 | Cap-Tons | DEER:HVAC_Split-Package_HP | Annual | 1 | 63.3 | 63.3 | 0 | 0
NE-HVAC-airHP-SpltPkg-65to134kBtuh-11p5eer-3p4cop | OfL | Rec | cDXHP | CZ16 | 502 | Cap-Tons | DEER:HVAC_Split-Package_HP | Annual | 1 | 24.3 | 24.3 | 0 | 0
NE-HVAC-airHP-SpltPkg-65to134kBtuh-11p5eer-3p4cop | OfL | Old | cDXHP | CZ01 | 589 | Cap-Tons | DEER:HVAC_Split-Package_HP | Annual | 1 | 650 | 8.27 | 0 | 0
NE-HVAC-airHP-SpltPkg-65to134kBtuh-11p5eer-3p4cop | OfL | Old | cDXHP | CZ02 | 525 | Cap-Tons | DEER:HVAC_Split-Package_HP | Annual | 1 | 624 | 36.4 | 0 | 0
NE-HVAC-airHP-SpltPkg-65to134kBtuh-11p5eer-3p4cop | OfL | Old | cDXHP | CZ03 | 624 | Cap-Tons | DEER:HVAC_Split-Package_HP | Annual | 1 | 652 | 17.4 | 0 | 0
NE-HVAC-airHP-SpltPkg-65to134kBtuh-11p5eer-3p4cop | OfL | Old | cDXHP | CZ04 | 527 | Cap-Tons | DEER:HVAC_Split-Package_HP | Annual | 1 | 628 | 38.1 | 0 | 0
NE-HVAC-airHP-SpltPkg-65to134kBtuh-11p5eer-3p4cop | OfL | Old | cDXHP | CZ05 | 619 | Cap-Tons | DEER:HVAC_Split-Package_HP | Annual | 1 | 645 | 19.5 | 0 | 0
NE-HVAC-airHP-SpltPkg-65to134kBtuh-11p5eer-3p4cop | OfL | Old | cDXHP | CZ06 | 658 | Cap-Tons | DEER:HVAC_Split-Package_HP | Annual | 1 | 619 | 34.3 | 0 | 0
NE-HVAC-airHP-SpltPkg-65to134kBtuh-11p5eer-3p4cop | OfL | Old | cDXHP | CZ07 | 643 | Cap-Tons | DEER:HVAC_Split-Package_HP | Annual | 1 | 676 | 29.4 | 0 | 0
NE-HVAC-airHP-SpltPkg-65to134kBtuh-11p5eer-3p4cop | OfL | Old | cDXHP | CZ08 | 566 | Cap-Tons | DEER:HVAC_Split-Package_HP | Annual | 1 | 623 | 46 | 0 | 0
NE-HVAC-airHP-SpltPkg-65to134kBtuh-11p5eer-3p4cop | OfL | Old | cDXHP | CZ09 | 643 | Cap-Tons | DEER:HVAC_Split-Package_HP | Annual | 1 | 624 | 43 | 0 | 0
NE-HVAC-airHP-SpltPkg-65to134kBtuh-11p5eer-3p4cop | OfL | Old | cDXHP | CZ10 | 606 | Cap-Tons | DEER:HVAC_Split-Package_HP | Annual | 1 | 625 | 49.1 | 0 | 0
NE-HVAC-airHP-SpltPkg-65to134kBtuh-11p5eer-3p4cop | OfL | Old | cDXHP | CZ11 | 627 | Cap-Tons | DEER:HVAC_Split-Package_HP | Annual | 1 | 606 | 48 | 0 | 0
NE-HVAC-airHP-SpltPkg-65to134kBtuh-11p5eer-3p4cop | OfL | Old | cDXHP | CZ12 | 581 | Cap-Tons | DEER:HVAC_Split-Package_HP | Annual | 1 | 619 | 41.2 | 0 | 0
NE-HVAC-airHP-SpltPkg-65to134kBtuh-11p5eer-3p4cop | OfL | Old | cDXHP | CZ13 | 638 | Cap-Tons | DEER:HVAC_Split-Package_HP | Annual | 1 | 614 | 48.7 | 0 | 0
NE-HVAC-airHP-SpltPkg-65to134kBtuh-11p5eer-3p4cop | OfL | Old | cDXHP | CZ14 | 644 | Cap-Tons | DEER:HVAC_Split-Package_HP | Annual | 1 | 613 | 50 | 0 | 0
NE-HVAC-airHP-SpltPkg-65to134kBtuh-11p5eer-3p4cop | OfL | Old | cDXHP | CZ15 | 767 | Cap-Tons | DEER:HVAC_Split-Package_HP | Annual | 1 | 628 | 71.3 | 0 | 0
NE-HVAC-airHP-SpltPkg-65to134kBtuh-11p5eer-3p4cop | OfL | Old | cDXHP | CZ16 | 664 | Cap-Tons | DEER:HVAC_Split-Package_HP | Annual | 1 | 604 | 26.7 | 0 | 0
NE-HVAC-airHP-SpltPkg-65to134kBtuh-11p5eer-3p4cop | Nrs | Ex | cDXHP | CZ01 | 96 | Cap-Tons | DEER:HVAC_Split-Package_HP | Annual | 1 | 937 | 28.5 | 0 | 0
NE-HVAC-airHP-SpltPkg-65to134kBtuh-11p5eer-3p4cop | Nrs | Ex | cDXHP | CZ02 | 96.5 | Cap-Tons | DEER:HVAC_Split-Package_HP | Annual | 1 | 902 | 41.5 | 0 | 0
NE-HVAC-airHP-SpltPkg-65to134kBtuh-11p5eer-3p4cop | Nrs | Ex | cDXHP | CZ03 | 99.2 | Cap-Tons | DEER:HVAC_Split-Package_HP | Annual | 1 | 847 | 25.6 | 0 | 0
NE-HVAC-airHP-SpltPkg-65to134kBtuh-11p5eer-3p4cop | Nrs | Ex | cDXHP | CZ04 | 100 | Cap-Tons | DEER:HVAC_Split-Package_HP | Annual | 1 | 914 | 40.5 | 0 | 0
NE-HVAC-airHP-SpltPkg-65to134kBtuh-11p5eer-3p4cop | Nrs | Ex | cDXHP | CZ05 | 99.2 | Cap-Tons | DEER:HVAC_Split-Package_HP | Annual | 1 | 856 | 27.9 | 0 | 0
NE-HVAC-airHP-SpltPkg-65to134kBtuh-11p5eer-3p4cop | Nrs | Ex | cDXHP | CZ06 | 101 | Cap-Tons | DEER:HVAC_Split-Package_HP | Annual | 1 | 906 | 39.1 | 0 | 0
NE-HVAC-airHP-SpltPkg-65to134kBtuh-11p5eer-3p4cop | Nrs | Ex | cDXHP | CZ07 | 101 | Cap-Tons | DEER:HVAC_Split-Package_HP | Annual | 1 | 873 | 30.9 | 0 | 0
NE-HVAC-airHP-SpltPkg-65to134kBtuh-11p5eer-3p4cop | Nrs | Ex | cDXHP | CZ08 | 102 | Cap-Tons | DEER:HVAC_Split-Package_HP | Annual | 1 | 911 | 44.5 | 0 | 0
NE-HVAC-airHP-SpltPkg-65to134kBtuh-11p5eer-3p4cop | Nrs | Ex | cDXHP | CZ09 | 105 | Cap-Tons | DEER:HVAC_Split-Package_HP | Annual | 1 | 893 | 50.4 | 0 | 0
NE-HVAC-airHP-SpltPkg-65to134kBtuh-11p5eer-3p4cop | Nrs | Ex | cDXHP | CZ10 | 97.9 | Cap-Tons | DEER:HVAC_Split-Package_HP | Annual | 1 | 873 | 53.4 | 0 | 0
NE-HVAC-airHP-SpltPkg-65to134kBtuh-11p5eer-3p4cop | Nrs | Ex | cDXHP | CZ11 | 99 | Cap-Tons | DEER:HVAC_Split-Package_HP | Annual | 1 | 901 | 63.1 | 0 | 0
NE-HVAC-airHP-SpltPkg-65to134kBtuh-11p5eer-3p4cop | Nrs | Ex | cDXHP | CZ12 | 97.5 | Cap-Tons | DEER:HVAC_Split-Package_HP | Annual | 1 | 912 | 50.8 | 0 | 0
NE-HVAC-airHP-SpltPkg-65to134kBtuh-11p5eer-3p4cop | Nrs | Ex | cDXHP | CZ13 | 99.4 | Cap-Tons | DEER:HVAC_Split-Package_HP | Annual | 1 | 962 | 63.6 | 0 | 0
NE-HVAC-airHP-SpltPkg-65to134kBtuh-11p5eer-3p4cop | Nrs | Ex | cDXHP | CZ14 | 99.6 | Cap-Tons | DEER:HVAC_Split-Package_HP | Annual | 1 | 867 | 64.5 | 0 | 0
NE-HVAC-airHP-SpltPkg-65to134kBtuh-11p5eer-3p4cop | Nrs | Ex | cDXHP | CZ15 | 112 | Cap-Tons | DEER:HVAC_Split-Package_HP | Annual | 1 | 858 | 94.6 | 0 | 0
NE-HVAC-airHP-SpltPkg-65to134kBtuh-11p5eer-3p4cop | Nrs | Ex | cDXHP | CZ16 | 96.3 | Cap-Tons | DEER:HVAC_Split-Package_HP | Annual | 1 | 952 | 47.2 | 0 | 0
NE-HVAC-airHP-SpltPkg-65to134kBtuh-11p5eer-3p4cop | Nrs | New | cDXHP | CZ01 | 95.9 | Cap-Tons | DEER:HVAC_Split-Package_HP | Annual | 1 | 29.5 | 29.5 | 0 | 0
NE-HVAC-airHP-SpltPkg-65to134kBtuh-11p5eer-3p4cop | Nrs | New | cDXHP | CZ02 | 95.9 | Cap-Tons | DEER:HVAC_Split-Package_HP | Annual | 1 | 38.9 | 38.9 | 0 | 0
NE-HVAC-airHP-SpltPkg-65to134kBtuh-11p5eer-3p4cop | Nrs | New | cDXHP | CZ03 | 95.9 | Cap-Tons | DEER:HVAC_Split-Package_HP | Annual | 1 | 24.6 | 24.6 | 0 | 0
NE-HVAC-airHP-SpltPkg-65to134kBtuh-11p5eer-3p4cop | Nrs | New | cDXHP | CZ04 | 95.9 | Cap-Tons | DEER:HVAC_Split-Package_HP | Annual | 1 | 36.5 | 36.5 | 0 | 0
NE-HVAC-airHP-SpltPkg-65to134kBtuh-11p5eer-3p4cop | Nrs | New | cDXHP | CZ05 | 95.9 | Cap-Tons | DEER:HVAC_Split-Package_HP | Annual | 1 | 26.8 | 26.8 | 0 | 0
NE-HVAC-airHP-SpltPkg-65to134kBtuh-11p5eer-3p4cop | Nrs | New | cDXHP | CZ06 | 95.9 | Cap-Tons | DEER:HVAC_Split-Package_HP | Annual | 1 | 34.3 | 34.3 | 0 | 0
NE-HVAC-airHP-SpltPkg-65to134kBtuh-11p5eer-3p4cop | Nrs | New | cDXHP | CZ07 | 95.9 | Cap-Tons | DEER:HVAC_Split-Package_HP | Annual | 1 | 26.5 | 26.5 | 0 | 0
NE-HVAC-airHP-SpltPkg-65to134kBtuh-11p5eer-3p4cop | Nrs | New | cDXHP | CZ08 | 96 | Cap-Tons | DEER:HVAC_Split-Package_HP | Annual | 1 | 39.4 | 39.4 | 0 | 0
NE-HVAC-airHP-SpltPkg-65to134kBtuh-11p5eer-3p4cop | Nrs | New | cDXHP | CZ09 | 96.9 | Cap-Tons | DEER:HVAC_Split-Package_HP | Annual | 1 | 44.9 | 44.9 | 0 | 0
NE-HVAC-airHP-SpltPkg-65to134kBtuh-11p5eer-3p4cop | Nrs | New | cDXHP | CZ10 | 96.2 | Cap-Tons | DEER:HVAC_Split-Package_HP | Annual | 1 | 49.2 | 49.2 | 0 | 0
NE-HVAC-airHP-SpltPkg-65to134kBtuh-11p5eer-3p4cop | Nrs | New | cDXHP | CZ11 | 96.5 | Cap-Tons | DEER:HVAC_Split-Package_HP | Annual | 1 | 58.3 | 58.3 | 0 | 0
NE-HVAC-airHP-SpltPkg-65to134kBtuh-11p5eer-3p4cop | Nrs | New | cDXHP | CZ12 | 96.1 | Cap-Tons | DEER:HVAC_Split-Package_HP | Annual | 1 | 47.1 | 47.1 | 0 | 0
NE-HVAC-airHP-SpltPkg-65to134kBtuh-11p5eer-3p4cop | Nrs | New | cDXHP | CZ13 | 96.8 | Cap-Tons | DEER:HVAC_Split-Package_HP | Annual | 1 | 59.2 | 59.2 | 0 | 0
NE-HVAC-airHP-SpltPkg-65to134kBtuh-11p5eer-3p4cop | Nrs | New | cDXHP | CZ14 | 97 | Cap-Tons | DEER:HVAC_Split-Package_HP | Annual | 1 | 60.3 | 60.3 | 0 | 0
NE-HVAC-airHP-SpltPkg-65to134kBtuh-11p5eer-3p4cop | Nrs | New | cDXHP | CZ15 | 106 | Cap-Tons | DEER:HVAC_Split-Package_HP | Annual | 1 | 88.8 | 88.8 | 0 | 0
NE-HVAC-airHP-SpltPkg-65to134kBtuh-11p5eer-3p4cop | Nrs | New | cDXHP | CZ16 | 95.9 | Cap-Tons | DEER:HVAC_Split-Package_HP | Annual | 1 | 44.9 | 44.9 | 0 | 0
NE-HVAC-airHP-SpltPkg-65to134kBtuh-11p5eer-3p4cop | Nrs | Rec | cDXHP | CZ01 | 95.9 | Cap-Tons | DEER:HVAC_Split-Package_HP | Annual | 1 | 28.9 | 28.9 | 0 | 0
NE-HVAC-airHP-SpltPkg-65to134kBtuh-11p5eer-3p4cop | Nrs | Rec | cDXHP | CZ02 | 95.9 | Cap-Tons | DEER:HVAC_Split-Package_HP | Annual | 1 | 39.5 | 39.5 | 0 | 0
NE-HVAC-airHP-SpltPkg-65to134kBtuh-11p5eer-3p4cop | Nrs | Rec | cDXHP | CZ03 | 95.9 | Cap-Tons | DEER:HVAC_Split-Package_HP | Annual | 1 | 24.8 | 24.8 | 0 | 0
NE-HVAC-airHP-SpltPkg-65to134kBtuh-11p5eer-3p4cop | Nrs | Rec | cDXHP | CZ04 | 95.9 | Cap-Tons | DEER:HVAC_Split-Package_HP | Annual | 1 | 37.4 | 37.4 | 0 | 0
NE-HVAC-airHP-SpltPkg-65to134kBtuh-11p5eer-3p4cop | Nrs | Rec | cDXHP | CZ05 | 95.9 | Cap-Tons | DEER:HVAC_Split-Package_HP | Annual | 1 | 26.8 | 26.8 | 0 | 0
NE-HVAC-airHP-SpltPkg-65to134kBtuh-11p5eer-3p4cop | Nrs | Rec | cDXHP | CZ06 | 96 | Cap-Tons | DEER:HVAC_Split-Package_HP | Annual | 1 | 35.7 | 35.7 | 0 | 0
NE-HVAC-airHP-SpltPkg-65to134kBtuh-11p5eer-3p4cop | Nrs | Rec | cDXHP | CZ07 | 95.9 | Cap-Tons | DEER:HVAC_Split-Package_HP | Annual | 1 | 27.7 | 27.7 | 0 | 0
NE-HVAC-airHP-SpltPkg-65to134kBtuh-11p5eer-3p4cop | Nrs | Rec | cDXHP | CZ08 | 96.1 | Cap-Tons | DEER:HVAC_Split-Package_HP | Annual | 1 | 40.9 | 40.9 | 0 | 0
NE-HVAC-airHP-SpltPkg-65to134kBtuh-11p5eer-3p4cop | Nrs | Rec | cDXHP | CZ09 | 97.3 | Cap-Tons | DEER:HVAC_Split-Package_HP | Annual | 1 | 46.3 | 46.3 | 0 | 0
NE-HVAC-airHP-SpltPkg-65to134kBtuh-11p5eer-3p4cop | Nrs | Rec | cDXHP | CZ10 | 96.5 | Cap-Tons | DEER:HVAC_Split-Package_HP | Annual | 1 | 50.6 | 50.6 | 0 | 0
NE-HVAC-airHP-SpltPkg-65to134kBtuh-11p5eer-3p4cop | Nrs | Rec | cDXHP | CZ11 | 96.9 | Cap-Tons | DEER:HVAC_Split-Package_HP | Annual | 1 | 59.4 | 59.4 | 0 | 0
NE-HVAC-airHP-SpltPkg-65to134kBtuh-11p5eer-3p4cop | Nrs | Rec | cDXHP | CZ12 | 96.3 | Cap-Tons | DEER:HVAC_Split-Package_HP | Annual | 1 | 48.1 | 48.1 | 0 | 0
NE-HVAC-airHP-SpltPkg-65to134kBtuh-11p5eer-3p4cop | Nrs | Rec | cDXHP | CZ13 | 97.2 | Cap-Tons | DEER:HVAC_Split-Package_HP | Annual | 1 | 60.2 | 60.2 | 0 | 0
NE-HVAC-airHP-SpltPkg-65to134kBtuh-11p5eer-3p4cop | Nrs | Rec | cDXHP | CZ14 | 97.5 | Cap-Tons | DEER:HVAC_Split-Package_HP | Annual | 1 | 61.3 | 61.3 | 0 | 0
NE-HVAC-airHP-SpltPkg-65to134kBtuh-11p5eer-3p4cop | Nrs | Rec | cDXHP | CZ15 | 107 | Cap-Tons | DEER:HVAC_Split-Package_HP | Annual | 1 | 90.8 | 90.8 | 0 | 0
NE-HVAC-airHP-SpltPkg-65to134kBtuh-11p5eer-3p4cop | Nrs | Rec | cDXHP | CZ16 | 95.9 | Cap-Tons | DEER:HVAC_Split-Package_HP | Annual | 1 | 44.8 | 44.8 | 0 | 0
NE-HVAC-airHP-SpltPkg-65to134kBtuh-11p5eer-3p4cop | Nrs | Old | cDXHP | CZ01 | 99.9 | Cap-Tons | DEER:HVAC_Split-Package_HP | Annual | 1 | 1090 | 28.9 | 0 | 0
NE-HVAC-airHP-SpltPkg-65to134kBtuh-11p5eer-3p4cop | Nrs | Old | cDXHP | CZ02 | 104 | Cap-Tons | DEER:HVAC_Split-Package_HP | Annual | 1 | 1090 | 44.5 | 0 | 0
NE-HVAC-airHP-SpltPkg-65to134kBtuh-11p5eer-3p4cop | Nrs | Old | cDXHP | CZ03 | 102 | Cap-Tons | DEER:HVAC_Split-Package_HP | Annual | 1 | 1080 | 27.2 | 0 | 0
NE-HVAC-airHP-SpltPkg-65to134kBtuh-11p5eer-3p4cop | Nrs | Old | cDXHP | CZ04 | 104 | Cap-Tons | DEER:HVAC_Split-Package_HP | Annual | 1 | 1100 | 42.7 | 0 | 0
NE-HVAC-airHP-SpltPkg-65to134kBtuh-11p5eer-3p4cop | Nrs | Old | cDXHP | CZ05 | 102 | Cap-Tons | DEER:HVAC_Split-Package_HP | Annual | 1 | 1040 | 29.3 | 0 | 0
NE-HVAC-airHP-SpltPkg-65to134kBtuh-11p5eer-3p4cop | Nrs | Old | cDXHP | CZ06 | 104 | Cap-Tons | DEER:HVAC_Split-Package_HP | Annual | 1 | 1060 | 40.3 | 0 | 0
NE-HVAC-airHP-SpltPkg-65to134kBtuh-11p5eer-3p4cop | Nrs | Old | cDXHP | CZ07 | 103 | Cap-Tons | DEER:HVAC_Split-Package_HP | Annual | 1 | 1040 | 32.1 | 0 | 0
NE-HVAC-airHP-SpltPkg-65to134kBtuh-11p5eer-3p4cop | Nrs | Old | cDXHP | CZ08 | 105 | Cap-Tons | DEER:HVAC_Split-Package_HP | Annual | 1 | 1070 | 45.8 | 0 | 0
NE-HVAC-airHP-SpltPkg-65to134kBtuh-11p5eer-3p4cop | Nrs | Old | cDXHP | CZ09 | 108 | Cap-Tons | DEER:HVAC_Split-Package_HP | Annual | 1 | 1060 | 52 | 0 | 0
NE-HVAC-airHP-SpltPkg-65to134kBtuh-11p5eer-3p4cop | Nrs | Old | cDXHP | CZ10 | 107 | Cap-Tons | DEER:HVAC_Split-Package_HP | Annual | 1 | 1100 | 56.7 | 0 | 0
NE-HVAC-airHP-SpltPkg-65to134kBtuh-11p5eer-3p4cop | Nrs | Old | cDXHP | CZ11 | 107 | Cap-Tons | DEER:HVAC_Split-Package_HP | Annual | 1 | 1080 | 66 | 0 | 0
NE-HVAC-airHP-SpltPkg-65to134kBtuh-11p5eer-3p4cop | Nrs | Old | cDXHP | CZ12 | 105 | Cap-Tons | DEER:HVAC_Split-Package_HP | Annual | 1 | 1110 | 53.5 | 0 | 0
NE-HVAC-airHP-SpltPkg-65to134kBtuh-11p5eer-3p4cop | Nrs | Old | cDXHP | CZ13 | 108 | Cap-Tons | DEER:HVAC_Split-Package_HP | Annual | 1 | 1150 | 66.4 | 0 | 0
NE-HVAC-airHP-SpltPkg-65to134kBtuh-11p5eer-3p4cop | Nrs | Old | cDXHP | CZ14 | 108 | Cap-Tons | DEER:HVAC_Split-Package_HP | Annual | 1 | 1080 | 67.6 | 0 | 0
NE-HVAC-airHP-SpltPkg-65to134kBtuh-11p5eer-3p4cop | Nrs | Old | cDXHP | CZ15 | 122 | Cap-Tons | DEER:HVAC_Split-Package_HP | Annual | 1 | 1100 | 98 | 0 | 0
NE-HVAC-airHP-SpltPkg-65to134kBtuh-11p5eer-3p4cop | Nrs | Old | cDXHP | CZ16 | 102 | Cap-Tons | DEER:HVAC_Split-Package_HP | Annual | 1 | 1180 | 49.8 | 0 | 0
NE-HVAC-airHP-SpltPkg-65to134kBtuh-11p5eer-3p4cop | RFF | Ex | cDXHP | CZ01 | 6.64 | Cap-Tons | DEER:HVAC_Split-Package_HP | Annual | 1 | 809 | 34.7 | 0 | 0
NE-HVAC-airHP-SpltPkg-65to134kBtuh-11p5eer-3p4cop | RFF | Ex | cDXHP | CZ02 | 6.61 | Cap-Tons | DEER:HVAC_Split-Package_HP | Annual | 1 | 728 | 67.3 | 0 | 0
NE-HVAC-airHP-SpltPkg-65to134kBtuh-11p5eer-3p4cop | RFF | Ex | cDXHP | CZ03 | 7.64 | Cap-Tons | DEER:HVAC_Split-Package_HP | Annual | 1 | 630 | 33.9 | 0 | 0
NE-HVAC-airHP-SpltPkg-65to134kBtuh-11p5eer-3p4cop | RFF | Ex | cDXHP | CZ04 | 6.9 | Cap-Tons | DEER:HVAC_Split-Package_HP | Annual | 1 | 671 | 66.7 | 0 | 0
NE-HVAC-airHP-SpltPkg-65to134kBtuh-11p5eer-3p4cop | RFF | Ex | cDXHP | CZ05 | 7.31 | Cap-Tons | DEER:HVAC_Split-Package_HP | Annual | 1 | 664 | 34.5 | 0 | 0
NE-HVAC-airHP-SpltPkg-65to134kBtuh-11p5eer-3p4cop | RFF | Ex | cDXHP | CZ06 | 8.47 | Cap-Tons | DEER:HVAC_Split-Package_HP | Annual | 1 | 567 | 51.9 | 0 | 0
NE-HVAC-airHP-SpltPkg-65to134kBtuh-11p5eer-3p4cop | RFF | Ex | cDXHP | CZ07 | 8.17 | Cap-Tons | DEER:HVAC_Split-Package_HP | Annual | 1 | 553 | 46.1 | 0 | 0
NE-HVAC-airHP-SpltPkg-65to134kBtuh-11p5eer-3p4cop | RFF | Ex | cDXHP | CZ08 | 7.65 | Cap-Tons | DEER:HVAC_Split-Package_HP | Annual | 1 | 594 | 73.9 | 0 | 0
NE-HVAC-airHP-SpltPkg-65to134kBtuh-11p5eer-3p4cop | RFF | Ex | cDXHP | CZ09 | 9.91 | Cap-Tons | DEER:HVAC_Split-Package_HP | Annual | 1 | 660 | 64.1 | 0 | 0
NE-HVAC-airHP-SpltPkg-65to134kBtuh-11p5eer-3p4cop | RFF | Ex | cDXHP | CZ10 | 8.57 | Cap-Tons | DEER:HVAC_Split-Package_HP | Annual | 1 | 726 | 77.7 | 0 | 0
NE-HVAC-airHP-SpltPkg-65to134kBtuh-11p5eer-3p4cop | RFF | Ex | cDXHP | CZ11 | 9.55 | Cap-Tons | DEER:HVAC_Split-Package_HP | Annual | 1 | 764 | 83.1 | 0 | 0
NE-HVAC-airHP-SpltPkg-65to134kBtuh-11p5eer-3p4cop | RFF | Ex | cDXHP | CZ12 | 8.51 | Cap-Tons | DEER:HVAC_Split-Package_HP | Annual | 1 | 750 | 73 | 0 | 0
NE-HVAC-airHP-SpltPkg-65to134kBtuh-11p5eer-3p4cop | RFF | Ex | cDXHP | CZ13 | 9.62 | Cap-Tons | DEER:HVAC_Split-Package_HP | Annual | 1 | 769 | 86.4 | 0 | 0
NE-HVAC-airHP-SpltPkg-65to134kBtuh-11p5eer-3p4cop | RFF | Ex | cDXHP | CZ14 | 9.64 | Cap-Tons | DEER:HVAC_Split-Package_HP | Annual | 1 | 804 | 81.8 | 0 | 0
NE-HVAC-airHP-SpltPkg-65to134kBtuh-11p5eer-3p4cop | RFF | Ex | cDXHP | CZ15 | 13 | Cap-Tons | DEER:HVAC_Split-Package_HP | Annual | 1 | 823 | 110 | 0 | 0
NE-HVAC-airHP-SpltPkg-65to134kBtuh-11p5eer-3p4cop | RFF | Ex | cDXHP | CZ16 | 8.2 | Cap-Tons | DEER:HVAC_Split-Package_HP | Annual | 1 | 996 | 66.1 | 0 | 0
NE-HVAC-airHP-SpltPkg-65to134kBtuh-11p5eer-3p4cop | RFF | New | cDXHP | CZ01 | 6 | Cap-Tons | DEER:HVAC_Split-Package_HP | Annual | 1 | 44.9 | 44.9 | 0 | 0
NE-HVAC-airHP-SpltPkg-65to134kBtuh-11p5eer-3p4cop | RFF | New | cDXHP | CZ02 | 6.52 | Cap-Tons | DEER:HVAC_Split-Package_HP | Annual | 1 | 64.9 | 64.9 | 0 | 0
NE-HVAC-airHP-SpltPkg-65to134kBtuh-11p5eer-3p4cop | RFF | New | cDXHP | CZ03 | 6.87 | Cap-Tons | DEER:HVAC_Split-Package_HP | Annual | 1 | 35.5 | 35.5 | 0 | 0
NE-HVAC-airHP-SpltPkg-65to134kBtuh-11p5eer-3p4cop | RFF | New | cDXHP | CZ04 | 6.63 | Cap-Tons | DEER:HVAC_Split-Package_HP | Annual | 1 | 62.7 | 62.7 | 0 | 0
NE-HVAC-airHP-SpltPkg-65to134kBtuh-11p5eer-3p4cop | RFF | New | cDXHP | CZ05 | 6.46 | Cap-Tons | DEER:HVAC_Split-Package_HP | Annual | 1 | 36.4 | 36.4 | 0 | 0
NE-HVAC-airHP-SpltPkg-65to134kBtuh-11p5eer-3p4cop | RFF | New | cDXHP | CZ06 | 7.49 | Cap-Tons | DEER:HVAC_Split-Package_HP | Annual | 1 | 50.7 | 50.7 | 0 | 0
NE-HVAC-airHP-SpltPkg-65to134kBtuh-11p5eer-3p4cop | RFF | New | cDXHP | CZ07 | 7.25 | Cap-Tons | DEER:HVAC_Split-Package_HP | Annual | 1 | 44.1 | 44.1 | 0 | 0
NE-HVAC-airHP-SpltPkg-65to134kBtuh-11p5eer-3p4cop | RFF | New | cDXHP | CZ08 | 6.94 | Cap-Tons | DEER:HVAC_Split-Package_HP | Annual | 1 | 70.8 | 70.8 | 0 | 0
NE-HVAC-airHP-SpltPkg-65to134kBtuh-11p5eer-3p4cop | RFF | New | cDXHP | CZ09 | 9.08 | Cap-Tons | DEER:HVAC_Split-Package_HP | Annual | 1 | 61.8 | 61.8 | 0 | 0
NE-HVAC-airHP-SpltPkg-65to134kBtuh-11p5eer-3p4cop | RFF | New | cDXHP | CZ10 | 8.12 | Cap-Tons | DEER:HVAC_Split-Package_HP | Annual | 1 | 74.9 | 74.9 | 0 | 0
NE-HVAC-airHP-SpltPkg-65to134kBtuh-11p5eer-3p4cop | RFF | New | cDXHP | CZ11 | 8.75 | Cap-Tons | DEER:HVAC_Split-Package_HP | Annual | 1 | 81.9 | 81.9 | 0 | 0
NE-HVAC-airHP-SpltPkg-65to134kBtuh-11p5eer-3p4cop | RFF | New | cDXHP | CZ12 | 7.93 | Cap-Tons | DEER:HVAC_Split-Package_HP | Annual | 1 | 72.5 | 72.5 | 0 | 0
NE-HVAC-airHP-SpltPkg-65to134kBtuh-11p5eer-3p4cop | RFF | New | cDXHP | CZ13 | 8.91 | Cap-Tons | DEER:HVAC_Split-Package_HP | Annual | 1 | 85 | 85 | 0 | 0
NE-HVAC-airHP-SpltPkg-65to134kBtuh-11p5eer-3p4cop | RFF | New | cDXHP | CZ14 | 8.8 | Cap-Tons | DEER:HVAC_Split-Package_HP | Annual | 1 | 80.5 | 80.5 | 0 | 0
NE-HVAC-airHP-SpltPkg-65to134kBtuh-11p5eer-3p4cop | RFF | New | cDXHP | CZ15 | 12.1 | Cap-Tons | DEER:HVAC_Split-Package_HP | Annual | 1 | 105 | 105 | 0 | 0
NE-HVAC-airHP-SpltPkg-65to134kBtuh-11p5eer-3p4cop | RFF | New | cDXHP | CZ16 | 7.21 | Cap-Tons | DEER:HVAC_Split-Package_HP | Annual | 1 | 68.9 | 68.9 | 0 | 0
NE-HVAC-airHP-SpltPkg-65to134kBtuh-11p5eer-3p4cop | RFF | Rec | cDXHP | CZ01 | 6.27 | Cap-Tons | DEER:HVAC_Split-Package_HP | Annual | 1 | 39.5 | 39.5 | 0 | 0
NE-HVAC-airHP-SpltPkg-65to134kBtuh-11p5eer-3p4cop | RFF | Rec | cDXHP | CZ02 | 6.49 | Cap-Tons | DEER:HVAC_Split-Package_HP | Annual | 1 | 66.1 | 66.1 | 0 | 0
NE-HVAC-airHP-SpltPkg-65to134kBtuh-11p5eer-3p4cop | RFF | Rec | cDXHP | CZ03 | 7.15 | Cap-Tons | DEER:HVAC_Split-Package_HP | Annual | 1 | 34.3 | 34.3 | 0 | 0
NE-HVAC-airHP-SpltPkg-65to134kBtuh-11p5eer-3p4cop | RFF | Rec | cDXHP | CZ04 | 6.59 | Cap-Tons | DEER:HVAC_Split-Package_HP | Annual | 1 | 64.7 | 64.7 | 0 | 0
NE-HVAC-airHP-SpltPkg-65to134kBtuh-11p5eer-3p4cop | RFF | Rec | cDXHP | CZ05 | 6.73 | Cap-Tons | DEER:HVAC_Split-Package_HP | Annual | 1 | 35.1 | 35.1 | 0 | 0
NE-HVAC-airHP-SpltPkg-65to134kBtuh-11p5eer-3p4cop | RFF | Rec | cDXHP | CZ06 | 7.76 | Cap-Tons | DEER:HVAC_Split-Package_HP | Annual | 1 | 51.4 | 51.4 | 0 | 0
NE-HVAC-airHP-SpltPkg-65to134kBtuh-11p5eer-3p4cop | RFF | Rec | cDXHP | CZ07 | 7.53 | Cap-Tons | DEER:HVAC_Split-Package_HP | Annual | 1 | 45.1 | 45.1 | 0 | 0
NE-HVAC-airHP-SpltPkg-65to134kBtuh-11p5eer-3p4cop | RFF | Rec | cDXHP | CZ08 | 7.15 | Cap-Tons | DEER:HVAC_Split-Package_HP | Annual | 1 | 72.1 | 72.1 | 0 | 0
NE-HVAC-airHP-SpltPkg-65to134kBtuh-11p5eer-3p4cop | RFF | Rec | cDXHP | CZ09 | 9.29 | Cap-Tons | DEER:HVAC_Split-Package_HP | Annual | 1 | 62.5 | 62.5 | 0 | 0
NE-HVAC-airHP-SpltPkg-65to134kBtuh-11p5eer-3p4cop | RFF | Rec | cDXHP | CZ10 | 8.31 | Cap-Tons | DEER:HVAC_Split-Package_HP | Annual | 1 | 75.6 | 75.6 | 0 | 0
NE-HVAC-airHP-SpltPkg-65to134kBtuh-11p5eer-3p4cop | RFF | Rec | cDXHP | CZ11 | 8.93 | Cap-Tons | DEER:HVAC_Split-Package_HP | Annual | 1 | 81.8 | 81.8 | 0 | 0
NE-HVAC-airHP-SpltPkg-65to134kBtuh-11p5eer-3p4cop | RFF | Rec | cDXHP | CZ12 | 8.1 | Cap-Tons | DEER:HVAC_Split-Package_HP | Annual | 1 | 72.4 | 72.4 | 0 | 0
NE-HVAC-airHP-SpltPkg-65to134kBtuh-11p5eer-3p4cop | RFF | Rec | cDXHP | CZ13 | 9.09 | Cap-Tons | DEER:HVAC_Split-Package_HP | Annual | 1 | 85.1 | 85.1 | 0 | 0
NE-HVAC-airHP-SpltPkg-65to134kBtuh-11p5eer-3p4cop | RFF | Rec | cDXHP | CZ14 | 8.98 | Cap-Tons | DEER:HVAC_Split-Package_HP | Annual | 1 | 80.4 | 80.4 | 0 | 0
NE-HVAC-airHP-SpltPkg-65to134kBtuh-11p5eer-3p4cop | RFF | Rec | cDXHP | CZ15 | 12.3 | Cap-Tons | DEER:HVAC_Split-Package_HP | Annual | 1 | 107 | 107 | 0 | 0
NE-HVAC-airHP-SpltPkg-65to134kBtuh-11p5eer-3p4cop | RFF | Rec | cDXHP | CZ16 | 7.48 | Cap-Tons | DEER:HVAC_Split-Package_HP | Annual | 1 | 66.7 | 66.7 | 0 | 0
NE-HVAC-airHP-SpltPkg-65to134kBtuh-11p5eer-3p4cop | RFF | Old | cDXHP | CZ01 | 7.59 | Cap-Tons | DEER:HVAC_Split-Package_HP | Annual | 1 | 948 | 33.6 | 0 | 0
NE-HVAC-airHP-SpltPkg-65to134kBtuh-11p5eer-3p4cop | RFF | Old | cDXHP | CZ02 | 7.57 | Cap-Tons | DEER:HVAC_Split-Package_HP | Annual | 1 | 888 | 69.4 | 0 | 0
NE-HVAC-airHP-SpltPkg-65to134kBtuh-11p5eer-3p4cop | RFF | Old | cDXHP | CZ03 | 8.51 | Cap-Tons | DEER:HVAC_Split-Package_HP | Annual | 1 | 787 | 35.3 | 0 | 0
NE-HVAC-airHP-SpltPkg-65to134kBtuh-11p5eer-3p4cop | RFF | Old | cDXHP | CZ04 | 7.71 | Cap-Tons | DEER:HVAC_Split-Package_HP | Annual | 1 | 828 | 68.9 | 0 | 0
NE-HVAC-airHP-SpltPkg-65to134kBtuh-11p5eer-3p4cop | RFF | Old | cDXHP | CZ05 | 8.12 | Cap-Tons | DEER:HVAC_Split-Package_HP | Annual | 1 | 800 | 35.9 | 0 | 0
NE-HVAC-airHP-SpltPkg-65to134kBtuh-11p5eer-3p4cop | RFF | Old | cDXHP | CZ06 | 9.27 | Cap-Tons | DEER:HVAC_Split-Package_HP | Annual | 1 | 738 | 54.5 | 0 | 0
NE-HVAC-airHP-SpltPkg-65to134kBtuh-11p5eer-3p4cop | RFF | Old | cDXHP | CZ07 | 8.94 | Cap-Tons | DEER:HVAC_Split-Package_HP | Annual | 1 | 719 | 48.9 | 0 | 0
NE-HVAC-airHP-SpltPkg-65to134kBtuh-11p5eer-3p4cop | RFF | Old | cDXHP | CZ08 | 8.26 | Cap-Tons | DEER:HVAC_Split-Package_HP | Annual | 1 | 770 | 77.6 | 0 | 0
NE-HVAC-airHP-SpltPkg-65to134kBtuh-11p5eer-3p4cop | RFF | Old | cDXHP | CZ09 | 10.7 | Cap-Tons | DEER:HVAC_Split-Package_HP | Annual | 1 | 819 | 66.8 | 0 | 0
NE-HVAC-airHP-SpltPkg-65to134kBtuh-11p5eer-3p4cop | RFF | Old | cDXHP | CZ10 | 9.81 | Cap-Tons | DEER:HVAC_Split-Package_HP | Annual | 1 | 856 | 79.1 | 0 | 0
NE-HVAC-airHP-SpltPkg-65to134kBtuh-11p5eer-3p4cop | RFF | Old | cDXHP | CZ11 | 10.8 | Cap-Tons | DEER:HVAC_Split-Package_HP | Annual | 1 | 922 | 85.3 | 0 | 0
NE-HVAC-airHP-SpltPkg-65to134kBtuh-11p5eer-3p4cop | RFF | Old | cDXHP | CZ12 | 9.55 | Cap-Tons | DEER:HVAC_Split-Package_HP | Annual | 1 | 900 | 74.8 | 0 | 0
NE-HVAC-airHP-SpltPkg-65to134kBtuh-11p5eer-3p4cop | RFF | Old | cDXHP | CZ13 | 10.8 | Cap-Tons | DEER:HVAC_Split-Package_HP | Annual | 1 | 934 | 88.5 | 0 | 0
NE-HVAC-airHP-SpltPkg-65to134kBtuh-11p5eer-3p4cop | RFF | Old | cDXHP | CZ14 | 10.8 | Cap-Tons | DEER:HVAC_Split-Package_HP | Annual | 1 | 930 | 84.4 | 0 | 0
NE-HVAC-airHP-SpltPkg-65to134kBtuh-11p5eer-3p4cop | RFF | Old | cDXHP | CZ15 | 14.3 | Cap-Tons | DEER:HVAC_Split-Package_HP | Annual | 1 | 966 | 114 | 0 | 0
NE-HVAC-airHP-SpltPkg-65to134kBtuh-11p5eer-3p4cop | RFF | Old | cDXHP | CZ16 | 9.46 | Cap-Tons | DEER:HVAC_Split-Package_HP | Annual | 1 | 1100 | 66.5 | 0 | 0
NE-HVAC-airHP-SpltPkg-65to134kBtuh-11p5eer-3p4cop | EPr | Ex | cDXHP | CZ01 | 114 | Cap-Tons | DEER:HVAC_Split-Package_HP | Annual | 1 | 323 | 20 | 0 | 0
NE-HVAC-airHP-SpltPkg-65to134kBtuh-11p5eer-3p4cop | EPr | Ex | cDXHP | CZ02 | 122 | Cap-Tons | DEER:HVAC_Split-Package_HP | Annual | 1 | 315 | 26.7 | 0 | 0
NE-HVAC-airHP-SpltPkg-65to134kBtuh-11p5eer-3p4cop | EPr | Ex | cDXHP | CZ03 | 132 | Cap-Tons | DEER:HVAC_Split-Package_HP | Annual | 1 | 283 | 16.6 | 0 | 0
NE-HVAC-airHP-SpltPkg-65to134kBtuh-11p5eer-3p4cop | EPr | Ex | cDXHP | CZ04 | 128 | Cap-Tons | DEER:HVAC_Split-Package_HP | Annual | 1 | 293 | 25.4 | 0 | 0
NE-HVAC-airHP-SpltPkg-65to134kBtuh-11p5eer-3p4cop | EPr | Ex | cDXHP | CZ05 | 128 | Cap-Tons | DEER:HVAC_Split-Package_HP | Annual | 1 | 272 | 17.8 | 0 | 0
NE-HVAC-airHP-SpltPkg-65to134kBtuh-11p5eer-3p4cop | EPr | Ex | cDXHP | CZ06 | 141 | Cap-Tons | DEER:HVAC_Split-Package_HP | Annual | 1 | 256 | 22.1 | 0 | 0
NE-HVAC-airHP-SpltPkg-65to134kBtuh-11p5eer-3p4cop | EPr | Ex | cDXHP | CZ07 | 139 | Cap-Tons | DEER:HVAC_Split-Package_HP | Annual | 1 | 261 | 18.2 | 0 | 0
NE-HVAC-airHP-SpltPkg-65to134kBtuh-11p5eer-3p4cop | EPr | Ex | cDXHP | CZ08 | 144 | Cap-Tons | DEER:HVAC_Split-Package_HP | Annual | 1 | 274 | 26.3 | 0 | 0
NE-HVAC-airHP-SpltPkg-65to134kBtuh-11p5eer-3p4cop | EPr | Ex | cDXHP | CZ09 | 181 | Cap-Tons | DEER:HVAC_Split-Package_HP | Annual | 1 | 294 | 24 | 0 | 0
NE-HVAC-airHP-SpltPkg-65to134kBtuh-11p5eer-3p4cop | EPr | Ex | cDXHP | CZ10 | 157 | Cap-Tons | DEER:HVAC_Split-Package_HP | Annual | 1 | 305 | 28.9 | 0 | 0
NE-HVAC-airHP-SpltPkg-65to134kBtuh-11p5eer-3p4cop | EPr | Ex | cDXHP | CZ11 | 155 | Cap-Tons | DEER:HVAC_Split-Package_HP | Annual | 1 | 311 | 33 | 0 | 0
NE-HVAC-airHP-SpltPkg-65to134kBtuh-11p5eer-3p4cop | EPr | Ex | cDXHP | CZ12 | 135 | Cap-Tons | DEER:HVAC_Split-Package_HP | Annual | 1 | 316 | 30.4 | 0 | 0
NE-HVAC-airHP-SpltPkg-65to134kBtuh-11p5eer-3p4cop | EPr | Ex | cDXHP | CZ13 | 157 | Cap-Tons | DEER:HVAC_Split-Package_HP | Annual | 1 | 312 | 34.7 | 0 | 0
NE-HVAC-airHP-SpltPkg-65to134kBtuh-11p5eer-3p4cop | EPr | Ex | cDXHP | CZ14 | 169 | Cap-Tons | DEER:HVAC_Split-Package_HP | Annual | 1 | 326 | 33.1 | 0 | 0
NE-HVAC-airHP-SpltPkg-65to134kBtuh-11p5eer-3p4cop | EPr | Ex | cDXHP | CZ15 | 236 | Cap-Tons | DEER:HVAC_Split-Package_HP | Annual | 1 | 332 | 43.8 | 0 | 0
NE-HVAC-airHP-SpltPkg-65to134kBtuh-11p5eer-3p4cop | EPr | Ex | cDXHP | CZ16 | 135 | Cap-Tons | DEER:HVAC_Split-Package_HP | Annual | 1 | 426 | 30.6 | 0 | 0
NE-HVAC-airHP-SpltPkg-65to134kBtuh-11p5eer-3p4cop | EPr | New | cDXHP | CZ01 | 103 | Cap-Tons | DEER:HVAC_Split-Package_HP | Annual | 1 | 22.1 | 22.1 | 0 | 0
NE-HVAC-airHP-SpltPkg-65to134kBtuh-11p5eer-3p4cop | EPr | New | cDXHP | CZ02 | 112 | Cap-Tons | DEER:HVAC_Split-Package_HP | Annual | 1 | 25.9 | 25.9 | 0 | 0
NE-HVAC-airHP-SpltPkg-65to134kBtuh-11p5eer-3p4cop | EPr | New | cDXHP | CZ03 | 113 | Cap-Tons | DEER:HVAC_Split-Package_HP | Annual | 1 | 17.6 | 17.6 | 0 | 0
NE-HVAC-airHP-SpltPkg-65to134kBtuh-11p5eer-3p4cop | EPr | New | cDXHP | CZ04 | 112 | Cap-Tons | DEER:HVAC_Split-Package_HP | Annual | 1 | 24.8 | 24.8 | 0 | 0
NE-HVAC-airHP-SpltPkg-65to134kBtuh-11p5eer-3p4cop | EPr | New | cDXHP | CZ05 | 109 | Cap-Tons | DEER:HVAC_Split-Package_HP | Annual | 1 | 18.9 | 18.9 | 0 | 0
NE-HVAC-airHP-SpltPkg-65to134kBtuh-11p5eer-3p4cop | EPr | New | cDXHP | CZ06 | 121 | Cap-Tons | DEER:HVAC_Split-Package_HP | Annual | 1 | 22.1 | 22.1 | 0 | 0
NE-HVAC-airHP-SpltPkg-65to134kBtuh-11p5eer-3p4cop | EPr | New | cDXHP | CZ07 | 118 | Cap-Tons | DEER:HVAC_Split-Package_HP | Annual | 1 | 18.5 | 18.5 | 0 | 0
NE-HVAC-airHP-SpltPkg-65to134kBtuh-11p5eer-3p4cop | EPr | New | cDXHP | CZ08 | 124 | Cap-Tons | DEER:HVAC_Split-Package_HP | Annual | 1 | 25.5 | 25.5 | 0 | 0
NE-HVAC-airHP-SpltPkg-65to134kBtuh-11p5eer-3p4cop | EPr | New | cDXHP | CZ09 | 156 | Cap-Tons | DEER:HVAC_Split-Package_HP | Annual | 1 | 22.7 | 22.7 | 0 | 0
NE-HVAC-airHP-SpltPkg-65to134kBtuh-11p5eer-3p4cop | EPr | New | cDXHP | CZ10 | 140 | Cap-Tons | DEER:HVAC_Split-Package_HP | Annual | 1 | 27.5 | 27.5 | 0 | 0
NE-HVAC-airHP-SpltPkg-65to134kBtuh-11p5eer-3p4cop | EPr | New | cDXHP | CZ11 | 138 | Cap-Tons | DEER:HVAC_Split-Package_HP | Annual | 1 | 30.8 | 30.8 | 0 | 0
NE-HVAC-airHP-SpltPkg-65to134kBtuh-11p5eer-3p4cop | EPr | New | cDXHP | CZ12 | 123 | Cap-Tons | DEER:HVAC_Split-Package_HP | Annual | 1 | 28.8 | 28.8 | 0 | 0
NE-HVAC-airHP-SpltPkg-65to134kBtuh-11p5eer-3p4cop | EPr | New | cDXHP | CZ13 | 142 | Cap-Tons | DEER:HVAC_Split-Package_HP | Annual | 1 | 32.3 | 32.3 | 0 | 0
NE-HVAC-airHP-SpltPkg-65to134kBtuh-11p5eer-3p4cop | EPr | New | cDXHP | CZ14 | 152 | Cap-Tons | DEER:HVAC_Split-Package_HP | Annual | 1 | 30.9 | 30.9 | 0 | 0
NE-HVAC-airHP-SpltPkg-65to134kBtuh-11p5eer-3p4cop | EPr | New | cDXHP | CZ15 | 216 | Cap-Tons | DEER:HVAC_Split-Package_HP | Annual | 1 | 39.8 | 39.8 | 0 | 0
NE-HVAC-airHP-SpltPkg-65to134kBtuh-11p5eer-3p4cop | EPr | New | cDXHP | CZ16 | 121 | Cap-Tons | DEER:HVAC_Split-Package_HP | Annual | 1 | 30.7 | 30.7 | 0 | 0
NE-HVAC-airHP-SpltPkg-65to134kBtuh-11p5eer-3p4cop | EPr | Rec | cDXHP | CZ01 | 106 | Cap-Tons | DEER:HVAC_Split-Package_HP | Annual | 1 | 20.5 | 20.5 | 0 | 0
NE-HVAC-airHP-SpltPkg-65to134kBtuh-11p5eer-3p4cop | EPr | Rec | cDXHP | CZ02 | 112 | Cap-Tons | DEER:HVAC_Split-Package_HP | Annual | 1 | 25.9 | 25.9 | 0 | 0
NE-HVAC-airHP-SpltPkg-65to134kBtuh-11p5eer-3p4cop | EPr | Rec | cDXHP | CZ03 | 116 | Cap-Tons | DEER:HVAC_Split-Package_HP | Annual | 1 | 17.1 | 17.1 | 0 | 0
NE-HVAC-airHP-SpltPkg-65to134kBtuh-11p5eer-3p4cop | EPr | Rec | cDXHP | CZ04 | 113 | Cap-Tons | DEER:HVAC_Split-Package_HP | Annual | 1 | 25.1 | 25.1 | 0 | 0
NE-HVAC-airHP-SpltPkg-65to134kBtuh-11p5eer-3p4cop | EPr | Rec | cDXHP | CZ05 | 112 | Cap-Tons | DEER:HVAC_Split-Package_HP | Annual | 1 | 18.5 | 18.5 | 0 | 0
NE-HVAC-airHP-SpltPkg-65to134kBtuh-11p5eer-3p4cop | EPr | Rec | cDXHP | CZ06 | 124 | Cap-Tons | DEER:HVAC_Split-Package_HP | Annual | 1 | 22.5 | 22.5 | 0 | 0
NE-HVAC-airHP-SpltPkg-65to134kBtuh-11p5eer-3p4cop | EPr | Rec | cDXHP | CZ07 | 122 | Cap-Tons | DEER:HVAC_Split-Package_HP | Annual | 1 | 18.8 | 18.8 | 0 | 0
NE-HVAC-airHP-SpltPkg-65to134kBtuh-11p5eer-3p4cop | EPr | Rec | cDXHP | CZ08 | 127 | Cap-Tons | DEER:HVAC_Split-Package_HP | Annual | 1 | 26 | 26 | 0 | 0
NE-HVAC-airHP-SpltPkg-65to134kBtuh-11p5eer-3p4cop | EPr | Rec | cDXHP | CZ09 | 159 | Cap-Tons | DEER:HVAC_Split-Package_HP | Annual | 1 | 23.1 | 23.1 | 0 | 0
NE-HVAC-airHP-SpltPkg-65to134kBtuh-11p5eer-3p4cop | EPr | Rec | cDXHP | CZ10 | 143 | Cap-Tons | DEER:HVAC_Split-Package_HP | Annual | 1 | 28 | 28 | 0 | 0
NE-HVAC-airHP-SpltPkg-65to134kBtuh-11p5eer-3p4cop | EPr | Rec | cDXHP | CZ11 | 140 | Cap-Tons | DEER:HVAC_Split-Package_HP | Annual | 1 | 30.8 | 30.8 | 0 | 0
NE-HVAC-airHP-SpltPkg-65to134kBtuh-11p5eer-3p4cop | EPr | Rec | cDXHP | CZ12 | 124 | Cap-Tons | DEER:HVAC_Split-Package_HP | Annual | 1 | 28.9 | 28.9 | 0 | 0
NE-HVAC-airHP-SpltPkg-65to134kBtuh-11p5eer-3p4cop | EPr | Rec | cDXHP | CZ13 | 145 | Cap-Tons | DEER:HVAC_Split-Package_HP | Annual | 1 | 32.4 | 32.4 | 0 | 0
NE-HVAC-airHP-SpltPkg-65to134kBtuh-11p5eer-3p4cop | EPr | Rec | cDXHP | CZ14 | 155 | Cap-Tons | DEER:HVAC_Split-Package_HP | Annual | 1 | 31 | 31 | 0 | 0
NE-HVAC-airHP-SpltPkg-65to134kBtuh-11p5eer-3p4cop | EPr | Rec | cDXHP | CZ15 | 219 | Cap-Tons | DEER:HVAC_Split-Package_HP | Annual | 1 | 40.4 | 40.4 | 0 | 0
NE-HVAC-airHP-SpltPkg-65to134kBtuh-11p5eer-3p4cop | EPr | Rec | cDXHP | CZ16 | 123 | Cap-Tons | DEER:HVAC_Split-Package_HP | Annual | 1 | 29.6 | 29.6 | 0 | 0
NE-HVAC-airHP-SpltPkg-65to134kBtuh-11p5eer-3p4cop | EPr | Old | cDXHP | CZ01 | 145 | Cap-Tons | DEER:HVAC_Split-Package_HP | Annual | 1 | 369 | 17.4 | 0 | 0
NE-HVAC-airHP-SpltPkg-65to134kBtuh-11p5eer-3p4cop | EPr | Old | cDXHP | CZ02 | 145 | Cap-Tons | DEER:HVAC_Split-Package_HP | Annual | 1 | 369 | 28.4 | 0 | 0
NE-HVAC-airHP-SpltPkg-65to134kBtuh-11p5eer-3p4cop | EPr | Old | cDXHP | CZ03 | 156 | Cap-Tons | DEER:HVAC_Split-Package_HP | Annual | 1 | 339 | 16.4 | 0 | 0
NE-HVAC-airHP-SpltPkg-65to134kBtuh-11p5eer-3p4cop | EPr | Old | cDXHP | CZ04 | 146 | Cap-Tons | DEER:HVAC_Split-Package_HP | Annual | 1 | 350 | 27.3 | 0 | 0
NE-HVAC-airHP-SpltPkg-65to134kBtuh-11p5eer-3p4cop | EPr | Old | cDXHP | CZ05 | 151 | Cap-Tons | DEER:HVAC_Split-Package_HP | Annual | 1 | 325 | 17.4 | 0 | 0
NE-HVAC-airHP-SpltPkg-65to134kBtuh-11p5eer-3p4cop | EPr | Old | cDXHP | CZ06 | 166 | Cap-Tons | DEER:HVAC_Split-Package_HP | Annual | 1 | 317 | 22.7 | 0 | 0
NE-HVAC-airHP-SpltPkg-65to134kBtuh-11p5eer-3p4cop | EPr | Old | cDXHP | CZ07 | 163 | Cap-Tons | DEER:HVAC_Split-Package_HP | Annual | 1 | 325 | 18.8 | 0 | 0
NE-HVAC-airHP-SpltPkg-65to134kBtuh-11p5eer-3p4cop | EPr | Old | cDXHP | CZ08 | 161 | Cap-Tons | DEER:HVAC_Split-Package_HP | Annual | 1 | 333 | 28.8 | 0 | 0
NE-HVAC-airHP-SpltPkg-65to134kBtuh-11p5eer-3p4cop | EPr | Old | cDXHP | CZ09 | 201 | Cap-Tons | DEER:HVAC_Split-Package_HP | Annual | 1 | 346 | 26.5 | 0 | 0
NE-HVAC-airHP-SpltPkg-65to134kBtuh-11p5eer-3p4cop | EPr | Old | cDXHP | CZ10 | 184 | Cap-Tons | DEER:HVAC_Split-Package_HP | Annual | 1 | 359 | 32 | 0 | 0
NE-HVAC-airHP-SpltPkg-65to134kBtuh-11p5eer-3p4cop | EPr | Old | cDXHP | CZ11 | 176 | Cap-Tons | DEER:HVAC_Split-Package_HP | Annual | 1 | 375 | 36.8 | 0 | 0
NE-HVAC-airHP-SpltPkg-65to134kBtuh-11p5eer-3p4cop | EPr | Old | cDXHP | CZ12 | 155 | Cap-Tons | DEER:HVAC_Split-Package_HP | Annual | 1 | 375 | 33 | 0 | 0
NE-HVAC-airHP-SpltPkg-65to134kBtuh-11p5eer-3p4cop | EPr | Old | cDXHP | CZ13 | 178 | Cap-Tons | DEER:HVAC_Split-Package_HP | Annual | 1 | 383 | 38.2 | 0 | 0
NE-HVAC-airHP-SpltPkg-65to134kBtuh-11p5eer-3p4cop | EPr | Old | cDXHP | CZ14 | 190 | Cap-Tons | DEER:HVAC_Split-Package_HP | Annual | 1 | 379 | 36.3 | 0 | 0
NE-HVAC-airHP-SpltPkg-65to134kBtuh-11p5eer-3p4cop | EPr | Old | cDXHP | CZ15 | 259 | Cap-Tons | DEER:HVAC_Split-Package_HP | Annual | 1 | 390 | 48.8 | 0 | 0
NE-HVAC-airHP-SpltPkg-65to134kBtuh-11p5eer-3p4cop | EPr | Old | cDXHP | CZ16 | 163 | Cap-Tons | DEER:HVAC_Split-Package_HP | Annual | 1 | 463 | 29.8 | 0 | 0
NE-HVAC-airHP-SpltPkg-65to134kBtuh-11p5eer-3p4cop | SCn | Ex | cDXHP | CZ01 | 364 | Cap-Tons | DEER:HVAC_Split-Package_HP | Annual | 1 | 459 | 33.4 | 0 | 0
NE-HVAC-airHP-SpltPkg-65to134kBtuh-11p5eer-3p4cop | SCn | Ex | cDXHP | CZ02 | 298 | Cap-Tons | DEER:HVAC_Split-Package_HP | Annual | 1 | 466 | 30.7 | 0 | 0
NE-HVAC-airHP-SpltPkg-65to134kBtuh-11p5eer-3p4cop | SCn | Ex | cDXHP | CZ03 | 365 | Cap-Tons | DEER:HVAC_Split-Package_HP | Annual | 1 | 292 | 19 | 0 | 0
NE-HVAC-airHP-SpltPkg-65to134kBtuh-11p5eer-3p4cop | SCn | Ex | cDXHP | CZ04 | 297 | Cap-Tons | DEER:HVAC_Split-Package_HP | Annual | 1 | 423 | 27.4 | 0 | 0
NE-HVAC-airHP-SpltPkg-65to134kBtuh-11p5eer-3p4cop | SCn | Ex | cDXHP | CZ05 | 359 | Cap-Tons | DEER:HVAC_Split-Package_HP | Annual | 1 | 336 | 19.8 | 0 | 0
NE-HVAC-airHP-SpltPkg-65to134kBtuh-11p5eer-3p4cop | SCn | Ex | cDXHP | CZ06 | 350 | Cap-Tons | DEER:HVAC_Split-Package_HP | Annual | 1 | 317 | 19.2 | 0 | 0
NE-HVAC-airHP-SpltPkg-65to134kBtuh-11p5eer-3p4cop | SCn | Ex | cDXHP | CZ07 | 334 | Cap-Tons | DEER:HVAC_Split-Package_HP | Annual | 1 | 299 | 14.2 | 0 | 0
NE-HVAC-airHP-SpltPkg-65to134kBtuh-11p5eer-3p4cop | SCn | Ex | cDXHP | CZ08 | 291 | Cap-Tons | DEER:HVAC_Split-Package_HP | Annual | 1 | 385 | 29.8 | 0 | 0
NE-HVAC-airHP-SpltPkg-65to134kBtuh-11p5eer-3p4cop | SCn | Ex | cDXHP | CZ09 | 360 | Cap-Tons | DEER:HVAC_Split-Package_HP | Annual | 1 | 412 | 30.9 | 0 | 0
NE-HVAC-airHP-SpltPkg-65to134kBtuh-11p5eer-3p4cop | SCn | Ex | cDXHP | CZ10 | 308 | Cap-Tons | DEER:HVAC_Split-Package_HP | Annual | 1 | 426 | 37.2 | 0 | 0
NE-HVAC-airHP-SpltPkg-65to134kBtuh-11p5eer-3p4cop | SCn | Ex | cDXHP | CZ11 | 352 | Cap-Tons | DEER:HVAC_Split-Package_HP | Annual | 1 | 572 | 48.4 | 0 | 0
NE-HVAC-airHP-SpltPkg-65to134kBtuh-11p5eer-3p4cop | SCn | Ex | cDXHP | CZ12 | 315 | Cap-Tons | DEER:HVAC_Split-Package_HP | Annual | 1 | 503 | 39.6 | 0 | 0
NE-HVAC-airHP-SpltPkg-65to134kBtuh-11p5eer-3p4cop | SCn | Ex | cDXHP | CZ13 | 356 | Cap-Tons | DEER:HVAC_Split-Package_HP | Annual | 1 | 581 | 49.5 | 0 | 0
NE-HVAC-airHP-SpltPkg-65to134kBtuh-11p5eer-3p4cop | SCn | Ex | cDXHP | CZ14 | 342 | Cap-Tons | DEER:HVAC_Split-Package_HP | Annual | 1 | 551 | 52.6 | 0 | 0
NE-HVAC-airHP-SpltPkg-65to134kBtuh-11p5eer-3p4cop | SCn | Ex | cDXHP | CZ15 | 473 | Cap-Tons | DEER:HVAC_Split-Package_HP | Annual | 1 | 583 | 62.3 | 0 | 0
NE-HVAC-airHP-SpltPkg-65to134kBtuh-11p5eer-3p4cop | SCn | Ex | cDXHP | CZ16 | 400 | Cap-Tons | DEER:HVAC_Split-Package_HP | Annual | 1 | 506 | 42.4 | 0 | 0
NE-HVAC-airHP-SpltPkg-65to134kBtuh-11p5eer-3p4cop | SCn | New | cDXHP | CZ01 | 349 | Cap-Tons | DEER:HVAC_Split-Package_HP | Annual | 1 | -50.6 | 31.2 | 0 | 0
NE-HVAC-airHP-SpltPkg-65to134kBtuh-11p5eer-3p4cop | SCn | New | cDXHP | CZ02 | 294 | Cap-Tons | DEER:HVAC_Split-Package_HP | Annual | 1 | -12 | 27.8 | 0 | 0
NE-HVAC-airHP-SpltPkg-65to134kBtuh-11p5eer-3p4cop | SCn | New | cDXHP | CZ03 | 359 | Cap-Tons | DEER:HVAC_Split-Package_HP | Annual | 1 | -46.9 | 18.1 | 0 | 0
NE-HVAC-airHP-SpltPkg-65to134kBtuh-11p5eer-3p4cop | SCn | New | cDXHP | CZ04 | 294 | Cap-Tons | DEER:HVAC_Split-Package_HP | Annual | 1 | -56.2 | 24.6 | 0 | 0
NE-HVAC-airHP-SpltPkg-65to134kBtuh-11p5eer-3p4cop | SCn | New | cDXHP | CZ05 | 352 | Cap-Tons | DEER:HVAC_Split-Package_HP | Annual | 1 | -42.6 | 17.7 | 0 | 0
NE-HVAC-airHP-SpltPkg-65to134kBtuh-11p5eer-3p4cop | SCn | New | cDXHP | CZ06 | 342 | Cap-Tons | DEER:HVAC_Split-Package_HP | Annual | 1 | -83.8 | 16.3 | 0 | 0
NE-HVAC-airHP-SpltPkg-65to134kBtuh-11p5eer-3p4cop | SCn | New | cDXHP | CZ07 | 327 | Cap-Tons | DEER:HVAC_Split-Package_HP | Annual | 1 | -86 | 12 | 0 | 0
NE-HVAC-airHP-SpltPkg-65to134kBtuh-11p5eer-3p4cop | SCn | New | cDXHP | CZ08 | 259 | Cap-Tons | DEER:HVAC_Split-Package_HP | Annual | 1 | -81.9 | 27.3 | 0 | 0
NE-HVAC-airHP-SpltPkg-65to134kBtuh-11p5eer-3p4cop | SCn | New | cDXHP | CZ09 | 309 | Cap-Tons | DEER:HVAC_Split-Package_HP | Annual | 1 | -99.8 | 28.2 | 0 | 0
NE-HVAC-airHP-SpltPkg-65to134kBtuh-11p5eer-3p4cop | SCn | New | cDXHP | CZ10 | 279 | Cap-Tons | DEER:HVAC_Split-Package_HP | Annual | 1 | -33.9 | 35.4 | 0 | 0
NE-HVAC-airHP-SpltPkg-65to134kBtuh-11p5eer-3p4cop | SCn | New | cDXHP | CZ11 | 291 | Cap-Tons | DEER:HVAC_Split-Package_HP | Annual | 1 | 6.51 | 47.4 | 0 | 0
NE-HVAC-airHP-SpltPkg-65to134kBtuh-11p5eer-3p4cop | SCn | New | cDXHP | CZ12 | 294 | Cap-Tons | DEER:HVAC_Split-Package_HP | Annual | 1 | -36.3 | 36.7 | 0 | 0
NE-HVAC-airHP-SpltPkg-65to134kBtuh-11p5eer-3p4cop | SCn | New | cDXHP | CZ13 | 298 | Cap-Tons | DEER:HVAC_Split-Package_HP | Annual | 1 | -3.72 | 48.8 | 0 | 0
NE-HVAC-airHP-SpltPkg-65to134kBtuh-11p5eer-3p4cop | SCn | New | cDXHP | CZ14 | 289 | Cap-Tons | DEER:HVAC_Split-Package_HP | Annual | 1 | 14.4 | 50.8 | 0 | 0
NE-HVAC-airHP-SpltPkg-65to134kBtuh-11p5eer-3p4cop | SCn | New | cDXHP | CZ15 | 423 | Cap-Tons | DEER:HVAC_Split-Package_HP | Annual | 1 | -23.9 | 58.1 | 0 | 0
NE-HVAC-airHP-SpltPkg-65to134kBtuh-11p5eer-3p4cop | SCn | New | cDXHP | CZ16 | 364 | Cap-Tons | DEER:HVAC_Split-Package_HP | Annual | 1 | 7.56 | 38.4 | 0 | 0
NE-HVAC-airHP-SpltPkg-65to134kBtuh-11p5eer-3p4cop | SCn | Rec | cDXHP | CZ01 | 349 | Cap-Tons | DEER:HVAC_Split-Package_HP | Annual | 1 | -44.3 | 29.3 | 0 | 0
NE-HVAC-airHP-SpltPkg-65to134kBtuh-11p5eer-3p4cop | SCn | Rec | cDXHP | CZ02 | 275 | Cap-Tons | DEER:HVAC_Split-Package_HP | Annual | 1 | -7.36 | 29.1 | 0 | 0
NE-HVAC-airHP-SpltPkg-65to134kBtuh-11p5eer-3p4cop | SCn | Rec | cDXHP | CZ03 | 359 | Cap-Tons | DEER:HVAC_Split-Package_HP | Annual | 1 | -65.4 | 17.2 | 0 | 0
NE-HVAC-airHP-SpltPkg-65to134kBtuh-11p5eer-3p4cop | SCn | Rec | cDXHP | CZ04 | 274 | Cap-Tons | DEER:HVAC_Split-Package_HP | Annual | 1 | -32.1 | 25.7 | 0 | 0
NE-HVAC-airHP-SpltPkg-65to134kBtuh-11p5eer-3p4cop | SCn | Rec | cDXHP | CZ05 | 352 | Cap-Tons | DEER:HVAC_Split-Package_HP | Annual | 1 | -48.2 | 17 | 0 | 0
NE-HVAC-airHP-SpltPkg-65to134kBtuh-11p5eer-3p4cop | SCn | Rec | cDXHP | CZ06 | 343 | Cap-Tons | DEER:HVAC_Split-Package_HP | Annual | 1 | -67.7 | 16.4 | 0 | 0
NE-HVAC-airHP-SpltPkg-65to134kBtuh-11p5eer-3p4cop | SCn | Rec | cDXHP | CZ07 | 328 | Cap-Tons | DEER:HVAC_Split-Package_HP | Annual | 1 | -91.3 | 12.3 | 0 | 0
NE-HVAC-airHP-SpltPkg-65to134kBtuh-11p5eer-3p4cop | SCn | Rec | cDXHP | CZ08 | 233 | Cap-Tons | DEER:HVAC_Split-Package_HP | Annual | 1 | -59.2 | 30.9 | 0 | 0
NE-HVAC-airHP-SpltPkg-65to134kBtuh-11p5eer-3p4cop | SCn | Rec | cDXHP | CZ09 | 276 | Cap-Tons | DEER:HVAC_Split-Package_HP | Annual | 1 | -47.1 | 31.6 | 0 | 0
NE-HVAC-airHP-SpltPkg-65to134kBtuh-11p5eer-3p4cop | SCn | Rec | cDXHP | CZ10 | 271 | Cap-Tons | DEER:HVAC_Split-Package_HP | Annual | 1 | -26.8 | 37.2 | 0 | 0
NE-HVAC-airHP-SpltPkg-65to134kBtuh-11p5eer-3p4cop | SCn | Rec | cDXHP | CZ11 | 283 | Cap-Tons | DEER:HVAC_Split-Package_HP | Annual | 1 | 15.5 | 48.9 | 0 | 0
NE-HVAC-airHP-SpltPkg-65to134kBtuh-11p5eer-3p4cop | SCn | Rec | cDXHP | CZ12 | 277 | Cap-Tons | DEER:HVAC_Split-Package_HP | Annual | 1 | -17.9 | 38.6 | 0 | 0
NE-HVAC-airHP-SpltPkg-65to134kBtuh-11p5eer-3p4cop | SCn | Rec | cDXHP | CZ13 | 289 | Cap-Tons | DEER:HVAC_Split-Package_HP | Annual | 1 | 16.1 | 50.8 | 0 | 0
NE-HVAC-airHP-SpltPkg-65to134kBtuh-11p5eer-3p4cop | SCn | Rec | cDXHP | CZ14 | 269 | Cap-Tons | DEER:HVAC_Split-Package_HP | Annual | 1 | 46.2 | 54.7 | 0 | 0
NE-HVAC-airHP-SpltPkg-65to134kBtuh-11p5eer-3p4cop | SCn | Rec | cDXHP | CZ15 | 372 | Cap-Tons | DEER:HVAC_Split-Package_HP | Annual | 1 | 21.6 | 66.8 | 0 | 0
NE-HVAC-airHP-SpltPkg-65to134kBtuh-11p5eer-3p4cop | SCn | Rec | cDXHP | CZ16 | 364 | Cap-Tons | DEER:HVAC_Split-Package_HP | Annual | 1 | 6.17 | 37.9 | 0 | 0
NE-HVAC-airHP-SpltPkg-65to134kBtuh-11p5eer-3p4cop | SCn | Old | cDXHP | CZ01 | 369 | Cap-Tons | DEER:HVAC_Split-Package_HP | Annual | 1 | 580 | 34 | 0 | 0
NE-HVAC-airHP-SpltPkg-65to134kBtuh-11p5eer-3p4cop | SCn | Old | cDXHP | CZ02 | 309 | Cap-Tons | DEER:HVAC_Split-Package_HP | Annual | 1 | 651 | 31.5 | 0 | 0
NE-HVAC-airHP-SpltPkg-65to134kBtuh-11p5eer-3p4cop | SCn | Old | cDXHP | CZ03 | 369 | Cap-Tons | DEER:HVAC_Split-Package_HP | Annual | 1 | 472 | 20 | 0 | 0
NE-HVAC-airHP-SpltPkg-65to134kBtuh-11p5eer-3p4cop | SCn | Old | cDXHP | CZ04 | 307 | Cap-Tons | DEER:HVAC_Split-Package_HP | Annual | 1 | 603 | 27.9 | 0 | 0
NE-HVAC-airHP-SpltPkg-65to134kBtuh-11p5eer-3p4cop | SCn | Old | cDXHP | CZ05 | 362 | Cap-Tons | DEER:HVAC_Split-Package_HP | Annual | 1 | 446 | 20.3 | 0 | 0
NE-HVAC-airHP-SpltPkg-65to134kBtuh-11p5eer-3p4cop | SCn | Old | cDXHP | CZ06 | 348 | Cap-Tons | DEER:HVAC_Split-Package_HP | Annual | 1 | 450 | 18.5 | 0 | 0
NE-HVAC-airHP-SpltPkg-65to134kBtuh-11p5eer-3p4cop | SCn | Old | cDXHP | CZ07 | 333 | Cap-Tons | DEER:HVAC_Split-Package_HP | Annual | 1 | 399 | 13.8 | 0 | 0
NE-HVAC-airHP-SpltPkg-65to134kBtuh-11p5eer-3p4cop | SCn | Old | cDXHP | CZ08 | 283 | Cap-Tons | DEER:HVAC_Split-Package_HP | Annual | 1 | 569 | 29.7 | 0 | 0
NE-HVAC-airHP-SpltPkg-65to134kBtuh-11p5eer-3p4cop | SCn | Old | cDXHP | CZ09 | 368 | Cap-Tons | DEER:HVAC_Split-Package_HP | Annual | 1 | 588 | 30.7 | 0 | 0
NE-HVAC-airHP-SpltPkg-65to134kBtuh-11p5eer-3p4cop | SCn | Old | cDXHP | CZ10 | 344 | Cap-Tons | DEER:HVAC_Split-Package_HP | Annual | 1 | 679 | 37.3 | 0 | 0
NE-HVAC-airHP-SpltPkg-65to134kBtuh-11p5eer-3p4cop | SCn | Old | cDXHP | CZ11 | 385 | Cap-Tons | DEER:HVAC_Split-Package_HP | Annual | 1 | 820 | 48.3 | 0 | 0
NE-HVAC-airHP-SpltPkg-65to134kBtuh-11p5eer-3p4cop | SCn | Old | cDXHP | CZ12 | 338 | Cap-Tons | DEER:HVAC_Split-Package_HP | Annual | 1 | 731 | 39.9 | 0 | 0
NE-HVAC-airHP-SpltPkg-65to134kBtuh-11p5eer-3p4cop | SCn | Old | cDXHP | CZ13 | 389 | Cap-Tons | DEER:HVAC_Split-Package_HP | Annual | 1 | 823 | 49 | 0 | 0
NE-HVAC-airHP-SpltPkg-65to134kBtuh-11p5eer-3p4cop | SCn | Old | cDXHP | CZ14 | 387 | Cap-Tons | DEER:HVAC_Split-Package_HP | Annual | 1 | 843 | 51.3 | 0 | 0
NE-HVAC-airHP-SpltPkg-65to134kBtuh-11p5eer-3p4cop | SCn | Old | cDXHP | CZ15 | 525 | Cap-Tons | DEER:HVAC_Split-Package_HP | Annual | 1 | 946 | 61.5 | 0 | 0
NE-HVAC-airHP-SpltPkg-65to134kBtuh-11p5eer-3p4cop | SCn | Old | cDXHP | CZ16 | 424 | Cap-Tons | DEER:HVAC_Split-Package_HP | Annual | 1 | 760 | 44.8 | 0 | 0
NE-HVAC-airHP-SpltPkg-65to134kBtuh-11p5eer-3p4cop | MLI | Ex | cDXHP | CZ01 | 217 | Cap-Tons | DEER:HVAC_Split-Package_HP | Annual | 1 | 364 | 21.3 | 0 | 0
NE-HVAC-airHP-SpltPkg-65to134kBtuh-11p5eer-3p4cop | MLI | Ex | cDXHP | CZ02 | 223 | Cap-Tons | DEER:HVAC_Split-Package_HP | Annual | 1 | 400 | 28.2 | 0 | 0
NE-HVAC-airHP-SpltPkg-65to134kBtuh-11p5eer-3p4cop | MLI | Ex | cDXHP | CZ03 | 223 | Cap-Tons | DEER:HVAC_Split-Package_HP | Annual | 1 | 362 | 16.3 | 0 | 0
NE-HVAC-airHP-SpltPkg-65to134kBtuh-11p5eer-3p4cop | MLI | Ex | cDXHP | CZ04 | 227 | Cap-Tons | DEER:HVAC_Split-Package_HP | Annual | 1 | 385 | 25.8 | 0 | 0
NE-HVAC-airHP-SpltPkg-65to134kBtuh-11p5eer-3p4cop | MLI | Ex | cDXHP | CZ05 | 223 | Cap-Tons | DEER:HVAC_Split-Package_HP | Annual | 1 | 356 | 17.5 | 0 | 0
NE-HVAC-airHP-SpltPkg-65to134kBtuh-11p5eer-3p4cop | MLI | Ex | cDXHP | CZ06 | 242 | Cap-Tons | DEER:HVAC_Split-Package_HP | Annual | 1 | 354 | 23.3 | 0 | 0
NE-HVAC-airHP-SpltPkg-65to134kBtuh-11p5eer-3p4cop | MLI | Ex | cDXHP | CZ07 | 226 | Cap-Tons | DEER:HVAC_Split-Package_HP | Annual | 1 | 356 | 17.8 | 0 | 0
NE-HVAC-airHP-SpltPkg-65to134kBtuh-11p5eer-3p4cop | MLI | Ex | cDXHP | CZ08 | 229 | Cap-Tons | DEER:HVAC_Split-Package_HP | Annual | 1 | 383 | 29.7 | 0 | 0
NE-HVAC-airHP-SpltPkg-65to134kBtuh-11p5eer-3p4cop | MLI | Ex | cDXHP | CZ09 | 276 | Cap-Tons | DEER:HVAC_Split-Package_HP | Annual | 1 | 385 | 28.6 | 0 | 0
NE-HVAC-airHP-SpltPkg-65to134kBtuh-11p5eer-3p4cop | MLI | Ex | cDXHP | CZ10 | 253 | Cap-Tons | DEER:HVAC_Split-Package_HP | Annual | 1 | 400 | 33.6 | 0 | 0
NE-HVAC-airHP-SpltPkg-65to134kBtuh-11p5eer-3p4cop | MLI | Ex | cDXHP | CZ11 | 269 | Cap-Tons | DEER:HVAC_Split-Package_HP | Annual | 1 | 413 | 37.4 | 0 | 0
NE-HVAC-airHP-SpltPkg-65to134kBtuh-11p5eer-3p4cop | MLI | Ex | cDXHP | CZ12 | 253 | Cap-Tons | DEER:HVAC_Split-Package_HP | Annual | 1 | 404 | 31.9 | 0 | 0
NE-HVAC-airHP-SpltPkg-65to134kBtuh-11p5eer-3p4cop | MLI | Ex | cDXHP | CZ13 | 273 | Cap-Tons | DEER:HVAC_Split-Package_HP | Annual | 1 | 420 | 38.8 | 0 | 0
NE-HVAC-airHP-SpltPkg-65to134kBtuh-11p5eer-3p4cop | MLI | Ex | cDXHP | CZ14 | 270 | Cap-Tons | DEER:HVAC_Split-Package_HP | Annual | 1 | 419 | 40 | 0 | 0
NE-HVAC-airHP-SpltPkg-65to134kBtuh-11p5eer-3p4cop | MLI | Ex | cDXHP | CZ15 | 343 | Cap-Tons | DEER:HVAC_Split-Package_HP | Annual | 1 | 452 | 54.5 | 0 | 0
NE-HVAC-airHP-SpltPkg-65to134kBtuh-11p5eer-3p4cop | MLI | Ex | cDXHP | CZ16 | 254 | Cap-Tons | DEER:HVAC_Split-Package_HP | Annual | 1 | 437 | 33.5 | 0 | 0
NE-HVAC-airHP-SpltPkg-65to134kBtuh-11p5eer-3p4cop | MLI | New | cDXHP | CZ01 | 206 | Cap-Tons | DEER:HVAC_Split-Package_HP | Annual | 1 | 21.6 | 21.6 | 0 | 0
NE-HVAC-airHP-SpltPkg-65to134kBtuh-11p5eer-3p4cop | MLI | New | cDXHP | CZ02 | 207 | Cap-Tons | DEER:HVAC_Split-Package_HP | Annual | 1 | 27.8 | 27.8 | 0 | 0
NE-HVAC-airHP-SpltPkg-65to134kBtuh-11p5eer-3p4cop | MLI | New | cDXHP | CZ03 | 214 | Cap-Tons | DEER:HVAC_Split-Package_HP | Annual | 1 | 16.2 | 16.2 | 0 | 0
NE-HVAC-airHP-SpltPkg-65to134kBtuh-11p5eer-3p4cop | MLI | New | cDXHP | CZ04 | 211 | Cap-Tons | DEER:HVAC_Split-Package_HP | Annual | 1 | 25.1 | 25.1 | 0 | 0
NE-HVAC-airHP-SpltPkg-65to134kBtuh-11p5eer-3p4cop | MLI | New | cDXHP | CZ05 | 212 | Cap-Tons | DEER:HVAC_Split-Package_HP | Annual | 1 | 17.2 | 17.2 | 0 | 0
NE-HVAC-airHP-SpltPkg-65to134kBtuh-11p5eer-3p4cop | MLI | New | cDXHP | CZ06 | 218 | Cap-Tons | DEER:HVAC_Split-Package_HP | Annual | 1 | 22 | 22 | 0 | 0
NE-HVAC-airHP-SpltPkg-65to134kBtuh-11p5eer-3p4cop | MLI | New | cDXHP | CZ07 | 204 | Cap-Tons | DEER:HVAC_Split-Package_HP | Annual | 1 | 16.7 | 16.7 | 0 | 0
NE-HVAC-airHP-SpltPkg-65to134kBtuh-11p5eer-3p4cop | MLI | New | cDXHP | CZ08 | 210 | Cap-Tons | DEER:HVAC_Split-Package_HP | Annual | 1 | 28 | 28 | 0 | 0
NE-HVAC-airHP-SpltPkg-65to134kBtuh-11p5eer-3p4cop | MLI | New | cDXHP | CZ09 | 249 | Cap-Tons | DEER:HVAC_Split-Package_HP | Annual | 1 | 27.1 | 27.1 | 0 | 0
NE-HVAC-airHP-SpltPkg-65to134kBtuh-11p5eer-3p4cop | MLI | New | cDXHP | CZ10 | 233 | Cap-Tons | DEER:HVAC_Split-Package_HP | Annual | 1 | 32.4 | 32.4 | 0 | 0
NE-HVAC-airHP-SpltPkg-65to134kBtuh-11p5eer-3p4cop | MLI | New | cDXHP | CZ11 | 231 | Cap-Tons | DEER:HVAC_Split-Package_HP | Annual | 1 | 35.5 | 35.5 | 0 | 0
NE-HVAC-airHP-SpltPkg-65to134kBtuh-11p5eer-3p4cop | MLI | New | cDXHP | CZ12 | 229 | Cap-Tons | DEER:HVAC_Split-Package_HP | Annual | 1 | 31 | 31 | 0 | 0
NE-HVAC-airHP-SpltPkg-65to134kBtuh-11p5eer-3p4cop | MLI | New | cDXHP | CZ13 | 241 | Cap-Tons | DEER:HVAC_Split-Package_HP | Annual | 1 | 37.2 | 37.2 | 0 | 0
NE-HVAC-airHP-SpltPkg-65to134kBtuh-11p5eer-3p4cop | MLI | New | cDXHP | CZ14 | 233 | Cap-Tons | DEER:HVAC_Split-Package_HP | Annual | 1 | 37.9 | 37.9 | 0 | 0
NE-HVAC-airHP-SpltPkg-65to134kBtuh-11p5eer-3p4cop | MLI | New | cDXHP | CZ15 | 301 | Cap-Tons | DEER:HVAC_Split-Package_HP | Annual | 1 | 51.1 | 51.1 | 0 | 0
NE-HVAC-airHP-SpltPkg-65to134kBtuh-11p5eer-3p4cop | MLI | New | cDXHP | CZ16 | 213 | Cap-Tons | DEER:HVAC_Split-Package_HP | Annual | 1 | 31.7 | 31.7 | 0 | 0
NE-HVAC-airHP-SpltPkg-65to134kBtuh-11p5eer-3p4cop | MLI | Rec | cDXHP | CZ01 | 205 | Cap-Tons | DEER:HVAC_Split-Package_HP | Annual | 1 | 19.8 | 19.8 | 0 | 0
NE-HVAC-airHP-SpltPkg-65to134kBtuh-11p5eer-3p4cop | MLI | Rec | cDXHP | CZ02 | 212 | Cap-Tons | DEER:HVAC_Split-Package_HP | Annual | 1 | 27.5 | 27.5 | 0 | 0
NE-HVAC-airHP-SpltPkg-65to134kBtuh-11p5eer-3p4cop | MLI | Rec | cDXHP | CZ03 | 214 | Cap-Tons | DEER:HVAC_Split-Package_HP | Annual | 1 | 15.9 | 15.9 | 0 | 0
NE-HVAC-airHP-SpltPkg-65to134kBtuh-11p5eer-3p4cop | MLI | Rec | cDXHP | CZ04 | 215 | Cap-Tons | DEER:HVAC_Split-Package_HP | Annual | 1 | 25.2 | 25.2 | 0 | 0
NE-HVAC-airHP-SpltPkg-65to134kBtuh-11p5eer-3p4cop | MLI | Rec | cDXHP | CZ05 | 212 | Cap-Tons | DEER:HVAC_Split-Package_HP | Annual | 1 | 17 | 17 | 0 | 0
NE-HVAC-airHP-SpltPkg-65to134kBtuh-11p5eer-3p4cop | MLI | Rec | cDXHP | CZ06 | 224 | Cap-Tons | DEER:HVAC_Split-Package_HP | Annual | 1 | 22.8 | 22.8 | 0 | 0
NE-HVAC-airHP-SpltPkg-65to134kBtuh-11p5eer-3p4cop | MLI | Rec | cDXHP | CZ07 | 210 | Cap-Tons | DEER:HVAC_Split-Package_HP | Annual | 1 | 17.4 | 17.4 | 0 | 0
NE-HVAC-airHP-SpltPkg-65to134kBtuh-11p5eer-3p4cop | MLI | Rec | cDXHP | CZ08 | 215 | Cap-Tons | DEER:HVAC_Split-Package_HP | Annual | 1 | 29 | 29 | 0 | 0
NE-HVAC-airHP-SpltPkg-65to134kBtuh-11p5eer-3p4cop | MLI | Rec | cDXHP | CZ09 | 255 | Cap-Tons | DEER:HVAC_Split-Package_HP | Annual | 1 | 27.6 | 27.6 | 0 | 0
NE-HVAC-airHP-SpltPkg-65to134kBtuh-11p5eer-3p4cop | MLI | Rec | cDXHP | CZ10 | 239 | Cap-Tons | DEER:HVAC_Split-Package_HP | Annual | 1 | 33 | 33 | 0 | 0
NE-HVAC-airHP-SpltPkg-65to134kBtuh-11p5eer-3p4cop | MLI | Rec | cDXHP | CZ11 | 237 | Cap-Tons | DEER:HVAC_Split-Package_HP | Annual | 1 | 35.6 | 35.6 | 0 | 0
NE-HVAC-airHP-SpltPkg-65to134kBtuh-11p5eer-3p4cop | MLI | Rec | cDXHP | CZ12 | 234 | Cap-Tons | DEER:HVAC_Split-Package_HP | Annual | 1 | 31 | 31 | 0 | 0
NE-HVAC-airHP-SpltPkg-65to134kBtuh-11p5eer-3p4cop | MLI | Rec | cDXHP | CZ13 | 246 | Cap-Tons | DEER:HVAC_Split-Package_HP | Annual | 1 | 37.3 | 37.3 | 0 | 0
NE-HVAC-airHP-SpltPkg-65to134kBtuh-11p5eer-3p4cop | MLI | Rec | cDXHP | CZ14 | 239 | Cap-Tons | DEER:HVAC_Split-Package_HP | Annual | 1 | 38 | 38 | 0 | 0
NE-HVAC-airHP-SpltPkg-65to134kBtuh-11p5eer-3p4cop | MLI | Rec | cDXHP | CZ15 | 307 | Cap-Tons | DEER:HVAC_Split-Package_HP | Annual | 1 | 52.3 | 52.3 | 0 | 0
NE-HVAC-airHP-SpltPkg-65to134kBtuh-11p5eer-3p4cop | MLI | Rec | cDXHP | CZ16 | 216 | Cap-Tons | DEER:HVAC_Split-Package_HP | Annual | 1 | 30.7 | 30.7 | 0 | 0
NE-HVAC-airHP-SpltPkg-65to134kBtuh-11p5eer-3p4cop | MLI | Old | cDXHP | CZ01 | 224 | Cap-Tons | DEER:HVAC_Split-Package_HP | Annual | 1 | 433 | 21.4 | 0 | 0
NE-HVAC-airHP-SpltPkg-65to134kBtuh-11p5eer-3p4cop | MLI | Old | cDXHP | CZ02 | 230 | Cap-Tons | DEER:HVAC_Split-Package_HP | Annual | 1 | 479 | 28.4 | 0 | 0
NE-HVAC-airHP-SpltPkg-65to134kBtuh-11p5eer-3p4cop | MLI | Old | cDXHP | CZ03 | 230 | Cap-Tons | DEER:HVAC_Split-Package_HP | Annual | 1 | 424 | 16.3 | 0 | 0
NE-HVAC-airHP-SpltPkg-65to134kBtuh-11p5eer-3p4cop | MLI | Old | cDXHP | CZ04 | 234 | Cap-Tons | DEER:HVAC_Split-Package_HP | Annual | 1 | 466 | 26.1 | 0 | 0
NE-HVAC-airHP-SpltPkg-65to134kBtuh-11p5eer-3p4cop | MLI | Old | cDXHP | CZ05 | 228 | Cap-Tons | DEER:HVAC_Split-Package_HP | Annual | 1 | 430 | 17.5 | 0 | 0
NE-HVAC-airHP-SpltPkg-65to134kBtuh-11p5eer-3p4cop | MLI | Old | cDXHP | CZ06 | 239 | Cap-Tons | DEER:HVAC_Split-Package_HP | Annual | 1 | 439 | 23.5 | 0 | 0
NE-HVAC-airHP-SpltPkg-65to134kBtuh-11p5eer-3p4cop | MLI | Old | cDXHP | CZ07 | 225 | Cap-Tons | DEER:HVAC_Split-Package_HP | Annual | 1 | 440 | 18.1 | 0 | 0
NE-HVAC-airHP-SpltPkg-65to134kBtuh-11p5eer-3p4cop | MLI | Old | cDXHP | CZ08 | 229 | Cap-Tons | DEER:HVAC_Split-Package_HP | Annual | 1 | 473 | 30 | 0 | 0
NE-HVAC-airHP-SpltPkg-65to134kBtuh-11p5eer-3p4cop | MLI | Old | cDXHP | CZ09 | 280 | Cap-Tons | DEER:HVAC_Split-Package_HP | Annual | 1 | 473 | 28.9 | 0 | 0
NE-HVAC-airHP-SpltPkg-65to134kBtuh-11p5eer-3p4cop | MLI | Old | cDXHP | CZ10 | 264 | Cap-Tons | DEER:HVAC_Split-Package_HP | Annual | 1 | 489 | 34.1 | 0 | 0
NE-HVAC-airHP-SpltPkg-65to134kBtuh-11p5eer-3p4cop | MLI | Old | cDXHP | CZ11 | 289 | Cap-Tons | DEER:HVAC_Split-Package_HP | Annual | 1 | 501 | 38.6 | 0 | 0
NE-HVAC-airHP-SpltPkg-65to134kBtuh-11p5eer-3p4cop | MLI | Old | cDXHP | CZ12 | 265 | Cap-Tons | DEER:HVAC_Split-Package_HP | Annual | 1 | 488 | 32.5 | 0 | 0
NE-HVAC-airHP-SpltPkg-65to134kBtuh-11p5eer-3p4cop | MLI | Old | cDXHP | CZ13 | 290 | Cap-Tons | DEER:HVAC_Split-Package_HP | Annual | 1 | 517 | 39.7 | 0 | 0
NE-HVAC-airHP-SpltPkg-65to134kBtuh-11p5eer-3p4cop | MLI | Old | cDXHP | CZ14 | 289 | Cap-Tons | DEER:HVAC_Split-Package_HP | Annual | 1 | 510 | 41.3 | 0 | 0
NE-HVAC-airHP-SpltPkg-65to134kBtuh-11p5eer-3p4cop | MLI | Old | cDXHP | CZ15 | 365 | Cap-Tons | DEER:HVAC_Split-Package_HP | Annual | 1 | 552 | 55.9 | 0 | 0
NE-HVAC-airHP-SpltPkg-65to134kBtuh-11p5eer-3p4cop | MLI | Old | cDXHP | CZ16 | 278 | Cap-Tons | DEER:HVAC_Split-Package_HP | Annual | 1 | 528 | 35.1 | 0 | 0
NE-HVAC-airHP-SpltPkg-65to134kBtuh-11p5eer-3p4cop | OfS | Ex | cDXHP | CZ01 | 29.3 | Cap-Tons | DEER:HVAC_Split-Package_HP | Annual | 1 | 439 | 13.5 | 0 | 0
NE-HVAC-airHP-SpltPkg-65to134kBtuh-11p5eer-3p4cop | OfS | Ex | cDXHP | CZ02 | 28.4 | Cap-Tons | DEER:HVAC_Split-Package_HP | Annual | 1 | 441 | 33.2 | 0 | 0
NE-HVAC-airHP-SpltPkg-65to134kBtuh-11p5eer-3p4cop | OfS | Ex | cDXHP | CZ03 | 33.5 | Cap-Tons | DEER:HVAC_Split-Package_HP | Annual | 1 | 422 | 17.5 | 0 | 0
NE-HVAC-airHP-SpltPkg-65to134kBtuh-11p5eer-3p4cop | OfS | Ex | cDXHP | CZ04 | 30.7 | Cap-Tons | DEER:HVAC_Split-Package_HP | Annual | 1 | 431 | 33.4 | 0 | 0
NE-HVAC-airHP-SpltPkg-65to134kBtuh-11p5eer-3p4cop | OfS | Ex | cDXHP | CZ05 | 33.2 | Cap-Tons | DEER:HVAC_Split-Package_HP | Annual | 1 | 427 | 19.4 | 0 | 0
NE-HVAC-airHP-SpltPkg-65to134kBtuh-11p5eer-3p4cop | OfS | Ex | cDXHP | CZ06 | 35.3 | Cap-Tons | DEER:HVAC_Split-Package_HP | Annual | 1 | 412 | 31.1 | 0 | 0
NE-HVAC-airHP-SpltPkg-65to134kBtuh-11p5eer-3p4cop | OfS | Ex | cDXHP | CZ07 | 34.5 | Cap-Tons | DEER:HVAC_Split-Package_HP | Annual | 1 | 456 | 25.7 | 0 | 0
NE-HVAC-airHP-SpltPkg-65to134kBtuh-11p5eer-3p4cop | OfS | Ex | cDXHP | CZ08 | 32.2 | Cap-Tons | DEER:HVAC_Split-Package_HP | Annual | 1 | 423 | 39.8 | 0 | 0
NE-HVAC-airHP-SpltPkg-65to134kBtuh-11p5eer-3p4cop | OfS | Ex | cDXHP | CZ09 | 37.5 | Cap-Tons | DEER:HVAC_Split-Package_HP | Annual | 1 | 436 | 37 | 0 | 0
NE-HVAC-airHP-SpltPkg-65to134kBtuh-11p5eer-3p4cop | OfS | Ex | cDXHP | CZ10 | 33.1 | Cap-Tons | DEER:HVAC_Split-Package_HP | Annual | 1 | 460 | 42.9 | 0 | 0
NE-HVAC-airHP-SpltPkg-65to134kBtuh-11p5eer-3p4cop | OfS | Ex | cDXHP | CZ11 | 35.3 | Cap-Tons | DEER:HVAC_Split-Package_HP | Annual | 1 | 452 | 43.5 | 0 | 0
NE-HVAC-airHP-SpltPkg-65to134kBtuh-11p5eer-3p4cop | OfS | Ex | cDXHP | CZ12 | 32.7 | Cap-Tons | DEER:HVAC_Split-Package_HP | Annual | 1 | 451 | 37.6 | 0 | 0
NE-HVAC-airHP-SpltPkg-65to134kBtuh-11p5eer-3p4cop | OfS | Ex | cDXHP | CZ13 | 35.9 | Cap-Tons | DEER:HVAC_Split-Package_HP | Annual | 1 | 460 | 44.2 | 0 | 0
NE-HVAC-airHP-SpltPkg-65to134kBtuh-11p5eer-3p4cop | OfS | Ex | cDXHP | CZ14 | 35.8 | Cap-Tons | DEER:HVAC_Split-Package_HP | Annual | 1 | 452 | 44.5 | 0 | 0
NE-HVAC-airHP-SpltPkg-65to134kBtuh-11p5eer-3p4cop | OfS | Ex | cDXHP | CZ15 | 43.3 | Cap-Tons | DEER:HVAC_Split-Package_HP | Annual | 1 | 480 | 63.5 | 0 | 0
NE-HVAC-airHP-SpltPkg-65to134kBtuh-11p5eer-3p4cop | OfS | Ex | cDXHP | CZ16 | 33.2 | Cap-Tons | DEER:HVAC_Split-Package_HP | Annual | 1 | 462 | 30.6 | 0 | 0
NE-HVAC-airHP-SpltPkg-65to134kBtuh-11p5eer-3p4cop | OfS | New | cDXHP | CZ01 | 25.7 | Cap-Tons | DEER:HVAC_Split-Package_HP | Annual | 1 | 13.9 | 13.9 | 0 | 0
NE-HVAC-airHP-SpltPkg-65to134kBtuh-11p5eer-3p4cop | OfS | New | cDXHP | CZ02 | 25 | Cap-Tons | DEER:HVAC_Split-Package_HP | Annual | 1 | 32.3 | 32.3 | 0 | 0
NE-HVAC-airHP-SpltPkg-65to134kBtuh-11p5eer-3p4cop | OfS | New | cDXHP | CZ03 | 27.4 | Cap-Tons | DEER:HVAC_Split-Package_HP | Annual | 1 | 17.5 | 17.5 | 0 | 0
NE-HVAC-airHP-SpltPkg-65to134kBtuh-11p5eer-3p4cop | OfS | New | cDXHP | CZ04 | 25.3 | Cap-Tons | DEER:HVAC_Split-Package_HP | Annual | 1 | 32.4 | 32.4 | 0 | 0
NE-HVAC-airHP-SpltPkg-65to134kBtuh-11p5eer-3p4cop | OfS | New | cDXHP | CZ05 | 27 | Cap-Tons | DEER:HVAC_Split-Package_HP | Annual | 1 | 19.3 | 19.3 | 0 | 0
NE-HVAC-airHP-SpltPkg-65to134kBtuh-11p5eer-3p4cop | OfS | New | cDXHP | CZ06 | 29 | Cap-Tons | DEER:HVAC_Split-Package_HP | Annual | 1 | 31.1 | 31.1 | 0 | 0
NE-HVAC-airHP-SpltPkg-65to134kBtuh-11p5eer-3p4cop | OfS | New | cDXHP | CZ07 | 28.2 | Cap-Tons | DEER:HVAC_Split-Package_HP | Annual | 1 | 25.9 | 25.9 | 0 | 0
NE-HVAC-airHP-SpltPkg-65to134kBtuh-11p5eer-3p4cop | OfS | New | cDXHP | CZ08 | 27.3 | Cap-Tons | DEER:HVAC_Split-Package_HP | Annual | 1 | 38.6 | 38.6 | 0 | 0
NE-HVAC-airHP-SpltPkg-65to134kBtuh-11p5eer-3p4cop | OfS | New | cDXHP | CZ09 | 31.6 | Cap-Tons | DEER:HVAC_Split-Package_HP | Annual | 1 | 35.5 | 35.5 | 0 | 0
NE-HVAC-airHP-SpltPkg-65to134kBtuh-11p5eer-3p4cop | OfS | New | cDXHP | CZ10 | 29.5 | Cap-Tons | DEER:HVAC_Split-Package_HP | Annual | 1 | 41.4 | 41.4 | 0 | 0
NE-HVAC-airHP-SpltPkg-65to134kBtuh-11p5eer-3p4cop | OfS | New | cDXHP | CZ11 | 31.1 | Cap-Tons | DEER:HVAC_Split-Package_HP | Annual | 1 | 41.7 | 41.7 | 0 | 0
NE-HVAC-airHP-SpltPkg-65to134kBtuh-11p5eer-3p4cop | OfS | New | cDXHP | CZ12 | 29 | Cap-Tons | DEER:HVAC_Split-Package_HP | Annual | 1 | 36.3 | 36.3 | 0 | 0
NE-HVAC-airHP-SpltPkg-65to134kBtuh-11p5eer-3p4cop | OfS | New | cDXHP | CZ13 | 32.1 | Cap-Tons | DEER:HVAC_Split-Package_HP | Annual | 1 | 42.5 | 42.5 | 0 | 0
NE-HVAC-airHP-SpltPkg-65to134kBtuh-11p5eer-3p4cop | OfS | New | cDXHP | CZ14 | 32.2 | Cap-Tons | DEER:HVAC_Split-Package_HP | Annual | 1 | 42.8 | 42.8 | 0 | 0
NE-HVAC-airHP-SpltPkg-65to134kBtuh-11p5eer-3p4cop | OfS | New | cDXHP | CZ15 | 39 | Cap-Tons | DEER:HVAC_Split-Package_HP | Annual | 1 | 60.7 | 60.7 | 0 | 0
NE-HVAC-airHP-SpltPkg-65to134kBtuh-11p5eer-3p4cop | OfS | New | cDXHP | CZ16 | 29.1 | Cap-Tons | DEER:HVAC_Split-Package_HP | Annual | 1 | 29.7 | 29.7 | 0 | 0
NE-HVAC-airHP-SpltPkg-65to134kBtuh-11p5eer-3p4cop | OfS | Rec | cDXHP | CZ01 | 26.1 | Cap-Tons | DEER:HVAC_Split-Package_HP | Annual | 1 | 13.5 | 13.5 | 0 | 0
NE-HVAC-airHP-SpltPkg-65to134kBtuh-11p5eer-3p4cop | OfS | Rec | cDXHP | CZ02 | 25.3 | Cap-Tons | DEER:HVAC_Split-Package_HP | Annual | 1 | 32.5 | 32.5 | 0 | 0
NE-HVAC-airHP-SpltPkg-65to134kBtuh-11p5eer-3p4cop | OfS | Rec | cDXHP | CZ03 | 27.9 | Cap-Tons | DEER:HVAC_Split-Package_HP | Annual | 1 | 17.7 | 17.7 | 0 | 0
NE-HVAC-airHP-SpltPkg-65to134kBtuh-11p5eer-3p4cop | OfS | Rec | cDXHP | CZ04 | 25.7 | Cap-Tons | DEER:HVAC_Split-Package_HP | Annual | 1 | 32.8 | 32.8 | 0 | 0
NE-HVAC-airHP-SpltPkg-65to134kBtuh-11p5eer-3p4cop | OfS | Rec | cDXHP | CZ05 | 27.5 | Cap-Tons | DEER:HVAC_Split-Package_HP | Annual | 1 | 19.5 | 19.5 | 0 | 0
NE-HVAC-airHP-SpltPkg-65to134kBtuh-11p5eer-3p4cop | OfS | Rec | cDXHP | CZ06 | 29.5 | Cap-Tons | DEER:HVAC_Split-Package_HP | Annual | 1 | 31.5 | 31.5 | 0 | 0
NE-HVAC-airHP-SpltPkg-65to134kBtuh-11p5eer-3p4cop | OfS | Rec | cDXHP | CZ07 | 28.7 | Cap-Tons | DEER:HVAC_Split-Package_HP | Annual | 1 | 26.4 | 26.4 | 0 | 0
NE-HVAC-airHP-SpltPkg-65to134kBtuh-11p5eer-3p4cop | OfS | Rec | cDXHP | CZ08 | 27.7 | Cap-Tons | DEER:HVAC_Split-Package_HP | Annual | 1 | 39.2 | 39.2 | 0 | 0
NE-HVAC-airHP-SpltPkg-65to134kBtuh-11p5eer-3p4cop | OfS | Rec | cDXHP | CZ09 | 32 | Cap-Tons | DEER:HVAC_Split-Package_HP | Annual | 1 | 36 | 36 | 0 | 0
NE-HVAC-airHP-SpltPkg-65to134kBtuh-11p5eer-3p4cop | OfS | Rec | cDXHP | CZ10 | 29.9 | Cap-Tons | DEER:HVAC_Split-Package_HP | Annual | 1 | 41.9 | 41.9 | 0 | 0
NE-HVAC-airHP-SpltPkg-65to134kBtuh-11p5eer-3p4cop | OfS | Rec | cDXHP | CZ11 | 31.6 | Cap-Tons | DEER:HVAC_Split-Package_HP | Annual | 1 | 41.9 | 41.9 | 0 | 0
NE-HVAC-airHP-SpltPkg-65to134kBtuh-11p5eer-3p4cop | OfS | Rec | cDXHP | CZ12 | 29.4 | Cap-Tons | DEER:HVAC_Split-Package_HP | Annual | 1 | 36.5 | 36.5 | 0 | 0
NE-HVAC-airHP-SpltPkg-65to134kBtuh-11p5eer-3p4cop | OfS | Rec | cDXHP | CZ13 | 32.5 | Cap-Tons | DEER:HVAC_Split-Package_HP | Annual | 1 | 42.7 | 42.7 | 0 | 0
NE-HVAC-airHP-SpltPkg-65to134kBtuh-11p5eer-3p4cop | OfS | Rec | cDXHP | CZ14 | 32.7 | Cap-Tons | DEER:HVAC_Split-Package_HP | Annual | 1 | 43 | 43 | 0 | 0
NE-HVAC-airHP-SpltPkg-65to134kBtuh-11p5eer-3p4cop | OfS | Rec | cDXHP | CZ15 | 39.4 | Cap-Tons | DEER:HVAC_Split-Package_HP | Annual | 1 | 61.2 | 61.2 | 0 | 0
NE-HVAC-airHP-SpltPkg-65to134kBtuh-11p5eer-3p4cop | OfS | Rec | cDXHP | CZ16 | 29.5 | Cap-Tons | DEER:HVAC_Split-Package_HP | Annual | 1 | 29.3 | 29.3 | 0 | 0
NE-HVAC-airHP-SpltPkg-65to134kBtuh-11p5eer-3p4cop | OfS | Old | cDXHP | CZ01 | 40.5 | Cap-Tons | DEER:HVAC_Split-Package_HP | Annual | 1 | 559 | 12.5 | 0 | 0
NE-HVAC-airHP-SpltPkg-65to134kBtuh-11p5eer-3p4cop | OfS | Old | cDXHP | CZ02 | 38.4 | Cap-Tons | DEER:HVAC_Split-Package_HP | Annual | 1 | 562 | 36.9 | 0 | 0
NE-HVAC-airHP-SpltPkg-65to134kBtuh-11p5eer-3p4cop | OfS | Old | cDXHP | CZ03 | 44.3 | Cap-Tons | DEER:HVAC_Split-Package_HP | Annual | 1 | 572 | 18.5 | 0 | 0
NE-HVAC-airHP-SpltPkg-65to134kBtuh-11p5eer-3p4cop | OfS | Old | cDXHP | CZ04 | 38.7 | Cap-Tons | DEER:HVAC_Split-Package_HP | Annual | 1 | 564 | 37.1 | 0 | 0
NE-HVAC-airHP-SpltPkg-65to134kBtuh-11p5eer-3p4cop | OfS | Old | cDXHP | CZ05 | 43.9 | Cap-Tons | DEER:HVAC_Split-Package_HP | Annual | 1 | 572 | 20.3 | 0 | 0
NE-HVAC-airHP-SpltPkg-65to134kBtuh-11p5eer-3p4cop | OfS | Old | cDXHP | CZ06 | 46.3 | Cap-Tons | DEER:HVAC_Split-Package_HP | Annual | 1 | 553 | 32 | 0 | 0
NE-HVAC-airHP-SpltPkg-65to134kBtuh-11p5eer-3p4cop | OfS | Old | cDXHP | CZ07 | 44.9 | Cap-Tons | DEER:HVAC_Split-Package_HP | Annual | 1 | 601 | 26.9 | 0 | 0
NE-HVAC-airHP-SpltPkg-65to134kBtuh-11p5eer-3p4cop | OfS | Old | cDXHP | CZ08 | 40.2 | Cap-Tons | DEER:HVAC_Split-Package_HP | Annual | 1 | 561 | 43.1 | 0 | 0
NE-HVAC-airHP-SpltPkg-65to134kBtuh-11p5eer-3p4cop | OfS | Old | cDXHP | CZ09 | 46 | Cap-Tons | DEER:HVAC_Split-Package_HP | Annual | 1 | 562 | 41.2 | 0 | 0
NE-HVAC-airHP-SpltPkg-65to134kBtuh-11p5eer-3p4cop | OfS | Old | cDXHP | CZ10 | 43.9 | Cap-Tons | DEER:HVAC_Split-Package_HP | Annual | 1 | 565 | 47.2 | 0 | 0
NE-HVAC-airHP-SpltPkg-65to134kBtuh-11p5eer-3p4cop | OfS | Old | cDXHP | CZ11 | 45.4 | Cap-Tons | DEER:HVAC_Split-Package_HP | Annual | 1 | 560 | 48.8 | 0 | 0
NE-HVAC-airHP-SpltPkg-65to134kBtuh-11p5eer-3p4cop | OfS | Old | cDXHP | CZ12 | 42.4 | Cap-Tons | DEER:HVAC_Split-Package_HP | Annual | 1 | 561 | 41.7 | 0 | 0
NE-HVAC-airHP-SpltPkg-65to134kBtuh-11p5eer-3p4cop | OfS | Old | cDXHP | CZ13 | 46.2 | Cap-Tons | DEER:HVAC_Split-Package_HP | Annual | 1 | 566 | 49 | 0 | 0
NE-HVAC-airHP-SpltPkg-65to134kBtuh-11p5eer-3p4cop | OfS | Old | cDXHP | CZ14 | 45.7 | Cap-Tons | DEER:HVAC_Split-Package_HP | Annual | 1 | 570 | 50.3 | 0 | 0
NE-HVAC-airHP-SpltPkg-65to134kBtuh-11p5eer-3p4cop | OfS | Old | cDXHP | CZ15 | 54.7 | Cap-Tons | DEER:HVAC_Split-Package_HP | Annual | 1 | 592 | 71.1 | 0 | 0
NE-HVAC-airHP-SpltPkg-65to134kBtuh-11p5eer-3p4cop | OfS | Old | cDXHP | CZ16 | 45.7 | Cap-Tons | DEER:HVAC_Split-Package_HP | Annual | 1 | 577 | 30.9 | 0 | 0
NE-HVAC-airHP-SpltPkg-65to134kBtuh-11p5eer-3p4cop | MBT | Ex | cDXHP | CZ01 | 316 | Cap-Tons | DEER:HVAC_Split-Package_HP | Annual | 1 | 534 | 18.6 | 0 | 0
NE-HVAC-airHP-SpltPkg-65to134kBtuh-11p5eer-3p4cop | MBT | Ex | cDXHP | CZ02 | 338 | Cap-Tons | DEER:HVAC_Split-Package_HP | Annual | 1 | 554 | 35 | 0 | 0
NE-HVAC-airHP-SpltPkg-65to134kBtuh-11p5eer-3p4cop | MBT | Ex | cDXHP | CZ03 | 343 | Cap-Tons | DEER:HVAC_Split-Package_HP | Annual | 1 | 539 | 23.4 | 0 | 0
NE-HVAC-airHP-SpltPkg-65to134kBtuh-11p5eer-3p4cop | MBT | Ex | cDXHP | CZ04 | 346 | Cap-Tons | DEER:HVAC_Split-Package_HP | Annual | 1 | 534 | 36.7 | 0 | 0
NE-HVAC-airHP-SpltPkg-65to134kBtuh-11p5eer-3p4cop | MBT | Ex | cDXHP | CZ05 | 340 | Cap-Tons | DEER:HVAC_Split-Package_HP | Annual | 1 | 501 | 24.8 | 0 | 0
NE-HVAC-airHP-SpltPkg-65to134kBtuh-11p5eer-3p4cop | MBT | Ex | cDXHP | CZ06 | 370 | Cap-Tons | DEER:HVAC_Split-Package_HP | Annual | 1 | 473 | 38.3 | 0 | 0
NE-HVAC-airHP-SpltPkg-65to134kBtuh-11p5eer-3p4cop | MBT | Ex | cDXHP | CZ07 | 362 | Cap-Tons | DEER:HVAC_Split-Package_HP | Annual | 1 | 487 | 33.5 | 0 | 0
NE-HVAC-airHP-SpltPkg-65to134kBtuh-11p5eer-3p4cop | MBT | Ex | cDXHP | CZ08 | 372 | Cap-Tons | DEER:HVAC_Split-Package_HP | Annual | 1 | 507 | 43.8 | 0 | 0
NE-HVAC-airHP-SpltPkg-65to134kBtuh-11p5eer-3p4cop | MBT | Ex | cDXHP | CZ09 | 449 | Cap-Tons | DEER:HVAC_Split-Package_HP | Annual | 1 | 521 | 38.6 | 0 | 0
NE-HVAC-airHP-SpltPkg-65to134kBtuh-11p5eer-3p4cop | MBT | Ex | cDXHP | CZ10 | 398 | Cap-Tons | DEER:HVAC_Split-Package_HP | Annual | 1 | 542 | 44.4 | 0 | 0
NE-HVAC-airHP-SpltPkg-65to134kBtuh-11p5eer-3p4cop | MBT | Ex | cDXHP | CZ11 | 438 | Cap-Tons | DEER:HVAC_Split-Package_HP | Annual | 1 | 542 | 42.2 | 0 | 0
NE-HVAC-airHP-SpltPkg-65to134kBtuh-11p5eer-3p4cop | MBT | Ex | cDXHP | CZ12 | 397 | Cap-Tons | DEER:HVAC_Split-Package_HP | Annual | 1 | 553 | 38.1 | 0 | 0
NE-HVAC-airHP-SpltPkg-65to134kBtuh-11p5eer-3p4cop | MBT | Ex | cDXHP | CZ13 | 441 | Cap-Tons | DEER:HVAC_Split-Package_HP | Annual | 1 | 551 | 44 | 0 | 0
NE-HVAC-airHP-SpltPkg-65to134kBtuh-11p5eer-3p4cop | MBT | Ex | cDXHP | CZ14 | 444 | Cap-Tons | DEER:HVAC_Split-Package_HP | Annual | 1 | 543 | 44 | 0 | 0
NE-HVAC-airHP-SpltPkg-65to134kBtuh-11p5eer-3p4cop | MBT | Ex | cDXHP | CZ15 | 560 | Cap-Tons | DEER:HVAC_Split-Package_HP | Annual | 1 | 557 | 61 | 0 | 0
NE-HVAC-airHP-SpltPkg-65to134kBtuh-11p5eer-3p4cop | MBT | Ex | cDXHP | CZ16 | 344 | Cap-Tons | DEER:HVAC_Split-Package_HP | Annual | 1 | 563 | 34.7 | 0 | 0
NE-HVAC-airHP-SpltPkg-65to134kBtuh-11p5eer-3p4cop | MBT | New | cDXHP | CZ01 | 279 | Cap-Tons | DEER:HVAC_Split-Package_HP | Annual | 1 | 32.9 | 19.6 | 0 | 0
NE-HVAC-airHP-SpltPkg-65to134kBtuh-11p5eer-3p4cop | MBT | New | cDXHP | CZ02 | 296 | Cap-Tons | DEER:HVAC_Split-Package_HP | Annual | 1 | 54.5 | 35.4 | 0 | 0
NE-HVAC-airHP-SpltPkg-65to134kBtuh-11p5eer-3p4cop | MBT | New | cDXHP | CZ03 | 291 | Cap-Tons | DEER:HVAC_Split-Package_HP | Annual | 1 | 39.6 | 24.4 | 0 | 0
NE-HVAC-airHP-SpltPkg-65to134kBtuh-11p5eer-3p4cop | MBT | New | cDXHP | CZ04 | 294 | Cap-Tons | DEER:HVAC_Split-Package_HP | Annual | 1 | 56.5 | 37 | 0 | 0
NE-HVAC-airHP-SpltPkg-65to134kBtuh-11p5eer-3p4cop | MBT | New | cDXHP | CZ05 | 287 | Cap-Tons | DEER:HVAC_Split-Package_HP | Annual | 1 | 42.6 | 26.1 | 0 | 0
NE-HVAC-airHP-SpltPkg-65to134kBtuh-11p5eer-3p4cop | MBT | New | cDXHP | CZ06 | 311 | Cap-Tons | DEER:HVAC_Split-Package_HP | Annual | 1 | 55.8 | 39.1 | 0 | 0
NE-HVAC-airHP-SpltPkg-65to134kBtuh-11p5eer-3p4cop | MBT | New | cDXHP | CZ07 | 307 | Cap-Tons | DEER:HVAC_Split-Package_HP | Annual | 1 | 47.9 | 34.1 | 0 | 0
NE-HVAC-airHP-SpltPkg-65to134kBtuh-11p5eer-3p4cop | MBT | New | cDXHP | CZ08 | 319 | Cap-Tons | DEER:HVAC_Split-Package_HP | Annual | 1 | 61.7 | 43.3 | 0 | 0
NE-HVAC-airHP-SpltPkg-65to134kBtuh-11p5eer-3p4cop | MBT | New | cDXHP | CZ09 | 377 | Cap-Tons | DEER:HVAC_Split-Package_HP | Annual | 1 | 57.7 | 38.2 | 0 | 0
NE-HVAC-airHP-SpltPkg-65to134kBtuh-11p5eer-3p4cop | MBT | New | cDXHP | CZ10 | 349 | Cap-Tons | DEER:HVAC_Split-Package_HP | Annual | 1 | 63 | 44.5 | 0 | 0
NE-HVAC-airHP-SpltPkg-65to134kBtuh-11p5eer-3p4cop | MBT | New | cDXHP | CZ11 | 383 | Cap-Tons | DEER:HVAC_Split-Package_HP | Annual | 1 | 64.8 | 41.9 | 0 | 0
NE-HVAC-airHP-SpltPkg-65to134kBtuh-11p5eer-3p4cop | MBT | New | cDXHP | CZ12 | 346 | Cap-Tons | DEER:HVAC_Split-Package_HP | Annual | 1 | 58.1 | 38.3 | 0 | 0
NE-HVAC-airHP-SpltPkg-65to134kBtuh-11p5eer-3p4cop | MBT | New | cDXHP | CZ13 | 386 | Cap-Tons | DEER:HVAC_Split-Package_HP | Annual | 1 | 64.5 | 43.4 | 0 | 0
NE-HVAC-airHP-SpltPkg-65to134kBtuh-11p5eer-3p4cop | MBT | New | cDXHP | CZ14 | 390 | Cap-Tons | DEER:HVAC_Split-Package_HP | Annual | 1 | 70.2 | 43.4 | 0 | 0
NE-HVAC-airHP-SpltPkg-65to134kBtuh-11p5eer-3p4cop | MBT | New | cDXHP | CZ15 | 511 | Cap-Tons | DEER:HVAC_Split-Package_HP | Annual | 1 | 76.6 | 57.6 | 0 | 0
NE-HVAC-airHP-SpltPkg-65to134kBtuh-11p5eer-3p4cop | MBT | New | cDXHP | CZ16 | 303 | Cap-Tons | DEER:HVAC_Split-Package_HP | Annual | 1 | 58.4 | 34.2 | 0 | 0
NE-HVAC-airHP-SpltPkg-65to134kBtuh-11p5eer-3p4cop | MBT | Rec | cDXHP | CZ01 | 290 | Cap-Tons | DEER:HVAC_Split-Package_HP | Annual | 1 | 31.7 | 19.1 | 0 | 0
NE-HVAC-airHP-SpltPkg-65to134kBtuh-11p5eer-3p4cop | MBT | Rec | cDXHP | CZ02 | 305 | Cap-Tons | DEER:HVAC_Split-Package_HP | Annual | 1 | 54.9 | 35.9 | 0 | 0
NE-HVAC-airHP-SpltPkg-65to134kBtuh-11p5eer-3p4cop | MBT | Rec | cDXHP | CZ03 | 303 | Cap-Tons | DEER:HVAC_Split-Package_HP | Annual | 1 | 39.9 | 24.7 | 0 | 0
NE-HVAC-airHP-SpltPkg-65to134kBtuh-11p5eer-3p4cop | MBT | Rec | cDXHP | CZ04 | 302 | Cap-Tons | DEER:HVAC_Split-Package_HP | Annual | 1 | 58 | 38 | 0 | 0
NE-HVAC-airHP-SpltPkg-65to134kBtuh-11p5eer-3p4cop | MBT | Rec | cDXHP | CZ05 | 299 | Cap-Tons | DEER:HVAC_Split-Package_HP | Annual | 1 | 42.8 | 26.4 | 0 | 0
NE-HVAC-airHP-SpltPkg-65to134kBtuh-11p5eer-3p4cop | MBT | Rec | cDXHP | CZ06 | 323 | Cap-Tons | DEER:HVAC_Split-Package_HP | Annual | 1 | 56.9 | 40 | 0 | 0
NE-HVAC-airHP-SpltPkg-65to134kBtuh-11p5eer-3p4cop | MBT | Rec | cDXHP | CZ07 | 318 | Cap-Tons | DEER:HVAC_Split-Package_HP | Annual | 1 | 49.2 | 35.1 | 0 | 0
NE-HVAC-airHP-SpltPkg-65to134kBtuh-11p5eer-3p4cop | MBT | Rec | cDXHP | CZ08 | 326 | Cap-Tons | DEER:HVAC_Split-Package_HP | Annual | 1 | 64.4 | 44.9 | 0 | 0
NE-HVAC-airHP-SpltPkg-65to134kBtuh-11p5eer-3p4cop | MBT | Rec | cDXHP | CZ09 | 389 | Cap-Tons | DEER:HVAC_Split-Package_HP | Annual | 1 | 58.1 | 39 | 0 | 0
NE-HVAC-airHP-SpltPkg-65to134kBtuh-11p5eer-3p4cop | MBT | Rec | cDXHP | CZ10 | 361 | Cap-Tons | DEER:HVAC_Split-Package_HP | Annual | 1 | 64.5 | 45.1 | 0 | 0
NE-HVAC-airHP-SpltPkg-65to134kBtuh-11p5eer-3p4cop | MBT | Rec | cDXHP | CZ11 | 397 | Cap-Tons | DEER:HVAC_Split-Package_HP | Annual | 1 | 65.1 | 41.9 | 0 | 0
NE-HVAC-airHP-SpltPkg-65to134kBtuh-11p5eer-3p4cop | MBT | Rec | cDXHP | CZ12 | 359 | Cap-Tons | DEER:HVAC_Split-Package_HP | Annual | 1 | 58.3 | 38.4 | 0 | 0
NE-HVAC-airHP-SpltPkg-65to134kBtuh-11p5eer-3p4cop | MBT | Rec | cDXHP | CZ13 | 400 | Cap-Tons | DEER:HVAC_Split-Package_HP | Annual | 1 | 64.7 | 43.4 | 0 | 0
NE-HVAC-airHP-SpltPkg-65to134kBtuh-11p5eer-3p4cop | MBT | Rec | cDXHP | CZ14 | 403 | Cap-Tons | DEER:HVAC_Split-Package_HP | Annual | 1 | 70.2 | 43.4 | 0 | 0
NE-HVAC-airHP-SpltPkg-65to134kBtuh-11p5eer-3p4cop | MBT | Rec | cDXHP | CZ15 | 515 | Cap-Tons | DEER:HVAC_Split-Package_HP | Annual | 1 | 82.9 | 59.2 | 0 | 0
NE-HVAC-airHP-SpltPkg-65to134kBtuh-11p5eer-3p4cop | MBT | Rec | cDXHP | CZ16 | 314 | Cap-Tons | DEER:HVAC_Split-Package_HP | Annual | 1 | 57.2 | 33.7 | 0 | 0
NE-HVAC-airHP-SpltPkg-65to134kBtuh-11p5eer-3p4cop | MBT | Old | cDXHP | CZ01 | 349 | Cap-Tons | DEER:HVAC_Split-Package_HP | Annual | 1 | 640 | 17.9 | 0 | 0
NE-HVAC-airHP-SpltPkg-65to134kBtuh-11p5eer-3p4cop | MBT | Old | cDXHP | CZ02 | 377 | Cap-Tons | DEER:HVAC_Split-Package_HP | Annual | 1 | 660 | 35.2 | 0 | 0
NE-HVAC-airHP-SpltPkg-65to134kBtuh-11p5eer-3p4cop | MBT | Old | cDXHP | CZ03 | 367 | Cap-Tons | DEER:HVAC_Split-Package_HP | Annual | 1 | 631 | 23.3 | 0 | 0
NE-HVAC-airHP-SpltPkg-65to134kBtuh-11p5eer-3p4cop | MBT | Old | cDXHP | CZ04 | 376 | Cap-Tons | DEER:HVAC_Split-Package_HP | Annual | 1 | 645 | 36.5 | 0 | 0
NE-HVAC-airHP-SpltPkg-65to134kBtuh-11p5eer-3p4cop | MBT | Old | cDXHP | CZ05 | 366 | Cap-Tons | DEER:HVAC_Split-Package_HP | Annual | 1 | 608 | 24.7 | 0 | 0
NE-HVAC-airHP-SpltPkg-65to134kBtuh-11p5eer-3p4cop | MBT | Old | cDXHP | CZ06 | 385 | Cap-Tons | DEER:HVAC_Split-Package_HP | Annual | 1 | 594 | 39 | 0 | 0
NE-HVAC-airHP-SpltPkg-65to134kBtuh-11p5eer-3p4cop | MBT | Old | cDXHP | CZ07 | 378 | Cap-Tons | DEER:HVAC_Split-Package_HP | Annual | 1 | 608 | 34 | 0 | 0
NE-HVAC-airHP-SpltPkg-65to134kBtuh-11p5eer-3p4cop | MBT | Old | cDXHP | CZ08 | 389 | Cap-Tons | DEER:HVAC_Split-Package_HP | Annual | 1 | 631 | 44.5 | 0 | 0
NE-HVAC-airHP-SpltPkg-65to134kBtuh-11p5eer-3p4cop | MBT | Old | cDXHP | CZ09 | 475 | Cap-Tons | DEER:HVAC_Split-Package_HP | Annual | 1 | 637 | 38.8 | 0 | 0
NE-HVAC-airHP-SpltPkg-65to134kBtuh-11p5eer-3p4cop | MBT | Old | cDXHP | CZ10 | 447 | Cap-Tons | DEER:HVAC_Split-Package_HP | Annual | 1 | 655 | 44.5 | 0 | 0
NE-HVAC-airHP-SpltPkg-65to134kBtuh-11p5eer-3p4cop | MBT | Old | cDXHP | CZ11 | 482 | Cap-Tons | DEER:HVAC_Split-Package_HP | Annual | 1 | 656 | 43.2 | 0 | 0
NE-HVAC-airHP-SpltPkg-65to134kBtuh-11p5eer-3p4cop | MBT | Old | cDXHP | CZ12 | 439 | Cap-Tons | DEER:HVAC_Split-Package_HP | Annual | 1 | 665 | 38.7 | 0 | 0
NE-HVAC-airHP-SpltPkg-65to134kBtuh-11p5eer-3p4cop | MBT | Old | cDXHP | CZ13 | 486 | Cap-Tons | DEER:HVAC_Split-Package_HP | Annual | 1 | 675 | 45 | 0 | 0
NE-HVAC-airHP-SpltPkg-65to134kBtuh-11p5eer-3p4cop | MBT | Old | cDXHP | CZ14 | 488 | Cap-Tons | DEER:HVAC_Split-Package_HP | Annual | 1 | 656 | 45 | 0 | 0
NE-HVAC-airHP-SpltPkg-65to134kBtuh-11p5eer-3p4cop | MBT | Old | cDXHP | CZ15 | 606 | Cap-Tons | DEER:HVAC_Split-Package_HP | Annual | 1 | 679 | 63.1 | 0 | 0
NE-HVAC-airHP-SpltPkg-65to134kBtuh-11p5eer-3p4cop | MBT | Old | cDXHP | CZ16 | 385 | Cap-Tons | DEER:HVAC_Split-Package_HP | Annual | 1 | 677 | 35.1 | 0 | 0
NE-HVAC-airHP-SpltPkg-65to134kBtuh-11p5eer-3p4cop | Htl | Ex | cDXHP | CZ01 | 60.9 | Cap-Tons | DEER:HVAC_Split-Package_HP | Annual | 1 | 819 | 47.3 | 0 | 0
NE-HVAC-airHP-SpltPkg-65to134kBtuh-11p5eer-3p4cop | Htl | Ex | cDXHP | CZ02 | 58.8 | Cap-Tons | DEER:HVAC_Split-Package_HP | Annual | 1 | 815 | 62.7 | 0 | 0
NE-HVAC-airHP-SpltPkg-65to134kBtuh-11p5eer-3p4cop | Htl | Ex | cDXHP | CZ03 | 65.8 | Cap-Tons | DEER:HVAC_Split-Package_HP | Annual | 1 | 767 | 37.8 | 0 | 0
NE-HVAC-airHP-SpltPkg-65to134kBtuh-11p5eer-3p4cop | Htl | Ex | cDXHP | CZ04 | 61.5 | Cap-Tons | DEER:HVAC_Split-Package_HP | Annual | 1 | 760 | 58.4 | 0 | 0
NE-HVAC-airHP-SpltPkg-65to134kBtuh-11p5eer-3p4cop | Htl | Ex | cDXHP | CZ05 | 64.7 | Cap-Tons | DEER:HVAC_Split-Package_HP | Annual | 1 | 694 | 39.3 | 0 | 0
NE-HVAC-airHP-SpltPkg-65to134kBtuh-11p5eer-3p4cop | Htl | Ex | cDXHP | CZ06 | 68.3 | Cap-Tons | DEER:HVAC_Split-Package_HP | Annual | 1 | 685 | 48.6 | 0 | 0
NE-HVAC-airHP-SpltPkg-65to134kBtuh-11p5eer-3p4cop | Htl | Ex | cDXHP | CZ07 | 66.8 | Cap-Tons | DEER:HVAC_Split-Package_HP | Annual | 1 | 656 | 39.4 | 0 | 0
NE-HVAC-airHP-SpltPkg-65to134kBtuh-11p5eer-3p4cop | Htl | Ex | cDXHP | CZ08 | 59.7 | Cap-Tons | DEER:HVAC_Split-Package_HP | Annual | 1 | 731 | 63.6 | 0 | 0
NE-HVAC-airHP-SpltPkg-65to134kBtuh-11p5eer-3p4cop | Htl | Ex | cDXHP | CZ09 | 77.6 | Cap-Tons | DEER:HVAC_Split-Package_HP | Annual | 1 | 710 | 60.3 | 0 | 0
NE-HVAC-airHP-SpltPkg-65to134kBtuh-11p5eer-3p4cop | Htl | Ex | cDXHP | CZ10 | 68.7 | Cap-Tons | DEER:HVAC_Split-Package_HP | Annual | 1 | 782 | 70.8 | 0 | 0
NE-HVAC-airHP-SpltPkg-65to134kBtuh-11p5eer-3p4cop | Htl | Ex | cDXHP | CZ11 | 74.6 | Cap-Tons | DEER:HVAC_Split-Package_HP | Annual | 1 | 834 | 82.3 | 0 | 0
NE-HVAC-airHP-SpltPkg-65to134kBtuh-11p5eer-3p4cop | Htl | Ex | cDXHP | CZ12 | 66.9 | Cap-Tons | DEER:HVAC_Split-Package_HP | Annual | 1 | 812 | 71 | 0 | 0
NE-HVAC-airHP-SpltPkg-65to134kBtuh-11p5eer-3p4cop | Htl | Ex | cDXHP | CZ13 | 76 | Cap-Tons | DEER:HVAC_Split-Package_HP | Annual | 1 | 837 | 82.1 | 0 | 0
NE-HVAC-airHP-SpltPkg-65to134kBtuh-11p5eer-3p4cop | Htl | Ex | cDXHP | CZ14 | 76.4 | Cap-Tons | DEER:HVAC_Split-Package_HP | Annual | 1 | 829 | 81.6 | 0 | 0
NE-HVAC-airHP-SpltPkg-65to134kBtuh-11p5eer-3p4cop | Htl | Ex | cDXHP | CZ15 | 103 | Cap-Tons | DEER:HVAC_Split-Package_HP | Annual | 1 | 883 | 103 | 0 | 0
NE-HVAC-airHP-SpltPkg-65to134kBtuh-11p5eer-3p4cop | Htl | Ex | cDXHP | CZ16 | 66.4 | Cap-Tons | DEER:HVAC_Split-Package_HP | Annual | 1 | 910 | 70.6 | 0 | 0
NE-HVAC-airHP-SpltPkg-65to134kBtuh-11p5eer-3p4cop | Htl | New | cDXHP | CZ01 | 54.8 | Cap-Tons | DEER:HVAC_Split-Package_HP | Annual | 1 | 51 | 51 | 0 | 0
NE-HVAC-airHP-SpltPkg-65to134kBtuh-11p5eer-3p4cop | Htl | New | cDXHP | CZ02 | 55.4 | Cap-Tons | DEER:HVAC_Split-Package_HP | Annual | 1 | 62.3 | 62.3 | 0 | 0
NE-HVAC-airHP-SpltPkg-65to134kBtuh-11p5eer-3p4cop | Htl | New | cDXHP | CZ03 | 57.4 | Cap-Tons | DEER:HVAC_Split-Package_HP | Annual | 1 | 39.9 | 39.9 | 0 | 0
NE-HVAC-airHP-SpltPkg-65to134kBtuh-11p5eer-3p4cop | Htl | New | cDXHP | CZ04 | 56.6 | Cap-Tons | DEER:HVAC_Split-Package_HP | Annual | 1 | 57.3 | 57.3 | 0 | 0
NE-HVAC-airHP-SpltPkg-65to134kBtuh-11p5eer-3p4cop | Htl | New | cDXHP | CZ05 | 56.9 | Cap-Tons | DEER:HVAC_Split-Package_HP | Annual | 1 | 41.5 | 41.5 | 0 | 0
NE-HVAC-airHP-SpltPkg-65to134kBtuh-11p5eer-3p4cop | Htl | New | cDXHP | CZ06 | 59.8 | Cap-Tons | DEER:HVAC_Split-Package_HP | Annual | 1 | 48 | 48 | 0 | 0
NE-HVAC-airHP-SpltPkg-65to134kBtuh-11p5eer-3p4cop | Htl | New | cDXHP | CZ07 | 58.9 | Cap-Tons | DEER:HVAC_Split-Package_HP | Annual | 1 | 38.7 | 38.7 | 0 | 0
NE-HVAC-airHP-SpltPkg-65to134kBtuh-11p5eer-3p4cop | Htl | New | cDXHP | CZ08 | 53 | Cap-Tons | DEER:HVAC_Split-Package_HP | Annual | 1 | 61.9 | 61.9 | 0 | 0
NE-HVAC-airHP-SpltPkg-65to134kBtuh-11p5eer-3p4cop | Htl | New | cDXHP | CZ09 | 70.6 | Cap-Tons | DEER:HVAC_Split-Package_HP | Annual | 1 | 58.9 | 58.9 | 0 | 0
NE-HVAC-airHP-SpltPkg-65to134kBtuh-11p5eer-3p4cop | Htl | New | cDXHP | CZ10 | 63.5 | Cap-Tons | DEER:HVAC_Split-Package_HP | Annual | 1 | 69.7 | 69.7 | 0 | 0
NE-HVAC-airHP-SpltPkg-65to134kBtuh-11p5eer-3p4cop | Htl | New | cDXHP | CZ11 | 67.4 | Cap-Tons | DEER:HVAC_Split-Package_HP | Annual | 1 | 81.6 | 81.6 | 0 | 0
NE-HVAC-airHP-SpltPkg-65to134kBtuh-11p5eer-3p4cop | Htl | New | cDXHP | CZ12 | 61.6 | Cap-Tons | DEER:HVAC_Split-Package_HP | Annual | 1 | 70.8 | 70.8 | 0 | 0
NE-HVAC-airHP-SpltPkg-65to134kBtuh-11p5eer-3p4cop | Htl | New | cDXHP | CZ13 | 69.5 | Cap-Tons | DEER:HVAC_Split-Package_HP | Annual | 1 | 81.3 | 81.3 | 0 | 0
NE-HVAC-airHP-SpltPkg-65to134kBtuh-11p5eer-3p4cop | Htl | New | cDXHP | CZ14 | 69.3 | Cap-Tons | DEER:HVAC_Split-Package_HP | Annual | 1 | 80.4 | 80.4 | 0 | 0
NE-HVAC-airHP-SpltPkg-65to134kBtuh-11p5eer-3p4cop | Htl | New | cDXHP | CZ15 | 95.2 | Cap-Tons | DEER:HVAC_Split-Package_HP | Annual | 1 | 100 | 100 | 0 | 0
NE-HVAC-airHP-SpltPkg-65to134kBtuh-11p5eer-3p4cop | Htl | New | cDXHP | CZ16 | 58.9 | Cap-Tons | DEER:HVAC_Split-Package_HP | Annual | 1 | 72.1 | 72.1 | 0 | 0
NE-HVAC-airHP-SpltPkg-65to134kBtuh-11p5eer-3p4cop | Htl | Rec | cDXHP | CZ01 | 55.4 | Cap-Tons | DEER:HVAC_Split-Package_HP | Annual | 1 | 49.8 | 49.8 | 0 | 0
NE-HVAC-airHP-SpltPkg-65to134kBtuh-11p5eer-3p4cop | Htl | Rec | cDXHP | CZ02 | 55.4 | Cap-Tons | DEER:HVAC_Split-Package_HP | Annual | 1 | 62.4 | 62.4 | 0 | 0
NE-HVAC-airHP-SpltPkg-65to134kBtuh-11p5eer-3p4cop | Htl | Rec | cDXHP | CZ03 | 58.1 | Cap-Tons | DEER:HVAC_Split-Package_HP | Annual | 1 | 39.5 | 39.5 | 0 | 0
NE-HVAC-airHP-SpltPkg-65to134kBtuh-11p5eer-3p4cop | Htl | Rec | cDXHP | CZ04 | 56.6 | Cap-Tons | DEER:HVAC_Split-Package_HP | Annual | 1 | 57.6 | 57.6 | 0 | 0
NE-HVAC-airHP-SpltPkg-65to134kBtuh-11p5eer-3p4cop | Htl | Rec | cDXHP | CZ05 | 57.6 | Cap-Tons | DEER:HVAC_Split-Package_HP | Annual | 1 | 40.7 | 40.7 | 0 | 0
NE-HVAC-airHP-SpltPkg-65to134kBtuh-11p5eer-3p4cop | Htl | Rec | cDXHP | CZ06 | 60.5 | Cap-Tons | DEER:HVAC_Split-Package_HP | Annual | 1 | 48.5 | 48.5 | 0 | 0
NE-HVAC-airHP-SpltPkg-65to134kBtuh-11p5eer-3p4cop | Htl | Rec | cDXHP | CZ07 | 59.6 | Cap-Tons | DEER:HVAC_Split-Package_HP | Annual | 1 | 39.2 | 39.2 | 0 | 0
NE-HVAC-airHP-SpltPkg-65to134kBtuh-11p5eer-3p4cop | Htl | Rec | cDXHP | CZ08 | 53.8 | Cap-Tons | DEER:HVAC_Split-Package_HP | Annual | 1 | 62.5 | 62.5 | 0 | 0
NE-HVAC-airHP-SpltPkg-65to134kBtuh-11p5eer-3p4cop | Htl | Rec | cDXHP | CZ09 | 71.5 | Cap-Tons | DEER:HVAC_Split-Package_HP | Annual | 1 | 59.1 | 59.1 | 0 | 0
NE-HVAC-airHP-SpltPkg-65to134kBtuh-11p5eer-3p4cop | Htl | Rec | cDXHP | CZ10 | 64.4 | Cap-Tons | DEER:HVAC_Split-Package_HP | Annual | 1 | 69.9 | 69.9 | 0 | 0
NE-HVAC-airHP-SpltPkg-65to134kBtuh-11p5eer-3p4cop | Htl | Rec | cDXHP | CZ11 | 68.3 | Cap-Tons | DEER:HVAC_Split-Package_HP | Annual | 1 | 81.4 | 81.4 | 0 | 0
NE-HVAC-airHP-SpltPkg-65to134kBtuh-11p5eer-3p4cop | Htl | Rec | cDXHP | CZ12 | 62.2 | Cap-Tons | DEER:HVAC_Split-Package_HP | Annual | 1 | 70.6 | 70.6 | 0 | 0
NE-HVAC-airHP-SpltPkg-65to134kBtuh-11p5eer-3p4cop | Htl | Rec | cDXHP | CZ13 | 70.4 | Cap-Tons | DEER:HVAC_Split-Package_HP | Annual | 1 | 81.1 | 81.1 | 0 | 0
NE-HVAC-airHP-SpltPkg-65to134kBtuh-11p5eer-3p4cop | Htl | Rec | cDXHP | CZ14 | 70.2 | Cap-Tons | DEER:HVAC_Split-Package_HP | Annual | 1 | 80.1 | 80.1 | 0 | 0
NE-HVAC-airHP-SpltPkg-65to134kBtuh-11p5eer-3p4cop | Htl | Rec | cDXHP | CZ15 | 96.1 | Cap-Tons | DEER:HVAC_Split-Package_HP | Annual | 1 | 101 | 101 | 0 | 0
NE-HVAC-airHP-SpltPkg-65to134kBtuh-11p5eer-3p4cop | Htl | Rec | cDXHP | CZ16 | 59.7 | Cap-Tons | DEER:HVAC_Split-Package_HP | Annual | 1 | 71.2 | 71.2 | 0 | 0
NE-HVAC-airHP-SpltPkg-65to134kBtuh-11p5eer-3p4cop | Htl | Old | cDXHP | CZ01 | 79 | Cap-Tons | DEER:HVAC_Split-Package_HP | Annual | 1 | 942 | 39.6 | 0 | 0
NE-HVAC-airHP-SpltPkg-65to134kBtuh-11p5eer-3p4cop | Htl | Old | cDXHP | CZ02 | 72.6 | Cap-Tons | DEER:HVAC_Split-Package_HP | Annual | 1 | 974 | 63.9 | 0 | 0
NE-HVAC-airHP-SpltPkg-65to134kBtuh-11p5eer-3p4cop | Htl | Old | cDXHP | CZ03 | 84.2 | Cap-Tons | DEER:HVAC_Split-Package_HP | Annual | 1 | 911 | 36.1 | 0 | 0
NE-HVAC-airHP-SpltPkg-65to134kBtuh-11p5eer-3p4cop | Htl | Old | cDXHP | CZ04 | 73.8 | Cap-Tons | DEER:HVAC_Split-Package_HP | Annual | 1 | 938 | 60.6 | 0 | 0
NE-HVAC-airHP-SpltPkg-65to134kBtuh-11p5eer-3p4cop | Htl | Old | cDXHP | CZ05 | 83.6 | Cap-Tons | DEER:HVAC_Split-Package_HP | Annual | 1 | 891 | 37.7 | 0 | 0
NE-HVAC-airHP-SpltPkg-65to134kBtuh-11p5eer-3p4cop | Htl | Old | cDXHP | CZ06 | 86.8 | Cap-Tons | DEER:HVAC_Split-Package_HP | Annual | 1 | 862 | 47.5 | 0 | 0
NE-HVAC-airHP-SpltPkg-65to134kBtuh-11p5eer-3p4cop | Htl | Old | cDXHP | CZ07 | 84.7 | Cap-Tons | DEER:HVAC_Split-Package_HP | Annual | 1 | 864 | 39.3 | 0 | 0
NE-HVAC-airHP-SpltPkg-65to134kBtuh-11p5eer-3p4cop | Htl | Old | cDXHP | CZ08 | 72.2 | Cap-Tons | DEER:HVAC_Split-Package_HP | Annual | 1 | 920 | 64.7 | 0 | 0
NE-HVAC-airHP-SpltPkg-65to134kBtuh-11p5eer-3p4cop | Htl | Old | cDXHP | CZ09 | 90.7 | Cap-Tons | DEER:HVAC_Split-Package_HP | Annual | 1 | 919 | 62.4 | 0 | 0
NE-HVAC-airHP-SpltPkg-65to134kBtuh-11p5eer-3p4cop | Htl | Old | cDXHP | CZ10 | 83.7 | Cap-Tons | DEER:HVAC_Split-Package_HP | Annual | 1 | 964 | 72.9 | 0 | 0
NE-HVAC-airHP-SpltPkg-65to134kBtuh-11p5eer-3p4cop | Htl | Old | cDXHP | CZ11 | 89.9 | Cap-Tons | DEER:HVAC_Split-Package_HP | Annual | 1 | 1010 | 83.4 | 0 | 0
NE-HVAC-airHP-SpltPkg-65to134kBtuh-11p5eer-3p4cop | Htl | Old | cDXHP | CZ12 | 80.3 | Cap-Tons | DEER:HVAC_Split-Package_HP | Annual | 1 | 986 | 71.5 | 0 | 0
NE-HVAC-airHP-SpltPkg-65to134kBtuh-11p5eer-3p4cop | Htl | Old | cDXHP | CZ13 | 91.2 | Cap-Tons | DEER:HVAC_Split-Package_HP | Annual | 1 | 1020 | 82.6 | 0 | 0
NE-HVAC-airHP-SpltPkg-65to134kBtuh-11p5eer-3p4cop | Htl | Old | cDXHP | CZ14 | 90.3 | Cap-Tons | DEER:HVAC_Split-Package_HP | Annual | 1 | 1020 | 82.5 | 0 | 0
NE-HVAC-airHP-SpltPkg-65to134kBtuh-11p5eer-3p4cop | Htl | Old | cDXHP | CZ15 | 118 | Cap-Tons | DEER:HVAC_Split-Package_HP | Annual | 1 | 1080 | 106 | 0 | 0
NE-HVAC-airHP-SpltPkg-65to134kBtuh-11p5eer-3p4cop | Htl | Old | cDXHP | CZ16 | 87.2 | Cap-Tons | DEER:HVAC_Split-Package_HP | Annual | 1 | 1090 | 63.9 | 0 | 0
NE-HVAC-airHP-SpltPkg-65to134kBtuh-11p5eer-3p4cop | ESe | Ex | cDXHP | CZ01 | 376 | Cap-Tons | DEER:HVAC_Split-Package_HP | Annual | 1 | 377 | 17.7 | 0 | 0
NE-HVAC-airHP-SpltPkg-65to134kBtuh-11p5eer-3p4cop | ESe | Ex | cDXHP | CZ02 | 398 | Cap-Tons | DEER:HVAC_Split-Package_HP | Annual | 1 | 366 | 26.4 | 0 | 0
NE-HVAC-airHP-SpltPkg-65to134kBtuh-11p5eer-3p4cop | ESe | Ex | cDXHP | CZ03 | 445 | Cap-Tons | DEER:HVAC_Split-Package_HP | Annual | 1 | 337 | 15.9 | 0 | 0
NE-HVAC-airHP-SpltPkg-65to134kBtuh-11p5eer-3p4cop | ESe | Ex | cDXHP | CZ04 | 425 | Cap-Tons | DEER:HVAC_Split-Package_HP | Annual | 1 | 355 | 26.7 | 0 | 0
NE-HVAC-airHP-SpltPkg-65to134kBtuh-11p5eer-3p4cop | ESe | Ex | cDXHP | CZ05 | 432 | Cap-Tons | DEER:HVAC_Split-Package_HP | Annual | 1 | 340 | 17 | 0 | 0
NE-HVAC-airHP-SpltPkg-65to134kBtuh-11p5eer-3p4cop | ESe | Ex | cDXHP | CZ06 | 467 | Cap-Tons | DEER:HVAC_Split-Package_HP | Annual | 1 | 332 | 23.8 | 0 | 0
NE-HVAC-airHP-SpltPkg-65to134kBtuh-11p5eer-3p4cop | ESe | Ex | cDXHP | CZ07 | 460 | Cap-Tons | DEER:HVAC_Split-Package_HP | Annual | 1 | 351 | 20.4 | 0 | 0
NE-HVAC-airHP-SpltPkg-65to134kBtuh-11p5eer-3p4cop | ESe | Ex | cDXHP | CZ08 | 445 | Cap-Tons | DEER:HVAC_Split-Package_HP | Annual | 1 | 347 | 31 | 0 | 0
NE-HVAC-airHP-SpltPkg-65to134kBtuh-11p5eer-3p4cop | ESe | Ex | cDXHP | CZ09 | 548 | Cap-Tons | DEER:HVAC_Split-Package_HP | Annual | 1 | 356 | 28.2 | 0 | 0
NE-HVAC-airHP-SpltPkg-65to134kBtuh-11p5eer-3p4cop | ESe | Ex | cDXHP | CZ10 | 473 | Cap-Tons | DEER:HVAC_Split-Package_HP | Annual | 1 | 362 | 31.6 | 0 | 0
NE-HVAC-airHP-SpltPkg-65to134kBtuh-11p5eer-3p4cop | ESe | Ex | cDXHP | CZ11 | 461 | Cap-Tons | DEER:HVAC_Split-Package_HP | Annual | 1 | 374 | 36.8 | 0 | 0
NE-HVAC-airHP-SpltPkg-65to134kBtuh-11p5eer-3p4cop | ESe | Ex | cDXHP | CZ12 | 426 | Cap-Tons | DEER:HVAC_Split-Package_HP | Annual | 1 | 375 | 31.9 | 0 | 0
NE-HVAC-airHP-SpltPkg-65to134kBtuh-11p5eer-3p4cop | ESe | Ex | cDXHP | CZ13 | 469 | Cap-Tons | DEER:HVAC_Split-Package_HP | Annual | 1 | 374 | 38.6 | 0 | 0
NE-HVAC-airHP-SpltPkg-65to134kBtuh-11p5eer-3p4cop | ESe | Ex | cDXHP | CZ14 | 501 | Cap-Tons | DEER:HVAC_Split-Package_HP | Annual | 1 | 378 | 36 | 0 | 0
NE-HVAC-airHP-SpltPkg-65to134kBtuh-11p5eer-3p4cop | ESe | Ex | cDXHP | CZ15 | 681 | Cap-Tons | DEER:HVAC_Split-Package_HP | Annual | 1 | 383 | 49.6 | 0 | 0
NE-HVAC-airHP-SpltPkg-65to134kBtuh-11p5eer-3p4cop | ESe | Ex | cDXHP | CZ16 | 445 | Cap-Tons | DEER:HVAC_Split-Package_HP | Annual | 1 | 450 | 29.6 | 0 | 0
NE-HVAC-airHP-SpltPkg-65to134kBtuh-11p5eer-3p4cop | ESe | New | cDXHP | CZ01 | 342 | Cap-Tons | DEER:HVAC_Split-Package_HP | Annual | 1 | 19 | 19 | 0 | 0
NE-HVAC-airHP-SpltPkg-65to134kBtuh-11p5eer-3p4cop | ESe | New | cDXHP | CZ02 | 385 | Cap-Tons | DEER:HVAC_Split-Package_HP | Annual | 1 | 25.2 | 25.2 | 0 | 0
NE-HVAC-airHP-SpltPkg-65to134kBtuh-11p5eer-3p4cop | ESe | New | cDXHP | CZ03 | 374 | Cap-Tons | DEER:HVAC_Split-Package_HP | Annual | 1 | 16.5 | 16.5 | 0 | 0
NE-HVAC-airHP-SpltPkg-65to134kBtuh-11p5eer-3p4cop | ESe | New | cDXHP | CZ04 | 392 | Cap-Tons | DEER:HVAC_Split-Package_HP | Annual | 1 | 23.9 | 23.9 | 0 | 0
NE-HVAC-airHP-SpltPkg-65to134kBtuh-11p5eer-3p4cop | ESe | New | cDXHP | CZ05 | 359 | Cap-Tons | DEER:HVAC_Split-Package_HP | Annual | 1 | 17.7 | 17.7 | 0 | 0
NE-HVAC-airHP-SpltPkg-65to134kBtuh-11p5eer-3p4cop | ESe | New | cDXHP | CZ06 | 389 | Cap-Tons | DEER:HVAC_Split-Package_HP | Annual | 1 | 22.1 | 22.1 | 0 | 0
NE-HVAC-airHP-SpltPkg-65to134kBtuh-11p5eer-3p4cop | ESe | New | cDXHP | CZ07 | 380 | Cap-Tons | DEER:HVAC_Split-Package_HP | Annual | 1 | 18.9 | 18.9 | 0 | 0
NE-HVAC-airHP-SpltPkg-65to134kBtuh-11p5eer-3p4cop | ESe | New | cDXHP | CZ08 | 392 | Cap-Tons | DEER:HVAC_Split-Package_HP | Annual | 1 | 27 | 27 | 0 | 0
NE-HVAC-airHP-SpltPkg-65to134kBtuh-11p5eer-3p4cop | ESe | New | cDXHP | CZ09 | 491 | Cap-Tons | DEER:HVAC_Split-Package_HP | Annual | 1 | 24.4 | 24.4 | 0 | 0
NE-HVAC-airHP-SpltPkg-65to134kBtuh-11p5eer-3p4cop | ESe | New | cDXHP | CZ10 | 444 | Cap-Tons | DEER:HVAC_Split-Package_HP | Annual | 1 | 29.7 | 29.7 | 0 | 0
NE-HVAC-airHP-SpltPkg-65to134kBtuh-11p5eer-3p4cop | ESe | New | cDXHP | CZ11 | 426 | Cap-Tons | DEER:HVAC_Split-Package_HP | Annual | 1 | 33.5 | 33.5 | 0 | 0
NE-HVAC-airHP-SpltPkg-65to134kBtuh-11p5eer-3p4cop | ESe | New | cDXHP | CZ12 | 402 | Cap-Tons | DEER:HVAC_Split-Package_HP | Annual | 1 | 30 | 30 | 0 | 0
NE-HVAC-airHP-SpltPkg-65to134kBtuh-11p5eer-3p4cop | ESe | New | cDXHP | CZ13 | 437 | Cap-Tons | DEER:HVAC_Split-Package_HP | Annual | 1 | 35.6 | 35.6 | 0 | 0
NE-HVAC-airHP-SpltPkg-65to134kBtuh-11p5eer-3p4cop | ESe | New | cDXHP | CZ14 | 464 | Cap-Tons | DEER:HVAC_Split-Package_HP | Annual | 1 | 32.8 | 32.8 | 0 | 0
NE-HVAC-airHP-SpltPkg-65to134kBtuh-11p5eer-3p4cop | ESe | New | cDXHP | CZ15 | 636 | Cap-Tons | DEER:HVAC_Split-Package_HP | Annual | 1 | 44.4 | 44.4 | 0 | 0
NE-HVAC-airHP-SpltPkg-65to134kBtuh-11p5eer-3p4cop | ESe | New | cDXHP | CZ16 | 396 | Cap-Tons | DEER:HVAC_Split-Package_HP | Annual | 1 | 27.9 | 27.9 | 0 | 0
NE-HVAC-airHP-SpltPkg-65to134kBtuh-11p5eer-3p4cop | ESe | Rec | cDXHP | CZ01 | 353 | Cap-Tons | DEER:HVAC_Split-Package_HP | Annual | 1 | 17.5 | 17.5 | 0 | 0
NE-HVAC-airHP-SpltPkg-65to134kBtuh-11p5eer-3p4cop | ESe | Rec | cDXHP | CZ02 | 386 | Cap-Tons | DEER:HVAC_Split-Package_HP | Annual | 1 | 25.4 | 25.4 | 0 | 0
NE-HVAC-airHP-SpltPkg-65to134kBtuh-11p5eer-3p4cop | ESe | Rec | cDXHP | CZ03 | 384 | Cap-Tons | DEER:HVAC_Split-Package_HP | Annual | 1 | 16.1 | 16.1 | 0 | 0
NE-HVAC-airHP-SpltPkg-65to134kBtuh-11p5eer-3p4cop | ESe | Rec | cDXHP | CZ04 | 392 | Cap-Tons | DEER:HVAC_Split-Package_HP | Annual | 1 | 24.5 | 24.5 | 0 | 0
NE-HVAC-airHP-SpltPkg-65to134kBtuh-11p5eer-3p4cop | ESe | Rec | cDXHP | CZ05 | 371 | Cap-Tons | DEER:HVAC_Split-Package_HP | Annual | 1 | 17.4 | 17.4 | 0 | 0
NE-HVAC-airHP-SpltPkg-65to134kBtuh-11p5eer-3p4cop | ESe | Rec | cDXHP | CZ06 | 401 | Cap-Tons | DEER:HVAC_Split-Package_HP | Annual | 1 | 22.6 | 22.6 | 0 | 0
NE-HVAC-airHP-SpltPkg-65to134kBtuh-11p5eer-3p4cop | ESe | Rec | cDXHP | CZ07 | 392 | Cap-Tons | DEER:HVAC_Split-Package_HP | Annual | 1 | 19.4 | 19.4 | 0 | 0
NE-HVAC-airHP-SpltPkg-65to134kBtuh-11p5eer-3p4cop | ESe | Rec | cDXHP | CZ08 | 402 | Cap-Tons | DEER:HVAC_Split-Package_HP | Annual | 1 | 27.8 | 27.8 | 0 | 0
NE-HVAC-airHP-SpltPkg-65to134kBtuh-11p5eer-3p4cop | ESe | Rec | cDXHP | CZ09 | 501 | Cap-Tons | DEER:HVAC_Split-Package_HP | Annual | 1 | 24.9 | 24.9 | 0 | 0
NE-HVAC-airHP-SpltPkg-65to134kBtuh-11p5eer-3p4cop | ESe | Rec | cDXHP | CZ10 | 454 | Cap-Tons | DEER:HVAC_Split-Package_HP | Annual | 1 | 30.2 | 30.2 | 0 | 0
NE-HVAC-airHP-SpltPkg-65to134kBtuh-11p5eer-3p4cop | ESe | Rec | cDXHP | CZ11 | 435 | Cap-Tons | DEER:HVAC_Split-Package_HP | Annual | 1 | 33.6 | 33.6 | 0 | 0
NE-HVAC-airHP-SpltPkg-65to134kBtuh-11p5eer-3p4cop | ESe | Rec | cDXHP | CZ12 | 407 | Cap-Tons | DEER:HVAC_Split-Package_HP | Annual | 1 | 30.2 | 30.2 | 0 | 0
NE-HVAC-airHP-SpltPkg-65to134kBtuh-11p5eer-3p4cop | ESe | Rec | cDXHP | CZ13 | 447 | Cap-Tons | DEER:HVAC_Split-Package_HP | Annual | 1 | 35.8 | 35.8 | 0 | 0
NE-HVAC-airHP-SpltPkg-65to134kBtuh-11p5eer-3p4cop | ESe | Rec | cDXHP | CZ14 | 475 | Cap-Tons | DEER:HVAC_Split-Package_HP | Annual | 1 | 32.9 | 32.9 | 0 | 0
NE-HVAC-airHP-SpltPkg-65to134kBtuh-11p5eer-3p4cop | ESe | Rec | cDXHP | CZ15 | 647 | Cap-Tons | DEER:HVAC_Split-Package_HP | Annual | 1 | 45.1 | 45.1 | 0 | 0
NE-HVAC-airHP-SpltPkg-65to134kBtuh-11p5eer-3p4cop | ESe | Rec | cDXHP | CZ16 | 406 | Cap-Tons | DEER:HVAC_Split-Package_HP | Annual | 1 | 27 | 27 | 0 | 0
NE-HVAC-airHP-SpltPkg-65to134kBtuh-11p5eer-3p4cop | ESe | Old | cDXHP | CZ01 | 444 | Cap-Tons | DEER:HVAC_Split-Package_HP | Annual | 1 | 424 | 16.5 | 0 | 0
NE-HVAC-airHP-SpltPkg-65to134kBtuh-11p5eer-3p4cop | ESe | Old | cDXHP | CZ02 | 439 | Cap-Tons | DEER:HVAC_Split-Package_HP | Annual | 1 | 429 | 28.6 | 0 | 0
NE-HVAC-airHP-SpltPkg-65to134kBtuh-11p5eer-3p4cop | ESe | Old | cDXHP | CZ03 | 474 | Cap-Tons | DEER:HVAC_Split-Package_HP | Annual | 1 | 390 | 16.1 | 0 | 0
NE-HVAC-airHP-SpltPkg-65to134kBtuh-11p5eer-3p4cop | ESe | Old | cDXHP | CZ04 | 449 | Cap-Tons | DEER:HVAC_Split-Package_HP | Annual | 1 | 409 | 27.4 | 0 | 0
NE-HVAC-airHP-SpltPkg-65to134kBtuh-11p5eer-3p4cop | ESe | Old | cDXHP | CZ05 | 462 | Cap-Tons | DEER:HVAC_Split-Package_HP | Annual | 1 | 391 | 17.2 | 0 | 0
NE-HVAC-airHP-SpltPkg-65to134kBtuh-11p5eer-3p4cop | ESe | Old | cDXHP | CZ06 | 490 | Cap-Tons | DEER:HVAC_Split-Package_HP | Annual | 1 | 383 | 23.7 | 0 | 0
NE-HVAC-airHP-SpltPkg-65to134kBtuh-11p5eer-3p4cop | ESe | Old | cDXHP | CZ07 | 480 | Cap-Tons | DEER:HVAC_Split-Package_HP | Annual | 1 | 396 | 20.2 | 0 | 0
NE-HVAC-airHP-SpltPkg-65to134kBtuh-11p5eer-3p4cop | ESe | Old | cDXHP | CZ08 | 460 | Cap-Tons | DEER:HVAC_Split-Package_HP | Annual | 1 | 400 | 31.6 | 0 | 0
NE-HVAC-airHP-SpltPkg-65to134kBtuh-11p5eer-3p4cop | ESe | Old | cDXHP | CZ09 | 567 | Cap-Tons | DEER:HVAC_Split-Package_HP | Annual | 1 | 403 | 28.9 | 0 | 0
NE-HVAC-airHP-SpltPkg-65to134kBtuh-11p5eer-3p4cop | ESe | Old | cDXHP | CZ10 | 520 | Cap-Tons | DEER:HVAC_Split-Package_HP | Annual | 1 | 422 | 34.7 | 0 | 0
NE-HVAC-airHP-SpltPkg-65to134kBtuh-11p5eer-3p4cop | ESe | Old | cDXHP | CZ11 | 502 | Cap-Tons | DEER:HVAC_Split-Package_HP | Annual | 1 | 449 | 40.5 | 0 | 0
NE-HVAC-airHP-SpltPkg-65to134kBtuh-11p5eer-3p4cop | ESe | Old | cDXHP | CZ12 | 461 | Cap-Tons | DEER:HVAC_Split-Package_HP | Annual | 1 | 444 | 34.5 | 0 | 0
NE-HVAC-airHP-SpltPkg-65to134kBtuh-11p5eer-3p4cop | ESe | Old | cDXHP | CZ13 | 507 | Cap-Tons | DEER:HVAC_Split-Package_HP | Annual | 1 | 452 | 42 | 0 | 0
NE-HVAC-airHP-SpltPkg-65to134kBtuh-11p5eer-3p4cop | ESe | Old | cDXHP | CZ14 | 540 | Cap-Tons | DEER:HVAC_Split-Package_HP | Annual | 1 | 439 | 39.2 | 0 | 0
NE-HVAC-airHP-SpltPkg-65to134kBtuh-11p5eer-3p4cop | ESe | Old | cDXHP | CZ15 | 727 | Cap-Tons | DEER:HVAC_Split-Package_HP | Annual | 1 | 448 | 54.3 | 0 | 0
NE-HVAC-airHP-SpltPkg-65to134kBtuh-11p5eer-3p4cop | ESe | Old | cDXHP | CZ16 | 508 | Cap-Tons | DEER:HVAC_Split-Package_HP | Annual | 1 | 508 | 29.9 | 0 | 0
NE-HVAC-airHP-SpltPkg-65to134kBtuh-11p5eer-3p4cop | Mtl | Ex | cDXHP | CZ01 | 8.56 | Cap-Tons | DEER:HVAC_Split-Package_HP | Annual | 1 | 1150 | 21.2 | 0 | 0
NE-HVAC-airHP-SpltPkg-65to134kBtuh-11p5eer-3p4cop | Mtl | Ex | cDXHP | CZ02 | 6.66 | Cap-Tons | DEER:HVAC_Split-Package_HP | Annual | 1 | 1160 | 55.3 | 0 | 0
NE-HVAC-airHP-SpltPkg-65to134kBtuh-11p5eer-3p4cop | Mtl | Ex | cDXHP | CZ03 | 9.07 | Cap-Tons | DEER:HVAC_Split-Package_HP | Annual | 1 | 1100 | 22.8 | 0 | 0
NE-HVAC-airHP-SpltPkg-65to134kBtuh-11p5eer-3p4cop | Mtl | Ex | cDXHP | CZ04 | 6.82 | Cap-Tons | DEER:HVAC_Split-Package_HP | Annual | 1 | 1140 | 56.7 | 0 | 0
NE-HVAC-airHP-SpltPkg-65to134kBtuh-11p5eer-3p4cop | Mtl | Ex | cDXHP | CZ05 | 8.92 | Cap-Tons | DEER:HVAC_Split-Package_HP | Annual | 1 | 1050 | 24.5 | 0 | 0
NE-HVAC-airHP-SpltPkg-65to134kBtuh-11p5eer-3p4cop | Mtl | Ex | cDXHP | CZ06 | 9.24 | Cap-Tons | DEER:HVAC_Split-Package_HP | Annual | 1 | 1030 | 44.4 | 0 | 0
NE-HVAC-airHP-SpltPkg-65to134kBtuh-11p5eer-3p4cop | Mtl | Ex | cDXHP | CZ07 | 9.14 | Cap-Tons | DEER:HVAC_Split-Package_HP | Annual | 1 | 1020 | 37.8 | 0 | 0
NE-HVAC-airHP-SpltPkg-65to134kBtuh-11p5eer-3p4cop | Mtl | Ex | cDXHP | CZ08 | 6.98 | Cap-Tons | DEER:HVAC_Split-Package_HP | Annual | 1 | 1050 | 68.7 | 0 | 0
NE-HVAC-airHP-SpltPkg-65to134kBtuh-11p5eer-3p4cop | Mtl | Ex | cDXHP | CZ09 | 8.52 | Cap-Tons | DEER:HVAC_Split-Package_HP | Annual | 1 | 1030 | 63.2 | 0 | 0
NE-HVAC-airHP-SpltPkg-65to134kBtuh-11p5eer-3p4cop | Mtl | Ex | cDXHP | CZ10 | 7.99 | Cap-Tons | DEER:HVAC_Split-Package_HP | Annual | 1 | 1100 | 70.2 | 0 | 0
NE-HVAC-airHP-SpltPkg-65to134kBtuh-11p5eer-3p4cop | Mtl | Ex | cDXHP | CZ11 | 8.6 | Cap-Tons | DEER:HVAC_Split-Package_HP | Annual | 1 | 1150 | 78.3 | 0 | 0
NE-HVAC-airHP-SpltPkg-65to134kBtuh-11p5eer-3p4cop | Mtl | Ex | cDXHP | CZ12 | 7.78 | Cap-Tons | DEER:HVAC_Split-Package_HP | Annual | 1 | 1130 | 65.2 | 0 | 0
NE-HVAC-airHP-SpltPkg-65to134kBtuh-11p5eer-3p4cop | Mtl | Ex | cDXHP | CZ13 | 8.66 | Cap-Tons | DEER:HVAC_Split-Package_HP | Annual | 1 | 1150 | 80.1 | 0 | 0
NE-HVAC-airHP-SpltPkg-65to134kBtuh-11p5eer-3p4cop | Mtl | Ex | cDXHP | CZ14 | 8.55 | Cap-Tons | DEER:HVAC_Split-Package_HP | Annual | 1 | 1150 | 79.1 | 0 | 0
NE-HVAC-airHP-SpltPkg-65to134kBtuh-11p5eer-3p4cop | Mtl | Ex | cDXHP | CZ15 | 11.4 | Cap-Tons | DEER:HVAC_Split-Package_HP | Annual | 1 | 1160 | 109 | 0 | 0
NE-HVAC-airHP-SpltPkg-65to134kBtuh-11p5eer-3p4cop | Mtl | Ex | cDXHP | CZ16 | 8.96 | Cap-Tons | DEER:HVAC_Split-Package_HP | Annual | 1 | 1160 | 49.1 | 0 | 0
NE-HVAC-airHP-SpltPkg-65to134kBtuh-11p5eer-3p4cop | Mtl | New | cDXHP | CZ01 | 7.84 | Cap-Tons | DEER:HVAC_Split-Package_HP | Annual | 1 | 19.5 | 19.5 | 0 | 0
NE-HVAC-airHP-SpltPkg-65to134kBtuh-11p5eer-3p4cop | Mtl | New | cDXHP | CZ02 | 5.95 | Cap-Tons | DEER:HVAC_Split-Package_HP | Annual | 1 | 54.5 | 54.5 | 0 | 0
NE-HVAC-airHP-SpltPkg-65to134kBtuh-11p5eer-3p4cop | Mtl | New | cDXHP | CZ03 | 8.19 | Cap-Tons | DEER:HVAC_Split-Package_HP | Annual | 1 | 20.6 | 20.6 | 0 | 0
NE-HVAC-airHP-SpltPkg-65to134kBtuh-11p5eer-3p4cop | Mtl | New | cDXHP | CZ04 | 6.02 | Cap-Tons | DEER:HVAC_Split-Package_HP | Annual | 1 | 55.6 | 55.6 | 0 | 0
NE-HVAC-airHP-SpltPkg-65to134kBtuh-11p5eer-3p4cop | Mtl | New | cDXHP | CZ05 | 8.1 | Cap-Tons | DEER:HVAC_Split-Package_HP | Annual | 1 | 22 | 22 | 0 | 0
NE-HVAC-airHP-SpltPkg-65to134kBtuh-11p5eer-3p4cop | Mtl | New | cDXHP | CZ06 | 8.4 | Cap-Tons | DEER:HVAC_Split-Package_HP | Annual | 1 | 42.4 | 42.4 | 0 | 0
NE-HVAC-airHP-SpltPkg-65to134kBtuh-11p5eer-3p4cop | Mtl | New | cDXHP | CZ07 | 8.34 | Cap-Tons | DEER:HVAC_Split-Package_HP | Annual | 1 | 36.2 | 36.2 | 0 | 0
NE-HVAC-airHP-SpltPkg-65to134kBtuh-11p5eer-3p4cop | Mtl | New | cDXHP | CZ08 | 6.25 | Cap-Tons | DEER:HVAC_Split-Package_HP | Annual | 1 | 66.6 | 66.6 | 0 | 0
NE-HVAC-airHP-SpltPkg-65to134kBtuh-11p5eer-3p4cop | Mtl | New | cDXHP | CZ09 | 7.74 | Cap-Tons | DEER:HVAC_Split-Package_HP | Annual | 1 | 61.1 | 61.1 | 0 | 0
NE-HVAC-airHP-SpltPkg-65to134kBtuh-11p5eer-3p4cop | Mtl | New | cDXHP | CZ10 | 7.21 | Cap-Tons | DEER:HVAC_Split-Package_HP | Annual | 1 | 69.7 | 69.7 | 0 | 0
NE-HVAC-airHP-SpltPkg-65to134kBtuh-11p5eer-3p4cop | Mtl | New | cDXHP | CZ11 | 7.66 | Cap-Tons | DEER:HVAC_Split-Package_HP | Annual | 1 | 77.8 | 77.8 | 0 | 0
NE-HVAC-airHP-SpltPkg-65to134kBtuh-11p5eer-3p4cop | Mtl | New | cDXHP | CZ12 | 6.99 | Cap-Tons | DEER:HVAC_Split-Package_HP | Annual | 1 | 64.6 | 64.6 | 0 | 0
NE-HVAC-airHP-SpltPkg-65to134kBtuh-11p5eer-3p4cop | Mtl | New | cDXHP | CZ13 | 7.82 | Cap-Tons | DEER:HVAC_Split-Package_HP | Annual | 1 | 79.5 | 79.5 | 0 | 0
NE-HVAC-airHP-SpltPkg-65to134kBtuh-11p5eer-3p4cop | Mtl | New | cDXHP | CZ14 | 7.7 | Cap-Tons | DEER:HVAC_Split-Package_HP | Annual | 1 | 77.7 | 77.7 | 0 | 0
NE-HVAC-airHP-SpltPkg-65to134kBtuh-11p5eer-3p4cop | Mtl | New | cDXHP | CZ15 | 10.4 | Cap-Tons | DEER:HVAC_Split-Package_HP | Annual | 1 | 108 | 108 | 0 | 0
NE-HVAC-airHP-SpltPkg-65to134kBtuh-11p5eer-3p4cop | Mtl | New | cDXHP | CZ16 | 8.19 | Cap-Tons | DEER:HVAC_Split-Package_HP | Annual | 1 | 47.8 | 47.8 | 0 | 0
NE-HVAC-airHP-SpltPkg-65to134kBtuh-11p5eer-3p4cop | Mtl | Rec | cDXHP | CZ01 | 7.92 | Cap-Tons | DEER:HVAC_Split-Package_HP | Annual | 1 | 18.4 | 18.4 | 0 | 0
NE-HVAC-airHP-SpltPkg-65to134kBtuh-11p5eer-3p4cop | Mtl | Rec | cDXHP | CZ02 | 6 | Cap-Tons | DEER:HVAC_Split-Package_HP | Annual | 1 | 54.6 | 54.6 | 0 | 0
NE-HVAC-airHP-SpltPkg-65to134kBtuh-11p5eer-3p4cop | Mtl | Rec | cDXHP | CZ03 | 8.26 | Cap-Tons | DEER:HVAC_Split-Package_HP | Annual | 1 | 20.5 | 20.5 | 0 | 0
NE-HVAC-airHP-SpltPkg-65to134kBtuh-11p5eer-3p4cop | Mtl | Rec | cDXHP | CZ04 | 6.06 | Cap-Tons | DEER:HVAC_Split-Package_HP | Annual | 1 | 56.2 | 56.2 | 0 | 0
NE-HVAC-airHP-SpltPkg-65to134kBtuh-11p5eer-3p4cop | Mtl | Rec | cDXHP | CZ05 | 8.17 | Cap-Tons | DEER:HVAC_Split-Package_HP | Annual | 1 | 21.9 | 21.9 | 0 | 0
NE-HVAC-airHP-SpltPkg-65to134kBtuh-11p5eer-3p4cop | Mtl | Rec | cDXHP | CZ06 | 8.47 | Cap-Tons | DEER:HVAC_Split-Package_HP | Annual | 1 | 43.2 | 43.2 | 0 | 0
NE-HVAC-airHP-SpltPkg-65to134kBtuh-11p5eer-3p4cop | Mtl | Rec | cDXHP | CZ07 | 8.41 | Cap-Tons | DEER:HVAC_Split-Package_HP | Annual | 1 | 37.3 | 37.3 | 0 | 0
NE-HVAC-airHP-SpltPkg-65to134kBtuh-11p5eer-3p4cop | Mtl | Rec | cDXHP | CZ08 | 6.33 | Cap-Tons | DEER:HVAC_Split-Package_HP | Annual | 1 | 67.7 | 67.7 | 0 | 0
NE-HVAC-airHP-SpltPkg-65to134kBtuh-11p5eer-3p4cop | Mtl | Rec | cDXHP | CZ09 | 7.83 | Cap-Tons | DEER:HVAC_Split-Package_HP | Annual | 1 | 61.9 | 61.9 | 0 | 0
NE-HVAC-airHP-SpltPkg-65to134kBtuh-11p5eer-3p4cop | Mtl | Rec | cDXHP | CZ10 | 7.29 | Cap-Tons | DEER:HVAC_Split-Package_HP | Annual | 1 | 70.5 | 70.5 | 0 | 0
NE-HVAC-airHP-SpltPkg-65to134kBtuh-11p5eer-3p4cop | Mtl | Rec | cDXHP | CZ11 | 7.74 | Cap-Tons | DEER:HVAC_Split-Package_HP | Annual | 1 | 78.1 | 78.1 | 0 | 0
NE-HVAC-airHP-SpltPkg-65to134kBtuh-11p5eer-3p4cop | Mtl | Rec | cDXHP | CZ12 | 7.07 | Cap-Tons | DEER:HVAC_Split-Package_HP | Annual | 1 | 64.8 | 64.8 | 0 | 0
NE-HVAC-airHP-SpltPkg-65to134kBtuh-11p5eer-3p4cop | Mtl | Rec | cDXHP | CZ13 | 7.9 | Cap-Tons | DEER:HVAC_Split-Package_HP | Annual | 1 | 79.9 | 79.9 | 0 | 0
NE-HVAC-airHP-SpltPkg-65to134kBtuh-11p5eer-3p4cop | Mtl | Rec | cDXHP | CZ14 | 7.79 | Cap-Tons | DEER:HVAC_Split-Package_HP | Annual | 1 | 78 | 78 | 0 | 0
NE-HVAC-airHP-SpltPkg-65to134kBtuh-11p5eer-3p4cop | Mtl | Rec | cDXHP | CZ15 | 10.4 | Cap-Tons | DEER:HVAC_Split-Package_HP | Annual | 1 | 110 | 110 | 0 | 0
NE-HVAC-airHP-SpltPkg-65to134kBtuh-11p5eer-3p4cop | Mtl | Rec | cDXHP | CZ16 | 8.26 | Cap-Tons | DEER:HVAC_Split-Package_HP | Annual | 1 | 47.1 | 47.1 | 0 | 0
NE-HVAC-airHP-SpltPkg-65to134kBtuh-11p5eer-3p4cop | Mtl | Old | cDXHP | CZ01 | 10.5 | Cap-Tons | DEER:HVAC_Split-Package_HP | Annual | 1 | 1320 | 19 | 0 | 0
NE-HVAC-airHP-SpltPkg-65to134kBtuh-11p5eer-3p4cop | Mtl | Old | cDXHP | CZ02 | 8.93 | Cap-Tons | DEER:HVAC_Split-Package_HP | Annual | 1 | 1350 | 58.6 | 0 | 0
NE-HVAC-airHP-SpltPkg-65to134kBtuh-11p5eer-3p4cop | Mtl | Old | cDXHP | CZ03 | 11.2 | Cap-Tons | DEER:HVAC_Split-Package_HP | Annual | 1 | 1280 | 25.7 | 0 | 0
NE-HVAC-airHP-SpltPkg-65to134kBtuh-11p5eer-3p4cop | Mtl | Old | cDXHP | CZ04 | 8.91 | Cap-Tons | DEER:HVAC_Split-Package_HP | Annual | 1 | 1350 | 60.1 | 0 | 0
NE-HVAC-airHP-SpltPkg-65to134kBtuh-11p5eer-3p4cop | Mtl | Old | cDXHP | CZ05 | 11.1 | Cap-Tons | DEER:HVAC_Split-Package_HP | Annual | 1 | 1290 | 27.7 | 0 | 0
NE-HVAC-airHP-SpltPkg-65to134kBtuh-11p5eer-3p4cop | Mtl | Old | cDXHP | CZ06 | 11.5 | Cap-Tons | DEER:HVAC_Split-Package_HP | Annual | 1 | 1250 | 46.4 | 0 | 0
NE-HVAC-airHP-SpltPkg-65to134kBtuh-11p5eer-3p4cop | Mtl | Old | cDXHP | CZ07 | 11.4 | Cap-Tons | DEER:HVAC_Split-Package_HP | Annual | 1 | 1280 | 39.4 | 0 | 0
NE-HVAC-airHP-SpltPkg-65to134kBtuh-11p5eer-3p4cop | Mtl | Old | cDXHP | CZ08 | 9.22 | Cap-Tons | DEER:HVAC_Split-Package_HP | Annual | 1 | 1280 | 68.3 | 0 | 0
NE-HVAC-airHP-SpltPkg-65to134kBtuh-11p5eer-3p4cop | Mtl | Old | cDXHP | CZ09 | 11 | Cap-Tons | DEER:HVAC_Split-Package_HP | Annual | 1 | 1290 | 64.7 | 0 | 0
NE-HVAC-airHP-SpltPkg-65to134kBtuh-11p5eer-3p4cop | Mtl | Old | cDXHP | CZ10 | 10.5 | Cap-Tons | DEER:HVAC_Split-Package_HP | Annual | 1 | 1320 | 73 | 0 | 0
NE-HVAC-airHP-SpltPkg-65to134kBtuh-11p5eer-3p4cop | Mtl | Old | cDXHP | CZ11 | 11 | Cap-Tons | DEER:HVAC_Split-Package_HP | Annual | 1 | 1350 | 80.3 | 0 | 0
NE-HVAC-airHP-SpltPkg-65to134kBtuh-11p5eer-3p4cop | Mtl | Old | cDXHP | CZ12 | 9.87 | Cap-Tons | DEER:HVAC_Split-Package_HP | Annual | 1 | 1330 | 67.4 | 0 | 0
NE-HVAC-airHP-SpltPkg-65to134kBtuh-11p5eer-3p4cop | Mtl | Old | cDXHP | CZ13 | 11.1 | Cap-Tons | DEER:HVAC_Split-Package_HP | Annual | 1 | 1360 | 81 | 0 | 0
NE-HVAC-airHP-SpltPkg-65to134kBtuh-11p5eer-3p4cop | Mtl | Old | cDXHP | CZ14 | 10.8 | Cap-Tons | DEER:HVAC_Split-Package_HP | Annual | 1 | 1380 | 79.6 | 0 | 0
NE-HVAC-airHP-SpltPkg-65to134kBtuh-11p5eer-3p4cop | Mtl | Old | cDXHP | CZ15 | 13.8 | Cap-Tons | DEER:HVAC_Split-Package_HP | Annual | 1 | 1410 | 110 | 0 | 0
NE-HVAC-airHP-SpltPkg-65to134kBtuh-11p5eer-3p4cop | Mtl | Old | cDXHP | CZ16 | 11.2 | Cap-Tons | DEER:HVAC_Split-Package_HP | Annual | 1 | 1440 | 47.9 | 0 | 0
NE-HVAC-airHP-SpltPkg-65to134kBtuh-11p5eer-3p4cop | RtL | Ex | cDXHP | CZ01 | 175 | Cap-Tons | DEER:HVAC_Split-Package_HP | Annual | 1 | 711 | 26.3 | 0 | 0
NE-HVAC-airHP-SpltPkg-65to134kBtuh-11p5eer-3p4cop | RtL | Ex | cDXHP | CZ02 | 207 | Cap-Tons | DEER:HVAC_Split-Package_HP | Annual | 1 | 763 | 55.1 | 0 | 0
NE-HVAC-airHP-SpltPkg-65to134kBtuh-11p5eer-3p4cop | RtL | Ex | cDXHP | CZ03 | 182 | Cap-Tons | DEER:HVAC_Split-Package_HP | Annual | 1 | 684 | 42.6 | 0 | 0
NE-HVAC-airHP-SpltPkg-65to134kBtuh-11p5eer-3p4cop | RtL | Ex | cDXHP | CZ04 | 202 | Cap-Tons | DEER:HVAC_Split-Package_HP | Annual | 1 | 746 | 60.7 | 0 | 0
NE-HVAC-airHP-SpltPkg-65to134kBtuh-11p5eer-3p4cop | RtL | Ex | cDXHP | CZ05 | 182 | Cap-Tons | DEER:HVAC_Split-Package_HP | Annual | 1 | 686 | 43.2 | 0 | 0
NE-HVAC-airHP-SpltPkg-65to134kBtuh-11p5eer-3p4cop | RtL | Ex | cDXHP | CZ06 | 194 | Cap-Tons | DEER:HVAC_Split-Package_HP | Annual | 1 | 674 | 74.1 | 0 | 0
NE-HVAC-airHP-SpltPkg-65to134kBtuh-11p5eer-3p4cop | RtL | Ex | cDXHP | CZ07 | 190 | Cap-Tons | DEER:HVAC_Split-Package_HP | Annual | 1 | 691 | 68.4 | 0 | 0
NE-HVAC-airHP-SpltPkg-65to134kBtuh-11p5eer-3p4cop | RtL | Ex | cDXHP | CZ08 | 230 | Cap-Tons | DEER:HVAC_Split-Package_HP | Annual | 1 | 743 | 69.8 | 0 | 0
NE-HVAC-airHP-SpltPkg-65to134kBtuh-11p5eer-3p4cop | RtL | Ex | cDXHP | CZ09 | 285 | Cap-Tons | DEER:HVAC_Split-Package_HP | Annual | 1 | 759 | 59.9 | 0 | 0
NE-HVAC-airHP-SpltPkg-65to134kBtuh-11p5eer-3p4cop | RtL | Ex | cDXHP | CZ10 | 257 | Cap-Tons | DEER:HVAC_Split-Package_HP | Annual | 1 | 792 | 70.3 | 0 | 0
NE-HVAC-airHP-SpltPkg-65to134kBtuh-11p5eer-3p4cop | RtL | Ex | cDXHP | CZ11 | 281 | Cap-Tons | DEER:HVAC_Split-Package_HP | Annual | 1 | 798 | 68.3 | 0 | 0
NE-HVAC-airHP-SpltPkg-65to134kBtuh-11p5eer-3p4cop | RtL | Ex | cDXHP | CZ12 | 254 | Cap-Tons | DEER:HVAC_Split-Package_HP | Annual | 1 | 800 | 61.3 | 0 | 0
NE-HVAC-airHP-SpltPkg-65to134kBtuh-11p5eer-3p4cop | RtL | Ex | cDXHP | CZ13 | 283 | Cap-Tons | DEER:HVAC_Split-Package_HP | Annual | 1 | 806 | 70.9 | 0 | 0
NE-HVAC-airHP-SpltPkg-65to134kBtuh-11p5eer-3p4cop | RtL | Ex | cDXHP | CZ14 | 285 | Cap-Tons | DEER:HVAC_Split-Package_HP | Annual | 1 | 793 | 68.3 | 0 | 0
NE-HVAC-airHP-SpltPkg-65to134kBtuh-11p5eer-3p4cop | RtL | Ex | cDXHP | CZ15 | 370 | Cap-Tons | DEER:HVAC_Split-Package_HP | Annual | 1 | 853 | 94.9 | 0 | 0
NE-HVAC-airHP-SpltPkg-65to134kBtuh-11p5eer-3p4cop | RtL | Ex | cDXHP | CZ16 | 189 | Cap-Tons | DEER:HVAC_Split-Package_HP | Annual | 1 | 949 | 55.8 | 0 | 0
NE-HVAC-airHP-SpltPkg-65to134kBtuh-11p5eer-3p4cop | RtL | New | cDXHP | CZ01 | 156 | Cap-Tons | DEER:HVAC_Split-Package_HP | Annual | 1 | 44.7 | 27.3 | 0 | 0
NE-HVAC-airHP-SpltPkg-65to134kBtuh-11p5eer-3p4cop | RtL | New | cDXHP | CZ02 | 188 | Cap-Tons | DEER:HVAC_Split-Package_HP | Annual | 1 | 80.2 | 54.2 | 0 | 0
NE-HVAC-airHP-SpltPkg-65to134kBtuh-11p5eer-3p4cop | RtL | New | cDXHP | CZ03 | 162 | Cap-Tons | DEER:HVAC_Split-Package_HP | Annual | 1 | 66.5 | 42.9 | 0 | 0
NE-HVAC-airHP-SpltPkg-65to134kBtuh-11p5eer-3p4cop | RtL | New | cDXHP | CZ04 | 183 | Cap-Tons | DEER:HVAC_Split-Package_HP | Annual | 1 | 86.3 | 59.4 | 0 | 0
NE-HVAC-airHP-SpltPkg-65to134kBtuh-11p5eer-3p4cop | RtL | New | cDXHP | CZ05 | 161 | Cap-Tons | DEER:HVAC_Split-Package_HP | Annual | 1 | 69 | 43.6 | 0 | 0
NE-HVAC-airHP-SpltPkg-65to134kBtuh-11p5eer-3p4cop | RtL | New | cDXHP | CZ06 | 172 | Cap-Tons | DEER:HVAC_Split-Package_HP | Annual | 1 | 95.5 | 73.7 | 0 | 0
NE-HVAC-airHP-SpltPkg-65to134kBtuh-11p5eer-3p4cop | RtL | New | cDXHP | CZ07 | 169 | Cap-Tons | DEER:HVAC_Split-Package_HP | Annual | 1 | 87.7 | 68.2 | 0 | 0
NE-HVAC-airHP-SpltPkg-65to134kBtuh-11p5eer-3p4cop | RtL | New | cDXHP | CZ08 | 210 | Cap-Tons | DEER:HVAC_Split-Package_HP | Annual | 1 | 93.6 | 67.3 | 0 | 0
NE-HVAC-airHP-SpltPkg-65to134kBtuh-11p5eer-3p4cop | RtL | New | cDXHP | CZ09 | 257 | Cap-Tons | DEER:HVAC_Split-Package_HP | Annual | 1 | 85.5 | 58.2 | 0 | 0
NE-HVAC-airHP-SpltPkg-65to134kBtuh-11p5eer-3p4cop | RtL | New | cDXHP | CZ10 | 234 | Cap-Tons | DEER:HVAC_Split-Package_HP | Annual | 1 | 96.9 | 68.9 | 0 | 0
NE-HVAC-airHP-SpltPkg-65to134kBtuh-11p5eer-3p4cop | RtL | New | cDXHP | CZ11 | 249 | Cap-Tons | DEER:HVAC_Split-Package_HP | Annual | 1 | 101 | 67.9 | 0 | 0
NE-HVAC-airHP-SpltPkg-65to134kBtuh-11p5eer-3p4cop | RtL | New | cDXHP | CZ12 | 227 | Cap-Tons | DEER:HVAC_Split-Package_HP | Annual | 1 | 88.4 | 60.9 | 0 | 0
NE-HVAC-airHP-SpltPkg-65to134kBtuh-11p5eer-3p4cop | RtL | New | cDXHP | CZ13 | 253 | Cap-Tons | DEER:HVAC_Split-Package_HP | Annual | 1 | 99.2 | 70 | 0 | 0
NE-HVAC-airHP-SpltPkg-65to134kBtuh-11p5eer-3p4cop | RtL | New | cDXHP | CZ14 | 254 | Cap-Tons | DEER:HVAC_Split-Package_HP | Annual | 1 | 107 | 67.4 | 0 | 0
NE-HVAC-airHP-SpltPkg-65to134kBtuh-11p5eer-3p4cop | RtL | New | cDXHP | CZ15 | 338 | Cap-Tons | DEER:HVAC_Split-Package_HP | Annual | 1 | 115 | 91.6 | 0 | 0
NE-HVAC-airHP-SpltPkg-65to134kBtuh-11p5eer-3p4cop | RtL | New | cDXHP | CZ16 | 165 | Cap-Tons | DEER:HVAC_Split-Package_HP | Annual | 1 | 94.5 | 56.5 | 0 | 0
NE-HVAC-airHP-SpltPkg-65to134kBtuh-11p5eer-3p4cop | RtL | Rec | cDXHP | CZ01 | 163 | Cap-Tons | DEER:HVAC_Split-Package_HP | Annual | 1 | 43.4 | 26.8 | 0 | 0
NE-HVAC-airHP-SpltPkg-65to134kBtuh-11p5eer-3p4cop | RtL | Rec | cDXHP | CZ02 | 193 | Cap-Tons | DEER:HVAC_Split-Package_HP | Annual | 1 | 80.8 | 54.9 | 0 | 0
NE-HVAC-airHP-SpltPkg-65to134kBtuh-11p5eer-3p4cop | RtL | Rec | cDXHP | CZ03 | 169 | Cap-Tons | DEER:HVAC_Split-Package_HP | Annual | 1 | 66.2 | 42.9 | 0 | 0
NE-HVAC-airHP-SpltPkg-65to134kBtuh-11p5eer-3p4cop | RtL | Rec | cDXHP | CZ04 | 188 | Cap-Tons | DEER:HVAC_Split-Package_HP | Annual | 1 | 87.8 | 60.7 | 0 | 0
NE-HVAC-airHP-SpltPkg-65to134kBtuh-11p5eer-3p4cop | RtL | Rec | cDXHP | CZ05 | 168 | Cap-Tons | DEER:HVAC_Split-Package_HP | Annual | 1 | 68.9 | 43.7 | 0 | 0
NE-HVAC-airHP-SpltPkg-65to134kBtuh-11p5eer-3p4cop | RtL | Rec | cDXHP | CZ06 | 180 | Cap-Tons | DEER:HVAC_Split-Package_HP | Annual | 1 | 96.2 | 74.3 | 0 | 0
NE-HVAC-airHP-SpltPkg-65to134kBtuh-11p5eer-3p4cop | RtL | Rec | cDXHP | CZ07 | 176 | Cap-Tons | DEER:HVAC_Split-Package_HP | Annual | 1 | 88.3 | 68.6 | 0 | 0
NE-HVAC-airHP-SpltPkg-65to134kBtuh-11p5eer-3p4cop | RtL | Rec | cDXHP | CZ08 | 213 | Cap-Tons | DEER:HVAC_Split-Package_HP | Annual | 1 | 97.2 | 69.7 | 0 | 0
NE-HVAC-airHP-SpltPkg-65to134kBtuh-11p5eer-3p4cop | RtL | Rec | cDXHP | CZ09 | 263 | Cap-Tons | DEER:HVAC_Split-Package_HP | Annual | 1 | 87.6 | 59.4 | 0 | 0
NE-HVAC-airHP-SpltPkg-65to134kBtuh-11p5eer-3p4cop | RtL | Rec | cDXHP | CZ10 | 241 | Cap-Tons | DEER:HVAC_Split-Package_HP | Annual | 1 | 98.4 | 69.9 | 0 | 0
NE-HVAC-airHP-SpltPkg-65to134kBtuh-11p5eer-3p4cop | RtL | Rec | cDXHP | CZ11 | 256 | Cap-Tons | DEER:HVAC_Split-Package_HP | Annual | 1 | 101 | 68.1 | 0 | 0
NE-HVAC-airHP-SpltPkg-65to134kBtuh-11p5eer-3p4cop | RtL | Rec | cDXHP | CZ12 | 234 | Cap-Tons | DEER:HVAC_Split-Package_HP | Annual | 1 | 89.4 | 61.4 | 0 | 0
NE-HVAC-airHP-SpltPkg-65to134kBtuh-11p5eer-3p4cop | RtL | Rec | cDXHP | CZ13 | 260 | Cap-Tons | DEER:HVAC_Split-Package_HP | Annual | 1 | 99.6 | 70.4 | 0 | 0
NE-HVAC-airHP-SpltPkg-65to134kBtuh-11p5eer-3p4cop | RtL | Rec | cDXHP | CZ14 | 261 | Cap-Tons | DEER:HVAC_Split-Package_HP | Annual | 1 | 108 | 67.8 | 0 | 0
NE-HVAC-airHP-SpltPkg-65to134kBtuh-11p5eer-3p4cop | RtL | Rec | cDXHP | CZ15 | 342 | Cap-Tons | DEER:HVAC_Split-Package_HP | Annual | 1 | 123 | 93.5 | 0 | 0
NE-HVAC-airHP-SpltPkg-65to134kBtuh-11p5eer-3p4cop | RtL | Rec | cDXHP | CZ16 | 172 | Cap-Tons | DEER:HVAC_Split-Package_HP | Annual | 1 | 91.4 | 55 | 0 | 0
NE-HVAC-airHP-SpltPkg-65to134kBtuh-11p5eer-3p4cop | RtL | Old | cDXHP | CZ01 | 183 | Cap-Tons | DEER:HVAC_Split-Package_HP | Annual | 1 | 872 | 26.3 | 0 | 0
NE-HVAC-airHP-SpltPkg-65to134kBtuh-11p5eer-3p4cop | RtL | Old | cDXHP | CZ02 | 216 | Cap-Tons | DEER:HVAC_Split-Package_HP | Annual | 1 | 931 | 55.6 | 0 | 0
NE-HVAC-airHP-SpltPkg-65to134kBtuh-11p5eer-3p4cop | RtL | Old | cDXHP | CZ03 | 189 | Cap-Tons | DEER:HVAC_Split-Package_HP | Annual | 1 | 851 | 42.9 | 0 | 0
NE-HVAC-airHP-SpltPkg-65to134kBtuh-11p5eer-3p4cop | RtL | Old | cDXHP | CZ04 | 211 | Cap-Tons | DEER:HVAC_Split-Package_HP | Annual | 1 | 911 | 61.2 | 0 | 0
NE-HVAC-airHP-SpltPkg-65to134kBtuh-11p5eer-3p4cop | RtL | Old | cDXHP | CZ05 | 189 | Cap-Tons | DEER:HVAC_Split-Package_HP | Annual | 1 | 843 | 43.5 | 0 | 0
NE-HVAC-airHP-SpltPkg-65to134kBtuh-11p5eer-3p4cop | RtL | Old | cDXHP | CZ06 | 199 | Cap-Tons | DEER:HVAC_Split-Package_HP | Annual | 1 | 852 | 75.5 | 0 | 0
NE-HVAC-airHP-SpltPkg-65to134kBtuh-11p5eer-3p4cop | RtL | Old | cDXHP | CZ07 | 195 | Cap-Tons | DEER:HVAC_Split-Package_HP | Annual | 1 | 868 | 69.9 | 0 | 0
NE-HVAC-airHP-SpltPkg-65to134kBtuh-11p5eer-3p4cop | RtL | Old | cDXHP | CZ08 | 233 | Cap-Tons | DEER:HVAC_Split-Package_HP | Annual | 1 | 931 | 71.7 | 0 | 0
NE-HVAC-airHP-SpltPkg-65to134kBtuh-11p5eer-3p4cop | RtL | Old | cDXHP | CZ09 | 292 | Cap-Tons | DEER:HVAC_Split-Package_HP | Annual | 1 | 937 | 60.8 | 0 | 0
NE-HVAC-airHP-SpltPkg-65to134kBtuh-11p5eer-3p4cop | RtL | Old | cDXHP | CZ10 | 270 | Cap-Tons | DEER:HVAC_Split-Package_HP | Annual | 1 | 961 | 70.8 | 0 | 0
NE-HVAC-airHP-SpltPkg-65to134kBtuh-11p5eer-3p4cop | RtL | Old | cDXHP | CZ11 | 296 | Cap-Tons | DEER:HVAC_Split-Package_HP | Annual | 1 | 965 | 68.7 | 0 | 0
NE-HVAC-airHP-SpltPkg-65to134kBtuh-11p5eer-3p4cop | RtL | Old | cDXHP | CZ12 | 265 | Cap-Tons | DEER:HVAC_Split-Package_HP | Annual | 1 | 955 | 61.5 | 0 | 0
NE-HVAC-airHP-SpltPkg-65to134kBtuh-11p5eer-3p4cop | RtL | Old | cDXHP | CZ13 | 298 | Cap-Tons | DEER:HVAC_Split-Package_HP | Annual | 1 | 986 | 71.4 | 0 | 0
NE-HVAC-airHP-SpltPkg-65to134kBtuh-11p5eer-3p4cop | RtL | Old | cDXHP | CZ14 | 300 | Cap-Tons | DEER:HVAC_Split-Package_HP | Annual | 1 | 954 | 68.9 | 0 | 0
NE-HVAC-airHP-SpltPkg-65to134kBtuh-11p5eer-3p4cop | RtL | Old | cDXHP | CZ15 | 387 | Cap-Tons | DEER:HVAC_Split-Package_HP | Annual | 1 | 1040 | 96.1 | 0 | 0
NE-HVAC-airHP-SpltPkg-65to134kBtuh-11p5eer-3p4cop | RtL | Old | cDXHP | CZ16 | 202 | Cap-Tons | DEER:HVAC_Split-Package_HP | Annual | 1 | 1130 | 56.3 | 0 | 0
NE-HVAC-airHP-SpltPkg-65to134kBtuh-11p5eer-3p4cop | Com | Ex | cDXHP | CZ01 | 298 | Cap-Tons | DEER:HVAC_Split-Package_HP | Annual | 1 | 645 | 27.2 | 0.00035 | 0
NE-HVAC-airHP-SpltPkg-65to134kBtuh-11p5eer-3p4cop | Com | Ex | cDXHP | CZ02 | 322 | Cap-Tons | DEER:HVAC_Split-Package_HP | Annual | 1 | 606 | 41.7 | 9e-05 | 0
NE-HVAC-airHP-SpltPkg-65to134kBtuh-11p5eer-3p4cop | Com | Ex | cDXHP | CZ03 | 381 | Cap-Tons | DEER:HVAC_Split-Package_HP | Annual | 1 | 552 | 23.9 | 0.00012 | 0
NE-HVAC-airHP-SpltPkg-65to134kBtuh-11p5eer-3p4cop | Com | Ex | cDXHP | CZ04 | 319 | Cap-Tons | DEER:HVAC_Split-Package_HP | Annual | 1 | 556 | 40 | 1e-05 | 0
NE-HVAC-airHP-SpltPkg-65to134kBtuh-11p5eer-3p4cop | Com | Ex | cDXHP | CZ05 | 454 | Cap-Tons | DEER:HVAC_Split-Package_HP | Annual | 1 | 600 | 28 | -0.00016 | 0
NE-HVAC-airHP-SpltPkg-65to134kBtuh-11p5eer-3p4cop | Com | Ex | cDXHP | CZ06 | 323 | Cap-Tons | DEER:HVAC_Split-Package_HP | Annual | 1 | 539 | 41.8 | -0.00016 | 0
NE-HVAC-airHP-SpltPkg-65to134kBtuh-11p5eer-3p4cop | Com | Ex | cDXHP | CZ07 | 330 | Cap-Tons | DEER:HVAC_Split-Package_HP | Annual | 1 | 589 | 35.4 | 0.00015 | 0
NE-HVAC-airHP-SpltPkg-65to134kBtuh-11p5eer-3p4cop | Com | Ex | cDXHP | CZ08 | 325 | Cap-Tons | DEER:HVAC_Split-Package_HP | Annual | 1 | 536 | 47.2 | 0 | 0
NE-HVAC-airHP-SpltPkg-65to134kBtuh-11p5eer-3p4cop | Com | Ex | cDXHP | CZ09 | 362 | Cap-Tons | DEER:HVAC_Split-Package_HP | Annual | 1 | 564 | 44.3 | 0 | 0
NE-HVAC-airHP-SpltPkg-65to134kBtuh-11p5eer-3p4cop | Com | Ex | cDXHP | CZ10 | 294 | Cap-Tons | DEER:HVAC_Split-Package_HP | Annual | 1 | 542 | 48.9 | 2e-05 | 0
NE-HVAC-airHP-SpltPkg-65to134kBtuh-11p5eer-3p4cop | Com | Ex | cDXHP | CZ11 | 401 | Cap-Tons | DEER:HVAC_Split-Package_HP | Annual | 1 | 608 | 53.5 | -3e-05 | 0
NE-HVAC-airHP-SpltPkg-65to134kBtuh-11p5eer-3p4cop | Com | Ex | cDXHP | CZ12 | 316 | Cap-Tons | DEER:HVAC_Split-Package_HP | Annual | 1 | 589 | 45.9 | 1e-05 | 0
NE-HVAC-airHP-SpltPkg-65to134kBtuh-11p5eer-3p4cop | Com | Ex | cDXHP | CZ13 | 359 | Cap-Tons | DEER:HVAC_Split-Package_HP | Annual | 1 | 609 | 54.4 | -5e-05 | 0
NE-HVAC-airHP-SpltPkg-65to134kBtuh-11p5eer-3p4cop | Com | Ex | cDXHP | CZ14 | 349 | Cap-Tons | DEER:HVAC_Split-Package_HP | Annual | 1 | 600 | 55.4 | 2e-05 | 0
NE-HVAC-airHP-SpltPkg-65to134kBtuh-11p5eer-3p4cop | Com | Ex | cDXHP | CZ15 | 413 | Cap-Tons | DEER:HVAC_Split-Package_HP | Annual | 1 | 662 | 76.7 | -1e-05 | 0
NE-HVAC-airHP-SpltPkg-65to134kBtuh-11p5eer-3p4cop | Com | Ex | cDXHP | CZ16 | 509 | Cap-Tons | DEER:HVAC_Split-Package_HP | Annual | 1 | 661 | 45.1 | 5e-05 | 0
NE-HVAC-airHP-SpltPkg-65to134kBtuh-11p5eer-3p4cop | Com | New | cDXHP | CZ01 | 278 | Cap-Tons | DEER:HVAC_Split-Package_HP | Annual | 1 | 19.9 | 28.4 | -8e-05 | -8e-05
NE-HVAC-airHP-SpltPkg-65to134kBtuh-11p5eer-3p4cop | Com | New | cDXHP | CZ02 | 293 | Cap-Tons | DEER:HVAC_Split-Package_HP | Annual | 1 | 36.5 | 42 | 0 | 0
NE-HVAC-airHP-SpltPkg-65to134kBtuh-11p5eer-3p4cop | Com | New | cDXHP | CZ03 | 328 | Cap-Tons | DEER:HVAC_Split-Package_HP | Annual | 1 | 14.8 | 24.7 | 0 | 0
NE-HVAC-airHP-SpltPkg-65to134kBtuh-11p5eer-3p4cop | Com | New | cDXHP | CZ04 | 279 | Cap-Tons | DEER:HVAC_Split-Package_HP | Annual | 1 | 33.1 | 39.8 | 0 | 0
NE-HVAC-airHP-SpltPkg-65to134kBtuh-11p5eer-3p4cop | Com | New | cDXHP | CZ05 | 371 | Cap-Tons | DEER:HVAC_Split-Package_HP | Annual | 1 | 23.1 | 29 | 0 | 0
NE-HVAC-airHP-SpltPkg-65to134kBtuh-11p5eer-3p4cop | Com | New | cDXHP | CZ06 | 275 | Cap-Tons | DEER:HVAC_Split-Package_HP | Annual | 1 | 27.7 | 41.7 | 0 | 0
NE-HVAC-airHP-SpltPkg-65to134kBtuh-11p5eer-3p4cop | Com | New | cDXHP | CZ07 | 268 | Cap-Tons | DEER:HVAC_Split-Package_HP | Annual | 1 | 23.3 | 35.8 | 1e-05 | 1e-05
NE-HVAC-airHP-SpltPkg-65to134kBtuh-11p5eer-3p4cop | Com | New | cDXHP | CZ08 | 281 | Cap-Tons | DEER:HVAC_Split-Package_HP | Annual | 1 | 27.2 | 46.4 | 0 | 0
NE-HVAC-airHP-SpltPkg-65to134kBtuh-11p5eer-3p4cop | Com | New | cDXHP | CZ09 | 320 | Cap-Tons | DEER:HVAC_Split-Package_HP | Annual | 1 | 26.8 | 43.3 | 0 | 0
NE-HVAC-airHP-SpltPkg-65to134kBtuh-11p5eer-3p4cop | Com | New | cDXHP | CZ10 | 271 | Cap-Tons | DEER:HVAC_Split-Package_HP | Annual | 1 | 25 | 47.9 | 0 | 0
NE-HVAC-airHP-SpltPkg-65to134kBtuh-11p5eer-3p4cop | Com | New | cDXHP | CZ11 | 352 | Cap-Tons | DEER:HVAC_Split-Package_HP | Annual | 1 | 48.6 | 53.3 | 0 | 0
NE-HVAC-airHP-SpltPkg-65to134kBtuh-11p5eer-3p4cop | Com | New | cDXHP | CZ12 | 290 | Cap-Tons | DEER:HVAC_Split-Package_HP | Annual | 1 | 34 | 45.6 | 0 | 0
NE-HVAC-airHP-SpltPkg-65to134kBtuh-11p5eer-3p4cop | Com | New | cDXHP | CZ13 | 320 | Cap-Tons | DEER:HVAC_Split-Package_HP | Annual | 1 | 46 | 54.1 | 0 | 0
NE-HVAC-airHP-SpltPkg-65to134kBtuh-11p5eer-3p4cop | Com | New | cDXHP | CZ14 | 313 | Cap-Tons | DEER:HVAC_Split-Package_HP | Annual | 1 | 56 | 55.5 | 0 | 0
NE-HVAC-airHP-SpltPkg-65to134kBtuh-11p5eer-3p4cop | Com | New | cDXHP | CZ15 | 377 | Cap-Tons | DEER:HVAC_Split-Package_HP | Annual | 1 | 73.5 | 73.8 | 0 | 0
NE-HVAC-airHP-SpltPkg-65to134kBtuh-11p5eer-3p4cop | Com | New | cDXHP | CZ16 | 427 | Cap-Tons | DEER:HVAC_Split-Package_HP | Annual | 1 | 44 | 43.8 | 0 | 0
NE-HVAC-airHP-SpltPkg-65to134kBtuh-11p5eer-3p4cop | Com | Rec | cDXHP | CZ01 | 285 | Cap-Tons | DEER:HVAC_Split-Package_HP | Annual | 1 | 19.1 | 27.4 | 0 | 0
NE-HVAC-airHP-SpltPkg-65to134kBtuh-11p5eer-3p4cop | Com | Rec | cDXHP | CZ02 | 295 | Cap-Tons | DEER:HVAC_Split-Package_HP | Annual | 1 | 36.2 | 41.4 | 0 | 0
NE-HVAC-airHP-SpltPkg-65to134kBtuh-11p5eer-3p4cop | Com | Rec | cDXHP | CZ03 | 335 | Cap-Tons | DEER:HVAC_Split-Package_HP | Annual | 1 | 12.3 | 23.9 | 0 | 0
NE-HVAC-airHP-SpltPkg-65to134kBtuh-11p5eer-3p4cop | Com | Rec | cDXHP | CZ04 | 282 | Cap-Tons | DEER:HVAC_Split-Package_HP | Annual | 1 | 34.5 | 39.8 | 0 | 0
NE-HVAC-airHP-SpltPkg-65to134kBtuh-11p5eer-3p4cop | Com | Rec | cDXHP | CZ05 | 383 | Cap-Tons | DEER:HVAC_Split-Package_HP | Annual | 1 | 21.9 | 28.1 | 0 | 0
NE-HVAC-airHP-SpltPkg-65to134kBtuh-11p5eer-3p4cop | Com | Rec | cDXHP | CZ06 | 281 | Cap-Tons | DEER:HVAC_Split-Package_HP | Annual | 1 | 28.6 | 41.5 | 0 | 0
NE-HVAC-airHP-SpltPkg-65to134kBtuh-11p5eer-3p4cop | Com | Rec | cDXHP | CZ07 | 274 | Cap-Tons | DEER:HVAC_Split-Package_HP | Annual | 1 | 22.5 | 35.4 | 0 | 0
NE-HVAC-airHP-SpltPkg-65to134kBtuh-11p5eer-3p4cop | Com | Rec | cDXHP | CZ08 | 283 | Cap-Tons | DEER:HVAC_Split-Package_HP | Annual | 1 | 31.1 | 47.1 | 0 | 0
NE-HVAC-airHP-SpltPkg-65to134kBtuh-11p5eer-3p4cop | Com | Rec | cDXHP | CZ09 | 322 | Cap-Tons | DEER:HVAC_Split-Package_HP | Annual | 1 | 32.4 | 43.6 | 0 | 0
NE-HVAC-airHP-SpltPkg-65to134kBtuh-11p5eer-3p4cop | Com | Rec | cDXHP | CZ10 | 272 | Cap-Tons | DEER:HVAC_Split-Package_HP | Annual | 1 | 27.3 | 48.1 | 0 | 0
NE-HVAC-airHP-SpltPkg-65to134kBtuh-11p5eer-3p4cop | Com | Rec | cDXHP | CZ11 | 358 | Cap-Tons | DEER:HVAC_Split-Package_HP | Annual | 1 | 48.5 | 52.4 | 0 | 0
NE-HVAC-airHP-SpltPkg-65to134kBtuh-11p5eer-3p4cop | Com | Rec | cDXHP | CZ12 | 292 | Cap-Tons | DEER:HVAC_Split-Package_HP | Annual | 1 | 35.6 | 45 | 0 | 0
NE-HVAC-airHP-SpltPkg-65to134kBtuh-11p5eer-3p4cop | Com | Rec | cDXHP | CZ13 | 324 | Cap-Tons | DEER:HVAC_Split-Package_HP | Annual | 1 | 47.9 | 53.5 | 0 | 0
NE-HVAC-airHP-SpltPkg-65to134kBtuh-11p5eer-3p4cop | Com | Rec | cDXHP | CZ14 | 319 | Cap-Tons | DEER:HVAC_Split-Package_HP | Annual | 1 | 56.8 | 54.5 | 0 | 0
NE-HVAC-airHP-SpltPkg-65to134kBtuh-11p5eer-3p4cop | Com | Rec | cDXHP | CZ15 | 380 | Cap-Tons | DEER:HVAC_Split-Package_HP | Annual | 1 | 77.2 | 75 | 0 | 0
NE-HVAC-airHP-SpltPkg-65to134kBtuh-11p5eer-3p4cop | Com | Rec | cDXHP | CZ16 | 439 | Cap-Tons | DEER:HVAC_Split-Package_HP | Annual | 1 | 44.1 | 44.1 | 0 | 0
NE-HVAC-airHP-SpltPkg-65to134kBtuh-11p5eer-3p4cop | Com | Old | cDXHP | CZ01 | 470 | Cap-Tons | DEER:HVAC_Split-Package_HP | Annual | 1 | 765 | 26.7 | 0.00058 | 0
NE-HVAC-airHP-SpltPkg-65to134kBtuh-11p5eer-3p4cop | Com | Old | cDXHP | CZ02 | 345 | Cap-Tons | DEER:HVAC_Split-Package_HP | Annual | 1 | 736 | 43.7 | -0.00017 | 0
NE-HVAC-airHP-SpltPkg-65to134kBtuh-11p5eer-3p4cop | Com | Old | cDXHP | CZ03 | 413 | Cap-Tons | DEER:HVAC_Split-Package_HP | Annual | 1 | 688 | 25.6 | 8e-05 | 0
NE-HVAC-airHP-SpltPkg-65to134kBtuh-11p5eer-3p4cop | Com | Old | cDXHP | CZ04 | 329 | Cap-Tons | DEER:HVAC_Split-Package_HP | Annual | 1 | 685 | 42.3 | 0.0001 | 0
NE-HVAC-airHP-SpltPkg-65to134kBtuh-11p5eer-3p4cop | Com | Old | cDXHP | CZ05 | 487 | Cap-Tons | DEER:HVAC_Split-Package_HP | Annual | 1 | 739 | 29.9 | 8e-05 | 0
NE-HVAC-airHP-SpltPkg-65to134kBtuh-11p5eer-3p4cop | Com | Old | cDXHP | CZ06 | 397 | Cap-Tons | DEER:HVAC_Split-Package_HP | Annual | 1 | 678 | 40.8 | -5e-05 | 0
NE-HVAC-airHP-SpltPkg-65to134kBtuh-11p5eer-3p4cop | Com | Old | cDXHP | CZ07 | 365 | Cap-Tons | DEER:HVAC_Split-Package_HP | Annual | 1 | 733 | 35.8 | 6e-05 | 0
NE-HVAC-airHP-SpltPkg-65to134kBtuh-11p5eer-3p4cop | Com | Old | cDXHP | CZ08 | 380 | Cap-Tons | DEER:HVAC_Split-Package_HP | Annual | 1 | 675 | 47.5 | 0.00011 | 0
NE-HVAC-airHP-SpltPkg-65to134kBtuh-11p5eer-3p4cop | Com | Old | cDXHP | CZ09 | 453 | Cap-Tons | DEER:HVAC_Split-Package_HP | Annual | 1 | 692 | 44.9 | 2e-05 | 0
NE-HVAC-airHP-SpltPkg-65to134kBtuh-11p5eer-3p4cop | Com | Old | cDXHP | CZ10 | 327 | Cap-Tons | DEER:HVAC_Split-Package_HP | Annual | 1 | 727 | 51.7 | -3e-05 | 0
NE-HVAC-airHP-SpltPkg-65to134kBtuh-11p5eer-3p4cop | Com | Old | cDXHP | CZ11 | 444 | Cap-Tons | DEER:HVAC_Split-Package_HP | Annual | 1 | 763 | 56.4 | 0.00013 | 0
NE-HVAC-airHP-SpltPkg-65to134kBtuh-11p5eer-3p4cop | Com | Old | cDXHP | CZ12 | 339 | Cap-Tons | DEER:HVAC_Split-Package_HP | Annual | 1 | 737 | 48.3 | 4e-05 | 0
NE-HVAC-airHP-SpltPkg-65to134kBtuh-11p5eer-3p4cop | Com | Old | cDXHP | CZ13 | 387 | Cap-Tons | DEER:HVAC_Split-Package_HP | Annual | 1 | 762 | 56.6 | -9e-05 | 0
NE-HVAC-airHP-SpltPkg-65to134kBtuh-11p5eer-3p4cop | Com | Old | cDXHP | CZ14 | 385 | Cap-Tons | DEER:HVAC_Split-Package_HP | Annual | 1 | 741 | 56.6 | -0.00011 | 0
NE-HVAC-airHP-SpltPkg-65to134kBtuh-11p5eer-3p4cop | Com | Old | cDXHP | CZ15 | 443 | Cap-Tons | DEER:HVAC_Split-Package_HP | Annual | 1 | 842 | 80.8 | 2e-05 | 0
NE-HVAC-airHP-SpltPkg-65to134kBtuh-11p5eer-3p4cop | Com | Old | cDXHP | CZ16 | 555 | Cap-Tons | DEER:HVAC_Split-Package_HP | Annual | 1 | 825 | 45.1 | 0.00027 | 0
NE-HVAC-airHP-SpltPkg-65to134kBtuh-11p5eer-3p4cop | EUn | Ex | cDXHP | CZ01 | 2030 | Cap-Tons | DEER:HVAC_Split-Package_HP | Annual | 1 | 536 | 21 | 0 | 0
NE-HVAC-airHP-SpltPkg-65to134kBtuh-11p5eer-3p4cop | EUn | Ex | cDXHP | CZ02 | 2010 | Cap-Tons | DEER:HVAC_Split-Package_HP | Annual | 1 | 557 | 43.1 | 0 | 0
NE-HVAC-airHP-SpltPkg-65to134kBtuh-11p5eer-3p4cop | EUn | Ex | cDXHP | CZ03 | 2260 | Cap-Tons | DEER:HVAC_Split-Package_HP | Annual | 1 | 532 | 23.3 | 0 | 0
NE-HVAC-airHP-SpltPkg-65to134kBtuh-11p5eer-3p4cop | EUn | Ex | cDXHP | CZ04 | 2130 | Cap-Tons | DEER:HVAC_Split-Package_HP | Annual | 1 | 533 | 42 | 0 | 0
NE-HVAC-airHP-SpltPkg-65to134kBtuh-11p5eer-3p4cop | EUn | Ex | cDXHP | CZ05 | 2210 | Cap-Tons | DEER:HVAC_Split-Package_HP | Annual | 1 | 525 | 24.3 | 0 | 0
NE-HVAC-airHP-SpltPkg-65to134kBtuh-11p5eer-3p4cop | EUn | Ex | cDXHP | CZ06 | 2360 | Cap-Tons | DEER:HVAC_Split-Package_HP | Annual | 1 | 504 | 37.6 | 0 | 0
NE-HVAC-airHP-SpltPkg-65to134kBtuh-11p5eer-3p4cop | EUn | Ex | cDXHP | CZ07 | 2320 | Cap-Tons | DEER:HVAC_Split-Package_HP | Annual | 1 | 532 | 31.6 | 0 | 0
NE-HVAC-airHP-SpltPkg-65to134kBtuh-11p5eer-3p4cop | EUn | Ex | cDXHP | CZ08 | 2200 | Cap-Tons | DEER:HVAC_Split-Package_HP | Annual | 1 | 516 | 48.6 | 0 | 0
NE-HVAC-airHP-SpltPkg-65to134kBtuh-11p5eer-3p4cop | EUn | Ex | cDXHP | CZ09 | 2720 | Cap-Tons | DEER:HVAC_Split-Package_HP | Annual | 1 | 531 | 43.6 | 0 | 0
NE-HVAC-airHP-SpltPkg-65to134kBtuh-11p5eer-3p4cop | EUn | Ex | cDXHP | CZ10 | 2410 | Cap-Tons | DEER:HVAC_Split-Package_HP | Annual | 1 | 554 | 51.4 | 0 | 0
NE-HVAC-airHP-SpltPkg-65to134kBtuh-11p5eer-3p4cop | EUn | Ex | cDXHP | CZ11 | 2390 | Cap-Tons | DEER:HVAC_Split-Package_HP | Annual | 1 | 578 | 57.2 | 0 | 0
NE-HVAC-airHP-SpltPkg-65to134kBtuh-11p5eer-3p4cop | EUn | Ex | cDXHP | CZ12 | 2170 | Cap-Tons | DEER:HVAC_Split-Package_HP | Annual | 1 | 570 | 51.6 | 0 | 0
NE-HVAC-airHP-SpltPkg-65to134kBtuh-11p5eer-3p4cop | EUn | Ex | cDXHP | CZ13 | 2440 | Cap-Tons | DEER:HVAC_Split-Package_HP | Annual | 1 | 583 | 58.3 | 0 | 0
NE-HVAC-airHP-SpltPkg-65to134kBtuh-11p5eer-3p4cop | EUn | Ex | cDXHP | CZ14 | 2520 | Cap-Tons | DEER:HVAC_Split-Package_HP | Annual | 1 | 574 | 55.1 | 0 | 0
NE-HVAC-airHP-SpltPkg-65to134kBtuh-11p5eer-3p4cop | EUn | Ex | cDXHP | CZ15 | 3380 | Cap-Tons | DEER:HVAC_Split-Package_HP | Annual | 1 | 598 | 72.9 | 0 | 0
NE-HVAC-airHP-SpltPkg-65to134kBtuh-11p5eer-3p4cop | EUn | Ex | cDXHP | CZ16 | 2290 | Cap-Tons | DEER:HVAC_Split-Package_HP | Annual | 1 | 623 | 39.5 | 0 | 0
NE-HVAC-airHP-SpltPkg-65to134kBtuh-11p5eer-3p4cop | EUn | New | cDXHP | CZ01 | 1800 | Cap-Tons | DEER:HVAC_Split-Package_HP | Annual | 1 | 23 | 23 | 0 | 0
NE-HVAC-airHP-SpltPkg-65to134kBtuh-11p5eer-3p4cop | EUn | New | cDXHP | CZ02 | 1860 | Cap-Tons | DEER:HVAC_Split-Package_HP | Annual | 1 | 41.7 | 41.7 | 0 | 0
NE-HVAC-airHP-SpltPkg-65to134kBtuh-11p5eer-3p4cop | EUn | New | cDXHP | CZ03 | 1910 | Cap-Tons | DEER:HVAC_Split-Package_HP | Annual | 1 | 24.3 | 24.3 | 0 | 0
NE-HVAC-airHP-SpltPkg-65to134kBtuh-11p5eer-3p4cop | EUn | New | cDXHP | CZ04 | 1900 | Cap-Tons | DEER:HVAC_Split-Package_HP | Annual | 1 | 40.3 | 40.3 | 0 | 0
NE-HVAC-airHP-SpltPkg-65to134kBtuh-11p5eer-3p4cop | EUn | New | cDXHP | CZ05 | 1860 | Cap-Tons | DEER:HVAC_Split-Package_HP | Annual | 1 | 25.3 | 25.3 | 0 | 0
NE-HVAC-airHP-SpltPkg-65to134kBtuh-11p5eer-3p4cop | EUn | New | cDXHP | CZ06 | 1980 | Cap-Tons | DEER:HVAC_Split-Package_HP | Annual | 1 | 38.1 | 38.1 | 0 | 0
NE-HVAC-airHP-SpltPkg-65to134kBtuh-11p5eer-3p4cop | EUn | New | cDXHP | CZ07 | 1950 | Cap-Tons | DEER:HVAC_Split-Package_HP | Annual | 1 | 32.4 | 32.4 | 0 | 0
NE-HVAC-airHP-SpltPkg-65to134kBtuh-11p5eer-3p4cop | EUn | New | cDXHP | CZ08 | 1920 | Cap-Tons | DEER:HVAC_Split-Package_HP | Annual | 1 | 47.4 | 47.4 | 0 | 0
NE-HVAC-airHP-SpltPkg-65to134kBtuh-11p5eer-3p4cop | EUn | New | cDXHP | CZ09 | 2400 | Cap-Tons | DEER:HVAC_Split-Package_HP | Annual | 1 | 42 | 42 | 0 | 0
NE-HVAC-airHP-SpltPkg-65to134kBtuh-11p5eer-3p4cop | EUn | New | cDXHP | CZ10 | 2210 | Cap-Tons | DEER:HVAC_Split-Package_HP | Annual | 1 | 49.8 | 49.8 | 0 | 0
NE-HVAC-airHP-SpltPkg-65to134kBtuh-11p5eer-3p4cop | EUn | New | cDXHP | CZ11 | 2130 | Cap-Tons | DEER:HVAC_Split-Package_HP | Annual | 1 | 55.7 | 55.7 | 0 | 0
NE-HVAC-airHP-SpltPkg-65to134kBtuh-11p5eer-3p4cop | EUn | New | cDXHP | CZ12 | 1980 | Cap-Tons | DEER:HVAC_Split-Package_HP | Annual | 1 | 50.2 | 50.2 | 0 | 0
NE-HVAC-airHP-SpltPkg-65to134kBtuh-11p5eer-3p4cop | EUn | New | cDXHP | CZ13 | 2200 | Cap-Tons | DEER:HVAC_Split-Package_HP | Annual | 1 | 56.7 | 56.7 | 0 | 0
NE-HVAC-airHP-SpltPkg-65to134kBtuh-11p5eer-3p4cop | EUn | New | cDXHP | CZ14 | 2270 | Cap-Tons | DEER:HVAC_Split-Package_HP | Annual | 1 | 53.3 | 53.3 | 0 | 0
NE-HVAC-airHP-SpltPkg-65to134kBtuh-11p5eer-3p4cop | EUn | New | cDXHP | CZ15 | 3080 | Cap-Tons | DEER:HVAC_Split-Package_HP | Annual | 1 | 70.1 | 70.1 | 0 | 0
NE-HVAC-airHP-SpltPkg-65to134kBtuh-11p5eer-3p4cop | EUn | New | cDXHP | CZ16 | 1970 | Cap-Tons | DEER:HVAC_Split-Package_HP | Annual | 1 | 38.9 | 38.9 | 0 | 0
NE-HVAC-airHP-SpltPkg-65to134kBtuh-11p5eer-3p4cop | EUn | Rec | cDXHP | CZ01 | 1860 | Cap-Tons | DEER:HVAC_Split-Package_HP | Annual | 1 | 21.5 | 21.5 | 0 | 0
NE-HVAC-airHP-SpltPkg-65to134kBtuh-11p5eer-3p4cop | EUn | Rec | cDXHP | CZ02 | 1890 | Cap-Tons | DEER:HVAC_Split-Package_HP | Annual | 1 | 42.1 | 42.1 | 0 | 0
NE-HVAC-airHP-SpltPkg-65to134kBtuh-11p5eer-3p4cop | EUn | Rec | cDXHP | CZ03 | 1970 | Cap-Tons | DEER:HVAC_Split-Package_HP | Annual | 1 | 24.1 | 24.1 | 0 | 0
NE-HVAC-airHP-SpltPkg-65to134kBtuh-11p5eer-3p4cop | EUn | Rec | cDXHP | CZ04 | 1930 | Cap-Tons | DEER:HVAC_Split-Package_HP | Annual | 1 | 41.1 | 41.1 | 0 | 0
NE-HVAC-airHP-SpltPkg-65to134kBtuh-11p5eer-3p4cop | EUn | Rec | cDXHP | CZ05 | 1930 | Cap-Tons | DEER:HVAC_Split-Package_HP | Annual | 1 | 25.2 | 25.2 | 0 | 0
NE-HVAC-airHP-SpltPkg-65to134kBtuh-11p5eer-3p4cop | EUn | Rec | cDXHP | CZ06 | 2050 | Cap-Tons | DEER:HVAC_Split-Package_HP | Annual | 1 | 38.8 | 38.8 | 0 | 0
NE-HVAC-airHP-SpltPkg-65to134kBtuh-11p5eer-3p4cop | EUn | Rec | cDXHP | CZ07 | 2020 | Cap-Tons | DEER:HVAC_Split-Package_HP | Annual | 1 | 33.1 | 33.1 | 0 | 0
NE-HVAC-airHP-SpltPkg-65to134kBtuh-11p5eer-3p4cop | EUn | Rec | cDXHP | CZ08 | 1980 | Cap-Tons | DEER:HVAC_Split-Package_HP | Annual | 1 | 48.4 | 48.4 | 0 | 0
NE-HVAC-airHP-SpltPkg-65to134kBtuh-11p5eer-3p4cop | EUn | Rec | cDXHP | CZ09 | 2460 | Cap-Tons | DEER:HVAC_Split-Package_HP | Annual | 1 | 42.6 | 42.6 | 0 | 0
NE-HVAC-airHP-SpltPkg-65to134kBtuh-11p5eer-3p4cop | EUn | Rec | cDXHP | CZ10 | 2260 | Cap-Tons | DEER:HVAC_Split-Package_HP | Annual | 1 | 50.4 | 50.4 | 0 | 0
NE-HVAC-airHP-SpltPkg-65to134kBtuh-11p5eer-3p4cop | EUn | Rec | cDXHP | CZ11 | 2180 | Cap-Tons | DEER:HVAC_Split-Package_HP | Annual | 1 | 55.9 | 55.9 | 0 | 0
NE-HVAC-airHP-SpltPkg-65to134kBtuh-11p5eer-3p4cop | EUn | Rec | cDXHP | CZ12 | 2020 | Cap-Tons | DEER:HVAC_Split-Package_HP | Annual | 1 | 50.6 | 50.6 | 0 | 0
NE-HVAC-airHP-SpltPkg-65to134kBtuh-11p5eer-3p4cop | EUn | Rec | cDXHP | CZ13 | 2240 | Cap-Tons | DEER:HVAC_Split-Package_HP | Annual | 1 | 57.1 | 57.1 | 0 | 0
NE-HVAC-airHP-SpltPkg-65to134kBtuh-11p5eer-3p4cop | EUn | Rec | cDXHP | CZ14 | 2330 | Cap-Tons | DEER:HVAC_Split-Package_HP | Annual | 1 | 53.5 | 53.5 | 0 | 0
NE-HVAC-airHP-SpltPkg-65to134kBtuh-11p5eer-3p4cop | EUn | Rec | cDXHP | CZ15 | 3140 | Cap-Tons | DEER:HVAC_Split-Package_HP | Annual | 1 | 70.8 | 70.8 | 0 | 0
NE-HVAC-airHP-SpltPkg-65to134kBtuh-11p5eer-3p4cop | EUn | Rec | cDXHP | CZ16 | 2030 | Cap-Tons | DEER:HVAC_Split-Package_HP | Annual | 1 | 37.8 | 37.8 | 0 | 0
NE-HVAC-airHP-SpltPkg-65to134kBtuh-11p5eer-3p4cop | EUn | Old | cDXHP | CZ01 | 2590 | Cap-Tons | DEER:HVAC_Split-Package_HP | Annual | 1 | 663 | 18.8 | 0 | 0
NE-HVAC-airHP-SpltPkg-65to134kBtuh-11p5eer-3p4cop | EUn | Old | cDXHP | CZ02 | 2400 | Cap-Tons | DEER:HVAC_Split-Package_HP | Annual | 1 | 665 | 45.7 | 0 | 0
NE-HVAC-airHP-SpltPkg-65to134kBtuh-11p5eer-3p4cop | EUn | Old | cDXHP | CZ03 | 2750 | Cap-Tons | DEER:HVAC_Split-Package_HP | Annual | 1 | 646 | 22.9 | 0 | 0
NE-HVAC-airHP-SpltPkg-65to134kBtuh-11p5eer-3p4cop | EUn | Old | cDXHP | CZ04 | 2460 | Cap-Tons | DEER:HVAC_Split-Package_HP | Annual | 1 | 646 | 44.7 | 0 | 0
NE-HVAC-airHP-SpltPkg-65to134kBtuh-11p5eer-3p4cop | EUn | Old | cDXHP | CZ05 | 2710 | Cap-Tons | DEER:HVAC_Split-Package_HP | Annual | 1 | 646 | 24 | 0 | 0
NE-HVAC-airHP-SpltPkg-65to134kBtuh-11p5eer-3p4cop | EUn | Old | cDXHP | CZ06 | 2840 | Cap-Tons | DEER:HVAC_Split-Package_HP | Annual | 1 | 626 | 37.4 | 0 | 0
NE-HVAC-airHP-SpltPkg-65to134kBtuh-11p5eer-3p4cop | EUn | Old | cDXHP | CZ07 | 2780 | Cap-Tons | DEER:HVAC_Split-Package_HP | Annual | 1 | 651 | 31.9 | 0 | 0
NE-HVAC-airHP-SpltPkg-65to134kBtuh-11p5eer-3p4cop | EUn | Old | cDXHP | CZ08 | 2510 | Cap-Tons | DEER:HVAC_Split-Package_HP | Annual | 1 | 639 | 51.1 | 0 | 0
NE-HVAC-airHP-SpltPkg-65to134kBtuh-11p5eer-3p4cop | EUn | Old | cDXHP | CZ09 | 3060 | Cap-Tons | DEER:HVAC_Split-Package_HP | Annual | 1 | 646 | 46.4 | 0 | 0
NE-HVAC-airHP-SpltPkg-65to134kBtuh-11p5eer-3p4cop | EUn | Old | cDXHP | CZ10 | 2860 | Cap-Tons | DEER:HVAC_Split-Package_HP | Annual | 1 | 667 | 54.3 | 0 | 0
NE-HVAC-airHP-SpltPkg-65to134kBtuh-11p5eer-3p4cop | EUn | Old | cDXHP | CZ11 | 2790 | Cap-Tons | DEER:HVAC_Split-Package_HP | Annual | 1 | 689 | 60.4 | 0 | 0
NE-HVAC-airHP-SpltPkg-65to134kBtuh-11p5eer-3p4cop | EUn | Old | cDXHP | CZ12 | 2550 | Cap-Tons | DEER:HVAC_Split-Package_HP | Annual | 1 | 679 | 53.9 | 0 | 0
NE-HVAC-airHP-SpltPkg-65to134kBtuh-11p5eer-3p4cop | EUn | Old | cDXHP | CZ13 | 2850 | Cap-Tons | DEER:HVAC_Split-Package_HP | Annual | 1 | 694 | 60.9 | 0 | 0
NE-HVAC-airHP-SpltPkg-65to134kBtuh-11p5eer-3p4cop | EUn | Old | cDXHP | CZ14 | 2930 | Cap-Tons | DEER:HVAC_Split-Package_HP | Annual | 1 | 688 | 59 | 0 | 0
NE-HVAC-airHP-SpltPkg-65to134kBtuh-11p5eer-3p4cop | EUn | Old | cDXHP | CZ15 | 3850 | Cap-Tons | DEER:HVAC_Split-Package_HP | Annual | 1 | 716 | 78 | 0 | 0
NE-HVAC-airHP-SpltPkg-65to134kBtuh-11p5eer-3p4cop | EUn | Old | cDXHP | CZ16 | 2890 | Cap-Tons | DEER:HVAC_Split-Package_HP | Annual | 1 | 723 | 38.3 | 0 | 0
NE-HVAC-airHP-SpltPkg-65to134kBtuh-11p5eer-3p4cop | RtS | Ex | cDXHP | CZ01 | 13 | Cap-Tons | DEER:HVAC_Split-Package_HP | Annual | 1 | 504 | 26.6 | 0 | 0
NE-HVAC-airHP-SpltPkg-65to134kBtuh-11p5eer-3p4cop | RtS | Ex | cDXHP | CZ02 | 15.3 | Cap-Tons | DEER:HVAC_Split-Package_HP | Annual | 1 | 579 | 48.2 | 0 | 0
NE-HVAC-airHP-SpltPkg-65to134kBtuh-11p5eer-3p4cop | RtS | Ex | cDXHP | CZ03 | 14.4 | Cap-Tons | DEER:HVAC_Split-Package_HP | Annual | 1 | 468 | 29 | 0 | 0
NE-HVAC-airHP-SpltPkg-65to134kBtuh-11p5eer-3p4cop | RtS | Ex | cDXHP | CZ04 | 16 | Cap-Tons | DEER:HVAC_Split-Package_HP | Annual | 1 | 558 | 47 | 0 | 0
NE-HVAC-airHP-SpltPkg-65to134kBtuh-11p5eer-3p4cop | RtS | Ex | cDXHP | CZ05 | 14 | Cap-Tons | DEER:HVAC_Split-Package_HP | Annual | 1 | 471 | 28.5 | 0 | 0
NE-HVAC-airHP-SpltPkg-65to134kBtuh-11p5eer-3p4cop | RtS | Ex | cDXHP | CZ06 | 15.4 | Cap-Tons | DEER:HVAC_Split-Package_HP | Annual | 1 | 483 | 49.3 | 0 | 0
NE-HVAC-airHP-SpltPkg-65to134kBtuh-11p5eer-3p4cop | RtS | Ex | cDXHP | CZ07 | 14.8 | Cap-Tons | DEER:HVAC_Split-Package_HP | Annual | 1 | 514 | 42.5 | 0 | 0
NE-HVAC-airHP-SpltPkg-65to134kBtuh-11p5eer-3p4cop | RtS | Ex | cDXHP | CZ08 | 17.3 | Cap-Tons | DEER:HVAC_Split-Package_HP | Annual | 1 | 551 | 54.5 | 0 | 0
NE-HVAC-airHP-SpltPkg-65to134kBtuh-11p5eer-3p4cop | RtS | Ex | cDXHP | CZ09 | 21.6 | Cap-Tons | DEER:HVAC_Split-Package_HP | Annual | 1 | 551 | 49.6 | 0 | 0
NE-HVAC-airHP-SpltPkg-65to134kBtuh-11p5eer-3p4cop | RtS | Ex | cDXHP | CZ10 | 19.3 | Cap-Tons | DEER:HVAC_Split-Package_HP | Annual | 1 | 621 | 58.5 | 0 | 0
NE-HVAC-airHP-SpltPkg-65to134kBtuh-11p5eer-3p4cop | RtS | Ex | cDXHP | CZ11 | 21.2 | Cap-Tons | DEER:HVAC_Split-Package_HP | Annual | 1 | 643 | 62.8 | 0 | 0
NE-HVAC-airHP-SpltPkg-65to134kBtuh-11p5eer-3p4cop | RtS | Ex | cDXHP | CZ12 | 19.1 | Cap-Tons | DEER:HVAC_Split-Package_HP | Annual | 1 | 633 | 55.6 | 0 | 0
NE-HVAC-airHP-SpltPkg-65to134kBtuh-11p5eer-3p4cop | RtS | Ex | cDXHP | CZ13 | 21.5 | Cap-Tons | DEER:HVAC_Split-Package_HP | Annual | 1 | 629 | 64.6 | 0 | 0
NE-HVAC-airHP-SpltPkg-65to134kBtuh-11p5eer-3p4cop | RtS | Ex | cDXHP | CZ14 | 21.4 | Cap-Tons | DEER:HVAC_Split-Package_HP | Annual | 1 | 645 | 62.7 | 0 | 0
NE-HVAC-airHP-SpltPkg-65to134kBtuh-11p5eer-3p4cop | RtS | Ex | cDXHP | CZ15 | 27.5 | Cap-Tons | DEER:HVAC_Split-Package_HP | Annual | 1 | 778 | 87.8 | 0 | 0
NE-HVAC-airHP-SpltPkg-65to134kBtuh-11p5eer-3p4cop | RtS | Ex | cDXHP | CZ16 | 15.6 | Cap-Tons | DEER:HVAC_Split-Package_HP | Annual | 1 | 668 | 54.9 | 0 | 0
NE-HVAC-airHP-SpltPkg-65to134kBtuh-11p5eer-3p4cop | RtS | New | cDXHP | CZ01 | 11.9 | Cap-Tons | DEER:HVAC_Split-Package_HP | Annual | 1 | -29 | 29.6 | 0 | 0
NE-HVAC-airHP-SpltPkg-65to134kBtuh-11p5eer-3p4cop | RtS | New | cDXHP | CZ02 | 14.3 | Cap-Tons | DEER:HVAC_Split-Package_HP | Annual | 1 | -30.3 | 47 | 0 | 0
NE-HVAC-airHP-SpltPkg-65to134kBtuh-11p5eer-3p4cop | RtS | New | cDXHP | CZ03 | 12.8 | Cap-Tons | DEER:HVAC_Split-Package_HP | Annual | 1 | -79.1 | 29 | 0 | 0
NE-HVAC-airHP-SpltPkg-65to134kBtuh-11p5eer-3p4cop | RtS | New | cDXHP | CZ04 | 14.2 | Cap-Tons | DEER:HVAC_Split-Package_HP | Annual | 1 | -44 | 46.2 | 0 | 0
NE-HVAC-airHP-SpltPkg-65to134kBtuh-11p5eer-3p4cop | RtS | New | cDXHP | CZ05 | 12.6 | Cap-Tons | DEER:HVAC_Split-Package_HP | Annual | 1 | -84.1 | 27.8 | 0 | 0
NE-HVAC-airHP-SpltPkg-65to134kBtuh-11p5eer-3p4cop | RtS | New | cDXHP | CZ06 | 13.8 | Cap-Tons | DEER:HVAC_Split-Package_HP | Annual | 1 | -73.8 | 46.5 | 0 | 0
NE-HVAC-airHP-SpltPkg-65to134kBtuh-11p5eer-3p4cop | RtS | New | cDXHP | CZ07 | 13.5 | Cap-Tons | DEER:HVAC_Split-Package_HP | Annual | 1 | -100 | 39.3 | 0 | 0
NE-HVAC-airHP-SpltPkg-65to134kBtuh-11p5eer-3p4cop | RtS | New | cDXHP | CZ08 | 15.8 | Cap-Tons | DEER:HVAC_Split-Package_HP | Annual | 1 | -63.6 | 51.3 | 0 | 0
NE-HVAC-airHP-SpltPkg-65to134kBtuh-11p5eer-3p4cop | RtS | New | cDXHP | CZ09 | 19.8 | Cap-Tons | DEER:HVAC_Split-Package_HP | Annual | 1 | -57.9 | 46.7 | 0 | 0
NE-HVAC-airHP-SpltPkg-65to134kBtuh-11p5eer-3p4cop | RtS | New | cDXHP | CZ10 | 18.1 | Cap-Tons | DEER:HVAC_Split-Package_HP | Annual | 1 | -29.2 | 56 | 0 | 0
NE-HVAC-airHP-SpltPkg-65to134kBtuh-11p5eer-3p4cop | RtS | New | cDXHP | CZ11 | 19.1 | Cap-Tons | DEER:HVAC_Split-Package_HP | Annual | 1 | 17.6 | 61.4 | 0 | 0
NE-HVAC-airHP-SpltPkg-65to134kBtuh-11p5eer-3p4cop | RtS | New | cDXHP | CZ12 | 17.4 | Cap-Tons | DEER:HVAC_Split-Package_HP | Annual | 1 | -12 | 55.1 | 0 | 0
NE-HVAC-airHP-SpltPkg-65to134kBtuh-11p5eer-3p4cop | RtS | New | cDXHP | CZ13 | 19.7 | Cap-Tons | DEER:HVAC_Split-Package_HP | Annual | 1 | 1.96 | 62.9 | 0 | 0
NE-HVAC-airHP-SpltPkg-65to134kBtuh-11p5eer-3p4cop | RtS | New | cDXHP | CZ14 | 19.4 | Cap-Tons | DEER:HVAC_Split-Package_HP | Annual | 1 | 20.2 | 60.9 | 0 | 0
NE-HVAC-airHP-SpltPkg-65to134kBtuh-11p5eer-3p4cop | RtS | New | cDXHP | CZ15 | 25.9 | Cap-Tons | DEER:HVAC_Split-Package_HP | Annual | 1 | 45.9 | 81.7 | 0 | 0
NE-HVAC-airHP-SpltPkg-65to134kBtuh-11p5eer-3p4cop | RtS | New | cDXHP | CZ16 | 14.1 | Cap-Tons | DEER:HVAC_Split-Package_HP | Annual | 1 | 20.3 | 54.6 | 0 | 0
NE-HVAC-airHP-SpltPkg-65to134kBtuh-11p5eer-3p4cop | RtS | Rec | cDXHP | CZ01 | 12.2 | Cap-Tons | DEER:HVAC_Split-Package_HP | Annual | 1 | -34.9 | 28 | 0 | 0
NE-HVAC-airHP-SpltPkg-65to134kBtuh-11p5eer-3p4cop | RtS | Rec | cDXHP | CZ02 | 14.4 | Cap-Tons | DEER:HVAC_Split-Package_HP | Annual | 1 | -28.8 | 47.1 | 0 | 0
NE-HVAC-airHP-SpltPkg-65to134kBtuh-11p5eer-3p4cop | RtS | Rec | cDXHP | CZ03 | 13.1 | Cap-Tons | DEER:HVAC_Split-Package_HP | Annual | 1 | -81.6 | 28.6 | 0 | 0
NE-HVAC-airHP-SpltPkg-65to134kBtuh-11p5eer-3p4cop | RtS | Rec | cDXHP | CZ04 | 14.4 | Cap-Tons | DEER:HVAC_Split-Package_HP | Annual | 1 | -41.3 | 46.6 | 0 | 0
NE-HVAC-airHP-SpltPkg-65to134kBtuh-11p5eer-3p4cop | RtS | Rec | cDXHP | CZ05 | 12.9 | Cap-Tons | DEER:HVAC_Split-Package_HP | Annual | 1 | -85.9 | 27.6 | 0 | 0
NE-HVAC-airHP-SpltPkg-65to134kBtuh-11p5eer-3p4cop | RtS | Rec | cDXHP | CZ06 | 14 | Cap-Tons | DEER:HVAC_Split-Package_HP | Annual | 1 | -74 | 47.1 | 0 | 0
NE-HVAC-airHP-SpltPkg-65to134kBtuh-11p5eer-3p4cop | RtS | Rec | cDXHP | CZ07 | 13.7 | Cap-Tons | DEER:HVAC_Split-Package_HP | Annual | 1 | -101 | 40 | 0 | 0
NE-HVAC-airHP-SpltPkg-65to134kBtuh-11p5eer-3p4cop | RtS | Rec | cDXHP | CZ08 | 15.2 | Cap-Tons | DEER:HVAC_Split-Package_HP | Annual | 1 | -52.7 | 54.8 | 0 | 0
NE-HVAC-airHP-SpltPkg-65to134kBtuh-11p5eer-3p4cop | RtS | Rec | cDXHP | CZ09 | 19.3 | Cap-Tons | DEER:HVAC_Split-Package_HP | Annual | 1 | -44.6 | 48.9 | 0 | 0
NE-HVAC-airHP-SpltPkg-65to134kBtuh-11p5eer-3p4cop | RtS | Rec | cDXHP | CZ10 | 18.1 | Cap-Tons | DEER:HVAC_Split-Package_HP | Annual | 1 | -21.9 | 57.5 | 0 | 0
NE-HVAC-airHP-SpltPkg-65to134kBtuh-11p5eer-3p4cop | RtS | Rec | cDXHP | CZ11 | 19.5 | Cap-Tons | DEER:HVAC_Split-Package_HP | Annual | 1 | 17.2 | 61.1 | 0 | 0
NE-HVAC-airHP-SpltPkg-65to134kBtuh-11p5eer-3p4cop | RtS | Rec | cDXHP | CZ12 | 17.7 | Cap-Tons | DEER:HVAC_Split-Package_HP | Annual | 1 | -12.5 | 54.9 | 0 | 0
NE-HVAC-airHP-SpltPkg-65to134kBtuh-11p5eer-3p4cop | RtS | Rec | cDXHP | CZ13 | 19.8 | Cap-Tons | DEER:HVAC_Split-Package_HP | Annual | 1 | 5.9 | 63.4 | 0 | 0
NE-HVAC-airHP-SpltPkg-65to134kBtuh-11p5eer-3p4cop | RtS | Rec | cDXHP | CZ14 | 19.5 | Cap-Tons | DEER:HVAC_Split-Package_HP | Annual | 1 | 25.9 | 61.5 | 0 | 0
NE-HVAC-airHP-SpltPkg-65to134kBtuh-11p5eer-3p4cop | RtS | Rec | cDXHP | CZ15 | 25.3 | Cap-Tons | DEER:HVAC_Split-Package_HP | Annual | 1 | 61.1 | 85.3 | 0 | 0
NE-HVAC-airHP-SpltPkg-65to134kBtuh-11p5eer-3p4cop | RtS | Rec | cDXHP | CZ16 | 14.3 | Cap-Tons | DEER:HVAC_Split-Package_HP | Annual | 1 | 16.7 | 53.8 | 0 | 0
NE-HVAC-airHP-SpltPkg-65to134kBtuh-11p5eer-3p4cop | RtS | Old | cDXHP | CZ01 | 16 | Cap-Tons | DEER:HVAC_Split-Package_HP | Annual | 1 | 716 | 24.2 | 0 | 0
NE-HVAC-airHP-SpltPkg-65to134kBtuh-11p5eer-3p4cop | RtS | Old | cDXHP | CZ02 | 18.5 | Cap-Tons | DEER:HVAC_Split-Package_HP | Annual | 1 | 902 | 49.7 | 0 | 0
NE-HVAC-airHP-SpltPkg-65to134kBtuh-11p5eer-3p4cop | RtS | Old | cDXHP | CZ03 | 17 | Cap-Tons | DEER:HVAC_Split-Package_HP | Annual | 1 | 767 | 29.9 | 0 | 0
NE-HVAC-airHP-SpltPkg-65to134kBtuh-11p5eer-3p4cop | RtS | Old | cDXHP | CZ04 | 18.7 | Cap-Tons | DEER:HVAC_Split-Package_HP | Annual | 1 | 884 | 49 | 0 | 0
NE-HVAC-airHP-SpltPkg-65to134kBtuh-11p5eer-3p4cop | RtS | Old | cDXHP | CZ05 | 16.5 | Cap-Tons | DEER:HVAC_Split-Package_HP | Annual | 1 | 756 | 29.4 | 0 | 0
NE-HVAC-airHP-SpltPkg-65to134kBtuh-11p5eer-3p4cop | RtS | Old | cDXHP | CZ06 | 18 | Cap-Tons | DEER:HVAC_Split-Package_HP | Annual | 1 | 847 | 50 | 0 | 0
NE-HVAC-airHP-SpltPkg-65to134kBtuh-11p5eer-3p4cop | RtS | Old | cDXHP | CZ07 | 17.4 | Cap-Tons | DEER:HVAC_Split-Package_HP | Annual | 1 | 886 | 43.7 | 0 | 0
NE-HVAC-airHP-SpltPkg-65to134kBtuh-11p5eer-3p4cop | RtS | Old | cDXHP | CZ08 | 19.5 | Cap-Tons | DEER:HVAC_Split-Package_HP | Annual | 1 | 945 | 57.2 | 0 | 0
NE-HVAC-airHP-SpltPkg-65to134kBtuh-11p5eer-3p4cop | RtS | Old | cDXHP | CZ09 | 24.5 | Cap-Tons | DEER:HVAC_Split-Package_HP | Annual | 1 | 910 | 51.8 | 0 | 0
NE-HVAC-airHP-SpltPkg-65to134kBtuh-11p5eer-3p4cop | RtS | Old | cDXHP | CZ10 | 23 | Cap-Tons | DEER:HVAC_Split-Package_HP | Annual | 1 | 983 | 60.6 | 0 | 0
NE-HVAC-airHP-SpltPkg-65to134kBtuh-11p5eer-3p4cop | RtS | Old | cDXHP | CZ11 | 24.9 | Cap-Tons | DEER:HVAC_Split-Package_HP | Annual | 1 | 1010 | 65.3 | 0 | 0
NE-HVAC-airHP-SpltPkg-65to134kBtuh-11p5eer-3p4cop | RtS | Old | cDXHP | CZ12 | 22.2 | Cap-Tons | DEER:HVAC_Split-Package_HP | Annual | 1 | 950 | 57.3 | 0 | 0
NE-HVAC-airHP-SpltPkg-65to134kBtuh-11p5eer-3p4cop | RtS | Old | cDXHP | CZ13 | 25.2 | Cap-Tons | DEER:HVAC_Split-Package_HP | Annual | 1 | 1020 | 66.9 | 0 | 0
NE-HVAC-airHP-SpltPkg-65to134kBtuh-11p5eer-3p4cop | RtS | Old | cDXHP | CZ14 | 25.1 | Cap-Tons | DEER:HVAC_Split-Package_HP | Annual | 1 | 1010 | 65.2 | 0 | 0
NE-HVAC-airHP-SpltPkg-65to134kBtuh-11p5eer-3p4cop | RtS | Old | cDXHP | CZ15 | 31.6 | Cap-Tons | DEER:HVAC_Split-Package_HP | Annual | 1 | 1260 | 92 | 0 | 0
NE-HVAC-airHP-SpltPkg-65to134kBtuh-11p5eer-3p4cop | RtS | Old | cDXHP | CZ16 | 19.2 | Cap-Tons | DEER:HVAC_Split-Package_HP | Annual | 1 | 972 | 54.6 | 0 | 0
NE-HVAC-airHP-SpltPkg-65to134kBtuh-11p5eer-3p4cop | ERC | Ex | cDXHP | CZ01 | 4.74 | Cap-Tons | DEER:HVAC_Split-Package_HP | Annual | 1 | 299 | 27.7 | 0 | 0
NE-HVAC-airHP-SpltPkg-65to134kBtuh-11p5eer-3p4cop | ERC | Ex | cDXHP | CZ02 | 5.34 | Cap-Tons | DEER:HVAC_Split-Package_HP | Annual | 1 | 293 | 31.6 | 0 | 0
NE-HVAC-airHP-SpltPkg-65to134kBtuh-11p5eer-3p4cop | ERC | Ex | cDXHP | CZ03 | 5.66 | Cap-Tons | DEER:HVAC_Split-Package_HP | Annual | 1 | 223 | 21.2 | 0 | 0
NE-HVAC-airHP-SpltPkg-65to134kBtuh-11p5eer-3p4cop | ERC | Ex | cDXHP | CZ04 | 5.9 | Cap-Tons | DEER:HVAC_Split-Package_HP | Annual | 1 | 263 | 28.3 | 0 | 0
NE-HVAC-airHP-SpltPkg-65to134kBtuh-11p5eer-3p4cop | ERC | Ex | cDXHP | CZ05 | 5.33 | Cap-Tons | DEER:HVAC_Split-Package_HP | Annual | 1 | 244 | 26.6 | 0 | 0
NE-HVAC-airHP-SpltPkg-65to134kBtuh-11p5eer-3p4cop | ERC | Ex | cDXHP | CZ06 | 6.15 | Cap-Tons | DEER:HVAC_Split-Package_HP | Annual | 1 | 211 | 26.4 | 0 | 0
NE-HVAC-airHP-SpltPkg-65to134kBtuh-11p5eer-3p4cop | ERC | Ex | cDXHP | CZ07 | 5.93 | Cap-Tons | DEER:HVAC_Split-Package_HP | Annual | 1 | 201 | 21.6 | 0 | 0
NE-HVAC-airHP-SpltPkg-65to134kBtuh-11p5eer-3p4cop | ERC | Ex | cDXHP | CZ08 | 6.26 | Cap-Tons | DEER:HVAC_Split-Package_HP | Annual | 1 | 242 | 29.5 | 0 | 0
NE-HVAC-airHP-SpltPkg-65to134kBtuh-11p5eer-3p4cop | ERC | Ex | cDXHP | CZ09 | 8.08 | Cap-Tons | DEER:HVAC_Split-Package_HP | Annual | 1 | 260 | 25.6 | 0 | 0
NE-HVAC-airHP-SpltPkg-65to134kBtuh-11p5eer-3p4cop | ERC | Ex | cDXHP | CZ10 | 7.14 | Cap-Tons | DEER:HVAC_Split-Package_HP | Annual | 1 | 281 | 30.4 | 0 | 0
NE-HVAC-airHP-SpltPkg-65to134kBtuh-11p5eer-3p4cop | ERC | Ex | cDXHP | CZ11 | 7.35 | Cap-Tons | DEER:HVAC_Split-Package_HP | Annual | 1 | 307 | 35.3 | 0 | 0
NE-HVAC-airHP-SpltPkg-65to134kBtuh-11p5eer-3p4cop | ERC | Ex | cDXHP | CZ12 | 6.33 | Cap-Tons | DEER:HVAC_Split-Package_HP | Annual | 1 | 289 | 32 | 0 | 0
NE-HVAC-airHP-SpltPkg-65to134kBtuh-11p5eer-3p4cop | ERC | Ex | cDXHP | CZ13 | 7.27 | Cap-Tons | DEER:HVAC_Split-Package_HP | Annual | 1 | 294 | 37.2 | 0 | 0
NE-HVAC-airHP-SpltPkg-65to134kBtuh-11p5eer-3p4cop | ERC | Ex | cDXHP | CZ14 | 7.77 | Cap-Tons | DEER:HVAC_Split-Package_HP | Annual | 1 | 335 | 36.3 | 0 | 0
NE-HVAC-airHP-SpltPkg-65to134kBtuh-11p5eer-3p4cop | ERC | Ex | cDXHP | CZ15 | 10.4 | Cap-Tons | DEER:HVAC_Split-Package_HP | Annual | 1 | 390 | 48.8 | 0 | 0
NE-HVAC-airHP-SpltPkg-65to134kBtuh-11p5eer-3p4cop | ERC | Ex | cDXHP | CZ16 | 5.74 | Cap-Tons | DEER:HVAC_Split-Package_HP | Annual | 1 | 361 | 39 | 0 | 0
NE-HVAC-airHP-SpltPkg-65to134kBtuh-11p5eer-3p4cop | ERC | New | cDXHP | CZ01 | 4.61 | Cap-Tons | DEER:HVAC_Split-Package_HP | Annual | 1 | 36.2 | 29.4 | 0 | 0
NE-HVAC-airHP-SpltPkg-65to134kBtuh-11p5eer-3p4cop | ERC | New | cDXHP | CZ02 | 4.94 | Cap-Tons | DEER:HVAC_Split-Package_HP | Annual | 1 | 11.8 | 31 | 0 | 0
NE-HVAC-airHP-SpltPkg-65to134kBtuh-11p5eer-3p4cop | ERC | New | cDXHP | CZ03 | 5.09 | Cap-Tons | DEER:HVAC_Split-Package_HP | Annual | 1 | -4.54 | 22.2 | 0 | 0
NE-HVAC-airHP-SpltPkg-65to134kBtuh-11p5eer-3p4cop | ERC | New | cDXHP | CZ04 | 5.17 | Cap-Tons | DEER:HVAC_Split-Package_HP | Annual | 1 | 0.796 | 27.6 | 0 | 0
NE-HVAC-airHP-SpltPkg-65to134kBtuh-11p5eer-3p4cop | ERC | New | cDXHP | CZ05 | 4.76 | Cap-Tons | DEER:HVAC_Split-Package_HP | Annual | 1 | 5.91 | 27.6 | 0 | 0
NE-HVAC-airHP-SpltPkg-65to134kBtuh-11p5eer-3p4cop | ERC | New | cDXHP | CZ06 | 5.6 | Cap-Tons | DEER:HVAC_Split-Package_HP | Annual | 1 | -21.6 | 25.6 | 0 | 0
NE-HVAC-airHP-SpltPkg-65to134kBtuh-11p5eer-3p4cop | ERC | New | cDXHP | CZ07 | 5.38 | Cap-Tons | DEER:HVAC_Split-Package_HP | Annual | 1 | -38.7 | 20.5 | 0 | 0
NE-HVAC-airHP-SpltPkg-65to134kBtuh-11p5eer-3p4cop | ERC | New | cDXHP | CZ08 | 5.92 | Cap-Tons | DEER:HVAC_Split-Package_HP | Annual | 1 | -20.7 | 27 | 0 | 0
NE-HVAC-airHP-SpltPkg-65to134kBtuh-11p5eer-3p4cop | ERC | New | cDXHP | CZ09 | 7.58 | Cap-Tons | DEER:HVAC_Split-Package_HP | Annual | 1 | -23.2 | 22.3 | 0 | 0
NE-HVAC-airHP-SpltPkg-65to134kBtuh-11p5eer-3p4cop | ERC | New | cDXHP | CZ10 | 6.72 | Cap-Tons | DEER:HVAC_Split-Package_HP | Annual | 1 | -8.18 | 28.1 | 0 | 0
NE-HVAC-airHP-SpltPkg-65to134kBtuh-11p5eer-3p4cop | ERC | New | cDXHP | CZ11 | 6.67 | Cap-Tons | DEER:HVAC_Split-Package_HP | Annual | 1 | 23.9 | 33.1 | 0 | 0
NE-HVAC-airHP-SpltPkg-65to134kBtuh-11p5eer-3p4cop | ERC | New | cDXHP | CZ12 | 5.81 | Cap-Tons | DEER:HVAC_Split-Package_HP | Annual | 1 | 7.77 | 30.8 | 0 | 0
NE-HVAC-airHP-SpltPkg-65to134kBtuh-11p5eer-3p4cop | ERC | New | cDXHP | CZ13 | 6.91 | Cap-Tons | DEER:HVAC_Split-Package_HP | Annual | 1 | 1.58 | 34.6 | 0 | 0
NE-HVAC-airHP-SpltPkg-65to134kBtuh-11p5eer-3p4cop | ERC | New | cDXHP | CZ14 | 7.41 | Cap-Tons | DEER:HVAC_Split-Package_HP | Annual | 1 | 16.8 | 33.7 | 0 | 0
NE-HVAC-airHP-SpltPkg-65to134kBtuh-11p5eer-3p4cop | ERC | New | cDXHP | CZ15 | 10.1 | Cap-Tons | DEER:HVAC_Split-Package_HP | Annual | 1 | 13.1 | 42.5 | 0 | 0
NE-HVAC-airHP-SpltPkg-65to134kBtuh-11p5eer-3p4cop | ERC | New | cDXHP | CZ16 | 5.32 | Cap-Tons | DEER:HVAC_Split-Package_HP | Annual | 1 | 27 | 39.4 | 0 | 0
NE-HVAC-airHP-SpltPkg-65to134kBtuh-11p5eer-3p4cop | ERC | Rec | cDXHP | CZ01 | 4.58 | Cap-Tons | DEER:HVAC_Split-Package_HP | Annual | 1 | 32.5 | 28.9 | 0 | 0
NE-HVAC-airHP-SpltPkg-65to134kBtuh-11p5eer-3p4cop | ERC | Rec | cDXHP | CZ02 | 4.81 | Cap-Tons | DEER:HVAC_Split-Package_HP | Annual | 1 | 15.2 | 32.2 | 0 | 0
NE-HVAC-airHP-SpltPkg-65to134kBtuh-11p5eer-3p4cop | ERC | Rec | cDXHP | CZ03 | 5.25 | Cap-Tons | DEER:HVAC_Split-Package_HP | Annual | 1 | -7.12 | 21.7 | 0 | 0
NE-HVAC-airHP-SpltPkg-65to134kBtuh-11p5eer-3p4cop | ERC | Rec | cDXHP | CZ04 | 5.23 | Cap-Tons | DEER:HVAC_Split-Package_HP | Annual | 1 | -0.56 | 27.8 | 0 | 0
NE-HVAC-airHP-SpltPkg-65to134kBtuh-11p5eer-3p4cop | ERC | Rec | cDXHP | CZ05 | 4.92 | Cap-Tons | DEER:HVAC_Split-Package_HP | Annual | 1 | 2.23 | 27.1 | 0 | 0
NE-HVAC-airHP-SpltPkg-65to134kBtuh-11p5eer-3p4cop | ERC | Rec | cDXHP | CZ06 | 5.75 | Cap-Tons | DEER:HVAC_Split-Package_HP | Annual | 1 | -23 | 25.8 | 0 | 0
NE-HVAC-airHP-SpltPkg-65to134kBtuh-11p5eer-3p4cop | ERC | Rec | cDXHP | CZ07 | 5.53 | Cap-Tons | DEER:HVAC_Split-Package_HP | Annual | 1 | -40 | 20.8 | 0 | 0
NE-HVAC-airHP-SpltPkg-65to134kBtuh-11p5eer-3p4cop | ERC | Rec | cDXHP | CZ08 | 5.64 | Cap-Tons | DEER:HVAC_Split-Package_HP | Annual | 1 | -16.8 | 29.4 | 0 | 0
NE-HVAC-airHP-SpltPkg-65to134kBtuh-11p5eer-3p4cop | ERC | Rec | cDXHP | CZ09 | 7.1 | Cap-Tons | DEER:HVAC_Split-Package_HP | Annual | 1 | -17.2 | 24.5 | 0 | 0
NE-HVAC-airHP-SpltPkg-65to134kBtuh-11p5eer-3p4cop | ERC | Rec | cDXHP | CZ10 | 6.59 | Cap-Tons | DEER:HVAC_Split-Package_HP | Annual | 1 | -5.27 | 29.6 | 0 | 0
NE-HVAC-airHP-SpltPkg-65to134kBtuh-11p5eer-3p4cop | ERC | Rec | cDXHP | CZ11 | 6.89 | Cap-Tons | DEER:HVAC_Split-Package_HP | Annual | 1 | 20.1 | 32.6 | 0 | 0
NE-HVAC-airHP-SpltPkg-65to134kBtuh-11p5eer-3p4cop | ERC | Rec | cDXHP | CZ12 | 5.9 | Cap-Tons | DEER:HVAC_Split-Package_HP | Annual | 1 | 7.09 | 30.9 | 0 | 0
NE-HVAC-airHP-SpltPkg-65to134kBtuh-11p5eer-3p4cop | ERC | Rec | cDXHP | CZ13 | 6.72 | Cap-Tons | DEER:HVAC_Split-Package_HP | Annual | 1 | 7.7 | 36.1 | 0 | 0
NE-HVAC-airHP-SpltPkg-65to134kBtuh-11p5eer-3p4cop | ERC | Rec | cDXHP | CZ14 | 7.16 | Cap-Tons | DEER:HVAC_Split-Package_HP | Annual | 1 | 26.4 | 35.2 | 0 | 0
NE-HVAC-airHP-SpltPkg-65to134kBtuh-11p5eer-3p4cop | ERC | Rec | cDXHP | CZ15 | 9.35 | Cap-Tons | DEER:HVAC_Split-Package_HP | Annual | 1 | 28.8 | 46.8 | 0 | 0
NE-HVAC-airHP-SpltPkg-65to134kBtuh-11p5eer-3p4cop | ERC | Rec | cDXHP | CZ16 | 5.44 | Cap-Tons | DEER:HVAC_Split-Package_HP | Annual | 1 | 25.7 | 38.3 | 0 | 0
NE-HVAC-airHP-SpltPkg-65to134kBtuh-11p5eer-3p4cop | ERC | Old | cDXHP | CZ01 | 5.14 | Cap-Tons | DEER:HVAC_Split-Package_HP | Annual | 1 | 399 | 27 | 0 | 0
NE-HVAC-airHP-SpltPkg-65to134kBtuh-11p5eer-3p4cop | ERC | Old | cDXHP | CZ02 | 5.76 | Cap-Tons | DEER:HVAC_Split-Package_HP | Annual | 1 | 417 | 32.7 | 0 | 0
NE-HVAC-airHP-SpltPkg-65to134kBtuh-11p5eer-3p4cop | ERC | Old | cDXHP | CZ03 | 5.86 | Cap-Tons | DEER:HVAC_Split-Package_HP | Annual | 1 | 311 | 21.1 | 0 | 0
NE-HVAC-airHP-SpltPkg-65to134kBtuh-11p5eer-3p4cop | ERC | Old | cDXHP | CZ04 | 6.14 | Cap-Tons | DEER:HVAC_Split-Package_HP | Annual | 1 | 368 | 28.8 | 0 | 0
NE-HVAC-airHP-SpltPkg-65to134kBtuh-11p5eer-3p4cop | ERC | Old | cDXHP | CZ05 | 5.52 | Cap-Tons | DEER:HVAC_Split-Package_HP | Annual | 1 | 337 | 26.3 | 0 | 0
NE-HVAC-airHP-SpltPkg-65to134kBtuh-11p5eer-3p4cop | ERC | Old | cDXHP | CZ06 | 6.37 | Cap-Tons | DEER:HVAC_Split-Package_HP | Annual | 1 | 309 | 26.7 | 0 | 0
NE-HVAC-airHP-SpltPkg-65to134kBtuh-11p5eer-3p4cop | ERC | Old | cDXHP | CZ07 | 6.13 | Cap-Tons | DEER:HVAC_Split-Package_HP | Annual | 1 | 275 | 21.7 | 0 | 0
NE-HVAC-airHP-SpltPkg-65to134kBtuh-11p5eer-3p4cop | ERC | Old | cDXHP | CZ08 | 6.47 | Cap-Tons | DEER:HVAC_Split-Package_HP | Annual | 1 | 351 | 29.9 | 0 | 0
NE-HVAC-airHP-SpltPkg-65to134kBtuh-11p5eer-3p4cop | ERC | Old | cDXHP | CZ09 | 8.43 | Cap-Tons | DEER:HVAC_Split-Package_HP | Annual | 1 | 352 | 26.2 | 0 | 0
NE-HVAC-airHP-SpltPkg-65to134kBtuh-11p5eer-3p4cop | ERC | Old | cDXHP | CZ10 | 7.73 | Cap-Tons | DEER:HVAC_Split-Package_HP | Annual | 1 | 397 | 32.3 | 0 | 0
NE-HVAC-airHP-SpltPkg-65to134kBtuh-11p5eer-3p4cop | ERC | Old | cDXHP | CZ11 | 7.79 | Cap-Tons | DEER:HVAC_Split-Package_HP | Annual | 1 | 460 | 37.1 | 0 | 0
NE-HVAC-airHP-SpltPkg-65to134kBtuh-11p5eer-3p4cop | ERC | Old | cDXHP | CZ12 | 6.71 | Cap-Tons | DEER:HVAC_Split-Package_HP | Annual | 1 | 420 | 33.6 | 0 | 0
NE-HVAC-airHP-SpltPkg-65to134kBtuh-11p5eer-3p4cop | ERC | Old | cDXHP | CZ13 | 7.7 | Cap-Tons | DEER:HVAC_Split-Package_HP | Annual | 1 | 458 | 38.8 | 0 | 0
NE-HVAC-airHP-SpltPkg-65to134kBtuh-11p5eer-3p4cop | ERC | Old | cDXHP | CZ14 | 8.21 | Cap-Tons | DEER:HVAC_Split-Package_HP | Annual | 1 | 464 | 37.9 | 0 | 0
NE-HVAC-airHP-SpltPkg-65to134kBtuh-11p5eer-3p4cop | ERC | Old | cDXHP | CZ15 | 11 | Cap-Tons | DEER:HVAC_Split-Package_HP | Annual | 1 | 552 | 51 | 0 | 0
NE-HVAC-airHP-SpltPkg-65to134kBtuh-11p5eer-3p4cop | ERC | Old | cDXHP | CZ16 | 6.13 | Cap-Tons | DEER:HVAC_Split-Package_HP | Annual | 1 | 487 | 39.7 | 0 | 0
NE-HVAC-airHP-SpltPkg-65to134kBtuh-11p5eer-3p4cop | RSD | Ex | cDXHP | CZ01 | 11.7 | Cap-Tons | DEER:HVAC_Split-Package_HP | Annual | 1 | 507 | 21.9 | 0 | 0
NE-HVAC-airHP-SpltPkg-65to134kBtuh-11p5eer-3p4cop | RSD | Ex | cDXHP | CZ02 | 12.2 | Cap-Tons | DEER:HVAC_Split-Package_HP | Annual | 1 | 503 | 55.4 | 0 | 0
NE-HVAC-airHP-SpltPkg-65to134kBtuh-11p5eer-3p4cop | RSD | Ex | cDXHP | CZ03 | 13.1 | Cap-Tons | DEER:HVAC_Split-Package_HP | Annual | 1 | 442 | 30 | 0 | 0
NE-HVAC-airHP-SpltPkg-65to134kBtuh-11p5eer-3p4cop | RSD | Ex | cDXHP | CZ04 | 12.6 | Cap-Tons | DEER:HVAC_Split-Package_HP | Annual | 1 | 484 | 58.5 | 0 | 0
NE-HVAC-airHP-SpltPkg-65to134kBtuh-11p5eer-3p4cop | RSD | Ex | cDXHP | CZ05 | 13 | Cap-Tons | DEER:HVAC_Split-Package_HP | Annual | 1 | 432 | 29.3 | 0 | 0
NE-HVAC-airHP-SpltPkg-65to134kBtuh-11p5eer-3p4cop | RSD | Ex | cDXHP | CZ06 | 14.6 | Cap-Tons | DEER:HVAC_Split-Package_HP | Annual | 1 | 400 | 53.9 | 0 | 0
NE-HVAC-airHP-SpltPkg-65to134kBtuh-11p5eer-3p4cop | RSD | Ex | cDXHP | CZ07 | 14.1 | Cap-Tons | DEER:HVAC_Split-Package_HP | Annual | 1 | 367 | 49.9 | 0 | 0
NE-HVAC-airHP-SpltPkg-65to134kBtuh-11p5eer-3p4cop | RSD | Ex | cDXHP | CZ08 | 14.7 | Cap-Tons | DEER:HVAC_Split-Package_HP | Annual | 1 | 446 | 65.1 | 0 | 0
NE-HVAC-airHP-SpltPkg-65to134kBtuh-11p5eer-3p4cop | RSD | Ex | cDXHP | CZ09 | 18.5 | Cap-Tons | DEER:HVAC_Split-Package_HP | Annual | 1 | 515 | 56.9 | 0 | 0
NE-HVAC-airHP-SpltPkg-65to134kBtuh-11p5eer-3p4cop | RSD | Ex | cDXHP | CZ10 | 16 | Cap-Tons | DEER:HVAC_Split-Package_HP | Annual | 1 | 555 | 67.7 | 0 | 0
NE-HVAC-airHP-SpltPkg-65to134kBtuh-11p5eer-3p4cop | RSD | Ex | cDXHP | CZ11 | 17.8 | Cap-Tons | DEER:HVAC_Split-Package_HP | Annual | 1 | 595 | 67 | 0 | 0
NE-HVAC-airHP-SpltPkg-65to134kBtuh-11p5eer-3p4cop | RSD | Ex | cDXHP | CZ12 | 15.7 | Cap-Tons | DEER:HVAC_Split-Package_HP | Annual | 1 | 579 | 61 | 0 | 0
NE-HVAC-airHP-SpltPkg-65to134kBtuh-11p5eer-3p4cop | RSD | Ex | cDXHP | CZ13 | 18 | Cap-Tons | DEER:HVAC_Split-Package_HP | Annual | 1 | 605 | 69.8 | 0 | 0
NE-HVAC-airHP-SpltPkg-65to134kBtuh-11p5eer-3p4cop | RSD | Ex | cDXHP | CZ14 | 18.2 | Cap-Tons | DEER:HVAC_Split-Package_HP | Annual | 1 | 617 | 65.6 | 0 | 0
NE-HVAC-airHP-SpltPkg-65to134kBtuh-11p5eer-3p4cop | RSD | Ex | cDXHP | CZ15 | 24.6 | Cap-Tons | DEER:HVAC_Split-Package_HP | Annual | 1 | 666 | 89.7 | 0 | 0
NE-HVAC-airHP-SpltPkg-65to134kBtuh-11p5eer-3p4cop | RSD | Ex | cDXHP | CZ16 | 13.4 | Cap-Tons | DEER:HVAC_Split-Package_HP | Annual | 1 | 797 | 52.4 | 0 | 0
NE-HVAC-airHP-SpltPkg-65to134kBtuh-11p5eer-3p4cop | RSD | New | cDXHP | CZ01 | 10.1 | Cap-Tons | DEER:HVAC_Split-Package_HP | Annual | 1 | 34.4 | 34.4 | 0 | 0
NE-HVAC-airHP-SpltPkg-65to134kBtuh-11p5eer-3p4cop | RSD | New | cDXHP | CZ02 | 10.9 | Cap-Tons | DEER:HVAC_Split-Package_HP | Annual | 1 | 54 | 54 | 0 | 0
NE-HVAC-airHP-SpltPkg-65to134kBtuh-11p5eer-3p4cop | RSD | New | cDXHP | CZ03 | 11 | Cap-Tons | DEER:HVAC_Split-Package_HP | Annual | 1 | 30 | 30 | 0 | 0
NE-HVAC-airHP-SpltPkg-65to134kBtuh-11p5eer-3p4cop | RSD | New | cDXHP | CZ04 | 10.9 | Cap-Tons | DEER:HVAC_Split-Package_HP | Annual | 1 | 54.6 | 54.6 | 0 | 0
NE-HVAC-airHP-SpltPkg-65to134kBtuh-11p5eer-3p4cop | RSD | New | cDXHP | CZ05 | 10.7 | Cap-Tons | DEER:HVAC_Split-Package_HP | Annual | 1 | 28.3 | 28.3 | 0 | 0
NE-HVAC-airHP-SpltPkg-65to134kBtuh-11p5eer-3p4cop | RSD | New | cDXHP | CZ06 | 12.1 | Cap-Tons | DEER:HVAC_Split-Package_HP | Annual | 1 | 48.3 | 48.3 | 0 | 0
NE-HVAC-airHP-SpltPkg-65to134kBtuh-11p5eer-3p4cop | RSD | New | cDXHP | CZ07 | 11.8 | Cap-Tons | DEER:HVAC_Split-Package_HP | Annual | 1 | 41.1 | 41.1 | 0 | 0
NE-HVAC-airHP-SpltPkg-65to134kBtuh-11p5eer-3p4cop | RSD | New | cDXHP | CZ08 | 12.9 | Cap-Tons | DEER:HVAC_Split-Package_HP | Annual | 1 | 58.4 | 58.4 | 0 | 0
NE-HVAC-airHP-SpltPkg-65to134kBtuh-11p5eer-3p4cop | RSD | New | cDXHP | CZ09 | 16.2 | Cap-Tons | DEER:HVAC_Split-Package_HP | Annual | 1 | 52.6 | 52.6 | 0 | 0
NE-HVAC-airHP-SpltPkg-65to134kBtuh-11p5eer-3p4cop | RSD | New | cDXHP | CZ10 | 14.7 | Cap-Tons | DEER:HVAC_Split-Package_HP | Annual | 1 | 63.6 | 63.6 | 0 | 0
NE-HVAC-airHP-SpltPkg-65to134kBtuh-11p5eer-3p4cop | RSD | New | cDXHP | CZ11 | 16.3 | Cap-Tons | DEER:HVAC_Split-Package_HP | Annual | 1 | 65.3 | 65.3 | 0 | 0
NE-HVAC-airHP-SpltPkg-65to134kBtuh-11p5eer-3p4cop | RSD | New | cDXHP | CZ12 | 14.3 | Cap-Tons | DEER:HVAC_Split-Package_HP | Annual | 1 | 59.4 | 59.4 | 0 | 0
NE-HVAC-airHP-SpltPkg-65to134kBtuh-11p5eer-3p4cop | RSD | New | cDXHP | CZ13 | 16.5 | Cap-Tons | DEER:HVAC_Split-Package_HP | Annual | 1 | 67.9 | 67.9 | 0 | 0
NE-HVAC-airHP-SpltPkg-65to134kBtuh-11p5eer-3p4cop | RSD | New | cDXHP | CZ14 | 16.7 | Cap-Tons | DEER:HVAC_Split-Package_HP | Annual | 1 | 63.7 | 63.7 | 0 | 0
NE-HVAC-airHP-SpltPkg-65to134kBtuh-11p5eer-3p4cop | RSD | New | cDXHP | CZ15 | 22.7 | Cap-Tons | DEER:HVAC_Split-Package_HP | Annual | 1 | 85.3 | 85.3 | 0 | 0
NE-HVAC-airHP-SpltPkg-65to134kBtuh-11p5eer-3p4cop | RSD | New | cDXHP | CZ16 | 11.7 | Cap-Tons | DEER:HVAC_Split-Package_HP | Annual | 1 | 59.5 | 59.5 | 0 | 0
NE-HVAC-airHP-SpltPkg-65to134kBtuh-11p5eer-3p4cop | RSD | Rec | cDXHP | CZ01 | 10.7 | Cap-Tons | DEER:HVAC_Split-Package_HP | Annual | 1 | 27.6 | 27.6 | 0 | 0
NE-HVAC-airHP-SpltPkg-65to134kBtuh-11p5eer-3p4cop | RSD | Rec | cDXHP | CZ02 | 11.4 | Cap-Tons | DEER:HVAC_Split-Package_HP | Annual | 1 | 54.5 | 54.5 | 0 | 0
NE-HVAC-airHP-SpltPkg-65to134kBtuh-11p5eer-3p4cop | RSD | Rec | cDXHP | CZ03 | 11.7 | Cap-Tons | DEER:HVAC_Split-Package_HP | Annual | 1 | 29.4 | 29.4 | 0 | 0
NE-HVAC-airHP-SpltPkg-65to134kBtuh-11p5eer-3p4cop | RSD | Rec | cDXHP | CZ04 | 11.4 | Cap-Tons | DEER:HVAC_Split-Package_HP | Annual | 1 | 56.3 | 56.3 | 0 | 0
NE-HVAC-airHP-SpltPkg-65to134kBtuh-11p5eer-3p4cop | RSD | Rec | cDXHP | CZ05 | 11.4 | Cap-Tons | DEER:HVAC_Split-Package_HP | Annual | 1 | 28.4 | 28.4 | 0 | 0
NE-HVAC-airHP-SpltPkg-65to134kBtuh-11p5eer-3p4cop | RSD | Rec | cDXHP | CZ06 | 12.8 | Cap-Tons | DEER:HVAC_Split-Package_HP | Annual | 1 | 51.9 | 51.9 | 0 | 0
NE-HVAC-airHP-SpltPkg-65to134kBtuh-11p5eer-3p4cop | RSD | Rec | cDXHP | CZ07 | 12.5 | Cap-Tons | DEER:HVAC_Split-Package_HP | Annual | 1 | 45.8 | 45.8 | 0 | 0
NE-HVAC-airHP-SpltPkg-65to134kBtuh-11p5eer-3p4cop | RSD | Rec | cDXHP | CZ08 | 13.4 | Cap-Tons | DEER:HVAC_Split-Package_HP | Annual | 1 | 61.3 | 61.3 | 0 | 0
NE-HVAC-airHP-SpltPkg-65to134kBtuh-11p5eer-3p4cop | RSD | Rec | cDXHP | CZ09 | 16.7 | Cap-Tons | DEER:HVAC_Split-Package_HP | Annual | 1 | 54.8 | 54.8 | 0 | 0
NE-HVAC-airHP-SpltPkg-65to134kBtuh-11p5eer-3p4cop | RSD | Rec | cDXHP | CZ10 | 15.2 | Cap-Tons | DEER:HVAC_Split-Package_HP | Annual | 1 | 65.8 | 65.8 | 0 | 0
NE-HVAC-airHP-SpltPkg-65to134kBtuh-11p5eer-3p4cop | RSD | Rec | cDXHP | CZ11 | 16.8 | Cap-Tons | DEER:HVAC_Split-Package_HP | Annual | 1 | 65.8 | 65.8 | 0 | 0
NE-HVAC-airHP-SpltPkg-65to134kBtuh-11p5eer-3p4cop | RSD | Rec | cDXHP | CZ12 | 14.8 | Cap-Tons | DEER:HVAC_Split-Package_HP | Annual | 1 | 59.9 | 59.9 | 0 | 0
NE-HVAC-airHP-SpltPkg-65to134kBtuh-11p5eer-3p4cop | RSD | Rec | cDXHP | CZ13 | 17 | Cap-Tons | DEER:HVAC_Split-Package_HP | Annual | 1 | 68.5 | 68.5 | 0 | 0
NE-HVAC-airHP-SpltPkg-65to134kBtuh-11p5eer-3p4cop | RSD | Rec | cDXHP | CZ14 | 17.2 | Cap-Tons | DEER:HVAC_Split-Package_HP | Annual | 1 | 64.2 | 64.2 | 0 | 0
NE-HVAC-airHP-SpltPkg-65to134kBtuh-11p5eer-3p4cop | RSD | Rec | cDXHP | CZ15 | 23.3 | Cap-Tons | DEER:HVAC_Split-Package_HP | Annual | 1 | 87.4 | 87.4 | 0 | 0
NE-HVAC-airHP-SpltPkg-65to134kBtuh-11p5eer-3p4cop | RSD | Rec | cDXHP | CZ16 | 12.4 | Cap-Tons | DEER:HVAC_Split-Package_HP | Annual | 1 | 55.7 | 55.7 | 0 | 0
NE-HVAC-airHP-SpltPkg-65to134kBtuh-11p5eer-3p4cop | RSD | Old | cDXHP | CZ01 | 12.8 | Cap-Tons | DEER:HVAC_Split-Package_HP | Annual | 1 | 665 | 19.9 | 0 | 0
NE-HVAC-airHP-SpltPkg-65to134kBtuh-11p5eer-3p4cop | RSD | Old | cDXHP | CZ02 | 13.5 | Cap-Tons | DEER:HVAC_Split-Package_HP | Annual | 1 | 632 | 56.1 | 0 | 0
NE-HVAC-airHP-SpltPkg-65to134kBtuh-11p5eer-3p4cop | RSD | Old | cDXHP | CZ03 | 13.8 | Cap-Tons | DEER:HVAC_Split-Package_HP | Annual | 1 | 561 | 30.3 | 0 | 0
NE-HVAC-airHP-SpltPkg-65to134kBtuh-11p5eer-3p4cop | RSD | Old | cDXHP | CZ04 | 13.4 | Cap-Tons | DEER:HVAC_Split-Package_HP | Annual | 1 | 602 | 58.4 | 0 | 0
NE-HVAC-airHP-SpltPkg-65to134kBtuh-11p5eer-3p4cop | RSD | Old | cDXHP | CZ05 | 13.6 | Cap-Tons | DEER:HVAC_Split-Package_HP | Annual | 1 | 535 | 29.6 | 0 | 0
NE-HVAC-airHP-SpltPkg-65to134kBtuh-11p5eer-3p4cop | RSD | Old | cDXHP | CZ06 | 14.9 | Cap-Tons | DEER:HVAC_Split-Package_HP | Annual | 1 | 514 | 55.1 | 0 | 0
NE-HVAC-airHP-SpltPkg-65to134kBtuh-11p5eer-3p4cop | RSD | Old | cDXHP | CZ07 | 14.4 | Cap-Tons | DEER:HVAC_Split-Package_HP | Annual | 1 | 465 | 50.7 | 0 | 0
NE-HVAC-airHP-SpltPkg-65to134kBtuh-11p5eer-3p4cop | RSD | Old | cDXHP | CZ08 | 15 | Cap-Tons | DEER:HVAC_Split-Package_HP | Annual | 1 | 572 | 66.4 | 0 | 0
NE-HVAC-airHP-SpltPkg-65to134kBtuh-11p5eer-3p4cop | RSD | Old | cDXHP | CZ09 | 19.3 | Cap-Tons | DEER:HVAC_Split-Package_HP | Annual | 1 | 629 | 57 | 0 | 0
NE-HVAC-airHP-SpltPkg-65to134kBtuh-11p5eer-3p4cop | RSD | Old | cDXHP | CZ10 | 17.6 | Cap-Tons | DEER:HVAC_Split-Package_HP | Annual | 1 | 661 | 67.9 | 0 | 0
NE-HVAC-airHP-SpltPkg-65to134kBtuh-11p5eer-3p4cop | RSD | Old | cDXHP | CZ11 | 19.3 | Cap-Tons | DEER:HVAC_Split-Package_HP | Annual | 1 | 721 | 68.4 | 0 | 0
NE-HVAC-airHP-SpltPkg-65to134kBtuh-11p5eer-3p4cop | RSD | Old | cDXHP | CZ12 | 17.1 | Cap-Tons | DEER:HVAC_Split-Package_HP | Annual | 1 | 700 | 62 | 0 | 0
NE-HVAC-airHP-SpltPkg-65to134kBtuh-11p5eer-3p4cop | RSD | Old | cDXHP | CZ13 | 19.4 | Cap-Tons | DEER:HVAC_Split-Package_HP | Annual | 1 | 735 | 71.5 | 0 | 0
NE-HVAC-airHP-SpltPkg-65to134kBtuh-11p5eer-3p4cop | RSD | Old | cDXHP | CZ14 | 19.6 | Cap-Tons | DEER:HVAC_Split-Package_HP | Annual | 1 | 717 | 67.3 | 0 | 0
NE-HVAC-airHP-SpltPkg-65to134kBtuh-11p5eer-3p4cop | RSD | Old | cDXHP | CZ15 | 26.3 | Cap-Tons | DEER:HVAC_Split-Package_HP | Annual | 1 | 781 | 91.9 | 0 | 0
NE-HVAC-airHP-SpltPkg-65to134kBtuh-11p5eer-3p4cop | RSD | Old | cDXHP | CZ16 | 14.8 | Cap-Tons | DEER:HVAC_Split-Package_HP | Annual | 1 | 903 | 52.3 | 0 | 0
NE-HVAC-airHP-SpltPkg-65to134kBtuh-11p5eer-3p4cop | Rt3 | Ex | cDXHP | CZ01 | 202 | Cap-Tons | DEER:HVAC_Split-Package_HP | Annual | 1 | 645 | 13.9 | 0 | 0
NE-HVAC-airHP-SpltPkg-65to134kBtuh-11p5eer-3p4cop | Rt3 | Ex | cDXHP | CZ02 | 237 | Cap-Tons | DEER:HVAC_Split-Package_HP | Annual | 1 | 672 | 48.7 | 0 | 0
NE-HVAC-airHP-SpltPkg-65to134kBtuh-11p5eer-3p4cop | Rt3 | Ex | cDXHP | CZ03 | 214 | Cap-Tons | DEER:HVAC_Split-Package_HP | Annual | 1 | 653 | 30.7 | 0 | 0
NE-HVAC-airHP-SpltPkg-65to134kBtuh-11p5eer-3p4cop | Rt3 | Ex | cDXHP | CZ04 | 240 | Cap-Tons | DEER:HVAC_Split-Package_HP | Annual | 1 | 669 | 51.4 | 0 | 0
NE-HVAC-airHP-SpltPkg-65to134kBtuh-11p5eer-3p4cop | Rt3 | Ex | cDXHP | CZ05 | 214 | Cap-Tons | DEER:HVAC_Split-Package_HP | Annual | 1 | 656 | 30.9 | 0 | 0
NE-HVAC-airHP-SpltPkg-65to134kBtuh-11p5eer-3p4cop | Rt3 | Ex | cDXHP | CZ06 | 231 | Cap-Tons | DEER:HVAC_Split-Package_HP | Annual | 1 | 659 | 61.3 | 0 | 0
NE-HVAC-airHP-SpltPkg-65to134kBtuh-11p5eer-3p4cop | Rt3 | Ex | cDXHP | CZ07 | 225 | Cap-Tons | DEER:HVAC_Split-Package_HP | Annual | 1 | 702 | 57 | 0 | 0
NE-HVAC-airHP-SpltPkg-65to134kBtuh-11p5eer-3p4cop | Rt3 | Ex | cDXHP | CZ08 | 260 | Cap-Tons | DEER:HVAC_Split-Package_HP | Annual | 1 | 692 | 64.4 | 0 | 0
NE-HVAC-airHP-SpltPkg-65to134kBtuh-11p5eer-3p4cop | Rt3 | Ex | cDXHP | CZ09 | 324 | Cap-Tons | DEER:HVAC_Split-Package_HP | Annual | 1 | 693 | 54.6 | 0 | 0
NE-HVAC-airHP-SpltPkg-65to134kBtuh-11p5eer-3p4cop | Rt3 | Ex | cDXHP | CZ10 | 295 | Cap-Tons | DEER:HVAC_Split-Package_HP | Annual | 1 | 709 | 64.7 | 0 | 0
NE-HVAC-airHP-SpltPkg-65to134kBtuh-11p5eer-3p4cop | Rt3 | Ex | cDXHP | CZ11 | 321 | Cap-Tons | DEER:HVAC_Split-Package_HP | Annual | 1 | 681 | 61.7 | 0 | 0
NE-HVAC-airHP-SpltPkg-65to134kBtuh-11p5eer-3p4cop | Rt3 | Ex | cDXHP | CZ12 | 292 | Cap-Tons | DEER:HVAC_Split-Package_HP | Annual | 1 | 696 | 55.4 | 0 | 0
NE-HVAC-airHP-SpltPkg-65to134kBtuh-11p5eer-3p4cop | Rt3 | Ex | cDXHP | CZ13 | 323 | Cap-Tons | DEER:HVAC_Split-Package_HP | Annual | 1 | 689 | 64.6 | 0 | 0
NE-HVAC-airHP-SpltPkg-65to134kBtuh-11p5eer-3p4cop | Rt3 | Ex | cDXHP | CZ14 | 324 | Cap-Tons | DEER:HVAC_Split-Package_HP | Annual | 1 | 666 | 61.9 | 0 | 0
NE-HVAC-airHP-SpltPkg-65to134kBtuh-11p5eer-3p4cop | Rt3 | Ex | cDXHP | CZ15 | 417 | Cap-Tons | DEER:HVAC_Split-Package_HP | Annual | 1 | 737 | 89.6 | 0 | 0
NE-HVAC-airHP-SpltPkg-65to134kBtuh-11p5eer-3p4cop | Rt3 | Ex | cDXHP | CZ16 | 229 | Cap-Tons | DEER:HVAC_Split-Package_HP | Annual | 1 | 748 | 47.2 | 0 | 0
NE-HVAC-airHP-SpltPkg-65to134kBtuh-11p5eer-3p4cop | Rt3 | New | cDXHP | CZ01 | 181 | Cap-Tons | DEER:HVAC_Split-Package_HP | Annual | 1 | 14.6 | 14.6 | 0 | 0
NE-HVAC-airHP-SpltPkg-65to134kBtuh-11p5eer-3p4cop | Rt3 | New | cDXHP | CZ02 | 219 | Cap-Tons | DEER:HVAC_Split-Package_HP | Annual | 1 | 46.5 | 46.5 | 0 | 0
NE-HVAC-airHP-SpltPkg-65to134kBtuh-11p5eer-3p4cop | Rt3 | New | cDXHP | CZ03 | 193 | Cap-Tons | DEER:HVAC_Split-Package_HP | Annual | 1 | 28.4 | 28.4 | 0 | 0
NE-HVAC-airHP-SpltPkg-65to134kBtuh-11p5eer-3p4cop | Rt3 | New | cDXHP | CZ04 | 220 | Cap-Tons | DEER:HVAC_Split-Package_HP | Annual | 1 | 48.3 | 48.3 | 0 | 0
NE-HVAC-airHP-SpltPkg-65to134kBtuh-11p5eer-3p4cop | Rt3 | New | cDXHP | CZ05 | 193 | Cap-Tons | DEER:HVAC_Split-Package_HP | Annual | 1 | 27.8 | 27.8 | 0 | 0
NE-HVAC-airHP-SpltPkg-65to134kBtuh-11p5eer-3p4cop | Rt3 | New | cDXHP | CZ06 | 210 | Cap-Tons | DEER:HVAC_Split-Package_HP | Annual | 1 | 56.5 | 56.5 | 0 | 0
NE-HVAC-airHP-SpltPkg-65to134kBtuh-11p5eer-3p4cop | Rt3 | New | cDXHP | CZ07 | 204 | Cap-Tons | DEER:HVAC_Split-Package_HP | Annual | 1 | 51.9 | 51.9 | 0 | 0
NE-HVAC-airHP-SpltPkg-65to134kBtuh-11p5eer-3p4cop | Rt3 | New | cDXHP | CZ08 | 240 | Cap-Tons | DEER:HVAC_Split-Package_HP | Annual | 1 | 59.7 | 59.7 | 0 | 0
NE-HVAC-airHP-SpltPkg-65to134kBtuh-11p5eer-3p4cop | Rt3 | New | cDXHP | CZ09 | 302 | Cap-Tons | DEER:HVAC_Split-Package_HP | Annual | 1 | 51.2 | 51.2 | 0 | 0
NE-HVAC-airHP-SpltPkg-65to134kBtuh-11p5eer-3p4cop | Rt3 | New | cDXHP | CZ10 | 276 | Cap-Tons | DEER:HVAC_Split-Package_HP | Annual | 1 | 61 | 61 | 0 | 0
NE-HVAC-airHP-SpltPkg-65to134kBtuh-11p5eer-3p4cop | Rt3 | New | cDXHP | CZ11 | 288 | Cap-Tons | DEER:HVAC_Split-Package_HP | Annual | 1 | 59.5 | 59.5 | 0 | 0
NE-HVAC-airHP-SpltPkg-65to134kBtuh-11p5eer-3p4cop | Rt3 | New | cDXHP | CZ12 | 269 | Cap-Tons | DEER:HVAC_Split-Package_HP | Annual | 1 | 53.6 | 53.6 | 0 | 0
NE-HVAC-airHP-SpltPkg-65to134kBtuh-11p5eer-3p4cop | Rt3 | New | cDXHP | CZ13 | 294 | Cap-Tons | DEER:HVAC_Split-Package_HP | Annual | 1 | 62.2 | 62.2 | 0 | 0
NE-HVAC-airHP-SpltPkg-65to134kBtuh-11p5eer-3p4cop | Rt3 | New | cDXHP | CZ14 | 291 | Cap-Tons | DEER:HVAC_Split-Package_HP | Annual | 1 | 59.6 | 59.6 | 0 | 0
NE-HVAC-airHP-SpltPkg-65to134kBtuh-11p5eer-3p4cop | Rt3 | New | cDXHP | CZ15 | 380 | Cap-Tons | DEER:HVAC_Split-Package_HP | Annual | 1 | 85 | 85 | 0 | 0
NE-HVAC-airHP-SpltPkg-65to134kBtuh-11p5eer-3p4cop | Rt3 | New | cDXHP | CZ16 | 198 | Cap-Tons | DEER:HVAC_Split-Package_HP | Annual | 1 | 46.9 | 46.9 | 0 | 0
NE-HVAC-airHP-SpltPkg-65to134kBtuh-11p5eer-3p4cop | Rt3 | Rec | cDXHP | CZ01 | 188 | Cap-Tons | DEER:HVAC_Split-Package_HP | Annual | 1 | 13.9 | 13.9 | 0 | 0
NE-HVAC-airHP-SpltPkg-65to134kBtuh-11p5eer-3p4cop | Rt3 | Rec | cDXHP | CZ02 | 225 | Cap-Tons | DEER:HVAC_Split-Package_HP | Annual | 1 | 47.3 | 47.3 | 0 | 0
NE-HVAC-airHP-SpltPkg-65to134kBtuh-11p5eer-3p4cop | Rt3 | Rec | cDXHP | CZ03 | 201 | Cap-Tons | DEER:HVAC_Split-Package_HP | Annual | 1 | 29.2 | 29.2 | 0 | 0
NE-HVAC-airHP-SpltPkg-65to134kBtuh-11p5eer-3p4cop | Rt3 | Rec | cDXHP | CZ04 | 227 | Cap-Tons | DEER:HVAC_Split-Package_HP | Annual | 1 | 49.5 | 49.5 | 0 | 0
NE-HVAC-airHP-SpltPkg-65to134kBtuh-11p5eer-3p4cop | Rt3 | Rec | cDXHP | CZ05 | 200 | Cap-Tons | DEER:HVAC_Split-Package_HP | Annual | 1 | 29 | 29 | 0 | 0
NE-HVAC-airHP-SpltPkg-65to134kBtuh-11p5eer-3p4cop | Rt3 | Rec | cDXHP | CZ06 | 217 | Cap-Tons | DEER:HVAC_Split-Package_HP | Annual | 1 | 58.5 | 58.5 | 0 | 0
NE-HVAC-airHP-SpltPkg-65to134kBtuh-11p5eer-3p4cop | Rt3 | Rec | cDXHP | CZ07 | 211 | Cap-Tons | DEER:HVAC_Split-Package_HP | Annual | 1 | 54.1 | 54.1 | 0 | 0
NE-HVAC-airHP-SpltPkg-65to134kBtuh-11p5eer-3p4cop | Rt3 | Rec | cDXHP | CZ08 | 247 | Cap-Tons | DEER:HVAC_Split-Package_HP | Annual | 1 | 61.6 | 61.6 | 0 | 0
NE-HVAC-airHP-SpltPkg-65to134kBtuh-11p5eer-3p4cop | Rt3 | Rec | cDXHP | CZ09 | 309 | Cap-Tons | DEER:HVAC_Split-Package_HP | Annual | 1 | 52.5 | 52.5 | 0 | 0
NE-HVAC-airHP-SpltPkg-65to134kBtuh-11p5eer-3p4cop | Rt3 | Rec | cDXHP | CZ10 | 283 | Cap-Tons | DEER:HVAC_Split-Package_HP | Annual | 1 | 62.4 | 62.4 | 0 | 0
NE-HVAC-airHP-SpltPkg-65to134kBtuh-11p5eer-3p4cop | Rt3 | Rec | cDXHP | CZ11 | 295 | Cap-Tons | DEER:HVAC_Split-Package_HP | Annual | 1 | 60.1 | 60.1 | 0 | 0
NE-HVAC-airHP-SpltPkg-65to134kBtuh-11p5eer-3p4cop | Rt3 | Rec | cDXHP | CZ12 | 276 | Cap-Tons | DEER:HVAC_Split-Package_HP | Annual | 1 | 54.2 | 54.2 | 0 | 0
NE-HVAC-airHP-SpltPkg-65to134kBtuh-11p5eer-3p4cop | Rt3 | Rec | cDXHP | CZ13 | 302 | Cap-Tons | DEER:HVAC_Split-Package_HP | Annual | 1 | 62.9 | 62.9 | 0 | 0
NE-HVAC-airHP-SpltPkg-65to134kBtuh-11p5eer-3p4cop | Rt3 | Rec | cDXHP | CZ14 | 299 | Cap-Tons | DEER:HVAC_Split-Package_HP | Annual | 1 | 60.4 | 60.4 | 0 | 0
NE-HVAC-airHP-SpltPkg-65to134kBtuh-11p5eer-3p4cop | Rt3 | Rec | cDXHP | CZ15 | 387 | Cap-Tons | DEER:HVAC_Split-Package_HP | Annual | 1 | 86.5 | 86.5 | 0 | 0
NE-HVAC-airHP-SpltPkg-65to134kBtuh-11p5eer-3p4cop | Rt3 | Rec | cDXHP | CZ16 | 205 | Cap-Tons | DEER:HVAC_Split-Package_HP | Annual | 1 | 45.8 | 45.8 | 0 | 0
NE-HVAC-airHP-SpltPkg-65to134kBtuh-11p5eer-3p4cop | Rt3 | Old | cDXHP | CZ01 | 210 | Cap-Tons | DEER:HVAC_Split-Package_HP | Annual | 1 | 796 | 13.9 | 0 | 0
NE-HVAC-airHP-SpltPkg-65to134kBtuh-11p5eer-3p4cop | Rt3 | Old | cDXHP | CZ02 | 244 | Cap-Tons | DEER:HVAC_Split-Package_HP | Annual | 1 | 828 | 49.4 | 0 | 0
NE-HVAC-airHP-SpltPkg-65to134kBtuh-11p5eer-3p4cop | Rt3 | Old | cDXHP | CZ03 | 220 | Cap-Tons | DEER:HVAC_Split-Package_HP | Annual | 1 | 815 | 31.3 | 0 | 0
NE-HVAC-airHP-SpltPkg-65to134kBtuh-11p5eer-3p4cop | Rt3 | Old | cDXHP | CZ04 | 246 | Cap-Tons | DEER:HVAC_Split-Package_HP | Annual | 1 | 823 | 52.1 | 0 | 0
NE-HVAC-airHP-SpltPkg-65to134kBtuh-11p5eer-3p4cop | Rt3 | Old | cDXHP | CZ05 | 220 | Cap-Tons | DEER:HVAC_Split-Package_HP | Annual | 1 | 808 | 31.6 | 0 | 0
NE-HVAC-airHP-SpltPkg-65to134kBtuh-11p5eer-3p4cop | Rt3 | Old | cDXHP | CZ06 | 237 | Cap-Tons | DEER:HVAC_Split-Package_HP | Annual | 1 | 827 | 62.1 | 0 | 0
NE-HVAC-airHP-SpltPkg-65to134kBtuh-11p5eer-3p4cop | Rt3 | Old | cDXHP | CZ07 | 231 | Cap-Tons | DEER:HVAC_Split-Package_HP | Annual | 1 | 874 | 57.8 | 0 | 0
NE-HVAC-airHP-SpltPkg-65to134kBtuh-11p5eer-3p4cop | Rt3 | Old | cDXHP | CZ08 | 265 | Cap-Tons | DEER:HVAC_Split-Package_HP | Annual | 1 | 865 | 65.7 | 0 | 0
NE-HVAC-airHP-SpltPkg-65to134kBtuh-11p5eer-3p4cop | Rt3 | Old | cDXHP | CZ09 | 330 | Cap-Tons | DEER:HVAC_Split-Package_HP | Annual | 1 | 858 | 55.4 | 0 | 0
NE-HVAC-airHP-SpltPkg-65to134kBtuh-11p5eer-3p4cop | Rt3 | Old | cDXHP | CZ10 | 304 | Cap-Tons | DEER:HVAC_Split-Package_HP | Annual | 1 | 869 | 65.6 | 0 | 0
NE-HVAC-airHP-SpltPkg-65to134kBtuh-11p5eer-3p4cop | Rt3 | Old | cDXHP | CZ11 | 336 | Cap-Tons | DEER:HVAC_Split-Package_HP | Annual | 1 | 830 | 62.4 | 0 | 0
NE-HVAC-airHP-SpltPkg-65to134kBtuh-11p5eer-3p4cop | Rt3 | Old | cDXHP | CZ12 | 301 | Cap-Tons | DEER:HVAC_Split-Package_HP | Annual | 1 | 836 | 56 | 0 | 0
NE-HVAC-airHP-SpltPkg-65to134kBtuh-11p5eer-3p4cop | Rt3 | Old | cDXHP | CZ13 | 337 | Cap-Tons | DEER:HVAC_Split-Package_HP | Annual | 1 | 851 | 65.3 | 0 | 0
NE-HVAC-airHP-SpltPkg-65to134kBtuh-11p5eer-3p4cop | Rt3 | Old | cDXHP | CZ14 | 340 | Cap-Tons | DEER:HVAC_Split-Package_HP | Annual | 1 | 811 | 62.6 | 0 | 0
NE-HVAC-airHP-SpltPkg-65to134kBtuh-11p5eer-3p4cop | Rt3 | Old | cDXHP | CZ15 | 434 | Cap-Tons | DEER:HVAC_Split-Package_HP | Annual | 1 | 900 | 90.9 | 0 | 0
NE-HVAC-airHP-SpltPkg-65to134kBtuh-11p5eer-3p4cop | Rt3 | Old | cDXHP | CZ16 | 243 | Cap-Tons | DEER:HVAC_Split-Package_HP | Annual | 1 | 909 | 48.3 | 0 | 0
NE-HVAC-airHP-SpltPkg-65to134kBtuh-11p5eer-3p4cop | Asm | Ex | cDXHP | CZ01 | 296 | Cap-Tons | DEER:HVAC_Split-Package_HP | Annual | 1 | 428 | 42 | 0 | 0
NE-HVAC-airHP-SpltPkg-65to134kBtuh-11p5eer-3p4cop | Asm | Ex | cDXHP | CZ02 | 298 | Cap-Tons | DEER:HVAC_Split-Package_HP | Annual | 1 | 473 | 59.7 | 0 | 0
NE-HVAC-airHP-SpltPkg-65to134kBtuh-11p5eer-3p4cop | Asm | Ex | cDXHP | CZ03 | 345 | Cap-Tons | DEER:HVAC_Split-Package_HP | Annual | 1 | 459 | 33.3 | 0 | 0
NE-HVAC-airHP-SpltPkg-65to134kBtuh-11p5eer-3p4cop | Asm | Ex | cDXHP | CZ04 | 311 | Cap-Tons | DEER:HVAC_Split-Package_HP | Annual | 1 | 467 | 56.7 | 0 | 0
NE-HVAC-airHP-SpltPkg-65to134kBtuh-11p5eer-3p4cop | Asm | Ex | cDXHP | CZ05 | 335 | Cap-Tons | DEER:HVAC_Split-Package_HP | Annual | 1 | 440 | 33.8 | 0 | 0
NE-HVAC-airHP-SpltPkg-65to134kBtuh-11p5eer-3p4cop | Asm | Ex | cDXHP | CZ06 | 370 | Cap-Tons | DEER:HVAC_Split-Package_HP | Annual | 1 | 434 | 44 | 0 | 0
NE-HVAC-airHP-SpltPkg-65to134kBtuh-11p5eer-3p4cop | Asm | Ex | cDXHP | CZ07 | 359 | Cap-Tons | DEER:HVAC_Split-Package_HP | Annual | 1 | 417 | 36.6 | 0 | 0
NE-HVAC-airHP-SpltPkg-65to134kBtuh-11p5eer-3p4cop | Asm | Ex | cDXHP | CZ08 | 347 | Cap-Tons | DEER:HVAC_Split-Package_HP | Annual | 1 | 447 | 57.5 | 0 | 0
NE-HVAC-airHP-SpltPkg-65to134kBtuh-11p5eer-3p4cop | Asm | Ex | cDXHP | CZ09 | 447 | Cap-Tons | DEER:HVAC_Split-Package_HP | Annual | 1 | 497 | 52 | 0 | 0
NE-HVAC-airHP-SpltPkg-65to134kBtuh-11p5eer-3p4cop | Asm | Ex | cDXHP | CZ10 | 383 | Cap-Tons | DEER:HVAC_Split-Package_HP | Annual | 1 | 512 | 62.3 | 0 | 0
NE-HVAC-airHP-SpltPkg-65to134kBtuh-11p5eer-3p4cop | Asm | Ex | cDXHP | CZ11 | 421 | Cap-Tons | DEER:HVAC_Split-Package_HP | Annual | 1 | 591 | 65.8 | 0 | 0
NE-HVAC-airHP-SpltPkg-65to134kBtuh-11p5eer-3p4cop | Asm | Ex | cDXHP | CZ12 | 375 | Cap-Tons | DEER:HVAC_Split-Package_HP | Annual | 1 | 544 | 61.2 | 0 | 0
NE-HVAC-airHP-SpltPkg-65to134kBtuh-11p5eer-3p4cop | Asm | Ex | cDXHP | CZ13 | 426 | Cap-Tons | DEER:HVAC_Split-Package_HP | Annual | 1 | 588 | 67.3 | 0 | 0
NE-HVAC-airHP-SpltPkg-65to134kBtuh-11p5eer-3p4cop | Asm | Ex | cDXHP | CZ14 | 429 | Cap-Tons | DEER:HVAC_Split-Package_HP | Annual | 1 | 593 | 65.2 | 0 | 0
NE-HVAC-airHP-SpltPkg-65to134kBtuh-11p5eer-3p4cop | Asm | Ex | cDXHP | CZ15 | 574 | Cap-Tons | DEER:HVAC_Split-Package_HP | Annual | 1 | 619 | 82.1 | 0 | 0
NE-HVAC-airHP-SpltPkg-65to134kBtuh-11p5eer-3p4cop | Asm | Ex | cDXHP | CZ16 | 341 | Cap-Tons | DEER:HVAC_Split-Package_HP | Annual | 1 | 642 | 61.8 | 0 | 0
NE-HVAC-airHP-SpltPkg-65to134kBtuh-11p5eer-3p4cop | Asm | New | cDXHP | CZ01 | 280 | Cap-Tons | DEER:HVAC_Split-Package_HP | Annual | 1 | 41.9 | 41.9 | 0 | 0
NE-HVAC-airHP-SpltPkg-65to134kBtuh-11p5eer-3p4cop | Asm | New | cDXHP | CZ02 | 279 | Cap-Tons | DEER:HVAC_Split-Package_HP | Annual | 1 | 57.3 | 57.3 | 0 | 0
NE-HVAC-airHP-SpltPkg-65to134kBtuh-11p5eer-3p4cop | Asm | New | cDXHP | CZ03 | 295 | Cap-Tons | DEER:HVAC_Split-Package_HP | Annual | 1 | 35.5 | 35.5 | 0 | 0
NE-HVAC-airHP-SpltPkg-65to134kBtuh-11p5eer-3p4cop | Asm | New | cDXHP | CZ04 | 276 | Cap-Tons | DEER:HVAC_Split-Package_HP | Annual | 1 | 56.2 | 56.2 | 0 | 0
NE-HVAC-airHP-SpltPkg-65to134kBtuh-11p5eer-3p4cop | Asm | New | cDXHP | CZ05 | 288 | Cap-Tons | DEER:HVAC_Split-Package_HP | Annual | 1 | 35.7 | 35.7 | 0 | 0
NE-HVAC-airHP-SpltPkg-65to134kBtuh-11p5eer-3p4cop | Asm | New | cDXHP | CZ06 | 315 | Cap-Tons | DEER:HVAC_Split-Package_HP | Annual | 1 | 43.7 | 43.7 | 0 | 0
NE-HVAC-airHP-SpltPkg-65to134kBtuh-11p5eer-3p4cop | Asm | New | cDXHP | CZ07 | 306 | Cap-Tons | DEER:HVAC_Split-Package_HP | Annual | 1 | 35.7 | 35.7 | 0 | 0
NE-HVAC-airHP-SpltPkg-65to134kBtuh-11p5eer-3p4cop | Asm | New | cDXHP | CZ08 | 307 | Cap-Tons | DEER:HVAC_Split-Package_HP | Annual | 1 | 55.5 | 55.5 | 0 | 0
NE-HVAC-airHP-SpltPkg-65to134kBtuh-11p5eer-3p4cop | Asm | New | cDXHP | CZ09 | 403 | Cap-Tons | DEER:HVAC_Split-Package_HP | Annual | 1 | 50.1 | 50.1 | 0 | 0
NE-HVAC-airHP-SpltPkg-65to134kBtuh-11p5eer-3p4cop | Asm | New | cDXHP | CZ10 | 363 | Cap-Tons | DEER:HVAC_Split-Package_HP | Annual | 1 | 61.4 | 61.4 | 0 | 0
NE-HVAC-airHP-SpltPkg-65to134kBtuh-11p5eer-3p4cop | Asm | New | cDXHP | CZ11 | 390 | Cap-Tons | DEER:HVAC_Split-Package_HP | Annual | 1 | 64.8 | 64.8 | 0 | 0
NE-HVAC-airHP-SpltPkg-65to134kBtuh-11p5eer-3p4cop | Asm | New | cDXHP | CZ12 | 352 | Cap-Tons | DEER:HVAC_Split-Package_HP | Annual | 1 | 60.8 | 60.8 | 0 | 0
NE-HVAC-airHP-SpltPkg-65to134kBtuh-11p5eer-3p4cop | Asm | New | cDXHP | CZ13 | 398 | Cap-Tons | DEER:HVAC_Split-Package_HP | Annual | 1 | 66.3 | 66.3 | 0 | 0
NE-HVAC-airHP-SpltPkg-65to134kBtuh-11p5eer-3p4cop | Asm | New | cDXHP | CZ14 | 399 | Cap-Tons | DEER:HVAC_Split-Package_HP | Annual | 1 | 63.7 | 63.7 | 0 | 0
NE-HVAC-airHP-SpltPkg-65to134kBtuh-11p5eer-3p4cop | Asm | New | cDXHP | CZ15 | 536 | Cap-Tons | DEER:HVAC_Split-Package_HP | Annual | 1 | 80.2 | 80.2 | 0 | 0
NE-HVAC-airHP-SpltPkg-65to134kBtuh-11p5eer-3p4cop | Asm | New | cDXHP | CZ16 | 304 | Cap-Tons | DEER:HVAC_Split-Package_HP | Annual | 1 | 62.8 | 62.8 | 0 | 0
NE-HVAC-airHP-SpltPkg-65to134kBtuh-11p5eer-3p4cop | Asm | Rec | cDXHP | CZ01 | 283 | Cap-Tons | DEER:HVAC_Split-Package_HP | Annual | 1 | 41.4 | 41.4 | 0 | 0
NE-HVAC-airHP-SpltPkg-65to134kBtuh-11p5eer-3p4cop | Asm | Rec | cDXHP | CZ02 | 282 | Cap-Tons | DEER:HVAC_Split-Package_HP | Annual | 1 | 59.6 | 59.6 | 0 | 0
NE-HVAC-airHP-SpltPkg-65to134kBtuh-11p5eer-3p4cop | Asm | Rec | cDXHP | CZ03 | 300 | Cap-Tons | DEER:HVAC_Split-Package_HP | Annual | 1 | 35 | 35 | 0 | 0
NE-HVAC-airHP-SpltPkg-65to134kBtuh-11p5eer-3p4cop | Asm | Rec | cDXHP | CZ04 | 279 | Cap-Tons | DEER:HVAC_Split-Package_HP | Annual | 1 | 56.5 | 56.5 | 0 | 0
NE-HVAC-airHP-SpltPkg-65to134kBtuh-11p5eer-3p4cop | Asm | Rec | cDXHP | CZ05 | 292 | Cap-Tons | DEER:HVAC_Split-Package_HP | Annual | 1 | 35.3 | 35.3 | 0 | 0
NE-HVAC-airHP-SpltPkg-65to134kBtuh-11p5eer-3p4cop | Asm | Rec | cDXHP | CZ06 | 319 | Cap-Tons | DEER:HVAC_Split-Package_HP | Annual | 1 | 43.9 | 43.9 | 0 | 0
NE-HVAC-airHP-SpltPkg-65to134kBtuh-11p5eer-3p4cop | Asm | Rec | cDXHP | CZ07 | 310 | Cap-Tons | DEER:HVAC_Split-Package_HP | Annual | 1 | 35.9 | 35.9 | 0 | 0
NE-HVAC-airHP-SpltPkg-65to134kBtuh-11p5eer-3p4cop | Asm | Rec | cDXHP | CZ08 | 311 | Cap-Tons | DEER:HVAC_Split-Package_HP | Annual | 1 | 55.8 | 55.8 | 0 | 0
NE-HVAC-airHP-SpltPkg-65to134kBtuh-11p5eer-3p4cop | Asm | Rec | cDXHP | CZ09 | 406 | Cap-Tons | DEER:HVAC_Split-Package_HP | Annual | 1 | 50.3 | 50.3 | 0 | 0
NE-HVAC-airHP-SpltPkg-65to134kBtuh-11p5eer-3p4cop | Asm | Rec | cDXHP | CZ10 | 366 | Cap-Tons | DEER:HVAC_Split-Package_HP | Annual | 1 | 61.6 | 61.6 | 0 | 0
NE-HVAC-airHP-SpltPkg-65to134kBtuh-11p5eer-3p4cop | Asm | Rec | cDXHP | CZ11 | 393 | Cap-Tons | DEER:HVAC_Split-Package_HP | Annual | 1 | 64.8 | 64.8 | 0 | 0
NE-HVAC-airHP-SpltPkg-65to134kBtuh-11p5eer-3p4cop | Asm | Rec | cDXHP | CZ12 | 355 | Cap-Tons | DEER:HVAC_Split-Package_HP | Annual | 1 | 60.7 | 60.7 | 0 | 0
NE-HVAC-airHP-SpltPkg-65to134kBtuh-11p5eer-3p4cop | Asm | Rec | cDXHP | CZ13 | 401 | Cap-Tons | DEER:HVAC_Split-Package_HP | Annual | 1 | 66.4 | 66.4 | 0 | 0
NE-HVAC-airHP-SpltPkg-65to134kBtuh-11p5eer-3p4cop | Asm | Rec | cDXHP | CZ14 | 402 | Cap-Tons | DEER:HVAC_Split-Package_HP | Annual | 1 | 63.7 | 63.7 | 0 | 0
NE-HVAC-airHP-SpltPkg-65to134kBtuh-11p5eer-3p4cop | Asm | Rec | cDXHP | CZ15 | 540 | Cap-Tons | DEER:HVAC_Split-Package_HP | Annual | 1 | 80.5 | 80.5 | 0 | 0
NE-HVAC-airHP-SpltPkg-65to134kBtuh-11p5eer-3p4cop | Asm | Rec | cDXHP | CZ16 | 308 | Cap-Tons | DEER:HVAC_Split-Package_HP | Annual | 1 | 61.9 | 61.9 | 0 | 0
NE-HVAC-airHP-SpltPkg-65to134kBtuh-11p5eer-3p4cop | Asm | Old | cDXHP | CZ01 | 336 | Cap-Tons | DEER:HVAC_Split-Package_HP | Annual | 1 | 562 | 37.4 | 0 | 0
NE-HVAC-airHP-SpltPkg-65to134kBtuh-11p5eer-3p4cop | Asm | Old | cDXHP | CZ02 | 332 | Cap-Tons | DEER:HVAC_Split-Package_HP | Annual | 1 | 595 | 59.8 | 0 | 0
NE-HVAC-airHP-SpltPkg-65to134kBtuh-11p5eer-3p4cop | Asm | Old | cDXHP | CZ03 | 368 | Cap-Tons | DEER:HVAC_Split-Package_HP | Annual | 1 | 544 | 33.1 | 0 | 0
NE-HVAC-airHP-SpltPkg-65to134kBtuh-11p5eer-3p4cop | Asm | Old | cDXHP | CZ04 | 329 | Cap-Tons | DEER:HVAC_Split-Package_HP | Annual | 1 | 574 | 57.3 | 0 | 0
NE-HVAC-airHP-SpltPkg-65to134kBtuh-11p5eer-3p4cop | Asm | Old | cDXHP | CZ05 | 358 | Cap-Tons | DEER:HVAC_Split-Package_HP | Annual | 1 | 537 | 33.8 | 0 | 0
NE-HVAC-airHP-SpltPkg-65to134kBtuh-11p5eer-3p4cop | Asm | Old | cDXHP | CZ06 | 386 | Cap-Tons | DEER:HVAC_Split-Package_HP | Annual | 1 | 538 | 44.1 | 0 | 0
NE-HVAC-airHP-SpltPkg-65to134kBtuh-11p5eer-3p4cop | Asm | Old | cDXHP | CZ07 | 375 | Cap-Tons | DEER:HVAC_Split-Package_HP | Annual | 1 | 513 | 36.8 | 0 | 0
NE-HVAC-airHP-SpltPkg-65to134kBtuh-11p5eer-3p4cop | Asm | Old | cDXHP | CZ08 | 358 | Cap-Tons | DEER:HVAC_Split-Package_HP | Annual | 1 | 554 | 58.4 | 0 | 0
NE-HVAC-airHP-SpltPkg-65to134kBtuh-11p5eer-3p4cop | Asm | Old | cDXHP | CZ09 | 463 | Cap-Tons | DEER:HVAC_Split-Package_HP | Annual | 1 | 611 | 52.7 | 0 | 0
NE-HVAC-airHP-SpltPkg-65to134kBtuh-11p5eer-3p4cop | Asm | Old | cDXHP | CZ10 | 422 | Cap-Tons | DEER:HVAC_Split-Package_HP | Annual | 1 | 639 | 63.9 | 0 | 0
NE-HVAC-airHP-SpltPkg-65to134kBtuh-11p5eer-3p4cop | Asm | Old | cDXHP | CZ11 | 462 | Cap-Tons | DEER:HVAC_Split-Package_HP | Annual | 1 | 721 | 67.5 | 0 | 0
NE-HVAC-airHP-SpltPkg-65to134kBtuh-11p5eer-3p4cop | Asm | Old | cDXHP | CZ12 | 412 | Cap-Tons | DEER:HVAC_Split-Package_HP | Annual | 1 | 668 | 62 | 0 | 0
NE-HVAC-airHP-SpltPkg-65to134kBtuh-11p5eer-3p4cop | Asm | Old | cDXHP | CZ13 | 466 | Cap-Tons | DEER:HVAC_Split-Package_HP | Annual | 1 | 722 | 68.8 | 0 | 0
NE-HVAC-airHP-SpltPkg-65to134kBtuh-11p5eer-3p4cop | Asm | Old | cDXHP | CZ14 | 469 | Cap-Tons | DEER:HVAC_Split-Package_HP | Annual | 1 | 722 | 67 | 0 | 0
NE-HVAC-airHP-SpltPkg-65to134kBtuh-11p5eer-3p4cop | Asm | Old | cDXHP | CZ15 | 621 | Cap-Tons | DEER:HVAC_Split-Package_HP | Annual | 1 | 759 | 84.8 | 0 | 0
NE-HVAC-airHP-SpltPkg-65to134kBtuh-11p5eer-3p4cop | Asm | Old | cDXHP | CZ16 | 395 | Cap-Tons | DEER:HVAC_Split-Package_HP | Annual | 1 | 807 | 58.6 | 0 | 0
NE-HVAC-airHP-SpltPkg-65to134kBtuh-11p5eer-3p4cop | Hsp | Ex | cDXHP | CZ01 | 680 | Cap-Tons | DEER:HVAC_Split-Package_HP | Annual | 1 | 973 | 16.1 | 0 | 0
NE-HVAC-airHP-SpltPkg-65to134kBtuh-11p5eer-3p4cop | Hsp | Ex | cDXHP | CZ02 | 680 | Cap-Tons | DEER:HVAC_Split-Package_HP | Annual | 1 | 960 | 32.2 | 0 | 0
NE-HVAC-airHP-SpltPkg-65to134kBtuh-11p5eer-3p4cop | Hsp | Ex | cDXHP | CZ03 | 681 | Cap-Tons | DEER:HVAC_Split-Package_HP | Annual | 1 | 901 | 17.1 | 0 | 0
NE-HVAC-airHP-SpltPkg-65to134kBtuh-11p5eer-3p4cop | Hsp | Ex | cDXHP | CZ04 | 682 | Cap-Tons | DEER:HVAC_Split-Package_HP | Annual | 1 | 978 | 33.6 | 0 | 0
NE-HVAC-airHP-SpltPkg-65to134kBtuh-11p5eer-3p4cop | Hsp | Ex | cDXHP | CZ05 | 681 | Cap-Tons | DEER:HVAC_Split-Package_HP | Annual | 1 | 941 | 17.4 | 0 | 0
NE-HVAC-airHP-SpltPkg-65to134kBtuh-11p5eer-3p4cop | Hsp | Ex | cDXHP | CZ06 | 683 | Cap-Tons | DEER:HVAC_Split-Package_HP | Annual | 1 | 1000 | 35.4 | 0 | 0
NE-HVAC-airHP-SpltPkg-65to134kBtuh-11p5eer-3p4cop | Hsp | Ex | cDXHP | CZ07 | 683 | Cap-Tons | DEER:HVAC_Split-Package_HP | Annual | 1 | 1010 | 30 | 0 | 0
NE-HVAC-airHP-SpltPkg-65to134kBtuh-11p5eer-3p4cop | Hsp | Ex | cDXHP | CZ08 | 685 | Cap-Tons | DEER:HVAC_Split-Package_HP | Annual | 1 | 1020 | 42.3 | 0 | 0
NE-HVAC-airHP-SpltPkg-65to134kBtuh-11p5eer-3p4cop | Hsp | Ex | cDXHP | CZ09 | 700 | Cap-Tons | DEER:HVAC_Split-Package_HP | Annual | 1 | 994 | 47.8 | 0 | 0
NE-HVAC-airHP-SpltPkg-65to134kBtuh-11p5eer-3p4cop | Hsp | Ex | cDXHP | CZ10 | 681 | Cap-Tons | DEER:HVAC_Split-Package_HP | Annual | 1 | 977 | 49.3 | 0 | 0
NE-HVAC-airHP-SpltPkg-65to134kBtuh-11p5eer-3p4cop | Hsp | Ex | cDXHP | CZ11 | 685 | Cap-Tons | DEER:HVAC_Split-Package_HP | Annual | 1 | 1040 | 58.9 | 0 | 0
NE-HVAC-airHP-SpltPkg-65to134kBtuh-11p5eer-3p4cop | Hsp | Ex | cDXHP | CZ12 | 681 | Cap-Tons | DEER:HVAC_Split-Package_HP | Annual | 1 | 996 | 45 | 0 | 0
NE-HVAC-airHP-SpltPkg-65to134kBtuh-11p5eer-3p4cop | Hsp | Ex | cDXHP | CZ13 | 686 | Cap-Tons | DEER:HVAC_Split-Package_HP | Annual | 1 | 1060 | 60.8 | 0 | 0
NE-HVAC-airHP-SpltPkg-65to134kBtuh-11p5eer-3p4cop | Hsp | Ex | cDXHP | CZ14 | 686 | Cap-Tons | DEER:HVAC_Split-Package_HP | Annual | 1 | 999 | 59.1 | 0 | 0
NE-HVAC-airHP-SpltPkg-65to134kBtuh-11p5eer-3p4cop | Hsp | Ex | cDXHP | CZ15 | 749 | Cap-Tons | DEER:HVAC_Split-Package_HP | Annual | 1 | 1010 | 97 | 0 | 0
NE-HVAC-airHP-SpltPkg-65to134kBtuh-11p5eer-3p4cop | Hsp | Ex | cDXHP | CZ16 | 680 | Cap-Tons | DEER:HVAC_Split-Package_HP | Annual | 1 | 1050 | 39.8 | 0 | 0
NE-HVAC-airHP-SpltPkg-65to134kBtuh-11p5eer-3p4cop | Hsp | New | cDXHP | CZ01 | 680 | Cap-Tons | DEER:HVAC_Split-Package_HP | Annual | 1 | 18 | 18 | 0 | 0
NE-HVAC-airHP-SpltPkg-65to134kBtuh-11p5eer-3p4cop | Hsp | New | cDXHP | CZ02 | 680 | Cap-Tons | DEER:HVAC_Split-Package_HP | Annual | 1 | 30.9 | 30.9 | 0 | 0
NE-HVAC-airHP-SpltPkg-65to134kBtuh-11p5eer-3p4cop | Hsp | New | cDXHP | CZ03 | 680 | Cap-Tons | DEER:HVAC_Split-Package_HP | Annual | 1 | 16.3 | 16.3 | 0 | 0
NE-HVAC-airHP-SpltPkg-65to134kBtuh-11p5eer-3p4cop | Hsp | New | cDXHP | CZ04 | 680 | Cap-Tons | DEER:HVAC_Split-Package_HP | Annual | 1 | 30.6 | 30.6 | 0 | 0
NE-HVAC-airHP-SpltPkg-65to134kBtuh-11p5eer-3p4cop | Hsp | New | cDXHP | CZ05 | 680 | Cap-Tons | DEER:HVAC_Split-Package_HP | Annual | 1 | 16.5 | 16.5 | 0 | 0
NE-HVAC-airHP-SpltPkg-65to134kBtuh-11p5eer-3p4cop | Hsp | New | cDXHP | CZ06 | 680 | Cap-Tons | DEER:HVAC_Split-Package_HP | Annual | 1 | 30.5 | 30.5 | 0 | 0
NE-HVAC-airHP-SpltPkg-65to134kBtuh-11p5eer-3p4cop | Hsp | New | cDXHP | CZ07 | 680 | Cap-Tons | DEER:HVAC_Split-Package_HP | Annual | 1 | 24.7 | 24.7 | 0 | 0
NE-HVAC-airHP-SpltPkg-65to134kBtuh-11p5eer-3p4cop | Hsp | New | cDXHP | CZ08 | 680 | Cap-Tons | DEER:HVAC_Split-Package_HP | Annual | 1 | 36.6 | 36.6 | 0 | 0
NE-HVAC-airHP-SpltPkg-65to134kBtuh-11p5eer-3p4cop | Hsp | New | cDXHP | CZ09 | 681 | Cap-Tons | DEER:HVAC_Split-Package_HP | Annual | 1 | 42.8 | 42.8 | 0 | 0
NE-HVAC-airHP-SpltPkg-65to134kBtuh-11p5eer-3p4cop | Hsp | New | cDXHP | CZ10 | 680 | Cap-Tons | DEER:HVAC_Split-Package_HP | Annual | 1 | 45.5 | 45.5 | 0 | 0
NE-HVAC-airHP-SpltPkg-65to134kBtuh-11p5eer-3p4cop | Hsp | New | cDXHP | CZ11 | 680 | Cap-Tons | DEER:HVAC_Split-Package_HP | Annual | 1 | 53.3 | 53.3 | 0 | 0
NE-HVAC-airHP-SpltPkg-65to134kBtuh-11p5eer-3p4cop | Hsp | New | cDXHP | CZ12 | 680 | Cap-Tons | DEER:HVAC_Split-Package_HP | Annual | 1 | 42 | 42 | 0 | 0
NE-HVAC-airHP-SpltPkg-65to134kBtuh-11p5eer-3p4cop | Hsp | New | cDXHP | CZ13 | 680 | Cap-Tons | DEER:HVAC_Split-Package_HP | Annual | 1 | 55.7 | 55.7 | 0 | 0
NE-HVAC-airHP-SpltPkg-65to134kBtuh-11p5eer-3p4cop | Hsp | New | cDXHP | CZ14 | 680 | Cap-Tons | DEER:HVAC_Split-Package_HP | Annual | 1 | 54.1 | 54.1 | 0 | 0
NE-HVAC-airHP-SpltPkg-65to134kBtuh-11p5eer-3p4cop | Hsp | New | cDXHP | CZ15 | 715 | Cap-Tons | DEER:HVAC_Split-Package_HP | Annual | 1 | 89.7 | 89.7 | 0 | 0
NE-HVAC-airHP-SpltPkg-65to134kBtuh-11p5eer-3p4cop | Hsp | New | cDXHP | CZ16 | 680 | Cap-Tons | DEER:HVAC_Split-Package_HP | Annual | 1 | 37 | 37 | 0 | 0
NE-HVAC-airHP-SpltPkg-65to134kBtuh-11p5eer-3p4cop | Hsp | Rec | cDXHP | CZ01 | 680 | Cap-Tons | DEER:HVAC_Split-Package_HP | Annual | 1 | 16.1 | 16.1 | 0 | 0
NE-HVAC-airHP-SpltPkg-65to134kBtuh-11p5eer-3p4cop | Hsp | Rec | cDXHP | CZ02 | 680 | Cap-Tons | DEER:HVAC_Split-Package_HP | Annual | 1 | 31.3 | 31.3 | 0 | 0
NE-HVAC-airHP-SpltPkg-65to134kBtuh-11p5eer-3p4cop | Hsp | Rec | cDXHP | CZ03 | 680 | Cap-Tons | DEER:HVAC_Split-Package_HP | Annual | 1 | 16.2 | 16.2 | 0 | 0
NE-HVAC-airHP-SpltPkg-65to134kBtuh-11p5eer-3p4cop | Hsp | Rec | cDXHP | CZ04 | 680 | Cap-Tons | DEER:HVAC_Split-Package_HP | Annual | 1 | 31.4 | 31.4 | 0 | 0
NE-HVAC-airHP-SpltPkg-65to134kBtuh-11p5eer-3p4cop | Hsp | Rec | cDXHP | CZ05 | 680 | Cap-Tons | DEER:HVAC_Split-Package_HP | Annual | 1 | 16.3 | 16.3 | 0 | 0
NE-HVAC-airHP-SpltPkg-65to134kBtuh-11p5eer-3p4cop | Hsp | Rec | cDXHP | CZ06 | 680 | Cap-Tons | DEER:HVAC_Split-Package_HP | Annual | 1 | 32.3 | 32.3 | 0 | 0
NE-HVAC-airHP-SpltPkg-65to134kBtuh-11p5eer-3p4cop | Hsp | Rec | cDXHP | CZ07 | 680 | Cap-Tons | DEER:HVAC_Split-Package_HP | Annual | 1 | 26.8 | 26.8 | 0 | 0
NE-HVAC-airHP-SpltPkg-65to134kBtuh-11p5eer-3p4cop | Hsp | Rec | cDXHP | CZ08 | 680 | Cap-Tons | DEER:HVAC_Split-Package_HP | Annual | 1 | 38.9 | 38.9 | 0 | 0
NE-HVAC-airHP-SpltPkg-65to134kBtuh-11p5eer-3p4cop | Hsp | Rec | cDXHP | CZ09 | 682 | Cap-Tons | DEER:HVAC_Split-Package_HP | Annual | 1 | 44.7 | 44.7 | 0 | 0
NE-HVAC-airHP-SpltPkg-65to134kBtuh-11p5eer-3p4cop | Hsp | Rec | cDXHP | CZ10 | 681 | Cap-Tons | DEER:HVAC_Split-Package_HP | Annual | 1 | 47.4 | 47.4 | 0 | 0
NE-HVAC-airHP-SpltPkg-65to134kBtuh-11p5eer-3p4cop | Hsp | Rec | cDXHP | CZ11 | 680 | Cap-Tons | DEER:HVAC_Split-Package_HP | Annual | 1 | 54.7 | 54.7 | 0 | 0
NE-HVAC-airHP-SpltPkg-65to134kBtuh-11p5eer-3p4cop | Hsp | Rec | cDXHP | CZ12 | 680 | Cap-Tons | DEER:HVAC_Split-Package_HP | Annual | 1 | 42.9 | 42.9 | 0 | 0
NE-HVAC-airHP-SpltPkg-65to134kBtuh-11p5eer-3p4cop | Hsp | Rec | cDXHP | CZ13 | 680 | Cap-Tons | DEER:HVAC_Split-Package_HP | Annual | 1 | 57.2 | 57.2 | 0 | 0
NE-HVAC-airHP-SpltPkg-65to134kBtuh-11p5eer-3p4cop | Hsp | Rec | cDXHP | CZ14 | 680 | Cap-Tons | DEER:HVAC_Split-Package_HP | Annual | 1 | 55.4 | 55.4 | 0 | 0
NE-HVAC-airHP-SpltPkg-65to134kBtuh-11p5eer-3p4cop | Hsp | Rec | cDXHP | CZ15 | 722 | Cap-Tons | DEER:HVAC_Split-Package_HP | Annual | 1 | 92.7 | 92.7 | 0 | 0
NE-HVAC-airHP-SpltPkg-65to134kBtuh-11p5eer-3p4cop | Hsp | Rec | cDXHP | CZ16 | 680 | Cap-Tons | DEER:HVAC_Split-Package_HP | Annual | 1 | 36.5 | 36.5 | 0 | 0
NE-HVAC-airHP-SpltPkg-65to134kBtuh-11p5eer-3p4cop | Hsp | Old | cDXHP | CZ01 | 682 | Cap-Tons | DEER:HVAC_Split-Package_HP | Annual | 1 | 1120 | 16.5 | 0 | 0
NE-HVAC-airHP-SpltPkg-65to134kBtuh-11p5eer-3p4cop | Hsp | Old | cDXHP | CZ02 | 686 | Cap-Tons | DEER:HVAC_Split-Package_HP | Annual | 1 | 1160 | 34.4 | 0 | 0
NE-HVAC-airHP-SpltPkg-65to134kBtuh-11p5eer-3p4cop | Hsp | Old | cDXHP | CZ03 | 683 | Cap-Tons | DEER:HVAC_Split-Package_HP | Annual | 1 | 1140 | 18.2 | 0 | 0
NE-HVAC-airHP-SpltPkg-65to134kBtuh-11p5eer-3p4cop | Hsp | Old | cDXHP | CZ04 | 687 | Cap-Tons | DEER:HVAC_Split-Package_HP | Annual | 1 | 1170 | 34.9 | 0 | 0
NE-HVAC-airHP-SpltPkg-65to134kBtuh-11p5eer-3p4cop | Hsp | Old | cDXHP | CZ05 | 684 | Cap-Tons | DEER:HVAC_Split-Package_HP | Annual | 1 | 1130 | 18.4 | 0 | 0
NE-HVAC-airHP-SpltPkg-65to134kBtuh-11p5eer-3p4cop | Hsp | Old | cDXHP | CZ06 | 688 | Cap-Tons | DEER:HVAC_Split-Package_HP | Annual | 1 | 1160 | 36.2 | 0 | 0
NE-HVAC-airHP-SpltPkg-65to134kBtuh-11p5eer-3p4cop | Hsp | Old | cDXHP | CZ07 | 686 | Cap-Tons | DEER:HVAC_Split-Package_HP | Annual | 1 | 1190 | 30.9 | 0 | 0
NE-HVAC-airHP-SpltPkg-65to134kBtuh-11p5eer-3p4cop | Hsp | Old | cDXHP | CZ08 | 690 | Cap-Tons | DEER:HVAC_Split-Package_HP | Annual | 1 | 1190 | 43.2 | 0 | 0
NE-HVAC-airHP-SpltPkg-65to134kBtuh-11p5eer-3p4cop | Hsp | Old | cDXHP | CZ09 | 712 | Cap-Tons | DEER:HVAC_Split-Package_HP | Annual | 1 | 1170 | 48.6 | 0 | 0
NE-HVAC-airHP-SpltPkg-65to134kBtuh-11p5eer-3p4cop | Hsp | Old | cDXHP | CZ10 | 699 | Cap-Tons | DEER:HVAC_Split-Package_HP | Annual | 1 | 1220 | 51.8 | 0 | 0
NE-HVAC-airHP-SpltPkg-65to134kBtuh-11p5eer-3p4cop | Hsp | Old | cDXHP | CZ11 | 709 | Cap-Tons | DEER:HVAC_Split-Package_HP | Annual | 1 | 1220 | 61.9 | 0 | 0
NE-HVAC-airHP-SpltPkg-65to134kBtuh-11p5eer-3p4cop | Hsp | Old | cDXHP | CZ12 | 694 | Cap-Tons | DEER:HVAC_Split-Package_HP | Annual | 1 | 1210 | 47.3 | 0 | 0
NE-HVAC-airHP-SpltPkg-65to134kBtuh-11p5eer-3p4cop | Hsp | Old | cDXHP | CZ13 | 712 | Cap-Tons | DEER:HVAC_Split-Package_HP | Annual | 1 | 1240 | 63.3 | 0 | 0
NE-HVAC-airHP-SpltPkg-65to134kBtuh-11p5eer-3p4cop | Hsp | Old | cDXHP | CZ14 | 714 | Cap-Tons | DEER:HVAC_Split-Package_HP | Annual | 1 | 1210 | 62.1 | 0 | 0
NE-HVAC-airHP-SpltPkg-65to134kBtuh-11p5eer-3p4cop | Hsp | Old | cDXHP | CZ15 | 789 | Cap-Tons | DEER:HVAC_Split-Package_HP | Annual | 1 | 1270 | 99.8 | 0 | 0
NE-HVAC-airHP-SpltPkg-65to134kBtuh-11p5eer-3p4cop | Hsp | Old | cDXHP | CZ16 | 686 | Cap-Tons | DEER:HVAC_Split-Package_HP | Annual | 1 | 1310 | 43.3 | 0 | 0
Grand Total | [8 empty] | 1408 | 362.5289 | 45.8144 | 2.3196e-05 | -1.0156e-06

## Chart kWh, WB
PA | Any |  |  |  | Be sure to show the sector-level UES values at the very top of the pivot table to yield accurate weighted sector-wide savings deltas.
EnergyImpactID | (All)
BldgHVAC | cDXHP |  |  |  |  | Pre_kWh | Std_kWh
[5 empty] | Weighted Sector-wide Delta: | 1.811% | -26.97%
|  | Version | Values
|  | DEER2020 |  | DEER2023 |  | Delta
BldgType | BldgLoc | Avg. Pre-kWh, WB | Avg. Std-kWh, WB | Avg. Pre-kWh, WB | Avg. Std-kWh, WB | Avg Pre | Avg Std | wts_Res_CA_normalized | wts_Com_CA_normalized
Com | CZ01 | 365.9469 | 20.1022 | 341.7663 | 28.0437 | -6.608% | 39.51% | 0.4335% | 0.2696%
| CZ02 | 319.5719 | 60.9875 | 309.525 | 44.0469 | -3.144% | -27.78% | 2.177% | 1.674%
| CZ03 | 239.5 | 32.8375 | 256.1559 | 27.45 | 6.954% | -16.41% | 9.506% | 9.06%
| CZ04 | 265.6624 | 64.2 | 267.7788 | 46.75 | 0.7966% | -27.18% | 4.966% | 3.978%
| CZ05 | 343.4275 | 37.1375 | 279.5025 | 33.9875 | -18.61% | -8.482% | 1.495% | 0.8305%
| CZ06 | 303.1744 | 68.1219 | 278.1906 | 50.7594 | -8.241% | -25.49% | 12.62% | 13.82%
| CZ07 | 313.5028 | 59.8438 | 268.2852 | 43.1562 | -14.42% | -27.89% | 5.817% | 4.721%
| CZ08 | 279.3741 | 79.35 | 288.7775 | 59.5969 | 3.366% | -24.89% | 12.83% | 19.99%
| CZ09 | 292.0347 | 74.3937 | 290.4469 | 49.4094 | -0.5437% | -33.58% | 16.58% | 14.7%
| CZ10 | 279.325 | 80.9 | 325.4869 | 57.0344 | 16.53% | -29.5% | 12.27% | 13.72%
| CZ11 | 317.1131 | 84.7719 | 340.3109 | 58.5969 | 7.315% | -30.88% | 2.584% | 1.391%
| CZ12 | 292.5709 | 71.1875 | 312.9653 | 49.9125 | 6.971% | -29.89% | 7.686% | 5.216%
| CZ13 | 309.0572 | 88.0375 | 332.6684 | 61.3594 | 7.64% | -30.3% | 4.86% | 4.927%
| CZ14 | 349.8612 | 88.8688 | 324.1231 | 58.5125 | -7.357% | -34.16% | 2.911% | 1.938%
| CZ15 | 419.0031 | 138.6125 | 366.6003 | 81.3438 | -12.51% | -41.32% | 1.346% | 2.413%
| CZ16 | 395.6125 | 45.8906 | 376.86 | 44.6906 | -4.74% | -2.615% | 1.912% | 1.348%
Asm | CZ01 | 196.8375 | 24.3231 | 296.7844 | 40.3134 | 50.78% | 65.74%
| CZ02 | 225.8908 | 79.8438 | 286.46 | 59.9813 | 26.81% | -24.88%
| CZ03 | 192.84 | 36.1969 | 255.3084 | 35.15 | 32.39% | -2.892%
| CZ04 | 214.875 | 82.8594 | 274.6659 | 63.7687 | 27.83% | -23.04%
| CZ05 | 179.83 | 37.3031 | 249.9769 | 38.85 | 39.01% | 4.147%
| CZ06 | 199.6625 | 68.0406 | 251.945 | 52.9188 | 26.19% | -22.22%
| CZ07 | 173.5434 | 55.925 | 233.1969 | 44.9969 | 34.37% | -19.54%
| CZ08 | 213.375 | 93.1063 | 276.4234 | 72.0938 | 29.55% | -22.57%
| CZ09 | 240.6781 | 84.15 | 276.9062 | 55.8344 | 15.05% | -33.65%
| CZ10 | 256.4937 | 102.4719 | 303.3531 | 70.5062 | 18.27% | -31.19%
| CZ11 | 301.125 | 102.8312 | 338.6322 | 69.6344 | 12.46% | -32.28%
| CZ12 | 270.6062 | 91.1719 | 309.5678 | 63.6812 | 14.4% | -30.15%
| CZ13 | 300.3156 | 106.5312 | 335.4669 | 74.2031 | 11.7% | -30.35%
| CZ14 | 300.7531 | 102.5625 | 326.8794 | 65.3344 | 8.687% | -36.3%
| CZ15 | 331.3313 | 146.1 | 353.4672 | 85.7125 | 6.681% | -41.33%
| CZ16 | 318.6281 | 59.225 | 401.9594 | 59.2563 | 26.15% | 0.05276%
ECC | CZ01 | 200.4563 | 13.5184 | 230.8156 | 17.7538 | 15.15% | 31.33%
| CZ02 | 205.5722 | 54.7969 | 223.305 | 36.9625 | 8.626% | -32.55%
| CZ03 | 166.892 | 26.65 | 190.4826 | 21.2375 | 14.14% | -20.31%
| CZ04 | 189.8457 | 57.2188 | 212.4434 | 41.1906 | 11.9% | -28.01%
| CZ05 | 165.7912 | 27.9062 | 190.1572 | 25.0562 | 14.7% | -10.21%
| CZ06 | 173.3116 | 57.075 | 204.9475 | 41.6844 | 18.25% | -26.97%
| CZ07 | 158.7403 | 49.6812 | 191.8683 | 35.5562 | 20.87% | -28.43%
| CZ08 | 184.995 | 73.6156 | 221.375 | 55.5031 | 19.67% | -24.6%
| CZ09 | 196.7381 | 65.1188 | 221.4753 | 42.95 | 12.57% | -34.04%
| CZ10 | 208.2447 | 76.9375 | 237 | 52.9406 | 13.81% | -31.19%
| CZ11 | 227.8406 | 82.1344 | 250.4006 | 53.2625 | 9.902% | -35.15%
| CZ12 | 216.2478 | 71.1562 | 233.0722 | 47.3687 | 7.78% | -33.43%
| CZ13 | 228.8525 | 86 | 250.9531 | 58.125 | 9.657% | -32.41%
| CZ14 | 225.3625 | 78.9344 | 244.4119 | 49.7969 | 8.453% | -36.91%
| CZ15 | 257.4812 | 118.2938 | 276.8531 | 70.2781 | 7.524% | -40.59%
| CZ16 | 235.8319 | 39.2219 | 268.9131 | 33.2625 | 14.03% | -15.19%
EPr | CZ01 | 154.0844 | 13.6925 | 184.0147 | 20.7084 | 19.42% | 51.24%
| CZ02 | 141.0481 | 36.2437 | 159.1184 | 27.7344 | 12.81% | -23.48%
| CZ03 | 120.355 | 19.3938 | 137.7074 | 17.9391 | 14.42% | -7.501%
| CZ04 | 125.4647 | 37.7687 | 145.3656 | 29.1094 | 15.86% | -22.93%
| CZ05 | 112.5292 | 21.6625 | 132.6297 | 21.0188 | 17.86% | -2.972%
| CZ06 | 108.3206 | 35.0906 | 130.9263 | 28.1656 | 20.87% | -19.73%
| CZ07 | 94.7594 | 29.4094 | 122.5052 | 23.1812 | 29.28% | -21.18%
| CZ08 | 109.6156 | 44.6344 | 144.1272 | 36.1656 | 31.48% | -18.97%
| CZ09 | 122.3859 | 39.2313 | 148.0397 | 27.7781 | 20.96% | -29.19%
| CZ10 | 127.6969 | 48.1594 | 159.1253 | 35.4156 | 24.61% | -26.46%
| CZ11 | 140.5244 | 49.7344 | 168.8794 | 37.0063 | 20.18% | -25.59%
| CZ12 | 140.3909 | 44.3312 | 158.5596 | 32.9062 | 12.94% | -25.77%
| CZ13 | 141.9594 | 53.6656 | 165.4497 | 39.1313 | 16.55% | -27.08%
| CZ14 | 144.0475 | 50.7563 | 165.0803 | 33.9094 | 14.6% | -33.19%
| CZ15 | 160.1375 | 76.7844 | 180.9391 | 47.6938 | 12.99% | -37.89%
| CZ16 | 200.4156 | 26.7844 | 228.9688 | 30.2681 | 14.25% | 13.01%
ERC | CZ01 | 153.25 | 19.7722 | 241.1906 | 31.1259 | 57.38% | 57.42%
| CZ02 | 144.9694 | 39.6594 | 182.7969 | 34.7437 | 26.09% | -12.39%
| CZ03 | 88.5329 | 25.3313 | 143.3206 | 24.3553 | 61.88% | -3.853%
| CZ04 | 117.2179 | 39.4156 | 148.3906 | 32.4625 | 26.59% | -17.64%
| CZ05 | 104.6144 | 32.3156 | 141.4781 | 30.4469 | 35.24% | -5.783%
| CZ06 | 79.7562 | 41.8406 | 116.5641 | 31.3687 | 46.15% | -25.03%
| CZ07 | 52.7281 | 36.6219 | 105.9391 | 26.4563 | 100.9% | -27.76%
| CZ08 | 99.6025 | 48.2156 | 133.2744 | 38.6313 | 33.81% | -19.88%
| CZ09 | 104.7781 | 40.4875 | 140.8353 | 28.5875 | 34.41% | -29.39%
| CZ10 | 127.9319 | 49.1688 | 153.5719 | 37.0812 | 20.04% | -24.58%
| CZ11 | 164.0337 | 50.8188 | 181.7931 | 40.05 | 10.83% | -21.19%
| CZ12 | 142.2031 | 44.3344 | 170.3094 | 36.4375 | 19.76% | -17.81%
| CZ13 | 150.363 | 56.2594 | 167.2 | 42.325 | 11.2% | -24.77%
| CZ14 | 172.4347 | 53.1344 | 174.2881 | 37.6469 | 1.075% | -29.15%
| CZ15 | 211.1842 | 85.5469 | 173.0437 | 49.8969 | -18.06% | -41.67%
| CZ16 | 183.6781 | 32.6812 | 277.525 | 39.7091 | 51.09% | 21.5%
ESe | CZ01 | 167.4437 | 12.6709 | 198.5741 | 18.7509 | 18.59% | 47.98%
| CZ02 | 155.4032 | 35.9094 | 180.7063 | 28.0094 | 16.28% | -22%
| CZ03 | 126.3466 | 19.5562 | 151.3078 | 17.7678 | 19.76% | -9.145%
| CZ04 | 138.7688 | 37.9969 | 165.3144 | 30.1031 | 19.13% | -20.77%
| CZ05 | 127.3588 | 21.8906 | 152.373 | 21.0875 | 19.64% | -3.669%
| CZ06 | 121.5209 | 37.5906 | 152.4581 | 29.8562 | 25.46% | -20.58%
| CZ07 | 110.3559 | 32.9188 | 143.7562 | 25.3875 | 30.27% | -22.88%
| CZ08 | 125.425 | 49.8875 | 165.5709 | 41.1719 | 32.01% | -17.47%
| CZ09 | 137.0106 | 44.0875 | 165.4938 | 31.3844 | 20.79% | -28.81%
| CZ10 | 144.5594 | 52.5125 | 178.5241 | 39.2875 | 23.5% | -25.18%
| CZ11 | 160.3313 | 55.6313 | 192.1869 | 40.6688 | 19.87% | -26.9%
| CZ12 | 156.9566 | 46.7062 | 181.457 | 35.0187 | 15.61% | -25.02%
| CZ13 | 160.2844 | 60.2313 | 187.1019 | 43.4625 | 16.73% | -27.84%
| CZ14 | 163.7509 | 55.0406 | 185.2497 | 36.7781 | 13.13% | -33.18%
| CZ15 | 174.775 | 86.2656 | 200.1188 | 53.0781 | 14.5% | -38.47%
| CZ16 | 200.3575 | 27.5531 | 234.8409 | 29.3028 | 17.21% | 6.35%
EUn | CZ01 | 218.1384 | 16.9766 | 266.592 | 22.5516 | 22.21% | 32.84%
| CZ02 | 231.2391 | 65.3094 | 264.3432 | 45.1969 | 14.32% | -30.8%
| CZ03 | 191.9175 | 32.3531 | 228.69 | 26.6281 | 19.16% | -17.7%
| CZ04 | 215.2906 | 67.1813 | 251.3894 | 48.675 | 16.77% | -27.55%
| CZ05 | 191.0975 | 33.8094 | 229.5037 | 30.8562 | 20.1% | -8.735%
| CZ06 | 200.6031 | 64.5781 | 242.62 | 47.4813 | 20.95% | -26.47%
| CZ07 | 185.0875 | 55.7062 | 229.2092 | 40.4562 | 23.84% | -27.38%
| CZ08 | 213.0219 | 85.0375 | 259.7406 | 63.3062 | 21.93% | -25.55%
| CZ09 | 225.65 | 74.6937 | 260.7675 | 49.7313 | 15.56% | -33.42%
| CZ10 | 237.9844 | 88.2594 | 277.5969 | 60.6531 | 16.65% | -31.28%
| CZ11 | 257.9781 | 94.0594 | 293.1187 | 61.8937 | 13.62% | -34.2%
| CZ12 | 243.0687 | 82.8281 | 273.4134 | 55.8656 | 12.48% | -32.55%
| CZ13 | 258.45 | 97.1781 | 292.8469 | 66.3844 | 13.31% | -31.69%
| CZ14 | 257.575 | 91.4375 | 286.9172 | 58.1437 | 11.39% | -36.41%
| CZ15 | 292.2875 | 131.05 | 320.1625 | 77.7969 | 9.537% | -40.64%
| CZ16 | 262.4413 | 45.0031 | 308.0559 | 39.1812 | 17.38% | -12.94%
Gro | CZ01 | 884.9813 | 51.4692 | 873.8937 | 102.2008 | -1.253% | 98.57%
| CZ02 | 431.0969 | 64.9344 | 515.3625 | 67.3166 | 19.55% | 3.669%
| CZ03 | 532.9781 | 54.9019 | 636.6625 | 71.0381 | 19.45% | 29.39%
| CZ04 | 411.2966 | 65.0125 | 505.1503 | 66.8156 | 22.82% | 2.774%
| CZ05 | 614.3375 | 54.5922 | 604.0297 | 70.2044 | -1.678% | 28.6%
| CZ06 | 404.0587 | 58.6219 | 531.9116 | 62.6094 | 31.64% | 6.802%
| CZ07 | 537.6625 | 61.4875 | 535.8666 | 60.9375 | -0.334% | -0.8945%
| CZ08 | 380.5469 | 70.4844 | 486.4006 | 68.6406 | 27.82% | -2.616%
| CZ09 | 366.3922 | 66.0719 | 493.9147 | 72.0531 | 34.8% | 9.053%
| CZ10 | 388.2459 | 77.4875 | 504.9587 | 73.8812 | 30.06% | -4.654%
| CZ11 | 427.6397 | 88.3563 | 528.5838 | 79.2281 | 23.6% | -10.33%
| CZ12 | 404.4291 | 70.9969 | 509.8 | 68.2188 | 26.05% | -3.913%
| CZ13 | 423.0688 | 90.2906 | 510.2719 | 74.7219 | 20.61% | -17.24%
| CZ14 | 411.3637 | 83.9375 | 529.5726 | 81.5031 | 28.74% | -2.9%
| CZ15 | 425.4969 | 114.4813 | 515.75 | 85.1156 | 21.21% | -25.65%
| CZ16 | 727.65 | 53.0938 | 928.7156 | 98.9675 | 27.63% | 86.4%
Hsp | CZ01 | 454.5625 | 10.8606 | 517.925 | 17.6228 | 13.94% | 62.26%
| CZ02 | 431.4409 | 47.0969 | 494.8769 | 34.0281 | 14.7% | -27.75%
| CZ03 | 376.1528 | 22.1562 | 443.4206 | 19.8916 | 17.88% | -10.22%
| CZ04 | 417.0469 | 51.325 | 479.9081 | 38.8 | 15.07% | -24.4%
| CZ05 | 391.7022 | 21.8219 | 456.715 | 22.3875 | 16.6% | 2.592%
| CZ06 | 414.9122 | 58.6125 | 482.5903 | 44.6437 | 16.31% | -23.83%
| CZ07 | 386.765 | 51.2812 | 457.3968 | 37.95 | 18.26% | -26%
| CZ08 | 412.5312 | 72.0687 | 500.4784 | 54.4688 | 21.32% | -24.42%
| CZ09 | 439.1594 | 80.45 | 487.0125 | 51.0562 | 10.9% | -36.54%
| CZ10 | 447.1781 | 84.375 | 505.4581 | 58.4 | 13.03% | -30.79%
| CZ11 | 478.9688 | 94.0125 | 536.4375 | 61.975 | 12% | -34.08%
| CZ12 | 457.9569 | 70.5812 | 506.7219 | 47.6719 | 10.65% | -32.46%
| CZ13 | 481.1125 | 99.025 | 541.1 | 67.6969 | 12.47% | -31.64%
| CZ14 | 474.1525 | 93.7656 | 526.3737 | 60.5969 | 11.01% | -35.37%
| CZ15 | 505.8325 | 172.075 | 544.5625 | 100.1469 | 7.657% | -41.8%
| CZ16 | 488.44 | 43.3438 | 561.4188 | 39.3438 | 14.94% | -9.229%
Htl | CZ01 | 1455.6055 | 38.7431 | 477.4656 | 48.0175 | -67.2% | 23.94%
| CZ02 | 1553.8531 | 104.1312 | 447.8087 | 64.1437 | -71.18% | -38.4%
| CZ03 | 1421.7053 | 53.5344 | 401.7503 | 39.6281 | -71.74% | -25.98%
| CZ04 | 1524.8875 | 109.0125 | 407.5847 | 64.5375 | -73.27% | -40.8%
| CZ05 | 1421.9759 | 54.0031 | 375.8844 | 42.9438 | -73.57% | -20.48%
| CZ06 | 1448.8438 | 93.4844 | 376.6134 | 57.4594 | -74.01% | -38.54%
| CZ07 | 1438.7969 | 84.1656 | 352.2912 | 47.9156 | -75.51% | -43.07%
| CZ08 | 1656.1937 | 133.2781 | 415.0334 | 80.0281 | -74.94% | -39.95%
| CZ09 | 1312.8281 | 117.9437 | 404.2509 | 64.2156 | -69.21% | -45.55%
| CZ10 | 1438.3969 | 136.1094 | 433.4728 | 80.3563 | -69.86% | -40.96%
| CZ11 | 1371.8 | 140.1906 | 462.3656 | 86.2625 | -66.29% | -38.47%
| CZ12 | 1446.4188 | 121.7656 | 440.6859 | 72.9813 | -69.53% | -40.06%
| CZ13 | 1352.6781 | 143.0375 | 459.4759 | 89.2281 | -66.03% | -37.62%
| CZ14 | 1350.7188 | 137.2625 | 456.405 | 82.4437 | -66.21% | -39.94%
| CZ15 | 1227.9469 | 196.0938 | 498.9531 | 106.7219 | -59.37% | -45.58%
| CZ16 | 1456.3438 | 73.8094 | 513.3687 | 68.1875 | -64.75% | -7.617%
MBT | CZ01 | 202.7821 | 20.4607 | 213.8906 | 20.0053 | 5.478% | -2.226%
| CZ02 | 238.7571 | 56.1821 | 231.7228 | 37.1875 | -2.946% | -33.81%
| CZ03 | 189.2714 | 36.5643 | 199.9277 | 26.6687 | 5.63% | -27.06%
| CZ04 | 222.2214 | 61.2393 | 223.4728 | 42.275 | 0.5631% | -30.97%
| CZ05 | 181.3714 | 39.2714 | 195.1898 | 31.2375 | 7.619% | -20.46%
| CZ06 | 198.3 | 67.2893 | 214.7969 | 47.0844 | 8.319% | -30.03%
| CZ07 | 176.375 | 59.3286 | 198.8753 | 40.6125 | 12.76% | -31.55%
| CZ08 | 220.4071 | 77.0571 | 235.4334 | 54.6906 | 6.818% | -29.03%
| CZ09 | 242.2143 | 66.7214 | 239.5859 | 42.4594 | -1.085% | -36.36%
| CZ10 | 248.9 | 77.175 | 250.3941 | 51.4375 | 0.6003% | -33.35%
| CZ11 | 268.6429 | 70.4464 | 258.9203 | 46.7219 | -3.619% | -33.68%
| CZ12 | 254.65 | 63.0536 | 243.1344 | 41.8594 | -4.522% | -33.61%
| CZ13 | 269.7786 | 74.0821 | 260.6691 | 50.1156 | -3.377% | -32.35%
| CZ14 | 277.7107 | 73.4286 | 260.4631 | 46.9375 | -6.211% | -36.08%
| CZ15 | 301.6107 | 107.3786 | 290.0381 | 64.9156 | -3.837% | -39.55%
| CZ16 | 282.0357 | 44.8536 | 270.9187 | 34.4906 | -3.942% | -23.1%
MLI | CZ01 | 168.425 | 13.2063 | 227.6898 | 22.4706 | 35.19% | 70.15%
| CZ02 | 178.6575 | 34.7656 | 223.3631 | 28.625 | 25.02% | -17.66%
| CZ03 | 149.5994 | 15.915 | 195.9775 | 16.7697 | 31% | 5.37%
| CZ04 | 166.7978 | 34.2 | 208.4366 | 27.9469 | 24.96% | -18.28%
| CZ05 | 150.2812 | 16.7881 | 197.4909 | 19.1725 | 31.41% | 14.2%
| CZ06 | 154.8891 | 34.9438 | 198.5816 | 25.7 | 28.21% | -26.45%
| CZ07 | 143.0456 | 27.5094 | 188.8844 | 21.5875 | 32.04% | -21.53%
| CZ08 | 166.56 | 47.175 | 214.2172 | 37.7031 | 28.61% | -20.08%
| CZ09 | 173.8825 | 44.6906 | 211.6753 | 30.4937 | 21.73% | -31.77%
| CZ10 | 180.5956 | 53.4156 | 223.5278 | 38.3531 | 23.77% | -28.2%
| CZ11 | 190.2259 | 55.4469 | 231.7484 | 39.6656 | 21.83% | -28.46%
| CZ12 | 182.4019 | 44.6875 | 221.6475 | 32.925 | 21.52% | -26.32%
| CZ13 | 191.5706 | 59.3875 | 232.2844 | 42.2875 | 21.25% | -28.79%
| CZ14 | 195.1825 | 59.1125 | 235.5922 | 40.0156 | 20.7% | -32.31%
| CZ15 | 218.825 | 95.4 | 252.3656 | 56.8656 | 15.33% | -40.39%
| CZ16 | 196.6669 | 30.4344 | 253.5358 | 31.7112 | 28.92% | 4.196%
Mtl | CZ01 | 456.5312 | 14.3631 | 549.4688 | 20.5941 | 20.36% | 43.38%
| CZ02 | 465.4541 | 83.6437 | 556.0184 | 57.7812 | 19.46% | -30.92%
| CZ03 | 392.3983 | 31.6156 | 481.5453 | 26.1781 | 22.72% | -17.2%
| CZ04 | 443.5847 | 91.45 | 509.9625 | 65.0563 | 14.96% | -28.86%
| CZ05 | 392.5062 | 32.8656 | 476.7359 | 31.0594 | 21.46% | -5.496%
| CZ06 | 388.3281 | 76.8156 | 487.1734 | 57.1719 | 25.45% | -25.57%
| CZ07 | 353.9031 | 68.0781 | 464.9775 | 48.2844 | 31.39% | -29.08%
| CZ08 | 393.3156 | 120.1437 | 504.4344 | 87.0406 | 28.25% | -27.55%
| CZ09 | 420.5406 | 109.4062 | 508.2343 | 68.6 | 20.85% | -37.3%
| CZ10 | 446.5625 | 122.4625 | 538.8813 | 82.4844 | 20.67% | -32.65%
| CZ11 | 490.3687 | 129.7812 | 571.48 | 82.8187 | 16.54% | -36.19%
| CZ12 | 461.5281 | 105.4938 | 538.6594 | 69.1656 | 16.71% | -34.44%
| CZ13 | 485.7656 | 133.75 | 567.8175 | 89.2625 | 16.89% | -33.26%
| CZ14 | 494.2688 | 129.3063 | 570.9606 | 81.1875 | 15.52% | -37.21%
| CZ15 | 529.5844 | 197.0625 | 604.0853 | 113.4375 | 14.07% | -42.44%
| CZ16 | 498.3425 | 55.1281 | 590.1281 | 47.8219 | 18.42% | -13.25%
Nrs | CZ01 | 404.7678 | 16.9169 | 495.2469 | 30.0094 | 22.35% | 77.39%
| CZ02 | 393.7494 | 49.3469 | 473.9438 | 42.8937 | 20.37% | -13.08%
| CZ03 | 342.7625 | 24.3625 | 423.9969 | 27.8403 | 23.7% | 14.28%
| CZ04 | 359.3189 | 51.2531 | 455.7515 | 43.3156 | 26.84% | -15.49%
| CZ05 | 328.45 | 26.025 | 415.1156 | 31.6062 | 26.39% | 21.45%
| CZ06 | 360.8831 | 53.3031 | 448.8291 | 45.1063 | 24.37% | -15.38%
| CZ07 | 307.0425 | 43.0312 | 402.6681 | 37.0125 | 31.14% | -13.99%
| CZ08 | 369.0925 | 65.175 | 467.5531 | 54.2281 | 26.68% | -16.8%
| CZ09 | 382.4344 | 74.4062 | 458.6781 | 52.3375 | 19.94% | -29.66%
| CZ10 | 390.6278 | 80.3969 | 472.2659 | 60.125 | 20.9% | -25.21%
| CZ11 | 397.6434 | 91.6625 | 475.2006 | 65.7875 | 19.5% | -28.23%
| CZ12 | 403.7778 | 69.1937 | 476.7772 | 52.5094 | 18.08% | -24.11%
| CZ13 | 432.6103 | 93.9969 | 504.4359 | 69.3625 | 16.6% | -26.21%
| CZ14 | 393.5359 | 93.3 | 464.8428 | 65.8375 | 18.12% | -29.43%
| CZ15 | 420.9906 | 163.075 | 467.6031 | 97.2344 | 11.07% | -40.37%
| CZ16 | 441.1469 | 42.4156 | 520.8841 | 46.7719 | 18.07% | 10.27%
OfL | CZ01 | 154.9144 | 10.8975 | 189.7428 | 8.6056 | 22.48% | -21.03%
| CZ02 | 163.7531 | 59.6344 | 195.5869 | 37.5438 | 19.44% | -37.04%
| CZ03 | 140.8659 | 28.4906 | 177.84 | 19.775 | 26.25% | -30.59%
| CZ04 | 156.7906 | 63.2594 | 195.255 | 42.6031 | 24.53% | -32.65%
| CZ05 | 140.7456 | 32.6187 | 181.5784 | 25.5344 | 29.01% | -21.72%
| CZ06 | 163.1625 | 59.9781 | 205.5563 | 41.65 | 25.98% | -30.56%
| CZ07 | 152.4156 | 51.5219 | 193.7069 | 35.3281 | 27.09% | -31.43%
| CZ08 | 165.6062 | 79.4188 | 212.9766 | 56.5094 | 28.6% | -28.85%
| CZ09 | 174.6781 | 71.4219 | 211.5925 | 46.1938 | 21.13% | -35.32%
| CZ10 | 179.1156 | 82.9719 | 219.4878 | 55.175 | 22.54% | -33.5%
| CZ11 | 182.175 | 77.7719 | 217.9884 | 49.4156 | 19.66% | -36.46%
| CZ12 | 174.0625 | 67.4625 | 207.4878 | 43.6969 | 19.2% | -35.23%
| CZ13 | 182.9094 | 80.1312 | 219.3434 | 52.6531 | 19.92% | -34.29%
| CZ14 | 184.6781 | 80.7719 | 218.9175 | 49.925 | 18.54% | -38.19%
| CZ15 | 220.35 | 119.05 | 255.1903 | 71.3063 | 15.81% | -40.1%
| CZ16 | 167.9165 | 38.4562 | 205.0853 | 26.1219 | 22.14% | -32.07%
OfS | CZ01 | 147.8484 | 12.7541 | 189.3738 | 14.2012 | 28.09% | 11.35%
| CZ02 | 160.0103 | 54.4813 | 194.9569 | 36.3156 | 21.84% | -33.34%
| CZ03 | 133.095 | 26.9281 | 173.0466 | 20.3125 | 30.02% | -24.57%
| CZ04 | 152.9153 | 56.8281 | 192.1281 | 39.7719 | 25.64% | -30.01%
| CZ05 | 134.8509 | 30.1344 | 177.545 | 24.8281 | 31.66% | -17.61%
| CZ06 | 153.8875 | 55.15 | 194.8956 | 38.7313 | 26.65% | -29.77%
| CZ07 | 145.1937 | 46.7906 | 186.5506 | 32.5031 | 28.48% | -30.53%
| CZ08 | 159.7969 | 71.0563 | 204.7763 | 51.6375 | 28.15% | -27.33%
| CZ09 | 170.2406 | 65.7406 | 206.3166 | 43.1031 | 21.19% | -34.43%
| CZ10 | 175.0188 | 76.3812 | 215.6703 | 51.4844 | 23.23% | -32.6%
| CZ11 | 180.3531 | 74.2969 | 217.8006 | 48.6812 | 20.76% | -34.48%
| CZ12 | 170.095 | 63.3062 | 205.5722 | 42.35 | 20.86% | -33.1%
| CZ13 | 182.9875 | 75.9875 | 220.7775 | 51.2406 | 20.65% | -32.57%
| CZ14 | 183.3531 | 76.95 | 218.8922 | 48.4594 | 19.38% | -37.02%
| CZ15 | 214.8531 | 115.9375 | 249.0881 | 69.225 | 15.93% | -40.29%
| CZ16 | 174.2306 | 39.275 | 217.3804 | 30.3844 | 24.77% | -22.64%
RFF | CZ01 | 2216.3281 | 21.7481 | 470.7028 | 38.6244 | -78.76% | 77.6%
| CZ02 | 1776.7718 | 76.2562 | 402.6209 | 68.8937 | -77.34% | -9.655%
| CZ03 | 1715.5812 | 31.2266 | 324.6547 | 37.2281 | -81.08% | 19.22%
| CZ04 | 1662.8719 | 78.5062 | 356.8391 | 75.4938 | -78.54% | -3.837%
| CZ05 | 1781.6439 | 31.8906 | 328.3741 | 41.9219 | -81.57% | 31.46%
| CZ06 | 1468.715 | 63.6562 | 303.8781 | 63.475 | -79.31% | -0.2847%
| CZ07 | 1366.5687 | 55.2687 | 280.4431 | 56.5094 | -79.48% | 2.245%
| CZ08 | 1320.1594 | 106.9437 | 330.9156 | 94.1031 | -74.93% | -12.01%
| CZ09 | 1197.4731 | 96.1437 | 349.0437 | 68.9313 | -70.85% | -28.3%
| CZ10 | 1270.005 | 119.0625 | 382.4656 | 87.7438 | -69.88% | -26.3%
| CZ11 | 1354.2834 | 126.3187 | 418.1749 | 87.8031 | -69.12% | -30.49%
| CZ12 | 1482.9188 | 99.3906 | 389.7094 | 76.3688 | -73.72% | -23.16%
| CZ13 | 1336.5634 | 131.9062 | 414.4978 | 95.3812 | -68.99% | -27.69%
| CZ14 | 1430.7597 | 124.6 | 421.1125 | 82.3937 | -70.57% | -33.87%
| CZ15 | 1268.0656 | 190.125 | 438.8375 | 112.0062 | -65.39% | -41.09%
| CZ16 | 2173.3812 | 58.2125 | 525.3813 | 66.0625 | -75.83% | 13.49%
RSD | CZ01 | 1606.41 | 19.7587 | 322.6519 | 26.8797 | -79.91% | 36.04%
| CZ02 | 1377.5 | 91.7031 | 272.7907 | 56.7188 | -80.2% | -38.15%
| CZ03 | 1390.5334 | 41.4188 | 212.7053 | 34.425 | -84.7% | -16.89%
| CZ04 | 1364.8031 | 101.2281 | 254.8531 | 66.9188 | -81.33% | -33.89%
| CZ05 | 1412.8314 | 40.1156 | 213.8237 | 38.1 | -84.87% | -5.025%
| CZ06 | 1331.175 | 84.5219 | 216.3906 | 65.1156 | -83.74% | -22.96%
| CZ07 | 1237.8063 | 75.6344 | 188.95 | 57.5469 | -84.74% | -23.91%
| CZ08 | 1234.4272 | 115.0187 | 248.5906 | 80.4281 | -79.86% | -30.07%
| CZ09 | 1110.0656 | 98.675 | 266.2769 | 60.5719 | -76.01% | -38.61%
| CZ10 | 1242.6781 | 119.75 | 294.9594 | 76 | -76.26% | -36.53%
| CZ11 | 1194.125 | 117.1031 | 325.3844 | 71.45 | -72.75% | -38.99%
| CZ12 | 1219.9344 | 104.5 | 294.7634 | 64.6094 | -75.84% | -38.17%
| CZ13 | 1190.8 | 121.9188 | 325.425 | 78.8625 | -72.67% | -35.32%
| CZ14 | 1180.9344 | 115.0875 | 318.4031 | 66.7031 | -73.04% | -42.04%
| CZ15 | 1075.525 | 169.9563 | 356.6778 | 92.2 | -66.84% | -45.75%
| CZ16 | 1697.575 | 60.2687 | 428.1316 | 54.05 | -74.78% | -10.32%
Rt3 | CZ01 | 220.8034 | 19.0406 | 276.6372 | 15.3863 | 25.29% | -19.19%
| CZ02 | 245.7719 | 83.1219 | 291.0181 | 50.925 | 18.41% | -38.73%
| CZ03 | 187.2188 | 52.1469 | 239.8341 | 36.8344 | 28.1% | -29.36%
| CZ04 | 232.7469 | 89.2906 | 284.0044 | 60.9906 | 22.02% | -31.69%
| CZ05 | 183.0428 | 52.6594 | 242.82 | 42.6781 | 32.66% | -18.95%
| CZ06 | 220.0312 | 107.9656 | 279.0094 | 74.3344 | 26.8% | -31.15%
| CZ07 | 190.0372 | 100.7594 | 255.8753 | 68.3156 | 34.64% | -32.2%
| CZ08 | 241.5969 | 114.0312 | 306.5969 | 81.9313 | 26.9% | -28.15%
| CZ09 | 269.5594 | 95.8281 | 317.9003 | 60.8094 | 17.93% | -36.54%
| CZ10 | 274.7406 | 114.1688 | 329.0625 | 74.8406 | 19.77% | -34.45%
| CZ11 | 292.525 | 107.5094 | 338.6619 | 67.625 | 15.77% | -37.1%
| CZ12 | 276.5594 | 95.725 | 316.9414 | 60.4312 | 14.6% | -36.87%
| CZ13 | 293.875 | 112.875 | 341.7556 | 74.4281 | 16.29% | -34.06%
| CZ14 | 291.9187 | 108.4781 | 330.2216 | 64.9156 | 13.12% | -40.16%
| CZ15 | 339.4062 | 159.8438 | 384.8562 | 94.05 | 13.39% | -41.16%
| CZ16 | 315.9363 | 68.8438 | 362.9837 | 48.5312 | 14.89% | -29.51%
RtL | CZ01 | 298.1714 | 35.6857 | 319.2781 | 28.4219 | 7.079% | -20.36%
| CZ02 | 346.8214 | 92.2214 | 346.5122 | 57.7125 | -0.08916% | -37.42%
| CZ03 | 249.8357 | 71.2143 | 275.825 | 50.2094 | 10.4% | -29.5%
| CZ04 | 319.2214 | 104.1143 | 333.025 | 70.4906 | 4.324% | -32.29%
| CZ05 | 257.4643 | 71.925 | 285.7416 | 55.7781 | 10.98% | -22.45%
| CZ06 | 283.7286 | 130.7571 | 312.3687 | 89.2625 | 10.09% | -31.73%
| CZ07 | 245.2393 | 121.8286 | 293.1375 | 80.9594 | 19.53% | -33.55%
| CZ08 | 327.0214 | 123.2857 | 357.6438 | 86.1719 | 9.364% | -30.1%
| CZ09 | 367.5429 | 104.0607 | 368.7656 | 65.1094 | 0.3327% | -37.43%
| CZ10 | 379.2714 | 122.9929 | 387.1406 | 80.0656 | 2.075% | -34.9%
| CZ11 | 422.8929 | 117 | 407.2969 | 74.575 | -3.688% | -36.26%
| CZ12 | 389.3071 | 104.3 | 375.8156 | 66.3281 | -3.466% | -36.41%
| CZ13 | 420.8071 | 122.0857 | 410.6156 | 81.3594 | -2.422% | -33.36%
| CZ14 | 429.25 | 116.8857 | 400.7281 | 71.625 | -6.645% | -38.72%
| CZ15 | 469.4286 | 168.2214 | 456.4969 | 99.6312 | -2.755% | -40.77%
| CZ16 | 514.6357 | 78.1071 | 468.8303 | 57.5875 | -8.901% | -26.27%
RtS | CZ01 | 192.6312 | 25.1369 | 438.375 | 31.1706 | 127.6% | 24%
| CZ02 | 254.0131 | 77.4219 | 388.8625 | 52.775 | 53.09% | -31.83%
| CZ03 | 149.2063 | 46.5406 | 337.5469 | 36.1812 | 126.2% | -22.26%
| CZ04 | 235.1594 | 80.8094 | 368.0219 | 58.3813 | 56.5% | -27.75%
| CZ05 | 145.1625 | 46.6187 | 330.5906 | 39.4875 | 127.7% | -15.3%
| CZ06 | 188.0781 | 88.9344 | 336.3413 | 61.4813 | 78.83% | -30.87%
| CZ07 | 158.7937 | 82.2313 | 316.8147 | 54.3687 | 99.51% | -33.88%
| CZ08 | 235.975 | 101.4156 | 366.4406 | 72.5781 | 55.29% | -28.43%
| CZ09 | 245.5781 | 89.6531 | 379.3469 | 57.0469 | 54.47% | -36.37%
| CZ10 | 290.5456 | 105.7 | 397.3156 | 70.1063 | 36.75% | -33.67%
| CZ11 | 337.1844 | 105.1094 | 424.105 | 69.8312 | 25.78% | -33.56%
| CZ12 | 297.0156 | 92.2781 | 403.0075 | 61.9813 | 35.69% | -32.83%
| CZ13 | 325.6916 | 110.2188 | 420.4344 | 74.6156 | 29.09% | -32.3%
| CZ14 | 342.5594 | 106.1094 | 414.9812 | 66.0344 | 21.14% | -37.77%
| CZ15 | 452.3125 | 160.0188 | 457.7503 | 92.3156 | 1.202% | -42.31%
| CZ16 | 324.0906 | 65.6063 | 508.1094 | 56.7625 | 56.78% | -13.48%
SCn | CZ01 | 189.9969 | 18.8212 | 413.7906 | 34.0275 | 117.8% | 80.79%
| CZ02 | 222.4387 | 28.6656 | 375.8875 | 29.9725 | 68.98% | 4.559%
| CZ03 | 115.9813 | 13.4216 | 310.225 | 18.7097 | 167.5% | 39.4%
| CZ04 | 182.475 | 28.8469 | 352.3531 | 29.2531 | 93.1% | 1.408%
| CZ05 | 131.925 | 13.6766 | 327.5938 | 17.4309 | 148.3% | 27.45%
| CZ06 | 108.4813 | 22.1125 | 302.4688 | 18.9881 | 178.8% | -14.13%
| CZ07 | 83.925 | 16.8525 | 296.4406 | 15.9034 | 253.2% | -5.632%
| CZ08 | 152.5062 | 43.3875 | 329.7663 | 36.7531 | 116.2% | -15.29%
| CZ09 | 165.7719 | 44.1313 | 339.2563 | 30.1281 | 104.7% | -31.73%
| CZ10 | 211.0506 | 55.125 | 369.8188 | 41.3813 | 75.23% | -24.93%
| CZ11 | 295.3747 | 65.8656 | 422.5281 | 51.0219 | 43.05% | -22.54%
| CZ12 | 241.2325 | 47.1 | 397.6531 | 39.3219 | 64.84% | -16.51%
| CZ13 | 296.8497 | 70.8125 | 410.7625 | 52.4031 | 38.37% | -26%
| CZ14 | 307.3031 | 71.9531 | 413.6031 | 50.7844 | 34.59% | -29.42%
| CZ15 | 334.8907 | 109.7 | 412.1097 | 63.0094 | 23.06% | -42.56%
| CZ16 | 260.6644 | 30.2656 | 470.7469 | 40.5156 | 80.6% | 33.87%
Grand Total |  | 422.9489 | 69.9364 | 321.8418 | 51.0146 | -23.91% | -27.06%

## Chart kWh, EU (hidden)
PA | (Multiple Items)
EnergyImpactID | (blank)
BldgHVAC | (All)
|  | Version | Values
BldgType | BldgLoc
Grand Total

## Chart kW, WB
PA | Any
EnergyImpactID | (All) |  |  |  | Be sure to show the sector-level UES values at the very top of the pivot table to yield accurate weighted sector-wide savings deltas.
BldgHVAC | cDXHP
[5 empty] | Weighted Sector-wide Delta: | 25.99% | 76.45%
|  | Version | Values
|  | DEER2020 |  | DEER2023 |  | Delta
BldgType | BldgLoc | Avg. Pre-kW, WB | Avg. Std-kW, WB | Avg. Pre-kW, WB | Avg. Std-kW, WB | Avg Pre | Avg Std | wts_Res_CA_normalized | wts_Com_CA_normalized
Com | CZ01 | 0.047281 | 0.011034 | 0.043574 | 0.0088716 | 8.507% | 24.38% | 0.4335% | 0.2696%
| CZ02 | 0.090159 | 0.052737 | 0.06875 | 0.025434 | 31.14% | 107.3% | 2.177% | 1.674%
| CZ03 | 0.0567 | 0.026772 | 0.054545 | 0.015638 | 3.951% | 71.2% | 9.506% | 9.06%
| CZ04 | 0.076922 | 0.045341 | 0.063917 | 0.026331 | 20.35% | 72.19% | 4.966% | 3.978%
| CZ05 | 0.063192 | 0.022003 | 0.051879 | 0.013109 | 21.81% | 67.85% | 1.495% | 0.8305%
| CZ06 | 0.082328 | 0.042662 | 0.066316 | 0.021087 | 24.15% | 102.3% | 12.62% | 13.82%
| CZ07 | 0.075141 | 0.033669 | 0.057772 | 0.017241 | 30.06% | 95.29% | 5.817% | 4.721%
| CZ08 | 0.080494 | 0.042594 | 0.067326 | 0.024034 | 19.56% | 77.22% | 12.83% | 19.99%
| CZ09 | 0.091031 | 0.052856 | 0.075042 | 0.023225 | 21.31% | 127.6% | 16.58% | 14.7%
| CZ10 | 0.097206 | 0.057956 | 0.07622 | 0.026856 | 27.53% | 115.8% | 12.27% | 13.72%
| CZ11 | 0.099553 | 0.059513 | 0.077183 | 0.033475 | 28.98% | 77.78% | 2.584% | 1.391%
| CZ12 | 0.090253 | 0.054616 | 0.071415 | 0.030669 | 26.38% | 78.08% | 7.686% | 5.216%
| CZ13 | 0.092166 | 0.052181 | 0.075181 | 0.032309 | 22.59% | 61.5% | 4.86% | 4.927%
| CZ14 | 0.10622 | 0.053153 | 0.079018 | 0.030969 | 34.43% | 71.63% | 2.911% | 1.938%
| CZ15 | 0.11978 | 0.057791 | 0.092654 | 0.038275 | 29.27% | 50.99% | 1.346% | 2.413%
| CZ16 | 0.073427 | 0.032863 | 0.046897 | 0.014113 | 56.57% | 132.9% | 1.912% | 1.348%
Asm | CZ01 | 0.036705 | 0.012523 | 0.04852 | 0.011661 | -24.35% | 7.394%
| CZ02 | 0.087516 | 0.087897 | 0.074881 | 0.037891 | 16.87% | 132%
| CZ03 | 0.070694 | 0.041813 | 0.070678 | 0.023153 | 0.02299% | 80.59%
| CZ04 | 0.082922 | 0.077025 | 0.07809 | 0.043756 | 6.188% | 76.03%
| CZ05 | 0.045795 | 0.025872 | 0.055859 | 0.015735 | -18.02% | 64.42%
| CZ06 | 0.078808 | 0.057381 | 0.081517 | 0.027444 | -3.324% | 109.1%
| CZ07 | 0.066503 | 0.044625 | 0.070061 | 0.023187 | -5.078% | 92.45%
| CZ08 | 0.080441 | 0.061572 | 0.078885 | 0.033625 | 1.972% | 83.11%
| CZ09 | 0.099733 | 0.075969 | 0.093403 | 0.030906 | 6.777% | 145.8%
| CZ10 | 0.099447 | 0.084203 | 0.089787 | 0.039266 | 10.76% | 114.4%
| CZ11 | 0.10814 | 0.085038 | 0.096789 | 0.046175 | 11.73% | 84.16%
| CZ12 | 0.10065 | 0.090553 | 0.08846 | 0.047575 | 13.78% | 90.34%
| CZ13 | 0.10933 | 0.080738 | 0.094969 | 0.048091 | 15.12% | 67.89%
| CZ14 | 0.10624 | 0.068353 | 0.098416 | 0.039675 | 7.951% | 72.28%
| CZ15 | 0.12473 | 0.070597 | 0.11339 | 0.046831 | 9.999% | 50.75%
| CZ16 | 0.073166 | 0.0493 | 0.073631 | 0.0237 | -0.632% | 108%
ECC | CZ01 | 0.03477 | 0.016811 | 0.045734 | 0.012547 | -23.97% | 33.99%
| CZ02 | 0.087242 | 0.050575 | 0.07937 | 0.034575 | 9.918% | 46.28%
| CZ03 | 0.057302 | 0.025559 | 0.072229 | 0.022969 | -20.67% | 11.28%
| CZ04 | 0.091168 | 0.067628 | 0.083573 | 0.038587 | 9.089% | 75.26%
| CZ05 | 0.052197 | 0.028394 | 0.057944 | 0.016194 | -9.92% | 75.34%
| CZ06 | 0.084175 | 0.054634 | 0.081232 | 0.026747 | 3.623% | 104.3%
| CZ07 | 0.076944 | 0.045647 | 0.075228 | 0.023322 | 2.281% | 95.73%
| CZ08 | 0.085336 | 0.058706 | 0.079755 | 0.032322 | 6.998% | 81.63%
| CZ09 | 0.10151 | 0.070938 | 0.091652 | 0.030647 | 10.76% | 131.5%
| CZ10 | 0.10279 | 0.076803 | 0.081562 | 0.025837 | 26.02% | 197.3%
| CZ11 | 0.09113 | 0.059753 | 0.081958 | 0.034556 | 11.19% | 72.92%
| CZ12 | 0.092303 | 0.058287 | 0.080791 | 0.033563 | 14.25% | 73.67%
| CZ13 | 0.095106 | 0.053759 | 0.083425 | 0.034547 | 14% | 55.61%
| CZ14 | 0.099125 | 0.068984 | 0.082928 | 0.028825 | 19.53% | 139.3%
| CZ15 | 0.11483 | 0.070578 | 0.096676 | 0.033688 | 18.78% | 109.5%
| CZ16 | 0.060783 | 0.029622 | 0.0042456 | 0.0043731 | 1332% | 577.4%
EPr | CZ01 | 0.025246 | 0.0065534 | 0.031362 | 0.0064637 | -19.5% | 1.388%
| CZ02 | 0.002755 | 0.0045181 | 0.05573 | 0.020409 | -95.06% | -77.86%
| CZ03 | 0.00092125 | 0.00087062 | 0.044703 | 0.012011 | -97.94% | -92.75%
| CZ04 | 0.061615 | 0.037588 | 0.058364 | 0.022116 | 5.571% | 69.96%
| CZ05 | 0.028973 | 0.013865 | 0.036855 | 0.0092697 | -21.38% | 49.57%
| CZ06 | 0.052051 | 0.030225 | 0.048641 | 0.014335 | 7.011% | 110.9%
| CZ07 | 0.042928 | 0.023131 | 0.043648 | 0.012113 | -1.65% | 90.96%
| CZ08 | 0.056622 | 0.030613 | 0.056252 | 0.017638 | 0.6577% | 73.56%
| CZ09 | 0.070503 | 0.040644 | 0.061616 | 0.017188 | 14.42% | 136.5%
| CZ10 | 0.071723 | 0.044616 | 0.0029291 | 0.0040881 | 2349% | 991.3%
| CZ11 | 0.0037966 | 0.018313 | 0.0021081 | 0.0082106 | 80.09% | 123%
| CZ12 | 0.0031269 | 0.010465 | 0.0030303 | 0.0054044 | 3.187% | 93.64%
| CZ13 | 0.0032122 | 0.01388 | 0.0031894 | 0.0090159 | 0.7153% | 53.95%
| CZ14 | 0.067122 | 0.040119 | 0.0024978 | 0.0063078 | 2587% | 536%
| CZ15 | 0.079963 | 0.040212 | 0.0039275 | 0.010884 | 1936% | 269.5%
| CZ16 | 0.0016697 | 0.00267 | 0.0018144 | 0.0014766 | -7.975% | 80.83%
ERC | CZ01 | 0.002265 | 0.0010078 | 0.0028956 | 0.0011384 | -21.78% | -11.47%
| CZ02 | 0.024003 | 0.011897 | 0.010694 | 0.0089478 | 124.5% | 32.95%
| CZ03 | 0.0018309 | 0.00061094 | 0.0051159 | 0.0037612 | -64.21% | -83.76%
| CZ04 | 0.030366 | 0.015072 | 0.011845 | 0.010185 | 156.4% | 47.98%
| CZ05 | 0.006475 | 0.0033103 | 0.0037231 | 0.0025341 | 73.91% | 30.63%
| CZ06 | 0.017129 | 0.010984 | 0.0057272 | 0.0045975 | 199.1% | 138.9%
| CZ07 | 0.010558 | 0.0066353 | 0.0042438 | 0.00272 | 148.8% | 143.9%
| CZ08 | 0.020593 | 0.012257 | 0.0071647 | 0.0081934 | 187.4% | 49.59%
| CZ09 | 0.02908 | 0.017346 | 0.0065966 | 0.0078116 | 340.8% | 122.1%
| CZ10 | 0.037908 | 0.020076 | 0.00098 | 0.00716 | 3768% | 180.4%
| CZ11 | 0.042479 | 0.027187 | 0.0009675 | 0.014344 | 4291% | 89.54%
| CZ12 | 0.031631 | 0.021047 | 0.0040041 | 0.01181 | 690% | 78.21%
| CZ13 | 0.02165 | 0.021981 | -0.0011303 | 0.014246 | -2015% | 54.29%
| CZ14 | 0.043396 | 0.020391 | -0.00075656 | 0.010887 | -5836% | 87.3%
| CZ15 | 0.047667 | 0.023694 | -0.0014587 | 0.01593 | -3368% | 48.73%
| CZ16 | 0.0079188 | 0.0047178 | 0.0015612 | 0.0019597 | 407.2% | 140.7%
ESe | CZ01 | 0.023438 | 0.0068625 | 0.031439 | 0.0065184 | -25.45% | 5.278%
| CZ02 | 0.0063172 | 0.011666 | 0.057027 | 0.019678 | -88.92% | -40.72%
| CZ03 | 0.0018775 | 0.0025884 | 0.045233 | 0.012425 | -95.85% | -79.17%
| CZ04 | 0.060839 | 0.036097 | 0.058545 | 0.021516 | 3.918% | 67.77%
| CZ05 | 0.030878 | 0.015178 | 0.039697 | 0.010155 | -22.22% | 49.46%
| CZ06 | 0.05302 | 0.029991 | 0.050391 | 0.014364 | 5.217% | 108.8%
| CZ07 | 0.045512 | 0.024378 | 0.046342 | 0.012583 | -1.79% | 93.74%
| CZ08 | 0.056701 | 0.031825 | 0.055766 | 0.018406 | 1.677% | 72.9%
| CZ09 | 0.06829 | 0.041028 | 0.061134 | 0.017622 | 11.7% | 132.8%
| CZ10 | 0.070758 | 0.044875 | 0.0071216 | 0.009065 | 893.6% | 395%
| CZ11 | 0.0092222 | 0.021887 | 0.0084869 | 0.012487 | 8.664% | 75.28%
| CZ12 | 0.0090956 | 0.017632 | 0.0088787 | 0.011142 | 2.443% | 58.24%
| CZ13 | 0.0083772 | 0.018085 | 0.0093206 | 0.012337 | -10.12% | 46.59%
| CZ14 | 0.068191 | 0.038587 | 0.0061416 | 0.009915 | 1010% | 289.2%
| CZ15 | 0.078521 | 0.039472 | 0.0076281 | 0.013125 | 929.4% | 200.7%
| CZ16 | 0.0028253 | 0.0070678 | 0.0037916 | 0.0038591 | -25.48% | 83.15%
EUn | CZ01 | 0.038722 | 0.018219 | 0.048796 | 0.013714 | -20.65% | 32.85%
| CZ02 | 0.099569 | 0.067166 | 0.077849 | 0.037109 | 27.9% | 80.99%
| CZ03 | 0.069929 | 0.034216 | 0.072368 | 0.024606 | -3.369% | 39.05%
| CZ04 | 0.0874 | 0.072053 | 0.081056 | 0.040959 | 7.827% | 75.91%
| CZ05 | 0.052838 | 0.030006 | 0.059953 | 0.017625 | -11.87% | 70.25%
| CZ06 | 0.082278 | 0.057403 | 0.081231 | 0.028156 | 1.29% | 103.9%
| CZ07 | 0.076578 | 0.047584 | 0.075331 | 0.024612 | 1.656% | 93.33%
| CZ08 | 0.083278 | 0.063019 | 0.079105 | 0.034497 | 5.276% | 82.68%
| CZ09 | 0.098003 | 0.075519 | 0.091381 | 0.032481 | 7.247% | 132.5%
| CZ10 | 0.098422 | 0.081953 | 0.098246 | 0.032416 | 0.1794% | 152.8%
| CZ11 | 0.1089 | 0.079125 | 0.099146 | 0.043959 | 9.841% | 80%
| CZ12 | 0.10639 | 0.07845 | 0.095517 | 0.042678 | 11.38% | 83.82%
| CZ13 | 0.11288 | 0.070756 | 0.10108 | 0.043469 | 11.68% | 62.77%
| CZ14 | 0.096363 | 0.074041 | 0.1012 | 0.036269 | -4.784% | 104.1%
| CZ15 | 0.11622 | 0.073759 | 0.1198 | 0.041644 | -2.99% | 77.12%
| CZ16 | 0.074522 | 0.040316 | 0.0047534 | 0.0041169 | 1468% | 879.3%
Gro | CZ01 | 0.081235 | 0.0094519 | 0.082869 | 0.0089613 | -1.972% | 5.475%
| CZ02 | 0.115 | 0.048462 | 0.091043 | 0.019253 | 26.31% | 151.7%
| CZ03 | 0.086689 | 0.026616 | 0.091766 | 0.014534 | -5.532% | 83.13%
| CZ04 | 0.10777 | 0.044291 | 0.10536 | 0.024906 | 2.289% | 77.83%
| CZ05 | 0.062873 | 0.015513 | 0.071771 | 0.0097803 | -12.4% | 58.61%
| CZ06 | 0.10515 | 0.036722 | 0.10697 | 0.01783 | -1.707% | 106%
| CZ07 | 0.11382 | 0.033544 | 0.091571 | 0.015044 | 24.3% | 123%
| CZ08 | 0.094208 | 0.038506 | 0.09441 | 0.021425 | -0.2138% | 79.73%
| CZ09 | 0.12833 | 0.049722 | 0.10517 | 0.028644 | 22.02% | 73.59%
| CZ10 | 0.12754 | 0.055572 | 0.11585 | 0.029278 | 10.09% | 89.81%
| CZ11 | 0.1314 | 0.059528 | 0.12517 | 0.036038 | 4.977% | 65.18%
| CZ12 | 0.12764 | 0.052566 | 0.12428 | 0.030194 | 2.7% | 74.09%
| CZ13 | 0.12911 | 0.055225 | 0.12963 | 0.034097 | -0.4028% | 61.96%
| CZ14 | 0.11101 | 0.043891 | 0.11874 | 0.033516 | -6.511% | 30.96%
| CZ15 | 0.1268 | 0.051475 | 0.14492 | 0.041319 | -12.5% | 24.58%
| CZ16 | 0.097091 | 0.03805 | 0.10242 | 0.019512 | -5.202% | 95%
Hsp | CZ01 | 0.04756 | 0.0081069 | 0.054503 | 0.0065163 | -12.74% | 24.41%
| CZ02 | 0.097778 | 0.047119 | 0.083073 | 0.021962 | 17.7% | 114.5%
| CZ03 | 0.068979 | 0.029019 | 0.071593 | 0.015914 | -3.652% | 82.35%
| CZ04 | 0.092131 | 0.042869 | 0.089959 | 0.024875 | 2.415% | 72.34%
| CZ05 | 0.051985 | 0.018301 | 0.059889 | 0.010743 | -13.2% | 70.34%
| CZ06 | 0.086166 | 0.038788 | 0.085868 | 0.019416 | 0.3468% | 99.77%
| CZ07 | 0.078456 | 0.03225 | 0.07819 | 0.017 | 0.3405% | 89.71%
| CZ08 | 0.086388 | 0.039516 | 0.08522 | 0.021872 | 1.37% | 80.67%
| CZ09 | 0.10594 | 0.055959 | 0.091814 | 0.024869 | 15.38% | 125%
| CZ10 | 0.10624 | 0.055644 | 0.092625 | 0.027544 | 14.7% | 102%
| CZ11 | 0.10717 | 0.063084 | 0.097051 | 0.035312 | 10.42% | 78.65%
| CZ12 | 0.10991 | 0.056944 | 0.097937 | 0.031587 | 12.22% | 80.27%
| CZ13 | 0.11241 | 0.057425 | 0.10267 | 0.034987 | 9.483% | 64.13%
| CZ14 | 0.098706 | 0.051684 | 0.094906 | 0.031372 | 4.005% | 64.75%
| CZ15 | 0.11456 | 0.065306 | 0.10552 | 0.043119 | 8.565% | 51.46%
| CZ16 | 0.073583 | 0.032341 | 0.07189 | 0.016643 | 2.355% | 94.32%
Htl | CZ01 | 0.22849 | 0.015017 | 0.054124 | 0.0092984 | 322.2% | 61.5%
| CZ02 | 0.30549 | 0.081709 | 0.077459 | 0.034362 | 294.4% | 137.8%
| CZ03 | 0.26512 | 0.041669 | 0.074036 | 0.020275 | 258.1% | 105.5%
| CZ04 | 0.29421 | 0.070603 | 0.083792 | 0.037616 | 251.1% | 87.7%
| CZ05 | 0.23683 | 0.026103 | 0.055598 | 0.013328 | 326% | 95.85%
| CZ06 | 0.27178 | 0.054444 | 0.078715 | 0.024625 | 245.3% | 121.1%
| CZ07 | 0.26091 | 0.043338 | 0.068333 | 0.020284 | 281.8% | 113.6%
| CZ08 | 0.30127 | 0.06225 | 0.083053 | 0.031509 | 262.7% | 97.56%
| CZ09 | 0.27053 | 0.076813 | 0.089503 | 0.031481 | 202.3% | 144%
| CZ10 | 0.29222 | 0.082519 | 0.090553 | 0.036834 | 222.7% | 124%
| CZ11 | 0.27612 | 0.091659 | 0.086875 | 0.049022 | 217.8% | 86.98%
| CZ12 | 0.29981 | 0.089906 | 0.087678 | 0.046256 | 241.9% | 94.37%
| CZ13 | 0.28131 | 0.081216 | 0.092848 | 0.046975 | 203% | 72.89%
| CZ14 | 0.26738 | 0.073178 | 0.088091 | 0.042031 | 203.5% | 74.1%
| CZ15 | 0.25273 | 0.076194 | 0.10635 | 0.049475 | 137.6% | 54%
| CZ16 | 0.26131 | 0.047819 | 0.070222 | 0.022066 | 272.1% | 116.7%
MBT | CZ01 | 0.042211 | 0.010257 | 0.047412 | 0.0082284 | -10.97% | 24.65%
| CZ02 | 0.10307 | 0.049986 | 0.083802 | 0.023334 | 22.99% | 114.2%
| CZ03 | 0.078357 | 0.028182 | 0.069048 | 0.015304 | 13.48% | 84.15%
| CZ04 | 0.098821 | 0.043332 | 0.086609 | 0.025388 | 14.1% | 70.68%
| CZ05 | 0.054818 | 0.019361 | 0.05519 | 0.01107 | -0.6737% | 74.9%
| CZ06 | 0.085057 | 0.037179 | 0.073663 | 0.017959 | 15.47% | 107%
| CZ07 | 0.071839 | 0.029779 | 0.065373 | 0.015365 | 9.892% | 93.8%
| CZ08 | 0.090654 | 0.037711 | 0.079097 | 0.021212 | 14.61% | 77.78%
| CZ09 | 0.11258 | 0.047029 | 0.087747 | 0.021381 | 28.3% | 120%
| CZ10 | 0.10766 | 0.050646 | 0.090794 | 0.025462 | 18.58% | 98.91%
| CZ11 | 0.11265 | 0.055268 | 0.096387 | 0.0324 | 16.87% | 70.58%
| CZ12 | 0.10949 | 0.05275 | 0.093368 | 0.030797 | 17.26% | 71.28%
| CZ13 | 0.11262 | 0.049339 | 0.09606 | 0.031903 | 17.24% | 54.65%
| CZ14 | 0.1119 | 0.044996 | 0.097042 | 0.029013 | 15.31% | 55.09%
| CZ15 | 0.11726 | 0.048364 | 0.10438 | 0.034697 | 12.33% | 39.39%
| CZ16 | 0.085724 | 0.032061 | 0.069178 | 0.016284 | 23.92% | 96.88%
MLI | CZ01 | 0.023499 | 0.0039112 | 0.033564 | 0.0038228 | -29.99% | 2.313%
| CZ02 | 0.059728 | 0.036609 | 0.05542 | 0.017109 | 7.774% | 114%
| CZ03 | 0.039715 | 0.016842 | 0.044791 | 0.0092106 | -11.33% | 82.85%
| CZ04 | 0.056284 | 0.030175 | 0.058409 | 0.018187 | -3.638% | 65.91%
| CZ05 | 0.02931 | 0.0092625 | 0.038938 | 0.0070431 | -24.73% | 31.51%
| CZ06 | 0.047063 | 0.025253 | 0.048063 | 0.011283 | -2.081% | 123.8%
| CZ07 | 0.041281 | 0.019719 | 0.043917 | 0.0096309 | -6.001% | 104.7%
| CZ08 | 0.051222 | 0.028544 | 0.053717 | 0.0168 | -4.645% | 69.9%
| CZ09 | 0.062866 | 0.036862 | 0.058885 | 0.016575 | 6.76% | 122.4%
| CZ10 | 0.064244 | 0.041638 | 0.060035 | 0.019531 | 7.011% | 113.2%
| CZ11 | 0.063797 | 0.044381 | 0.061448 | 0.025994 | 3.822% | 70.74%
| CZ12 | 0.063703 | 0.041272 | 0.061359 | 0.023969 | 3.82% | 72.19%
| CZ13 | 0.0653 | 0.039163 | 0.06314 | 0.024828 | 3.42% | 57.73%
| CZ14 | 0.059338 | 0.036325 | 0.061566 | 0.022828 | -3.62% | 59.12%
| CZ15 | 0.068225 | 0.0398 | 0.067313 | 0.028928 | 1.355% | 37.58%
| CZ16 | 0.040304 | 0.019931 | 0.043675 | 0.010249 | -7.717% | 94.46%
Mtl | CZ01 | 0.040872 | 0.010946 | 0.055143 | 0.0091006 | -25.88% | 20.27%
| CZ02 | 0.085981 | 0.079406 | 0.083414 | 0.035013 | 3.078% | 126.8%
| CZ03 | 0.069759 | 0.037378 | 0.075535 | 0.019734 | -7.647% | 89.41%
| CZ04 | 0.086928 | 0.068609 | 0.087635 | 0.038809 | -0.8066% | 76.79%
| CZ05 | 0.049252 | 0.022528 | 0.061672 | 0.013168 | -20.14% | 71.09%
| CZ06 | 0.081437 | 0.045166 | 0.085105 | 0.022797 | -4.309% | 98.12%
| CZ07 | 0.07175 | 0.037341 | 0.076732 | 0.019578 | -6.492% | 90.73%
| CZ08 | 0.082609 | 0.058191 | 0.084508 | 0.031869 | -2.246% | 82.59%
| CZ09 | 0.097372 | 0.071862 | 0.096619 | 0.031369 | 0.7795% | 129.1%
| CZ10 | 0.10069 | 0.076244 | 0.097186 | 0.035522 | 3.61% | 114.6%
| CZ11 | 0.10149 | 0.087175 | 0.097926 | 0.046256 | 3.64% | 88.46%
| CZ12 | 0.098966 | 0.085263 | 0.094156 | 0.044575 | 5.109% | 91.28%
| CZ13 | 0.10723 | 0.077153 | 0.10049 | 0.045378 | 6.701% | 70.02%
| CZ14 | 0.097769 | 0.07045 | 0.099194 | 0.039953 | -1.437% | 76.33%
| CZ15 | 0.12063 | 0.071681 | 0.11695 | 0.045975 | 3.151% | 55.91%
| CZ16 | 0.069415 | 0.042244 | 0.07185 | 0.020675 | -3.389% | 104.3%
Nrs | CZ01 | 0.040553 | 0.0075044 | 0.052495 | 0.0065953 | -22.75% | 13.78%
| CZ02 | 0.090382 | 0.047928 | 0.076256 | 0.021756 | 18.52% | 120.3%
| CZ03 | 0.058833 | 0.027134 | 0.0651 | 0.014999 | -9.626% | 80.9%
| CZ04 | 0.079944 | 0.042444 | 0.084033 | 0.024744 | -4.866% | 71.53%
| CZ05 | 0.040517 | 0.016156 | 0.053339 | 0.0099141 | -24.04% | 62.96%
| CZ06 | 0.073253 | 0.036859 | 0.078798 | 0.018806 | -7.037% | 96%
| CZ07 | 0.057916 | 0.028997 | 0.065401 | 0.015836 | -11.44% | 83.11%
| CZ08 | 0.077287 | 0.037353 | 0.080662 | 0.020947 | -4.184% | 78.32%
| CZ09 | 0.097237 | 0.054578 | 0.084285 | 0.024538 | 15.37% | 122.4%
| CZ10 | 0.098338 | 0.054559 | 0.088893 | 0.026306 | 10.63% | 107.4%
| CZ11 | 0.098015 | 0.065591 | 0.089261 | 0.035787 | 9.808% | 83.28%
| CZ12 | 0.10097 | 0.059047 | 0.092074 | 0.031803 | 9.658% | 85.66%
| CZ13 | 0.10617 | 0.059003 | 0.097439 | 0.035366 | 8.962% | 66.84%
| CZ14 | 0.087081 | 0.053703 | 0.084237 | 0.031944 | 3.376% | 68.12%
| CZ15 | 0.10649 | 0.065162 | 0.09974 | 0.042037 | 6.763% | 55.01%
| CZ16 | 0.065768 | 0.032228 | 0.066517 | 0.016272 | -1.126% | 98.06%
OfL | CZ01 | 0.017402 | 0.0084219 | 0.02534 | 0.0071275 | -31.33% | 18.16%
| CZ02 | 0.036704 | 0.036778 | 0.035611 | 0.017294 | 3.07% | 112.7%
| CZ03 | 0.029421 | 0.019541 | 0.031924 | 0.010557 | -7.843% | 85.1%
| CZ04 | 0.033538 | 0.031416 | 0.035336 | 0.018066 | -5.089% | 73.9%
| CZ05 | 0.024801 | 0.015451 | 0.030259 | 0.0088237 | -18.04% | 75.11%
| CZ06 | 0.031778 | 0.021712 | 0.032922 | 0.010763 | -3.474% | 101.7%
| CZ07 | 0.029896 | 0.018863 | 0.032137 | 0.0094722 | -6.974% | 99.14%
| CZ08 | 0.031606 | 0.025328 | 0.034268 | 0.014535 | -7.767% | 74.26%
| CZ09 | 0.038206 | 0.032044 | 0.037086 | 0.014654 | 3.02% | 118.7%
| CZ10 | 0.038142 | 0.035428 | 0.037635 | 0.016908 | 1.346% | 109.5%
| CZ11 | 0.041837 | 0.039363 | 0.040487 | 0.022263 | 3.337% | 76.81%
| CZ12 | 0.040722 | 0.037184 | 0.038965 | 0.021197 | 4.509% | 75.42%
| CZ13 | 0.040037 | 0.03355 | 0.039961 | 0.021269 | 0.1908% | 57.74%
| CZ14 | 0.037506 | 0.032069 | 0.039792 | 0.019181 | -5.745% | 67.19%
| CZ15 | 0.043756 | 0.033188 | 0.044839 | 0.022647 | -2.414% | 46.54%
| CZ16 | 0.029825 | 0.020956 | 0.031044 | 0.010565 | -3.926% | 98.36%
OfS | CZ01 | 0.017056 | 0.0074544 | 0.024551 | 0.0065681 | -30.53% | 13.49%
| CZ02 | 0.037215 | 0.035575 | 0.035358 | 0.016567 | 5.253% | 114.7%
| CZ03 | 0.028028 | 0.018987 | 0.03063 | 0.010271 | -8.494% | 84.86%
| CZ04 | 0.034009 | 0.03005 | 0.035669 | 0.017484 | -4.653% | 71.87%
| CZ05 | 0.023059 | 0.014183 | 0.029311 | 0.0083509 | -21.33% | 69.84%
| CZ06 | 0.03091 | 0.021978 | 0.031771 | 0.010703 | -2.71% | 105.3%
| CZ07 | 0.028911 | 0.018738 | 0.031281 | 0.0092516 | -7.577% | 102.5%
| CZ08 | 0.031097 | 0.024928 | 0.033447 | 0.014462 | -7.026% | 72.36%
| CZ09 | 0.038141 | 0.031706 | 0.036899 | 0.014518 | 3.365% | 118.4%
| CZ10 | 0.038181 | 0.034816 | 0.038088 | 0.016566 | 0.2453% | 110.2%
| CZ11 | 0.041837 | 0.039663 | 0.041349 | 0.022178 | 1.18% | 78.84%
| CZ12 | 0.040856 | 0.03685 | 0.039656 | 0.020866 | 3.027% | 76.61%
| CZ13 | 0.040981 | 0.033222 | 0.041244 | 0.021172 | -0.638% | 56.92%
| CZ14 | 0.037716 | 0.032044 | 0.040032 | 0.018944 | -5.785% | 69.15%
| CZ15 | 0.043153 | 0.033784 | 0.044323 | 0.022909 | -2.638% | 47.47%
| CZ16 | 0.029646 | 0.021416 | 0.03061 | 0.010667 | -3.152% | 100.8%
RFF | CZ01 | 0.23642 | 0.011172 | 0.03344 | 0.012918 | 607% | -13.51%
| CZ02 | 0.33103 | 0.083809 | 0.066363 | 0.041316 | 398.8% | 102.9%
| CZ03 | 0.24929 | 0.038225 | 0.064351 | 0.025406 | 287.4% | 50.46%
| CZ04 | 0.30783 | 0.071744 | 0.068402 | 0.046966 | 350% | 52.76%
| CZ05 | 0.20395 | 0.023266 | 0.049709 | 0.018003 | 310.3% | 29.23%
| CZ06 | 0.27273 | 0.054331 | 0.076107 | 0.028831 | 258.4% | 88.45%
| CZ07 | 0.22061 | 0.040984 | 0.068394 | 0.025084 | 222.6% | 63.39%
| CZ08 | 0.2497 | 0.063984 | 0.069047 | 0.038569 | 261.6% | 65.9%
| CZ09 | 0.2821 | 0.083141 | 0.082114 | 0.034656 | 243.5% | 139.9%
| CZ10 | 0.2775 | 0.090472 | 0.080076 | 0.043681 | 246.5% | 107.1%
| CZ11 | 0.3026 | 0.095725 | 0.080211 | 0.050972 | 277.3% | 87.8%
| CZ12 | 0.32365 | 0.094266 | 0.075879 | 0.051781 | 326.5% | 82.05%
| CZ13 | 0.28894 | 0.089781 | 0.080164 | 0.052825 | 260.4% | 69.96%
| CZ14 | 0.28172 | 0.078037 | 0.084681 | 0.044603 | 232.7% | 74.96%
| CZ15 | 0.30301 | 0.082728 | 0.096262 | 0.052031 | 214.8% | 59%
| CZ16 | 0.26718 | 0.046387 | 0.067746 | 0.026287 | 294.4% | 76.46%
RSD | CZ01 | 0.2135 | 0.012567 | 0.034537 | 0.01265 | 518.2% | -0.6596%
| CZ02 | 0.31423 | 0.090088 | 0.076373 | 0.038097 | 311.4% | 136.5%
| CZ03 | 0.26803 | 0.044441 | 0.065062 | 0.025772 | 312% | 72.44%
| CZ04 | 0.29919 | 0.080366 | 0.076801 | 0.044288 | 289.6% | 81.46%
| CZ05 | 0.2283 | 0.027584 | 0.047997 | 0.017428 | 375.7% | 58.28%
| CZ06 | 0.29184 | 0.060894 | 0.075755 | 0.030706 | 285.2% | 98.31%
| CZ07 | 0.25076 | 0.048363 | 0.064409 | 0.026928 | 289.3% | 79.6%
| CZ08 | 0.26279 | 0.063591 | 0.075382 | 0.034431 | 248.6% | 84.69%
| CZ09 | 0.29624 | 0.080944 | 0.092965 | 0.0315 | 218.7% | 157%
| CZ10 | 0.31132 | 0.087322 | 0.08924 | 0.039659 | 248.9% | 120.2%
| CZ11 | 0.31103 | 0.091362 | 0.094037 | 0.04665 | 230.8% | 95.85%
| CZ12 | 0.31433 | 0.094822 | 0.089021 | 0.047441 | 253.1% | 99.87%
| CZ13 | 0.29923 | 0.087384 | 0.092448 | 0.049022 | 223.7% | 78.26%
| CZ14 | 0.28381 | 0.073241 | 0.097743 | 0.040466 | 190.4% | 80.99%
| CZ15 | 0.28706 | 0.076991 | 0.11166 | 0.0474 | 157.1% | 62.43%
| CZ16 | 0.28574 | 0.050641 | 0.070363 | 0.025994 | 306.1% | 94.82%
Rt3 | CZ01 | 0.031162 | 0.02385 | 0.048801 | 0.016816 | -36.14% | 41.83%
| CZ02 | 0.087734 | 0.083256 | 0.082304 | 0.038206 | 6.598% | 117.9%
| CZ03 | 0.071228 | 0.056397 | 0.071305 | 0.031238 | -0.1078% | 80.54%
| CZ04 | 0.086484 | 0.075156 | 0.082354 | 0.042959 | 5.016% | 74.95%
| CZ05 | 0.052169 | 0.037719 | 0.058031 | 0.022888 | -10.1% | 64.8%
| CZ06 | 0.076362 | 0.072075 | 0.080114 | 0.035747 | -4.683% | 101.6%
| CZ07 | 0.07375 | 0.062766 | 0.073626 | 0.033175 | 0.1689% | 89.2%
| CZ08 | 0.081253 | 0.066809 | 0.080589 | 0.036875 | 0.8236% | 81.18%
| CZ09 | 0.097966 | 0.075784 | 0.097488 | 0.032888 | 0.4901% | 130.4%
| CZ10 | 0.097106 | 0.082384 | 0.087817 | 0.041731 | 10.58% | 97.42%
| CZ11 | 0.10371 | 0.082422 | 0.094221 | 0.047169 | 10.07% | 74.74%
| CZ12 | 0.10108 | 0.083278 | 0.089584 | 0.047262 | 12.83% | 76.2%
| CZ13 | 0.10416 | 0.078144 | 0.092745 | 0.048441 | 12.3% | 61.32%
| CZ14 | 0.098434 | 0.069106 | 0.095954 | 0.041962 | 2.585% | 64.69%
| CZ15 | 0.11328 | 0.074459 | 0.10774 | 0.049378 | 5.142% | 50.79%
| CZ16 | 0.072166 | 0.059822 | 0.071371 | 0.031303 | 1.114% | 91.11%
RtL | CZ01 | 0.043173 | 0.026661 | 0.051233 | 0.017909 | -15.73% | 48.86%
| CZ02 | 0.10256 | 0.083032 | 0.094745 | 0.037881 | 8.253% | 119.2%
| CZ03 | 0.085643 | 0.056311 | 0.075212 | 0.031047 | 13.87% | 81.37%
| CZ04 | 0.10304 | 0.075525 | 0.091011 | 0.043325 | 13.22% | 74.32%
| CZ05 | 0.069339 | 0.037243 | 0.064895 | 0.022359 | 6.848% | 66.56%
| CZ06 | 0.091471 | 0.073364 | 0.082173 | 0.036928 | 11.32% | 98.67%
| CZ07 | 0.079686 | 0.062361 | 0.074309 | 0.033547 | 7.235% | 85.89%
| CZ08 | 0.10121 | 0.063746 | 0.090014 | 0.035213 | 12.44% | 81.03%
| CZ09 | 0.11781 | 0.075411 | 0.10972 | 0.032606 | 7.374% | 131.3%
| CZ10 | 0.11008 | 0.081386 | 0.099786 | 0.039897 | 10.32% | 104%
| CZ11 | 0.11879 | 0.087132 | 0.10641 | 0.048113 | 11.62% | 81.1%
| CZ12 | 0.10835 | 0.086025 | 0.10024 | 0.046716 | 8.084% | 84.15%
| CZ13 | 0.11259 | 0.080639 | 0.10107 | 0.048381 | 11.4% | 66.67%
| CZ14 | 0.1252 | 0.0701 | 0.1094 | 0.042697 | 14.44% | 64.18%
| CZ15 | 0.12841 | 0.075529 | 0.11462 | 0.049747 | 12.03% | 51.83%
| CZ16 | 0.10219 | 0.060846 | 0.080784 | 0.031306 | 26.49% | 94.36%
RtS | CZ01 | 0.028706 | 0.013925 | 0.06606 | 0.011757 | -56.55% | 18.44%
| CZ02 | 0.14866 | 0.076619 | 0.10262 | 0.034553 | 44.86% | 121.7%
| CZ03 | 0.090838 | 0.044963 | 0.088023 | 0.024266 | 3.198% | 85.29%
| CZ04 | 0.13908 | 0.066037 | 0.10223 | 0.038875 | 36.05% | 69.87%
| CZ05 | 0.0607 | 0.026781 | 0.077412 | 0.016334 | -21.59% | 63.96%
| CZ06 | 0.10885 | 0.061744 | 0.09954 | 0.029291 | 9.348% | 110.8%
| CZ07 | 0.091154 | 0.050244 | 0.088268 | 0.025384 | 3.27% | 97.93%
| CZ08 | 0.12448 | 0.058278 | 0.10107 | 0.032803 | 23.16% | 77.66%
| CZ09 | 0.13221 | 0.070103 | 0.12306 | 0.030488 | 7.437% | 129.9%
| CZ10 | 0.15065 | 0.075997 | 0.10915 | 0.037572 | 38.02% | 102.3%
| CZ11 | 0.19923 | 0.083888 | 0.11252 | 0.046678 | 77.06% | 79.71%
| CZ12 | 0.16889 | 0.080062 | 0.1089 | 0.044772 | 55.09% | 78.82%
| CZ13 | 0.16788 | 0.075081 | 0.10967 | 0.046206 | 53.07% | 62.49%
| CZ14 | 0.18925 | 0.066922 | 0.11993 | 0.040738 | 57.8% | 64.28%
| CZ15 | 0.21044 | 0.075609 | 0.12856 | 0.049237 | 63.69% | 53.56%
| CZ16 | 0.11446 | 0.050669 | 0.088987 | 0.025737 | 28.62% | 96.87%
SCn | CZ01 | 0.01063 | 0.00070844 | 0.034427 | 0.00056813 | -69.12% | 24.7%
| CZ02 | 0.10141 | 0.03305 | 0.07093 | 0.015292 | 42.98% | 116.1%
| CZ03 | 0.019737 | 0.0063694 | 0.045746 | 0.0044725 | -56.86% | 42.41%
| CZ04 | 0.082469 | 0.026659 | 0.074219 | 0.017184 | 11.12% | 55.14%
| CZ05 | 0.015055 | 0.0021244 | 0.04173 | 0.0020531 | -63.92% | 3.47%
| CZ06 | 0.055937 | 0.021891 | 0.053809 | 0.0092006 | 3.954% | 137.9%
| CZ07 | 0.02923 | 0.014678 | 0.045702 | 0.0068141 | -36.04% | 115.4%
| CZ08 | 0.075042 | 0.030322 | 0.068077 | 0.017197 | 10.23% | 76.32%
| CZ09 | 0.072406 | 0.041462 | 0.076368 | 0.016331 | -5.187% | 153.9%
| CZ10 | 0.097657 | 0.046103 | 0.077831 | 0.020178 | 25.47% | 128.5%
| CZ11 | 0.11977 | 0.047697 | 0.075846 | 0.027287 | 57.91% | 74.79%
| CZ12 | 0.1012 | 0.042097 | 0.075093 | 0.025056 | 34.77% | 68.01%
| CZ13 | 0.10978 | 0.041169 | 0.080559 | 0.025706 | 36.28% | 60.15%
| CZ14 | 0.11369 | 0.039734 | 0.078724 | 0.024381 | 44.42% | 62.97%
| CZ15 | 0.12611 | 0.040772 | 0.089048 | 0.028269 | 41.62% | 44.23%
| CZ16 | 0.042327 | 0.015281 | 0.05065 | 0.0080591 | -16.43% | 89.61%
Grand Total |  | 0.10162 | 0.045872 | 0.068048 | 0.024899 | 49.34% | 84.23%

## Chart kW, EU (hidden)
PA | (Multiple Items)
EnergyImpactID | (blank)
BldgHVAC | (All)
|  | Version | Values
BldgType | BldgLoc
Grand Total

## Chart therm, WB
PA | Any
EnergyImpactID | NE-HVAC-airHP-SpltPkg-65to134kBtuh-11p5eer-3p4cop |  | Be sure to show the sector-level UES values at the very top of the pivot table to yield accurate weighted sector-wide savings deltas.
BldgHVAC | cDXHP
|  |  | Weighted Sector-wide Delta: | 0% | 0%
|  | Version | Values
|  | DEER2020 |  | Delta
BldgType | BldgLoc | Avg. Pre-therm, WB | Avg. Std-therm, WB | Avg Pre | Avg Std | wts_Res_CA_normalized | wts_Com_CA_normalized
Com | CZ01 | 0.0002125 | -2e-05 |  |  | 0.4335% | 0.2696%
| CZ02 | -2e-05 | 0 | -100% |  | 2.177% | 1.674%
| CZ03 | 5e-05 | 0 | -100% |  | 9.506% | 9.06%
| CZ04 | 2.75e-05 | 0 | -100% |  | 4.966% | 3.978%
| CZ05 | -2e-05 | 0 | -100% |  | 1.495% | 0.8305%
| CZ06 | -5.25e-05 | 0 | -100% |  | 12.62% | 13.82%
| CZ07 | 5.5e-05 | 2.5e-06 | -100% |  | 5.817% | 4.721%
| CZ08 | 2.75e-05 | 0 | -100% |  | 12.83% | 19.99%
| CZ09 | 5e-06 | 0 | -100% |  | 16.58% | 14.7%
| CZ10 | -2.5e-06 | 0 | -100% |  | 12.27% | 13.72%
| CZ11 | 2.5e-05 | 0 | -100% |  | 2.584% | 1.391%
| CZ12 | 1.25e-05 | 0 | -100% |  | 7.686% | 5.216%
| CZ13 | -3.5e-05 | 0 | -100% |  | 4.86% | 4.927%
| CZ14 | -2.25e-05 | 0 | -100% |  | 2.911% | 1.938%
| CZ15 | 2.5e-06 | 0 | -100% |  | 1.346% | 2.413%
| CZ16 | 8e-05 | 0 | -100% |  | 1.912% | 1.348%
Asm | CZ01 | 0 | 0
| CZ02 | 0 | 0
| CZ03 | 0 | 0
| CZ04 | 0 | 0
| CZ05 | 0 | 0
| CZ06 | 0 | 0
| CZ07 | 0 | 0
| CZ08 | 0 | 0
| CZ09 | 0 | 0
| CZ10 | 0 | 0
| CZ11 | 0 | 0
| CZ12 | 0 | 0
| CZ13 | 0 | 0
| CZ14 | 0 | 0
| CZ15 | 0 | 0
| CZ16 | 0 | 0
ECC | CZ01 | 0 | 0
| CZ02 | 0 | 0
| CZ03 | 0 | 0
| CZ04 | 0 | 0
| CZ05 | 0 | 0
| CZ06 | 0 | 0
| CZ07 | 0 | 0
| CZ08 | 0 | 0
| CZ09 | 0 | 0
| CZ10 | 0 | 0
| CZ11 | 0 | 0
| CZ12 | 0 | 0
| CZ13 | 0 | 0
| CZ14 | 0 | 0
| CZ15 | 0 | 0
| CZ16 | 0 | 0
EPr | CZ01 | 0 | 0
| CZ02 | 0 | 0
| CZ03 | 0 | 0
| CZ04 | 0 | 0
| CZ05 | 0 | 0
| CZ06 | 0 | 0
| CZ07 | 0 | 0
| CZ08 | 0 | 0
| CZ09 | 0 | 0
| CZ10 | 0 | 0
| CZ11 | 0 | 0
| CZ12 | 0 | 0
| CZ13 | 0 | 0
| CZ14 | 0 | 0
| CZ15 | 0 | 0
| CZ16 | 0 | 0
ERC | CZ01 | 0 | 0
| CZ02 | 0 | 0
| CZ03 | 0 | 0
| CZ04 | 0 | 0
| CZ05 | 0 | 0
| CZ06 | 0 | 0
| CZ07 | 0 | 0
| CZ08 | 0 | 0
| CZ09 | 0 | 0
| CZ10 | 0 | 0
| CZ11 | 0 | 0
| CZ12 | 0 | 0
| CZ13 | 0 | 0
| CZ14 | 0 | 0
| CZ15 | 0 | 0
| CZ16 | 0 | 0
ESe | CZ01 | 0 | 0
| CZ02 | 0 | 0
| CZ03 | 0 | 0
| CZ04 | 0 | 0
| CZ05 | 0 | 0
| CZ06 | 0 | 0
| CZ07 | 0 | 0
| CZ08 | 0 | 0
| CZ09 | 0 | 0
| CZ10 | 0 | 0
| CZ11 | 0 | 0
| CZ12 | 0 | 0
| CZ13 | 0 | 0
| CZ14 | 0 | 0
| CZ15 | 0 | 0
| CZ16 | 0 | 0
EUn | CZ01 | 0 | 0
| CZ02 | 0 | 0
| CZ03 | 0 | 0
| CZ04 | 0 | 0
| CZ05 | 0 | 0
| CZ06 | 0 | 0
| CZ07 | 0 | 0
| CZ08 | 0 | 0
| CZ09 | 0 | 0
| CZ10 | 0 | 0
| CZ11 | 0 | 0
| CZ12 | 0 | 0
| CZ13 | 0 | 0
| CZ14 | 0 | 0
| CZ15 | 0 | 0
| CZ16 | 0 | 0
Gro | CZ01 | 0.0044775 | -0.0003975
| CZ02 | -0.0003375 | 0
| CZ03 | 0.0013725 | 0
| CZ04 | 0.00078 | 5e-06
| CZ05 | -0.00041 | 0
| CZ06 | -0.0011125 | 0
| CZ07 | 0.001 | 4e-05
| CZ08 | 0.0006625 | 0
| CZ09 | 0.0001025 | 0
| CZ10 | 1.5e-05 | 0
| CZ11 | 0.00041 | 0
| CZ12 | 0.00025 | 0
| CZ13 | -0.0006175 | 0
| CZ14 | -0.000345 | 0
| CZ15 | 2.75e-05 | 0
| CZ16 | 0.001545 | 1.25e-05
Hsp | CZ01 | 0 | 0
| CZ02 | 0 | 0
| CZ03 | 0 | 0
| CZ04 | 0 | 0
| CZ05 | 0 | 0
| CZ06 | 0 | 0
| CZ07 | 0 | 0
| CZ08 | 0 | 0
| CZ09 | 0 | 0
| CZ10 | 0 | 0
| CZ11 | 0 | 0
| CZ12 | 0 | 0
| CZ13 | 0 | 0
| CZ14 | 0 | 0
| CZ15 | 0 | 0
| CZ16 | 0 | 0
Htl | CZ01 | 0 | 0
| CZ02 | 0 | 0
| CZ03 | 0 | 0
| CZ04 | 0 | 0
| CZ05 | 0 | 0
| CZ06 | 0 | 0
| CZ07 | 0 | 0
| CZ08 | 0 | 0
| CZ09 | 0 | 0
| CZ10 | 0 | 0
| CZ11 | 0 | 0
| CZ12 | 0 | 0
| CZ13 | 0 | 0
| CZ14 | 0 | 0
| CZ15 | 0 | 0
| CZ16 | 0 | 0
MBT | CZ01 | 0 | 0
| CZ02 | 0 | 0
| CZ03 | 0 | 0
| CZ04 | 0 | 0
| CZ05 | 0 | 0
| CZ06 | 0 | 0
| CZ07 | 0 | 0
| CZ08 | 0 | 0
| CZ09 | 0 | 0
| CZ10 | 0 | 0
| CZ11 | 0 | 0
| CZ12 | 0 | 0
| CZ13 | 0 | 0
| CZ14 | 0 | 0
| CZ15 | 0 | 0
| CZ16 | 0 | 0
MLI | CZ01 | 0 | 0
| CZ02 | 0 | 0
| CZ03 | 0 | 0
| CZ04 | 0 | 0
| CZ05 | 0 | 0
| CZ06 | 0 | 0
| CZ07 | 0 | 0
| CZ08 | 0 | 0
| CZ09 | 0 | 0
| CZ10 | 0 | 0
| CZ11 | 0 | 0
| CZ12 | 0 | 0
| CZ13 | 0 | 0
| CZ14 | 0 | 0
| CZ15 | 0 | 0
| CZ16 | 0 | 0
Mtl | CZ01 | 0 | 0
| CZ02 | 0 | 0
| CZ03 | 0 | 0
| CZ04 | 0 | 0
| CZ05 | 0 | 0
| CZ06 | 0 | 0
| CZ07 | 0 | 0
| CZ08 | 0 | 0
| CZ09 | 0 | 0
| CZ10 | 0 | 0
| CZ11 | 0 | 0
| CZ12 | 0 | 0
| CZ13 | 0 | 0
| CZ14 | 0 | 0
| CZ15 | 0 | 0
| CZ16 | 0 | 0
Nrs | CZ01 | 0 | 0
| CZ02 | 0 | 0
| CZ03 | 0 | 0
| CZ04 | 0 | 0
| CZ05 | 0 | 0
| CZ06 | 0 | 0
| CZ07 | 0 | 0
| CZ08 | 0 | 0
| CZ09 | 0 | 0
| CZ10 | 0 | 0
| CZ11 | 0 | 0
| CZ12 | 0 | 0
| CZ13 | 0 | 0
| CZ14 | 0 | 0
| CZ15 | 0 | 0
| CZ16 | 0 | 0
OfL | CZ01 | 0 | 0
| CZ02 | 0 | 0
| CZ03 | 0 | 0
| CZ04 | 0 | 0
| CZ05 | 0 | 0
| CZ06 | 0 | 0
| CZ07 | 0 | 0
| CZ08 | 0 | 0
| CZ09 | 0 | 0
| CZ10 | 0 | 0
| CZ11 | 0 | 0
| CZ12 | 0 | 0
| CZ13 | 0 | 0
| CZ14 | 0 | 0
| CZ15 | 0 | 0
| CZ16 | 0 | 0
OfS | CZ01 | 0 | 0
| CZ02 | 0 | 0
| CZ03 | 0 | 0
| CZ04 | 0 | 0
| CZ05 | 0 | 0
| CZ06 | 0 | 0
| CZ07 | 0 | 0
| CZ08 | 0 | 0
| CZ09 | 0 | 0
| CZ10 | 0 | 0
| CZ11 | 0 | 0
| CZ12 | 0 | 0
| CZ13 | 0 | 0
| CZ14 | 0 | 0
| CZ15 | 0 | 0
| CZ16 | 0 | 0
RFF | CZ01 | 0 | 0
| CZ02 | 0 | 0
| CZ03 | 0 | 0
| CZ04 | 0 | 0
| CZ05 | 0 | 0
| CZ06 | 0 | 0
| CZ07 | 0 | 0
| CZ08 | 0 | 0
| CZ09 | 0 | 0
| CZ10 | 0 | 0
| CZ11 | 0 | 0
| CZ12 | 0 | 0
| CZ13 | 0 | 0
| CZ14 | 0 | 0
| CZ15 | 0 | 0
| CZ16 | 0 | 0
RSD | CZ01 | 0 | 0
| CZ02 | 0 | 0
| CZ03 | 0 | 0
| CZ04 | 0 | 0
| CZ05 | 0 | 0
| CZ06 | 0 | 0
| CZ07 | 0 | 0
| CZ08 | 0 | 0
| CZ09 | 0 | 0
| CZ10 | 0 | 0
| CZ11 | 0 | 0
| CZ12 | 0 | 0
| CZ13 | 0 | 0
| CZ14 | 0 | 0
| CZ15 | 0 | 0
| CZ16 | 0 | 0
Rt3 | CZ01 | 0 | 0
| CZ02 | 0 | 0
| CZ03 | 0 | 0
| CZ04 | 0 | 0
| CZ05 | 0 | 0
| CZ06 | 0 | 0
| CZ07 | 0 | 0
| CZ08 | 0 | 0
| CZ09 | 0 | 0
| CZ10 | 0 | 0
| CZ11 | 0 | 0
| CZ12 | 0 | 0
| CZ13 | 0 | 0
| CZ14 | 0 | 0
| CZ15 | 0 | 0
| CZ16 | 0 | 0
RtL | CZ01 | 0 | 0
| CZ02 | 0 | 0
| CZ03 | 0 | 0
| CZ04 | 0 | 0
| CZ05 | 0 | 0
| CZ06 | 0 | 0
| CZ07 | 0 | 0
| CZ08 | 0 | 0
| CZ09 | 0 | 0
| CZ10 | 0 | 0
| CZ11 | 0 | 0
| CZ12 | 0 | 0
| CZ13 | 0 | 0
| CZ14 | 0 | 0
| CZ15 | 0 | 0
| CZ16 | 0 | 0
RtS | CZ01 | 0 | 0
| CZ02 | 0 | 0
| CZ03 | 0 | 0
| CZ04 | 0 | 0
| CZ05 | 0 | 0
| CZ06 | 0 | 0
| CZ07 | 0 | 0
| CZ08 | 0 | 0
| CZ09 | 0 | 0
| CZ10 | 0 | 0
| CZ11 | 0 | 0
| CZ12 | 0 | 0
| CZ13 | 0 | 0
| CZ14 | 0 | 0
| CZ15 | 0 | 0
| CZ16 | 0 | 0
SCn | CZ01 | 0 | 0
| CZ02 | 0 | 0
| CZ03 | 0 | 0
| CZ04 | 0 | 0
| CZ05 | 0 | 0
| CZ06 | 0 | 0
| CZ07 | 0 | 0
| CZ08 | 0 | 0
| CZ09 | 0 | 0
| CZ10 | 0 | 0
| CZ11 | 0 | 0
| CZ12 | 0 | 0
| CZ13 | 0 | 0
| CZ14 | 0 | 0
| CZ15 | 0 | 0
| CZ16 | 0 | 0
Grand Total |  | 2.3196e-05 | -1.0156e-06

## Chart therm, EU (hidden)
PA | (Multiple Items)
EnergyImpactID | (blank)
BldgHVAC | (All)
|  | Version | Values
BldgType | BldgLoc
Grand Total

## SWHC013
Federal
Capacity Range |  | Heating Type | EER (AC) | EER (HP) | IEER (AC) | IEER (HP) | COP (HP)
65 | 135 | No heating or electric resistance | 11.2 | 11 | 14.8 | 14.1 | 3.4
|  | Alll Other heating | 11 | 10.8 | 14.6 | 13.9
135 | 240 | No heating or electric resistance | 11 | 10.6 | 14.2 | 13.5 | 3.3
|  | Alll Other heating | 10.8 | 10.4 | 14 | 13.3
240 | 760 | No heating or electric resistance | 10 | 9.5 | 13.2 | 12.5 | 3.2
|  | Alll Other heating | 9.8 | 9.3 | 13 | 12.3
https://www.ecfr.gov/current/title-10/chapter-II/subchapter-D/part-431/subpart-F
| EER | Table 1 to § 431.97 - Minimum Cooling Efficiency Standards for Air Conditioning and Heating Equipment
| IEER | Table 3 to § 431.97 - Updates to the Minimum Cooling Efficiency Standards for Air Conditioning and Heating Equipment
| COP | Table 4 to § 431.97 - Updates to the Minimum Heating Efficiency Standards for Air-Cooled Air Conditioning and Heating Equipment [Heat Pumps]
Title-24 2022 |  |  | EER (AC) | EER (HP) | IEER (AC) | IEER (HP) | COP (HP)
65 | 135 | No heating or electric resistance | 11.2 | 11 | 14.8 | 14.1 | 3.4
|  | Alll Other heating | 11 | 10.8 | 14.6 | 13.9
135 | 240 | No heating or electric resistance | 11 | 10.6 | 14.2 | 13.5 | 3.3*
|  | Alll Other heating | 10.8 | 10.4 | 14 | 13.3
240 | 760 | No heating or electric resistance | 10 | 9.5 | 13.2 | 12.5
|  | Alll Other heating | 9.8 | 9.3 | 13 | 12.3
>760 |  | No heating or electric resistance | 9.7 | 9.5 | 12.5 | 12.5
|  | Alll Other heating | 9.5 | 9.3 | 12.3 | 12.3
SECTION 110.2 – MANDATORY REQUIREMENTS FOR SPACE-CONDITIONING EQUIPMENT: https://energycodeace.com/content/reference-ace-2022-tool
| AC | TABLE 110.2-A AIR CONDITIONERS AND CONDENSING UNITS – MINIMUM EFFICIENCY REQUIREMENTS
| HP | TABLE 110.2-B HEAT PUMPS, MINIMUM EFFICIENCY REQUIREMENTS

## SWHC014 (hidden)
Equipment Type | SEER (AC) | SEER (HP) | HSPF
Three-phase, Split | 13 | 14 | 8.2
Three-phase, Single-package | 14 | 14 | 8

## Measure DEER
Index | MeasureID | Description | Version | VersionSource | LastMod | EnergyImpactID | MeasImpactType | EnImpCalcType | ImpScaleBasis | StdScaleVal | PreScaleVal | ImpWeighting | WeightGroupID | ApplyIE | IETableName | TechBased | Sector | PA | UseCategory | UseSubCategory | TechGroup | TechType | MeasCostID | EUL_ID | PreDesc | StdDesc | MeasDesc | PreTechID | StdTechID | MeasTechID | Status | Comment | PreMultiTech | StdMultiTech | SourceDesc | SupportedAppType | StdCostID | RUL_ID | LegacyID | MeasQualifierGroup | StartDate | ExpiryDate | ReviewStatus | MeasID_SCE | MeasID_PGE | MeasID_SDG | MeasID_SCG | MeasType | ReviewComment | FilingSpec | ClaimSpec | IsProposed | LastModBy | Created | CreatedComment | CreatedBy | LastModComment | WeatherSim | FuelSub_ID
1 | C-In-LED-A19(EISA-Bin-60w-100LPW)-dWP1p4 | LED A Lamp replaces pre-existing standard lighting Wattage based on EISA bin and LPW | DEER2016 | Disposition | 2020-11-24 16:30 | Com-Iltg-dWatt-CFL_OSbldg | NonDEER | Scaled | DeltaWatts | 1.4 | 1.4 | None |  | 0 |  | 0 | Com | Any | Lighting | InGen-CFL | Ltg_Lamp | LED_lamp |  | ILtg-Com-LED-20000hr | LED A19 Basecase, 75% LED, 25% CFL | LED A19 Basecase, 75% LED, 25% CFL | LED Lamp: A19, EISA Bin 60, 100 LPW |  |  |  | Available |  | 0 | 0 | 2018Phase1ScrewInLampDisposition | RobNc |  |  |  |  | 2018-07-01 | 2019-12-31 | NotInEA |  |  |  |  | Standard | Expires 12/31/2019 due to DEER2020 revised impacts and peak demand definition | 1 | 1 | 0 | Deemed Ex Ante Team |  | Expires 12/31/2019 due to DEER2020 revised impacts and peak demand definition |  | Updated to indicate claim/filing status
1 | C-In-LED-CanRet(12w)-dWP16 | Commercial Indoor General Lighting: LED Lamp replaces pre-existing standard lighting Wattage. Measure includes Code case. Impacts: CFL-based HOU (varies by BldgType) | DEER2016 | Disposition | 2020-11-24 16:30 | Com-Iltg-dWatt-CFL_OSbldg | NonDEER | Scaled | BaseRatio |  |  | None |  | 0 |  | 1 | Com | Any | Lighting | InGen-CFL | Ltg_Lamp | LED_lamp |  | ILtg-Com-LED-20000hr | LED PAR30 Basecase, Total Watts = 2.34 x Msr Watts | LED PAR30 Basecase, Total Watts = 2.34 x Msr Watts | LED Lamp: CanRet, 12 Watts, non-dimmable | LEDratio0234 | LEDratio0234 | LED-CanRet(12w) | Available |  | 0 | 0 | 2018Phase1ScrewInLampDisposition | RobNc |  |  |  | None | 2018-07-01 | 2019-12-31 | InEA_modVal |  |  |  |  | Standard | Expires 12/31/2019 due to DEER2020 revised impacts and peak demand definition | 1 | 1 | 0 | Deemed Ex Ante Team |  | Expires 12/31/2019 due to DEER2020 revised impacts and peak demand definition |  | Updated to indicate claim/filing status
1 | C-In-LED-CanRet(14w)-dWP19 | Commercial Indoor General Lighting: LED Lamp replaces pre-existing standard lighting Wattage. Measure includes Code case. Impacts: CFL-based HOU (varies by BldgType) | DEER2016 | Disposition | 2020-11-24 16:30 | Com-Iltg-dWatt-CFL_OSbldg | NonDEER | Scaled | BaseRatio |  |  | None |  | 0 |  | 1 | Com | Any | Lighting | InGen-CFL | Ltg_Lamp | LED_lamp |  | ILtg-Com-LED-20000hr | LED PAR30 Basecase, Total Watts = 2.34 x Msr Watts | LED PAR30 Basecase, Total Watts = 2.34 x Msr Watts | LED Lamp: CanRet, 14 Watts, non-dimmable | LEDratio0234 | LEDratio0234 | LED-CanRet(14w) | Available |  | 0 | 0 | 2018Phase1ScrewInLampDisposition | RobNc |  |  |  | None | 2018-07-01 | 2019-12-31 | InEA_modVal |  |  |  |  | Standard | Expires 12/31/2019 due to DEER2020 revised impacts and peak demand definition | 1 | 1 | 0 | Deemed Ex Ante Team |  | Expires 12/31/2019 due to DEER2020 revised impacts and peak demand definition |  | Updated to indicate claim/filing status
1 | C-In-LED-CanRet(20w)-dWP27 | Commercial Indoor General Lighting: LED Lamp replaces pre-existing standard lighting Wattage. Measure includes Code case. Impacts: CFL-based HOU (varies by BldgType) | DEER2016 | Disposition | 2020-11-24 16:30 | Com-Iltg-dWatt-CFL_OSbldg | NonDEER | Scaled | BaseRatio |  |  | None |  | 0 |  | 1 | Com | Any | Lighting | InGen-CFL | Ltg_Lamp | LED_lamp |  | ILtg-Com-LED-20000hr | LED PAR30 Basecase, Total Watts = 2.34 x Msr Watts | LED PAR30 Basecase, Total Watts = 2.34 x Msr Watts | LED Lamp: Can Retrofit, 20 Watts | LEDratio0234 | LEDratio0234 | LED-CanRet(20w) | Available |  | 0 | 0 | 2018Phase1ScrewInLampDisposition | RobNc |  |  |  | None | 2018-07-01 | 2019-12-31 | InEA_modVal |  |  |  |  | Standard | Expires 12/31/2019 due to DEER2020 revised impacts and peak demand definition | 1 | 1 | 0 | Deemed Ex Ante Team |  | Expires 12/31/2019 due to DEER2020 revised impacts and peak demand definition |  | Updated to indicate claim/filing status
1 | C-In-LED-CanRet(21w)-dWP28 | Commercial Indoor General Lighting: LED Lamp replaces pre-existing standard lighting Wattage. Measure includes Code case. Impacts: CFL-based HOU (varies by BldgType) | DEER2016 | Disposition | 2020-11-24 16:30 | Com-Iltg-dWatt-CFL_OSbldg | NonDEER | Scaled | BaseRatio |  |  | None |  | 0 |  | 1 | Com | Any | Lighting | InGen-CFL | Ltg_Lamp | LED_lamp |  | ILtg-Com-LED-20000hr | LED PAR30 Basecase, Total Watts = 2.34 x Msr Watts | LED PAR30 Basecase, Total Watts = 2.34 x Msr Watts | LED Lamp: CanRet, 21 Watts, non-dimmable | LEDratio0234 | LEDratio0234 | LED-CanRet(21w) | Available |  | 0 | 0 | 2018Phase1ScrewInLampDisposition | RobNc |  |  |  | None | 2018-07-01 | 2019-12-31 | InEA_modVal |  |  |  |  | Standard | Expires 12/31/2019 due to DEER2020 revised impacts and peak demand definition | 1 | 1 | 0 | Deemed Ex Ante Team |  | Expires 12/31/2019 due to DEER2020 revised impacts and peak demand definition |  | Updated to indicate claim/filing status
1 | C-In-LED-CanRet(23w)-dWP31 | Commercial Indoor General Lighting: LED Lamp replaces pre-existing standard lighting Wattage. Measure includes Code case. Impacts: CFL-based HOU (varies by BldgType) | DEER2016 | Disposition | 2020-11-24 16:30 | Com-Iltg-dWatt-CFL_OSbldg | NonDEER | Scaled | BaseRatio |  |  | None |  | 0 |  | 1 | Com | Any | Lighting | InGen-CFL | Ltg_Lamp | LED_lamp |  | ILtg-Com-LED-20000hr | LED PAR30 Basecase, Total Watts = 2.34 x Msr Watts | LED PAR30 Basecase, Total Watts = 2.34 x Msr Watts | LED Lamp: Can Retrofit, 23 Watts | LEDratio0234 | LEDratio0234 | LED-CanRet(23w) | Available |  | 0 | 0 | 2018Phase1ScrewInLampDisposition | RobNc |  |  |  | None | 2018-07-01 | 2019-12-31 | InEA_modVal |  |  |  |  | Standard | Expires 12/31/2019 due to DEER2020 revised impacts and peak demand definition | 1 | 1 | 0 | Deemed Ex Ante Team |  | Expires 12/31/2019 due to DEER2020 revised impacts and peak demand definition |  | Updated to indicate claim/filing status
1 | C-In-LEDFixt(112.99w)-dwP29.6 | Commercial Indoor High/Low Bay Lighting: LED Fixture. Normal Replacement (NR) and New Construction (NC) applications. Savings calculated above a standard practice baseline. | DEER2016 | Disposition | 2020-11-24 16:30 | Com-Iltg-dWatt-HB_OSbldg | NonDEER | Scaled | Delta | 29.6 |  | None |  | 0 |  | 0 | Com | Any | Lighting | InGen-HB | Ltg_Fixture | LED_fixt | LEDFixt(112.99w) | ILtg-Com-LED-50000hr |  | 10% HPT8 6 lamp LF Fixture & 90% LED 25th percentile Efficacy | LED Fixture: High/Low Bay, >=130 LPW, 82 to <113 W |  |  |  | Available |  | 0 | 0 | PGECOLTG178 | RobNc |  |  |  | None | 2018-04-01 | 2019-12-31 | [5 empty] | Standard | Workpaper to expire 2018-12-31 (extended through 2019-12-31) | 1 | 1 | 0 | Deemed Ex Ante Team |  | Workpaper to expire 2018-12-31 (extended through 2019-12-31) |  | Updated to indicate claim/filing status
1 | C-In-LEDFixt(124.99w)-dwP17.6 | Commercial Indoor High/Low Bay Lighting: LED Fixture. Normal Replacement (NR) and New Construction (NC) applications. Savings calculated above a standard practice baseline. | DEER2016 | Disposition | 2020-11-24 16:30 | Com-Iltg-dWatt-HB_OSbldg | NonDEER | Scaled | Delta | 17.6 |  | None |  | 0 |  | 0 | Com | Any | Lighting | InGen-HB | Ltg_Fixture | LED_fixt | LEDFixt(124.99w) | ILtg-Com-LED-50000hr |  | 10% HPT8 6 lamp LF Fixture & 90% LED 25th percentile Efficacy | LED Fixture: High/Low Bay, 120 LPW to <130 LPW, 90 to <125 W |  |  |  | Available |  | 0 | 0 | PGECOLTG178 | RobNc |  |  |  | None | 2018-04-01 | 2019-12-31 | [5 empty] | Standard | Workpaper to expire 2018-12-31 (extended through 2019-12-31) | 1 | 1 | 0 | Deemed Ex Ante Team |  | Workpaper to expire 2018-12-31 (extended through 2019-12-31) |  | Updated to indicate claim/filing status
1 | C-In-LEDFixt(139.99w)-dwP36.7 | Commercial Indoor High/Low Bay Lighting: LED Fixture. Normal Replacement (NR) and New Construction (NC) applications. Savings calculated above a standard practice baseline. | DEER2016 | Disposition | 2020-11-24 16:30 | Com-Iltg-dWatt-HB_OSbldg | NonDEER | Scaled | Delta | 36.7 |  | None |  | 0 |  | 0 | Com | Any | Lighting | InGen-HB | Ltg_Fixture | LED_fixt | LEDFixt(139.99w) | ILtg-Com-LED-50000hr |  | 10% HPT8 8 lamp LF Fixture & 90% LED 25th percentile Efficacy | LED Fixture: High/Low Bay, >=130 LPW, 113 to <140 W |  |  |  | Available |  | 0 | 0 | PGECOLTG178 | RobNc |  |  |  | None | 2018-04-01 | 2019-12-31 | [5 empty] | Standard | Workpaper to expire 2018-12-31 (extended through 2019-12-31) | 1 | 1 | 0 | Deemed Ex Ante Team |  | Workpaper to expire 2018-12-31 (extended through 2019-12-31) |  | Updated to indicate claim/filing status
1 | C-In-LEDFixt(152.99w)-dwP23.7 | Commercial Indoor High/Low Bay Lighting: LED Fixture. Normal Replacement (NR) and New Construction (NC) applications. Savings calculated above a standard practice baseline. | DEER2016 | Disposition | 2020-11-24 16:30 | Com-Iltg-dWatt-HB_OSbldg | NonDEER | Scaled | Delta | 23.7 |  | None |  | 0 |  | 0 | Com | Any | Lighting | InGen-HB | Ltg_Fixture | LED_fixt | LEDFixt(152.99w) | ILtg-Com-LED-50000hr |  | 10% HPT8 8 lamp LF Fixture & 90% LED 25th percentile Efficacy | LED Fixture: High/Low Bay, 120 LPW to <130 LPW, 125 to <153 W |  |  |  | Available |  | 0 | 0 | PGECOLTG178 | RobNc |  |  |  | None | 2018-04-01 | 2019-12-31 | [5 empty] | Standard | Workpaper to expire 2018-12-31 (extended through 2019-12-31) | 1 | 1 | 0 | Deemed Ex Ante Team |  | Workpaper to expire 2018-12-31 (extended through 2019-12-31) |  | Updated to indicate claim/filing status
1 | C-In-LEDFixt(173.99w)-dwP49.9 | Commercial Indoor High/Low Bay Lighting: LED Fixture. Normal Replacement (NR) and New Construction (NC) applications. Savings calculated above a standard practice baseline. | DEER2016 | Disposition | 2020-11-24 16:30 | Com-Iltg-dWatt-HB_OSbldg | NonDEER | Scaled | Delta | 49.9 |  | None |  | 0 |  | 0 | Com | Any | Lighting | InGen-HB | Ltg_Fixture | LED_fixt | LEDFixt(173.99w) | ILtg-Com-LED-50000hr |  | 10% HPT8 10 lamp LF Fixture & 90% LED 25th percentile Efficacy | LED Fixture: High/Low Bay, >=135 LPW, 140 to <174 W |  |  |  | Available |  | 0 | 0 | PGECOLTG178 | RobNc |  |  |  | None | 2018-04-01 | 2019-12-31 | [5 empty] | Standard | Workpaper to expire 2018-12-31 (extended through 2019-12-31) | 1 | 1 | 0 | Deemed Ex Ante Team |  | Workpaper to expire 2018-12-31 (extended through 2019-12-31) |  | Updated to indicate claim/filing status
1 | C-In-LEDFixt(186.99w)-dwP36.9 | Commercial Indoor High/Low Bay Lighting: LED Fixture. Normal Replacement (NR) and New Construction (NC) applications. Savings calculated above a standard practice baseline. | DEER2016 | Disposition | 2020-11-24 16:30 | Com-Iltg-dWatt-HB_OSbldg | NonDEER | Scaled | Delta | 36.9 |  | None |  | 0 |  | 0 | Com | Any | Lighting | InGen-HB | Ltg_Fixture | LED_fixt | LEDFixt(186.99w) | ILtg-Com-LED-50000hr |  | 10% HPT8 10 lamp LF Fixture & 90% LED 25th percentile Efficacy | LED Fixture: High/Low Bay, 125 LPW to <135 LPW, 153 to <187 W |  |  |  | Available |  | 0 | 0 | PGECOLTG178 | RobNc |  |  |  | None | 2018-04-01 | 2019-12-31 | [5 empty] | Standard | Workpaper to expire 2018-12-31 (extended through 2019-12-31) | 1 | 1 | 0 | Deemed Ex Ante Team |  | Workpaper to expire 2018-12-31 (extended through 2019-12-31) |  | Updated to indicate claim/filing status
1 | C-In-LEDFixt(193.99w)-dwP26.3 | Commercial Indoor High/Low Bay Lighting: LED Fixture. Normal Replacement (NR) and New Construction (NC) applications. Savings calculated above a standard practice baseline. | DEER2016 | Disposition | 2020-11-24 16:30 | Com-Iltg-dWatt-HB_OSbldg | NonDEER | Scaled | Delta | 26.3 |  | None |  | 0 |  | 0 | Com | Any | Lighting | InGen-HB | Ltg_Fixture | LED_fixt | LEDFixt(193.99w) | ILtg-Com-LED-50000hr |  | 100% LED 25th percentile Efficacy | LED Fixture: High/Low Bay, >=135 LPW, 174 to <194 W |  |  |  | Available |  | 0 | 0 | PGECOLTG178 | RobNc |  |  |  | None | 2018-04-01 | 2019-12-31 | [5 empty] | Standard | Workpaper to expire 2018-12-31 (extended through 2019-12-31) | 1 | 1 | 0 | Deemed Ex Ante Team |  | Workpaper to expire 2018-12-31 (extended through 2019-12-31) |  | Updated to indicate claim/filing status
1 | C-In-LEDFixt(211.99w)-dwP8.3 | Commercial Indoor High/Low Bay Lighting: LED Fixture. Normal Replacement (NR) and New Construction (NC) applications. Savings calculated above a standard practice baseline. | DEER2016 | Disposition | 2020-11-24 16:30 | Com-Iltg-dWatt-HB_OSbldg | NonDEER | Scaled | Delta | 8.3 |  | None |  | 0 |  | 0 | Com | Any | Lighting | InGen-HB | Ltg_Fixture | LED_fixt | LEDFixt(211.99w) | ILtg-Com-LED-50000hr |  | 100% LED 25th percentile Efficacy | LED Fixture: High/Low Bay, 125 LPW to <135 LPW, 187 to <212 W |  |  |  | Available |  | 0 | 0 | PGECOLTG178 | RobNc |  |  |  | None | 2018-04-01 | 2019-12-31 | [5 empty] | Standard | Workpaper to expire 2018-12-31 (extended through 2019-12-31) | 1 | 1 | 0 | Deemed Ex Ante Team |  | Workpaper to expire 2018-12-31 (extended through 2019-12-31) |  | Updated to indicate claim/filing status
1 | C-In-LEDFixt(226.99w)-dwP35.1 | Commercial Indoor High/Low Bay Lighting: LED Fixture. Normal Replacement (NR) and New Construction (NC) applications. Savings calculated above a standard practice baseline. | DEER2016 | Disposition | 2020-11-24 16:30 | Com-Iltg-dWatt-HB_OSbldg | NonDEER | Scaled | Delta | 35.1 |  | None |  | 0 |  | 0 | Com | Any | Lighting | InGen-HB | Ltg_Fixture | LED_fixt | LEDFixt(226.99w) | ILtg-Com-LED-50000hr |  | 100% LED 25th percentile Efficacy | LED Fixture: High/Low Bay, >=135 LPW, 194 to <227 W |  |  |  | Available |  | 0 | 0 | PGECOLTG178 | RobNc |  |  |  | None | 2018-04-01 | 2019-12-31 | [5 empty] | Standard | Workpaper to expire 2018-12-31 (extended through 2019-12-31) | 1 | 1 | 0 | Deemed Ex Ante Team |  | Workpaper to expire 2018-12-31 (extended through 2019-12-31) |  | Updated to indicate claim/filing status
1 | C-In-LEDFixt(245.99w)-dwP16.1 | Commercial Indoor High/Low Bay Lighting: LED Fixture. Normal Replacement (NR) and New Construction (NC) applications. Savings calculated above a standard practice baseline. | DEER2016 | Disposition | 2020-11-24 16:30 | Com-Iltg-dWatt-HB_OSbldg | NonDEER | Scaled | Delta | 16.1 |  | None |  | 0 |  | 0 | Com | Any | Lighting | InGen-HB | Ltg_Fixture | LED_fixt | LEDFixt(245.99w) | ILtg-Com-LED-50000hr |  | 100% LED 25th percentile Efficacy | LED Fixture: High/Low Bay, 125 LPW to <135 LPW, 212 to <246 W |  |  |  | Available |  | 0 | 0 | PGECOLTG178 | RobNc |  |  |  | None | 2018-04-01 | 2019-12-31 | [5 empty] | Standard | Workpaper to expire 2018-12-31 (extended through 2019-12-31) | 1 | 1 | 0 | Deemed Ex Ante Team |  | Workpaper to expire 2018-12-31 (extended through 2019-12-31) |  | Updated to indicate claim/filing status
1 | C-In-LEDFixt(261.99w)-dwP41.4 | Commercial Indoor High/Low Bay Lighting: LED Fixture. Normal Replacement (NR) and New Construction (NC) applications. Savings calculated above a standard practice baseline. | DEER2016 | Disposition | 2020-11-24 16:30 | Com-Iltg-dWatt-HB_OSbldg | NonDEER | Scaled | Delta | 41.4 |  | None |  | 0 |  | 0 | Com | Any | Lighting | InGen-HB | Ltg_Fixture | LED_fixt | LEDFixt(261.99w) | ILtg-Com-LED-50000hr |  | 100% LED 25th percentile Efficacy | LED Fixture: High/Low Bay, >=135 LPW, 227 to <262 W |  |  |  | Available |  | 0 | 0 | PGECOLTG178 | RobNc |  |  |  | None | 2018-04-01 | 2019-12-31 | [5 empty] | Standard | Workpaper to expire 2018-12-31 (extended through 2019-12-31) | 1 | 1 | 0 | Deemed Ex Ante Team |  | Workpaper to expire 2018-12-31 (extended through 2019-12-31) |  | Updated to indicate claim/filing status
1 | C-In-LEDFixt(282.99w)-dwP20.4 | Commercial Indoor High/Low Bay Lighting: LED Fixture. Normal Replacement (NR) and New Construction (NC) applications. Savings calculated above a standard practice baseline. | DEER2016 | Disposition | 2020-11-24 16:30 | Com-Iltg-dWatt-HB_OSbldg | NonDEER | Scaled | Delta | 20.4 |  | None |  | 0 |  | 0 | Com | Any | Lighting | InGen-HB | Ltg_Fixture | LED_fixt | LEDFixt(282.99w) | ILtg-Com-LED-50000hr |  | 100% LED 25th percentile Efficacy | LED Fixture: High/Low Bay, 125 LPW to <135 LPW, 246 to <283 W |  |  |  | Available |  | 0 | 0 | PGECOLTG178 | RobNc |  |  |  | None | 2018-04-01 | 2019-12-31 | [5 empty] | Standard | Workpaper to expire 2018-12-31 (extended through 2019-12-31) | 1 | 1 | 0 | Deemed Ex Ante Team |  | Workpaper to expire 2018-12-31 (extended through 2019-12-31) |  | Updated to indicate claim/filing status
1 | C-In-LEDFixt(41.99w)-dwP10.8 | Commercial Indoor High/Low Bay Lighting: LED Fixture. Normal Replacement (NR) and New Construction (NC) applications. Savings calculated above a standard practice baseline. | DEER2016 | Disposition | 2020-11-24 16:30 | Com-Iltg-dWatt-HB_OSbldg | NonDEER | Scaled | Delta | 10.8 |  | None |  | 0 |  | 0 | Com | Any | Lighting | InGen-HB | Ltg_Fixture | LED_fixt | LEDFixt(41.99w) | ILtg-Com-LED-50000hr |  | 20% HPT8 2 lamp LF Fixture & 80% LED 25th percentile Efficacy | LED Fixture: High/Low Bay, >=130 LPW, 0 to <42 W |  |  |  | Available |  | 0 | 0 | PGECOLTG178 | RobNc |  |  |  | None | 2018-04-01 | 2019-12-31 | [5 empty] | Standard | Workpaper to expire 2018-12-31 (extended through 2019-12-31) | 1 | 1 | 0 | Deemed Ex Ante Team |  | Workpaper to expire 2018-12-31 (extended through 2019-12-31) |  | Updated to indicate claim/filing status
1 | C-In-LEDFixt(47.99w)-dwP4.8 | Commercial Indoor High/Low Bay Lighting: LED Fixture. Normal Replacement (NR) and New Construction (NC) applications. Savings calculated above a standard practice baseline. | DEER2016 | Disposition | 2020-11-24 16:30 | Com-Iltg-dWatt-HB_OSbldg | NonDEER | Scaled | Delta | 4.8 |  | None |  | 0 |  | 0 | Com | Any | Lighting | InGen-HB | Ltg_Fixture | LED_fixt | LEDFixt(47.99w) | ILtg-Com-LED-50000hr |  | 20% HPT8 2 lamp LF Fixture & 80% LED 25th percentile Efficacy | LED Fixture: High/Low Bay, 110 LPW to <130 LPW, 0 to <48 W |  |  |  | Available |  | 0 | 0 | PGECOLTG178 | RobNc |  |  |  | None | 2018-04-01 | 2019-12-31 | [5 empty] | Standard | Workpaper to expire 2018-12-31 (extended through 2019-12-31) | 1 | 1 | 0 | Deemed Ex Ante Team |  | Workpaper to expire 2018-12-31 (extended through 2019-12-31) |  | Updated to indicate claim/filing status
1 | C-In-LEDFixt(59.99w)-dwP21 | Commercial Indoor High/Low Bay Lighting: LED Fixture. Normal Replacement (NR) and New Construction (NC) applications. Savings calculated above a standard practice baseline. | DEER2016 | Disposition | 2020-11-24 16:30 | Com-Iltg-dWatt-HB_OSbldg | NonDEER | Scaled | Delta | 21 |  | None |  | 0 |  | 0 | Com | Any | Lighting | InGen-HB | Ltg_Fixture | LED_fixt | LEDFixt(59.99w) | ILtg-Com-LED-50000hr |  | 20% HPT8 3 lamp LF Fixture & 80% LED 25th percentile Efficacy | LED Fixture: High/Low Bay, >=130 LPW, 42 to <60 W |  |  |  | Available |  | 0 | 0 | PGECOLTG178 | RobNc |  |  |  | None | 2018-04-01 | 2019-12-31 | [5 empty] | Standard | Workpaper to expire 2018-12-31 (extended through 2019-12-31) | 1 | 1 | 0 | Deemed Ex Ante Team |  | Workpaper to expire 2018-12-31 (extended through 2019-12-31) |  | Updated to indicate claim/filing status
1 | C-In-LEDFixt(70.99w)-dwP10 | Commercial Indoor High/Low Bay Lighting: LED Fixture. Normal Replacement (NR) and New Construction (NC) applications. Savings calculated above a standard practice baseline. | DEER2016 | Disposition | 2020-11-24 16:30 | Com-Iltg-dWatt-HB_OSbldg | NonDEER | Scaled | Delta | 10 |  | None |  | 0 |  | 0 | Com | Any | Lighting | InGen-HB | Ltg_Fixture | LED_fixt | LEDFixt(70.99w) | ILtg-Com-LED-50000hr |  | 20% HPT8 3 lamp LF Fixture & 80% LED 25th percentile Efficacy | LED Fixture: High/Low Bay, 110 LPW to <130 LPW, 48 to <71 W |  |  |  | Available |  | 0 | 0 | PGECOLTG178 | RobNc |  |  |  | None | 2018-04-01 | 2019-12-31 | [5 empty] | Standard | Workpaper to expire 2018-12-31 (extended through 2019-12-31) | 1 | 1 | 0 | Deemed Ex Ante Team |  | Workpaper to expire 2018-12-31 (extended through 2019-12-31) |  | Updated to indicate claim/filing status
1 | C-In-LEDFixt(81.99w)-dwP23.4 | Commercial Indoor High/Low Bay Lighting: LED Fixture. Normal Replacement (NR) and New Construction (NC) applications. Savings calculated above a standard practice baseline. | DEER2016 | Disposition | 2020-11-24 16:30 | Com-Iltg-dWatt-HB_OSbldg | NonDEER | Scaled | Delta | 23.4 |  | None |  | 0 |  | 0 | Com | Any | Lighting | InGen-HB | Ltg_Fixture | LED_fixt | LEDFixt(81.99w) | ILtg-Com-LED-50000hr |  | 20% HPT8 4 lamp LF Fixture & 80% LED 25th percentile Efficacy | LED Fixture: High/Low Bay, >=130 LPW, 60 to <82 W |  |  |  | Available |  | 0 | 0 | PGECOLTG178 | RobNc |  |  |  | None | 2018-04-01 | 2019-12-31 | [5 empty] | Standard | Workpaper to expire 2018-12-31 (extended through 2019-12-31) | 1 | 1 | 0 | Deemed Ex Ante Team |  | Workpaper to expire 2018-12-31 (extended through 2019-12-31) |  | Updated to indicate claim/filing status
1 | C-In-LEDFixt(89.99w)-dwP15.4 | Commercial Indoor High/Low Bay Lighting: LED Fixture. Normal Replacement (NR) and New Construction (NC) applications. Savings calculated above a standard practice baseline. | DEER2016 | Disposition | 2020-11-24 16:30 | Com-Iltg-dWatt-HB_OSbldg | NonDEER | Scaled | Delta | 15.4 |  | None |  | 0 |  | 0 | Com | Any | Lighting | InGen-HB | Ltg_Fixture | LED_fixt | LEDFixt(89.99w) | ILtg-Com-LED-50000hr |  | 20% HPT8 4 lamp LF Fixture & 80% LED 25th percentile Efficacy | LED Fixture: High/Low Bay, 110 LPW to <130 LPW, 71 to <90 W |  |  |  | Available |  | 0 | 0 | PGECOLTG178 | RobNc |  |  |  | None | 2018-04-01 | 2019-12-31 | [5 empty] | Standard | Workpaper to expire 2018-12-31 (extended through 2019-12-31) | 1 | 1 | 0 | Deemed Ex Ante Team |  | Workpaper to expire 2018-12-31 (extended through 2019-12-31) |  | Updated to indicate claim/filing status
1 | C-In-LED-PAR30(21w)-dWP28 | Commercial Indoor General Lighting: LED Lamp replaces pre-existing standard lighting Wattage. Measure includes Code case. Impacts: CFL-based HOU (varies by BldgType) | DEER2016 | Disposition | 2020-11-24 16:30 | Com-Iltg-dWatt-CFL_OSbldg | NonDEER | Scaled | BaseRatio |  |  | None |  | 0 |  | 1 | Com | Any | Lighting | InGen-CFL | Ltg_Lamp | LED_lamp |  | ILtg-Com-LED-20000hr | LED PAR30 Basecase, Total Watts = 2.34 x Msr Watts | LED PAR30 Basecase, Total Watts = 2.34 x Msr Watts | LED Lamp: PAR30, 21 Watts, non-dimmable | LEDratio0234 | LEDratio0234 | LED-PAR30(21w) | Available |  | 0 | 0 | 2018Phase1ScrewInLampDisposition | ErRobNc |  |  |  | None | 2018-07-01 | 2019-12-31 | InEA_modVal |  |  |  |  | Standard | Expires 12/31/2019 due to DEER2020 revised impacts and peak demand definition | 1 | 1 | 0 | Deemed Ex Ante Team |  | Expires 12/31/2019 due to DEER2020 revised impacts and peak demand definition |  | Updated to indicate claim/filing status
1 | C-In-LED-PAR30(7w)-dWP9 | Commercial Indoor General Lighting: LED Lamp replaces pre-existing standard lighting Wattage. Measure includes Code case. Impacts: CFL-based HOU (varies by BldgType) | DEER2016 | Disposition | 2020-11-24 16:30 | Com-Iltg-dWatt-CFL_OSbldg | NonDEER | Scaled | BaseRatio |  |  | None |  | 0 |  | 1 | Com | Any | Lighting | InGen-CFL | Ltg_Lamp | LED_lamp |  | ILtg-Com-LED-20000hr | LED PAR30 Basecase, Total Watts = 2.34 x Msr Watts | LED PAR30 Basecase, Total Watts = 2.34 x Msr Watts | LED Lamp: PAR30, 7 Watts, non-dimmable | LEDratio0234 | LEDratio0234 | LED-PAR30(7w) | Available |  | 0 | 0 | 2018Phase1ScrewInLampDisposition | ErRobNc |  |  |  | None | 2018-07-01 | 2019-12-31 | InEA_modVal |  |  |  |  | Standard | Expires 12/31/2019 due to DEER2020 revised impacts and peak demand definition | 1 | 1 | 0 | Deemed Ex Ante Team |  | Expires 12/31/2019 due to DEER2020 revised impacts and peak demand definition |  | Updated to indicate claim/filing status
1 | C-In-LED-PAR30(9w)-dWP12 | Commercial Indoor General Lighting: LED Lamp replaces pre-existing standard lighting Wattage. Measure includes Code case. Impacts: CFL-based HOU (varies by BldgType) | DEER2016 | Disposition | 2020-11-24 16:30 | Com-Iltg-dWatt-CFL_OSbldg | NonDEER | Scaled | BaseRatio |  |  | None |  | 0 |  | 1 | Com | Any | Lighting | InGen-CFL | Ltg_Lamp | LED_lamp |  | ILtg-Com-LED-20000hr | LED PAR30 Basecase, Total Watts = 2.34 x Msr Watts | LED PAR30 Basecase, Total Watts = 2.34 x Msr Watts | LED Lamp: PAR30, 9 Watts, non-dimmable | LEDratio0234 | LEDratio0234 | LED-PAR30(9w) | Available |  | 0 | 0 | 2018Phase1ScrewInLampDisposition | ErRobNc |  |  |  | None | 2018-07-01 | 2019-12-31 | InEA_modVal |  |  |  |  | Standard | Expires 12/31/2019 due to DEER2020 revised impacts and peak demand definition | 1 | 1 | 0 | Deemed Ex Ante Team |  | Expires 12/31/2019 due to DEER2020 revised impacts and peak demand definition |  | Updated to indicate claim/filing status
1 | C-In-LED-PAR38(11w)-dWP18 | Commercial Indoor General Lighting: LED Lamp replaces pre-existing standard lighting Wattage. Measure includes Code case. Impacts: CFL-based HOU (varies by BldgType) | DEER2016 | Disposition | 2020-11-24 16:30 | Com-Iltg-dWatt-CFL_OSbldg | NonDEER | Scaled | BaseRatio |  |  | None |  | 0 |  | 1 | Com | Any | Lighting | InGen-CFL | Ltg_Lamp | LED_lamp |  | ILtg-Com-LED-20000hr | LED PAR38 Basecase, Total Watts = 2.60 x Msr Watts | LED PAR38 Basecase, Total Watts = 2.60 x Msr Watts | LED Lamp: PAR38, 11 Watts, non-dimmable | LEDratio0260 | LEDratio0260 | LED-PAR38(11w) | Available |  | 0 | 0 | 2018Phase1ScrewInLampDisposition | ErRobNc |  |  |  | None | 2018-07-01 | 2019-12-31 | InEA_modVal |  |  |  |  | Standard | Expires 12/31/2019 due to DEER2020 revised impacts and peak demand definition | 1 | 1 | 0 | Deemed Ex Ante Team |  | Expires 12/31/2019 due to DEER2020 revised impacts and peak demand definition |  | Updated to indicate claim/filing status
1 | C-In-LED-PAR38(9w)-dWP14 | Commercial Indoor General Lighting: LED Lamp replaces pre-existing standard lighting Wattage. Measure includes Code case. Impacts: CFL-based HOU (varies by BldgType) | DEER2016 | Disposition | 2020-11-24 16:30 | Com-Iltg-dWatt-CFL_OSbldg | NonDEER | Scaled | BaseRatio |  |  | None |  | 0 |  | 1 | Com | Any | Lighting | InGen-CFL | Ltg_Lamp | LED_lamp |  | ILtg-Com-LED-20000hr | LED PAR38 Basecase, Total Watts = 2.60 x Msr Watts | LED PAR38 Basecase, Total Watts = 2.60 x Msr Watts | LED Lamp: PAR38, 9 Watts, non-dimmable | LEDratio0260 | LEDratio0260 | LED-PAR38(9w) | Available |  | 0 | 0 | 2018Phase1ScrewInLampDisposition | ErRobNc |  |  |  | None | 2018-07-01 | 2019-12-31 | InEA_modVal |  |  |  |  | Standard | Expires 12/31/2019 due to DEER2020 revised impacts and peak demand definition | 1 | 1 | 0 | Deemed Ex Ante Team |  | Expires 12/31/2019 due to DEER2020 revised impacts and peak demand definition |  | Updated to indicate claim/filing status
1 | C-Out-LED-A19(EISA-Bin-60w-100LPW)-dWP1p4 | LED A Lamp replaces pre-existing standard lighting Wattage based on EISA bin and LPW | DEER1314 | Disposition | 2020-11-24 16:30 | Com-Oltg-dWatt | NonDEER | Scaled | DeltaWatts | 1.4 | 1.4 | None |  | 0 |  | 0 | Com | Any | Lighting | OutGen | Ltg_Lamp | LED_lamp |  | OLtg-Com-LED-20000hr | LED A19 Basecase, 75% LED, 25% CFL | LED A19 Basecase, 75% LED, 25% CFL | LED Lamp: A19, EISA Bin 60, 100 LPW |  |  |  | Available |  | 0 | 0 | 2018Phase1ScrewInLampDisposition | RobNc |  |  |  |  | 2018-07-01 | 2019-12-31 | NotInEA |  |  |  |  | Standard |  | 1 | 1 | 0 | Deemed Ex Ante Team |  |  |  | Updated to indicate claim/filing status
1 | C-Out-LED-PAR38-Ext(19w)-dWP30 | Commercial Outdoor General Lighting: LED Lamp replaces pre-existing standard lighting Wattage. Measure includes Code case. Impacts: HOU = 4100; CDF = 0 | DEER1314 | Disposition | 2020-11-24 16:30 | Com-Oltg-dWatt | NonDEER | Scaled | BaseRatio |  |  | None |  | 0 |  | 1 | Com | Any | Lighting | OutGen | Ltg_Lamp | LED_lamp |  | OLtg-Com-LED-20000hr | LED PAR38 Basecase, Total Watts = 2.60 x Msr Watts | LED PAR38 Basecase, Total Watts = 2.60 x Msr Watts | LED Lamp: Exterior PAR38, 19 Watts, non-dimmable | LEDratio0260 | LEDratio0260 | LED-PAR38-Ext(19w) | Available |  | 0 | 0 | 2018Phase1ScrewInLampDisposition | ErRobNc |  |  |  | None | 2018-07-01 | 2019-12-31 | InEA_modVal |  |  |  |  | Standard | added 5-8-2018 | 1 | 1 | 0 | Deemed Ex Ante Team |  | added 5-8-2018 |  | Updated to indicate claim/filing status
1 | Dishwasher-EnStar-Level1-wtd | Energy Star(R) Dish Washer - Standard Size - Level 1 (160 cycles per year) | DEER2011 | D11 v4.01 | 2020-11-24 16:30 | Dishwasher-EnStar-Level1-wtd | DEER | CrossMeasWtd |  |  |  | None | Dishwasher-ESLvl1 | 0 |  | 0 | Res | Any | AppPlug | KitchenApp | Clean_equip | DishWash |  | Appl-EffDW | Standard Size Dishwasher, 160 cycles per year, EF = 0.45 | Standard Size Dishwasher, 160 cycles per year, EF = 0.45 | Energy Star(R) Dish Washer - Standard Size - Level 1, 160 cycles per year, EF = 0.65 |  |  |  | Available |  | 0 | 0 |  | RobNc |  | Appl-EffDW |  | None | 2013-01-01 | 2014-06-30 | DEER |  |  |  |  | Standard |  | 1 | 1 | 0 | Deemed Ex Ante Team |  |  |  | Updated to indicate claim/filing status
1 | NE-HVAC-airAC-SpltPkg-135to239kBtuh-11p5eer | EER-rated packaged Air Conditioner, Size Range: 135 - 240 kBTU/h, EER = 11.5, min IEER = 13, EIR = 0.255, Fan W/CFM = 0.41, two-speed fan, with Econo | DEER2017 | D17 v2 | 2020-11-24 16:30 | NE-HVAC-airAC-SpltPkg-135to239kBtuh-11p5eer | DEER | Standard | None |  |  | None |  | 0 |  | 0 | Com | Any | HVAC | SpaceCool | dxAC_equip | pkgEER | dxAC-Com-Pkg-135to240kBTUh-EER11.5-2Spd | HVAC-airAC | EER-Rated Pkg AC, 135-240 kBTU/h; Pre-2005: EER = 9.7, one-speed fan, w/Econo; 2006 - 2009: EER = 9.7, one-speed fan, w/Econo; 2010 - 2013: EER = 10.8, one-speed fan, w/Econo; 2014 - 2015: EER = 10.8, IEER = 12.2, two-speed fan, w/Econo | EER-rated packaged Air Conditioner, Size Range: 135 - 240 kBTU/h, EER = 10.8, IEER = 12.2, EIR = 0.274, Fan W/CFM = 0.41, two-speed fan, with Econo | EER-rated packaged Air Conditioner, Size Range: 135 - 240 kBTU/h, EER = 11.5, min IEER = 13, EIR = 0.255, Fan W/CFM = 0.41, two-speed fan, with Econo |  |  |  | Available |  | 0 | 0 | June 2017 DEER Update | ErRobNc | dxAC-Com-Pkg-135to240kBTUh-EER10.8-2Spd | HVAC-airAC |  | None | 2017-07-01 | 2019-12-31 | InEA_mod |  |  |  |  | Standard | Measure updated for DEER June 2017 Update including Baseline Adjustment; Measure expired due to DEER2020 update | 1 | 1 | 0 | Deemed Ex Ante Team |  | Measure updated for DEER June 2017 Update including Baseline Adjustment; Measure expired due to DEER2020 update |  | Updated to indicate claim/filing status
1 | NE-HVAC-airAC-SpltPkg-135to239kBtuh-12p0eer | EER-rated packaged Air Conditioner, Size Range: 135 - 240 kBTU/h, EER = 12, min IEER = 13.5, EIR = 0.243, Fan W/CFM = 0.41, two-speed fan, with Econo | DEER2017 | D17 v2 | 2020-11-24 16:30 | NE-HVAC-airAC-SpltPkg-135to239kBtuh-12p0eer | DEER | Standard | None |  |  | None |  | 0 |  | 0 | Com | Any | HVAC | SpaceCool | dxAC_equip | pkgEER | dxAC-Com-Pkg-135to240kBTUh-EER12.0-2Spd | HVAC-airAC | EER-Rated Pkg AC, 135-240 kBTU/h; Pre-2005: EER = 9.7, one-speed fan, w/Econo; 2006 - 2009: EER = 9.7, one-speed fan, w/Econo; 2010 - 2013: EER = 10.8, one-speed fan, w/Econo; 2014 - 2015: EER = 10.8, IEER = 12.2, two-speed fan, w/Econo | EER-rated packaged Air Conditioner, Size Range: 135 - 240 kBTU/h, EER = 10.8, IEER = 12.2, EIR = 0.274, Fan W/CFM = 0.41, two-speed fan, with Econo | EER-rated packaged Air Conditioner, Size Range: 135 - 240 kBTU/h, EER = 12, min IEER = 13.5, EIR = 0.243, Fan W/CFM = 0.41, two-speed fan, with Econo |  |  |  | Available |  | 0 | 0 | June 2017 DEER Update | ErRobNc | dxAC-Com-Pkg-135to240kBTUh-EER10.8-2Spd | HVAC-airAC |  | None | 2017-07-01 | 2019-12-31 | InEA_mod |  |  |  |  | Standard | Measure updated for DEER June 2017 Update including Baseline Adjustment; Measure expired due to DEER2020 update | 1 | 1 | 0 | Deemed Ex Ante Team |  | Measure updated for DEER June 2017 Update including Baseline Adjustment; Measure expired due to DEER2020 update |  | Updated to indicate claim/filing status
1 | NE-HVAC-airAC-SpltPkg-135to239kBtuh-12p5eer | EER-rated packaged Air Conditioner, Size Range: 135 - 240 kBTU/h, EER = 12.5, min IEER = 14, EIR = 0.231, Fan W/CFM = 0.41, two-speed fan, with Econo | DEER2017 | D17 v2 | 2020-11-24 16:30 | NE-HVAC-airAC-SpltPkg-135to239kBtuh-12p5eer | DEER | Standard | None |  |  | None |  | 0 |  | 0 | Com | Any | HVAC | SpaceCool | dxAC_equip | pkgEER | dxAC-Com-Pkg-135to240kBTUh-EER12.5-2Spd | HVAC-airAC | EER-Rated Pkg AC, 135-240 kBTU/h; Pre-2005: EER = 9.7, one-speed fan, w/Econo; 2006 - 2009: EER = 9.7, one-speed fan, w/Econo; 2010 - 2013: EER = 10.8, one-speed fan, w/Econo; 2014 - 2015: EER = 10.8, IEER = 12.2, two-speed fan, w/Econo | EER-rated packaged Air Conditioner, Size Range: 135 - 240 kBTU/h, EER = 10.8, IEER = 12.2, EIR = 0.274, Fan W/CFM = 0.41, two-speed fan, with Econo | EER-rated packaged Air Conditioner, Size Range: 135 - 240 kBTU/h, EER = 12.5, min IEER = 14, EIR = 0.231, Fan W/CFM = 0.41, two-speed fan, with Econo |  |  |  | Available |  | 0 | 0 | June 2017 DEER Update | ErRobNc | dxAC-Com-Pkg-135to240kBTUh-EER10.8-2Spd | HVAC-airAC |  | None | 2017-07-01 | 2019-12-31 | InEA_mod |  |  |  |  | Standard | Measure updated for DEER June 2017 Update including Baseline Adjustment; Measure expired due to DEER2020 update | 1 | 1 | 0 | Deemed Ex Ante Team |  | Measure updated for DEER June 2017 Update including Baseline Adjustment; Measure expired due to DEER2020 update |  | Updated to indicate claim/filing status
1 | NE-HVAC-airAC-SpltPkg-65to134kBtuh-11p5eer-woutPreEcono | EER-rated packaged Air Conditioner, Size Range: 65 - 134 kBTU/h, EER = 11.5, min IEER = 13, EIR = 0.26, Fan W/CFM = 0.4, two-speed fan, with Econo (Pre-existing vintages do not include Economizer) | DEER2017 | D17 v2 | 2020-11-24 16:30 | NE-HVAC-airAC-SpltPkg-65to109kBtuh-11p5eer | DEER | Standard | None |  |  | None |  | 0 |  | 0 | Com | Any | HVAC | SpaceCool | dxAC_equip | pkgEER | dxAC-Com-Pkg-65to134kBtuh-EER11.5-2Spd | HVAC-airAC | EER-Rated Pkg AC, 65-134 kBTU/h; Pre-2005: EER = 10.0, one-speed fan, no Econo; 2006 - 2009: EER = 10.0, one-speed fan, no Econo; 2010 - 2013: EER = 11, one-speed fan, no Econo; 2014 - 2015: EER = 11, IEER 12.7, two-speed fan, w/Econo | EER-rated packaged Air Conditioner, Size Range: 65 - 134 kBTU/h, EER = 11, IEER = 12.7, EIR = 0.273, Fan W/CFM = 0.4, two-speed fan, with Econo | EER-rated packaged Air Conditioner, Size Range: 65 - 134 kBTU/h, EER = 11.5, min IEER = 13, EIR = 0.26, Fan W/CFM = 0.4, two-speed fan, with Econo |  |  |  | Available |  | 0 | 0 | June 2017 DEER Update | ErRobNc | dxAC-Com-Pkg-65to134kBtuh-EER11.0-2Spd | HVAC-airAC |  | None | 2017-07-01 | 2019-12-31 | InEA_mod |  |  |  |  | Standard | Measure updated for DEER June 2017 Update including Baseline Adjustment; Measure expired due to DEER2020 update | 1 | 1 | 0 | Deemed Ex Ante Team |  | Measure updated for DEER June 2017 Update including Baseline Adjustment; Measure expired due to DEER2020 update |  | Updated to indicate claim/filing status
1 | NE-HVAC-airAC-SpltPkg-65to134kBtuh-11p5eer-wPreEcono | EER-rated packaged Air Conditioner, Size Range: 65 - 134 kBTU/h, EER = 11.5, min IEER = 13, EIR = 0.26, Fan W/CFM = 0.4, two-speed fan, with Econo (Pre-existing vintages include Economizer) | DEER2017 | D17 v2 | 2020-11-24 16:30 | NE-HVAC-airAC-SpltPkg-65to109kBtuh-11p5eer-wPreEcono | DEER | Standard | None |  |  | None |  | 0 |  | 0 | Com | Any | HVAC | SpaceCool | dxAC_equip | pkgEER | dxAC-Com-Pkg-65to134kBtuh-EER11.5-2Spd | HVAC-airAC | EER-Rated Pkg AC, 65-134 kBTU/h; Pre-2005: EER = 10.0, one-speed fan, w/Econo; 2006 - 2009: EER = 10.0, one-speed fan, w/Econo; 2010 - 2013: EER = 11, one-speed fan, w/Econo; 2014 - 2015: EER = 11, IEER 12.7, two-speed fan, w/Econo | EER-rated packaged Air Conditioner, Size Range: 65 - 134 kBTU/h, EER = 11, IEER = 12.7, EIR = 0.273, Fan W/CFM = 0.4, two-speed fan, with Econo | EER-rated packaged Air Conditioner, Size Range: 65 - 134 kBTU/h, EER = 11.5, min IEER = 13, EIR = 0.26, Fan W/CFM = 0.4, two-speed fan, with Econo |  |  |  | Available |  | 0 | 0 | June 2017 DEER Update | ErRobNc | dxAC-Com-Pkg-65to134kBtuh-EER11.0-2Spd | HVAC-airAC |  | None | 2017-07-01 | 2019-12-31 | InEA_mod |  |  |  |  | Standard | Measure updated for DEER June 2017 Update including Baseline Adjustment; Measure expired due to DEER2020 update | 1 | 1 | 0 | Deemed Ex Ante Team |  | Measure updated for DEER June 2017 Update including Baseline Adjustment; Measure expired due to DEER2020 update |  | Updated to indicate claim/filing status
1 | NE-HVAC-airAC-SpltPkg-65to134kBtuh-12p0eer-woutPreEcono | EER-rated packaged Air Conditioner, Size Range: 65 - 134 kBTU/h, EER = 12, min IEER = 13.5 EIR = 0.247, Fan W/CFM = 0.4, two-speed fan, with Econo (Pre-existing vintages do not include Economizer) | DEER2017 | D17 v2 | 2020-11-24 16:30 | NE-HVAC-airAC-SpltPkg-65to109kBtuh-12p0eer | DEER | Standard | None |  |  | None |  | 0 |  | 0 | Com | Any | HVAC | SpaceCool | dxAC_equip | pkgEER | dxAC-Com-Pkg-65to134kBtuh-EER12.0-2Spd | HVAC-airAC | EER-Rated Pkg AC, 65-134 kBTU/h; Pre-2005: EER = 10.0, one-speed fan, no Econo; 2006 - 2009: EER = 10.0, one-speed fan, no Econo; 2010 - 2013: EER = 11, one-speed fan, no Econo; 2014 - 2015: EER = 11, IEER 12.7, two-speed fan, w/Econo | EER-rated packaged Air Conditioner, Size Range: 65 - 134 kBTU/h, EER = 11, IEER = 12.7, EIR = 0.273, Fan W/CFM = 0.4, two-speed fan, with Econo | EER-rated packaged Air Conditioner, Size Range: 65 - 134 kBTU/h, EER = 12, min IEER = 13.5 EIR = 0.247, Fan W/CFM = 0.4, two-speed fan, with Econo |  |  |  | Available |  | 0 | 0 | June 2017 DEER Update | ErRobNc | dxAC-Com-Pkg-65to134kBtuh-EER11.0-2Spd | HVAC-airAC |  | None | 2017-07-01 | 2019-12-31 | InEA_mod |  |  |  |  | Standard | Measure updated for DEER June 2017 Update including Baseline Adjustment; Measure expired due to DEER2020 update | 1 | 1 | 0 | Deemed Ex Ante Team |  | Measure updated for DEER June 2017 Update including Baseline Adjustment; Measure expired due to DEER2020 update |  | Updated to indicate claim/filing status
1 | NE-HVAC-airAC-SpltPkg-65to134kBtuh-12p0eer-wPreEcono | EER-rated packaged Air Conditioner, Size Range: 65 - 134 kBTU/h, EER = 12, min IEER = 13.5 EIR = 0.247, Fan W/CFM = 0.4, two-speed fan, with Econo (Pre-existing vintages include Economizer) | DEER2017 | D17 v2 | 2020-11-24 16:30 | NE-HVAC-airAC-SpltPkg-65to109kBtuh-12p0eer-wPreEcono | DEER | Standard | None |  |  | None |  | 0 |  | 0 | Com | Any | HVAC | SpaceCool | dxAC_equip | pkgEER | dxAC-Com-Pkg-65to134kBtuh-EER12.0-2Spd | HVAC-airAC | EER-Rated Pkg AC, 65-134 kBTU/h; Pre-2005: EER = 10.0, one-speed fan, w/Econo; 2006 - 2009: EER = 10.0, one-speed fan, w/Econo; 2010 - 2013: EER = 11, one-speed fan, w/Econo; 2014 - 2015: EER = 11, IEER 12.7, two-speed fan, w/Econo | EER-rated packaged Air Conditioner, Size Range: 65 - 134 kBTU/h, EER = 11, IEER = 12.7, EIR = 0.273, Fan W/CFM = 0.4, two-speed fan, with Econo | EER-rated packaged Air Conditioner, Size Range: 65 - 134 kBTU/h, EER = 12, min IEER = 13.5 EIR = 0.247, Fan W/CFM = 0.4, two-speed fan, with Econo |  |  |  | Available |  | 0 | 0 | June 2017 DEER Update | ErRobNc | dxAC-Com-Pkg-65to134kBtuh-EER11.0-2Spd | HVAC-airAC |  | None | 2017-07-01 | 2019-12-31 | InEA_mod |  |  |  |  | Standard | Measure updated for DEER June 2017 Update including Baseline Adjustment; Measure expired due to DEER2020 update | 1 | 1 | 0 | Deemed Ex Ante Team |  | Measure updated for DEER June 2017 Update including Baseline Adjustment; Measure expired due to DEER2020 update |  | Updated to indicate claim/filing status
1 | NE-HVAC-airAC-SpltPkg-65to134kBtuh-12p5eer-woutPreEcono | EER-rated packaged Air Conditioner, Size Range: 65 - 134 kBTU/h, EER = 12.5, min IEER = 14, EIR = 0.236, Fan W/CFM = 0.4, two-speed fan, with Econo (Pre-existing vintages do not include Economizer) | DEER2017 | D17 v2 | 2020-11-24 16:30 | NE-HVAC-airAC-SpltPkg-65to135kBtuh-12p5eer | DEER | CrossMeasWtd | None |  |  | None | airAC-SpltPkg-65to134kBtuh-12p5eer-woutPreEcono | 0 |  | 0 | Com | Any | HVAC | SpaceCool | dxAC_equip | pkgEER | dxAC-Com-Pkg-65to134kBtuh-EER12.5-2Spd | HVAC-airAC | EER-Rated Pkg AC, 65-134 kBTU/h; Pre-2005: EER = 10.0, one-speed fan, no Econo; 2006 - 2009: EER = 10.0, one-speed fan, no Econo; 2010 - 2013: EER = 11, one-speed fan, no Econo; 2014 - 2015: EER = 11, IEER 12.7, two-speed fan, w/Econo | EER-rated packaged Air Conditioner, Size Range: 65 - 134 kBTU/h, EER = 11, IEER = 12.7, EIR = 0.273, Fan W/CFM = 0.4, two-speed fan, with Econo | EER-rated packaged Air Conditioner, Size Range: 65 - 134 kBTU/h, EER = 12.5, min IEER = 14, EIR = 0.236, Fan W/CFM = 0.4, two-speed fan, with Econo |  |  |  | Available |  | 0 | 0 | June 2017 DEER Update | ErRobNc | dxAC-Com-Pkg-65to134kBtuh-EER11.0-2Spd | HVAC-airAC |  | None | 2017-07-01 | 2019-12-31 | InEA_mod |  |  |  |  | Standard | Measure updated for DEER June 2017 Update including Baseline Adjustment; Measure expired due to DEER2020 update | 1 | 1 | 0 | Deemed Ex Ante Team |  | Measure updated for DEER June 2017 Update including Baseline Adjustment; Measure expired due to DEER2020 update |  | Updated to indicate claim/filing status
1 | NE-HVAC-airAC-SpltPkg-65to134kBtuh-12p5eer-wPreEcono | EER-rated packaged Air Conditioner, Size Range: 65 - 134 kBTU/h, EER = 12.5, min IEER = 14, EIR = 0.236, Fan W/CFM = 0.4, two-speed fan, with Econo (Pre-existing vintages include Economizer) | DEER2017 | D17 v2 | 2020-11-24 16:30 | NE-HVAC-airAC-SpltPkg-65to135kBtuh-12p5eer-wPreEcono | DEER | CrossMeasWtd | None |  |  | None | airAC-SpltPkg-65to134kBtuh-12p5eer-wPreEcono | 0 |  | 0 | Com | Any | HVAC | SpaceCool | dxAC_equip | pkgEER | dxAC-Com-Pkg-65to134kBtuh-EER12.5-2Spd | HVAC-airAC | EER-Rated Pkg AC, 65-134 kBTU/h; Pre-2005: EER = 10.0, one-speed fan, w/Econo; 2006 - 2009: EER = 10.0, one-speed fan, w/Econo; 2010 - 2013: EER = 11, one-speed fan, w/Econo; 2014 - 2015: EER = 11, IEER 12.7, two-speed fan, w/Econo | EER-rated packaged Air Conditioner, Size Range: 65 - 134 kBTU/h, EER = 11, IEER = 12.7, EIR = 0.273, Fan W/CFM = 0.4, two-speed fan, with Econo | EER-rated packaged Air Conditioner, Size Range: 65 - 134 kBTU/h, EER = 12.5, min IEER = 14, EIR = 0.236, Fan W/CFM = 0.4, two-speed fan, with Econo |  |  |  | Available |  | 0 | 0 | June 2017 DEER Update | ErRobNc | dxAC-Com-Pkg-65to134kBtuh-EER11.0-2Spd | HVAC-airAC |  | None | 2017-07-01 | 2019-12-31 | InEA_mod |  |  |  |  | Standard | Measure updated for DEER June 2017 Update including Baseline Adjustment; Measure expired due to DEER2020 update | 1 | 1 | 0 | Deemed Ex Ante Team |  | Measure updated for DEER June 2017 Update including Baseline Adjustment; Measure expired due to DEER2020 update |  | Updated to indicate claim/filing status
1 | NE-HVAC-airAC-SpltPkg-65to134kBtuh-13p0eer-woutPreEcono | EER-rated packaged Air Conditioner, Size Range: 65 - 134 kBTU/h, EER = 13, min IEER = 15, EIR = 0.226, Fan W/CFM = 0.4, two-speed fan, with Econo (Pre-existing vintages do not include Economizer) | DEER2017 | D17 v2 | 2020-11-24 16:30 | NE-HVAC-airAC-SpltPkg-65to109kBtuh-13p0eer | DEER | Standard | None |  |  | None |  | 0 |  | 0 | Com | Any | HVAC | SpaceCool | dxAC_equip | pkgEER | dxAC-Com-Pkg-65to134kBtuh-EER13.0-2Spd | HVAC-airAC | EER-Rated Pkg AC, 65-134 kBTU/h; Pre-2005: EER = 10.0, one-speed fan, no Econo; 2006 - 2009: EER = 10.0, one-speed fan, no Econo; 2010 - 2013: EER = 11, one-speed fan, no Econo; 2014 - 2015: EER = 11, IEER 12.7, two-speed fan, w/Econo | EER-rated packaged Air Conditioner, Size Range: 65 - 134 kBTU/h, EER = 11, IEER = 12.7, EIR = 0.273, Fan W/CFM = 0.4, two-speed fan, with Econo | EER-rated packaged Air Conditioner, Size Range: 65 - 134 kBTU/h, EER = 13, min IEER = 15, EIR = 0.226, Fan W/CFM = 0.4, two-speed fan, with Econo |  |  |  | Available |  | 0 | 0 | June 2017 DEER Update | ErRobNc | dxAC-Com-Pkg-65to134kBtuh-EER11.0-2Spd | HVAC-airAC |  | None | 2017-07-01 | 2019-12-31 | InEA_mod |  |  |  |  | Standard | Measure updated for DEER June 2017 Update including Baseline Adjustment; Measure expired due to DEER2020 update | 1 | 1 | 0 | Deemed Ex Ante Team |  | Measure updated for DEER June 2017 Update including Baseline Adjustment; Measure expired due to DEER2020 update |  | Updated to indicate claim/filing status
1 | NE-HVAC-airAC-SpltPkg-65to134kBtuh-13p0eer-wPreEcono | EER-rated packaged Air Conditioner, Size Range: 65 - 134 kBTU/h, EER = 13, min IEER = 15, EIR = 0.226, Fan W/CFM = 0.4, two-speed fan, with Econo (Pre-existing vintages include Economizer) | DEER2017 | D17 v2 | 2020-11-24 16:30 | NE-HVAC-airAC-SpltPkg-65to109kBtuh-13p0eer-wPreEcono | DEER | Standard | None |  |  | None |  | 0 |  | 0 | Com | Any | HVAC | SpaceCool | dxAC_equip | pkgEER | dxAC-Com-Pkg-65to134kBtuh-EER13.0-2Spd | HVAC-airAC | EER-Rated Pkg AC, 65-134 kBTU/h; Pre-2005: EER = 10.0, one-speed fan, w/Econo; 2006 - 2009: EER = 10.0, one-speed fan, w/Econo; 2010 - 2013: EER = 11, one-speed fan, w/Econo; 2014 - 2015: EER = 11, IEER 12.7, two-speed fan, w/Econo | EER-rated packaged Air Conditioner, Size Range: 65 - 134 kBTU/h, EER = 11, IEER = 12.7, EIR = 0.273, Fan W/CFM = 0.4, two-speed fan, with Econo | EER-rated packaged Air Conditioner, Size Range: 65 - 134 kBTU/h, EER = 13, min IEER = 15, EIR = 0.226, Fan W/CFM = 0.4, two-speed fan, with Econo |  |  |  | Available |  | 0 | 0 | June 2017 DEER Update | ErRobNc | dxAC-Com-Pkg-65to134kBtuh-EER11.0-2Spd | HVAC-airAC |  | None | 2017-07-01 | 2019-12-31 | InEA_mod |  |  |  |  | Standard | Measure updated for DEER June 2017 Update including Baseline Adjustment; Measure expired due to DEER2020 update | 1 | 1 | 0 | Deemed Ex Ante Team |  | Measure updated for DEER June 2017 Update including Baseline Adjustment; Measure expired due to DEER2020 update |  | Updated to indicate claim/filing status
1 | NE-HVAC-airAC-SpltPkg-gte760kBtuh-10p2eer | EER-rated packaged Air Conditioner, Size Range: 760 - kBTU/h, EER = 10.2, min IEER = 11.6, EIR = 0.273, Fan W/CFM = 0.61, two-speed fan, with Econo | DEER2017 | D17 v2 | 2020-11-24 16:30 | NE-HVAC-airAC-SpltPkg-gte760kBtuh-10p2eer | DEER | Standard | None |  |  | None |  | 0 |  | 0 | Com | Any | HVAC | SpaceCool | dxAC_equip | pkgEER | dxAC-Com-Pkg-gte760kBTUh-EER10.2-2Spd | HVAC-airAC | EER-Rated Pkg AC, 760+ kBTU/h; Pre-2005: EER = 9.2, one-speed fan, w/Econo; 2006 - 2009: EER = 9.2, one-speed fan, w/Econo; 2010 - 2013: EER = 9.5, one-speed fan, w/Econo; 2014 - 2015: EER = 9.5, IEER = 11, two-speed fan, w/Econo | EER-rated packaged Air Conditioner, Size Range: 760 - kBTU/h, EER = 9.5, IEEER = 11, EIR = 0.297, Fan W/CFM = 0.61, two-speed fan, with Econo | EER-rated packaged Air Conditioner, Size Range: 760 - kBTU/h, EER = 10.2, min IEER = 11.6, EIR = 0.273, Fan W/CFM = 0.61, two-speed fan, with Econo |  |  |  | Available | Std and Meas Technologies vary by system configuration | 0 | 0 | June 2017 DEER Update | ErRobNc | dxAC-Com-Pkg-gte760kBTUh-EER9.5-2Spd | HVAC-airAC |  | None | 2017-07-01 | 2019-12-31 | InEA_mod |  |  |  |  | Standard | Measure updated for DEER June 2017 Update including Baseline Adjustment; Measure expired due to DEER2020 update | 1 | 1 | 0 | Deemed Ex Ante Team |  | Measure updated for DEER June 2017 Update including Baseline Adjustment; Measure expired due to DEER2020 update |  | Updated to indicate claim/filing status
1 | NE-HVAC-airAC-SpltPkg-gte760kBtuh-11p0eer | EER-rated packaged Air Conditioner, Size Range: 760 - kBTU/h, EER = 11, min IEER = 12.3, EIR = 0.249, Fan W/CFM = 0.61, two-speed fan, with Econo | DEER2017 | D17 v2 | 2020-11-24 16:30 | NE-HVAC-airAC-SpltPkg-gte760kBtuh-11p0eer | DEER | Standard | None |  |  | None |  | 0 |  | 0 | Com | Any | HVAC | SpaceCool | dxAC_equip | pkgEER | dxAC-Com-Pkg-gte760kBTUh-EER11.0-2Spd | HVAC-airAC | EER-Rated Pkg AC, 760+ kBTU/h; Pre-2005: EER = 9.2, one-speed fan, w/Econo; 2006 - 2009: EER = 9.2, one-speed fan, w/Econo; 2010 - 2013: EER = 9.5, one-speed fan, w/Econo; 2014 - 2015: EER = 9.5, IEER = 11, two-speed fan, w/Econo | EER-rated packaged Air Conditioner, Size Range: 760 - kBTU/h, EER = 9.5, IEEER = 11, EIR = 0.297, Fan W/CFM = 0.61, two-speed fan, with Econo | EER-rated packaged Air Conditioner, Size Range: 760 - kBTU/h, EER = 11, min IEER = 12.3, EIR = 0.249, Fan W/CFM = 0.61, two-speed fan, with Econo |  |  |  | Available | Std and Meas Technologies vary by system configuration | 0 | 0 | June 2017 DEER Update | ErRobNc | dxAC-Com-Pkg-gte760kBTUh-EER9.5-2Spd | HVAC-airAC |  | None | 2017-07-01 | 2019-12-31 | InEA_mod |  |  |  |  | Standard | Measure updated for DEER June 2017 Update including Baseline Adjustment; Measure expired due to DEER2020 update | 1 | 1 | 0 | Deemed Ex Ante Team |  | Measure updated for DEER June 2017 Update including Baseline Adjustment; Measure expired due to DEER2020 update |  | Updated to indicate claim/filing status
1 | NE-HVAC-airAC-SpltPkg-gte760kBtuh-12p0eer | EER-rated packaged Air Conditioner, Size Range: 760 - kBTU/h, EER = 12, min IEER = 13.8, EIR = 0.224, Fan W/CFM = 0.61, two-speed fan, with Econo | DEER2017 | D17 v2 | 2020-11-24 16:30 | NE-HVAC-airAC-SpltPkg-gte760kBtuh-12p0eer | DEER | Standard | None |  |  | None |  | 0 |  | 0 | Com | Any | HVAC | SpaceCool | dxAC_equip | pkgEER | dxAC-Com-Pkg-gte760kBTUh-EER12.0-2Spd | HVAC-airAC | EER-Rated Pkg AC, 760+ kBTU/h; Pre-2005: EER = 9.2, one-speed fan, w/Econo; 2006 - 2009: EER = 9.2, one-speed fan, w/Econo; 2010 - 2013: EER = 9.5, one-speed fan, w/Econo; 2014 - 2015: EER = 9.5, IEER = 11, two-speed fan, w/Econo | EER-rated packaged Air Conditioner, Size Range: 760 - kBTU/h, EER = 9.5, IEEER = 11, EIR = 0.297, Fan W/CFM = 0.61, two-speed fan, with Econo | EER-rated packaged Air Conditioner, Size Range: 760 - kBTU/h, EER = 12, min IEER = 13.8, EIR = 0.224, Fan W/CFM = 0.61, two-speed fan, with Econo |  |  |  | Available | Std and Meas Technologies vary by system configuration | 0 | 0 | June 2017 DEER Update | ErRobNc | dxAC-Com-Pkg-gte760kBTUh-EER9.5-2Spd | HVAC-airAC |  | None | 2017-07-01 | 2019-12-31 | InEA_mod |  |  |  |  | Standard | Measure updated for DEER June 2017 Update including Baseline Adjustment; Measure expired due to DEER2020 update | 1 | 1 | 0 | Deemed Ex Ante Team |  | Measure updated for DEER June 2017 Update including Baseline Adjustment; Measure expired due to DEER2020 update |  | Updated to indicate claim/filing status
1 | NE-HVAC-Chlr-AirCldRecipChlr-2Cmp-AllSizes-13.47EER-21.92IPLV | Air Cooled Constant Speed Reciprocating Chiller w/2 Compressors (All Capacities, scaled measure based on d-kW/ton) | DEER2017 | D17 v1.0 | 2020-11-24 16:30 | NE-HVAC-Chlr-AirCldRecipChlr-2Cmp-AllSizes-dkWton | DEER | Standard | None | 0 | 0 | None |  | 0 |  | 0 | Com | Any | HVAC | SpaceCool | Chiller | AirCldRecipChlr |  | HVAC-Chlr | Air Cooled Constant Speed Reciprocating Chiller w/2 Compressors (All Capacities, 9.231 EER, 15.028 IPLV) | Air Cooled Constant Speed Reciprocating Chiller w/2 Compressors (All Capacities, 9.231 EER, 15.028 IPLV) | Air Cooled Constant Speed Reciprocating Chiller w/2 Compressors (All Capacities, 13.467 EER, 21.918 IPLV) | AirCldRecipChlr-2Cmp-AllSizes-9.23EER-15.03IPLV | AirCldRecipChlr-2Cmp-AllSizes-9.23EER-15.03IPLV | AirCldRecipChlr-2Cmp-AllSizes-13.47EER-21.92IPLV | Available |  | 0 | 0 |  | ErRobNc |  | HVAC-Chlr |  | None | 2017-01-01 | 2019-12-31 | [5 empty] | Basis |  | 1 | 1 | 0 | Deemed Ex Ante Team |  |  |  | Updated to indicate claim/filing status
1 | NE-HVAC-Chlr-AirCldScrewChlr-2Cmp-AllSizes-13.47EER-18.29IPLV | Air Cooled Constant Speed Screw Chiller w/1 Compressor (All Capacities, scaled measure based on d-kW/ton) | DEER2017 | D17 v1.0 | 2020-11-24 16:30 | NE-HVAC-Chlr-AirCldScrewChlr-2Cmp-AllSizes-dkWton | DEER | Standard | None | 0 | 0 | None |  | 0 |  | 0 | Com | Any | HVAC | SpaceCool | Chiller | AirCldScrewChlr |  | HVAC-Chlr | Air Cooled Constant Speed Screw Chiller w/1 Compressor (All Capacities, 9.231 EER, 12.538 IPLV) | Air Cooled Constant Speed Screw Chiller w/1 Compressor (All Capacities, 9.231 EER, 12.538 IPLV) | Air Cooled Constant Speed Screw Chiller w/1 Compressor (All Capacities, 13.467 EER, 18.291 IPLV) | AirCldScrewChlr-2Cmp-AllSizes-9.23EER-12.54IPLV | AirCldScrewChlr-2Cmp-AllSizes-9.23EER-12.54IPLV | AirCldScrewChlr-2Cmp-AllSizes-13.47EER-18.29IPLV | Available |  | 0 | 0 |  | ErRobNc |  | HVAC-Chlr |  | None | 2017-01-01 | 2019-12-31 | [5 empty] | Basis |  | 1 | 1 | 0 | Deemed Ex Ante Team |  |  |  | Updated to indicate claim/filing status
1 | NE-HVAC-Chlr-AirCldScrewChlr-2Cmp-gte150tons-10.5EER-14.26IPLV | Air Cooled Constant Speed Screw Chiller w/1 Compressor (>= 150 tons, 10.5 Min EER, 14.5 Min IPLV) | DEER2017 | D17 v1.0 | 2020-11-24 16:30 | NE-HVAC-Chlr-AirCldScrewChlr-2Cmp-AllSizes-10.5EER-14.26IPLV | DEER | Standard | None | 0 | 0 | None |  | 0 |  | 0 | Com | Any | HVAC | SpaceCool | Chiller | AirCldScrewChlr |  | HVAC-Chlr | Water cooled centrifugal chiller, efficiency based on vintage | Air Cooled Constant Speed Screw Chiller w/1 Compressor (>= 150 tons, 10.1 EER, 13.718 IPLV) | Air Cooled Constant Speed Screw Chiller w/1 Compressor (>= 150 tons, 10.5 EER, 14.262 IPLV) |  | AirCldScrewChlr-2Cmp-gte150tons-10.1EER-13.72IPLV | AirCldScrewChlr-2Cmp-gte150tons-10.5EER-14.26IPLV | Available |  | 0 | 0 |  | ErRobNc |  | HVAC-Chlr |  | None | 2017-01-01 | 2019-12-31 | [5 empty] | Standard |  | 1 | 1 | 0 | Deemed Ex Ante Team |  |  |  | Updated to indicate claim/filing status
1 | NE-HVAC-Chlr-AirCldScrewChlr-2Cmp-gte150tons-11.5EER-15.62IPLV | Air Cooled Constant Speed Screw Chiller w/1 Compressor (>= 150 tons, 11.5 Min EER, 14.5 Min IPLV) | DEER2017 | D17 v1.0 | 2020-11-24 16:30 | NE-HVAC-Chlr-AirCldScrewChlr-2Cmp-AllSizes-11.5EER-15.62IPLV | DEER | Standard | None | 0 | 0 | None |  | 0 |  | 0 | Com | Any | HVAC | SpaceCool | Chiller | AirCldScrewChlr |  | HVAC-Chlr | Water cooled centrifugal chiller, efficiency based on vintage | Air Cooled Constant Speed Screw Chiller w/1 Compressor (>= 150 tons, 10.1 EER, 13.718 IPLV) | Air Cooled Constant Speed Screw Chiller w/1 Compressor (>= 150 tons, 11.5 EER, 15.62 IPLV) |  | AirCldScrewChlr-2Cmp-gte150tons-10.1EER-13.72IPLV | AirCldScrewChlr-2Cmp-gte150tons-11.5EER-15.62IPLV | Available |  | 0 | 0 |  | ErRobNc |  | HVAC-Chlr |  | None | 2017-01-01 | 2019-12-31 | [5 empty] | Standard |  | 1 | 1 | 0 | Deemed Ex Ante Team |  |  |  | Updated to indicate claim/filing status
1 | NE-HVAC-Chlr-AirCldScrewChlr-2Cmp-gte150tons-11EER-14.94IPLV | Air Cooled Constant Speed Screw Chiller w/1 Compressor (>= 150 tons, 11 Min EER, 14.5 Min IPLV) | DEER2017 | D17 v1.0 | 2020-11-24 16:30 | NE-HVAC-Chlr-AirCldScrewChlr-2Cmp-AllSizes-11EER-14.94IPLV | DEER | Standard | None | 0 | 0 | None |  | 0 |  | 0 | Com | Any | HVAC | SpaceCool | Chiller | AirCldScrewChlr |  | HVAC-Chlr | Water cooled centrifugal chiller, efficiency based on vintage | Air Cooled Constant Speed Screw Chiller w/1 Compressor (>= 150 tons, 10.1 EER, 13.718 IPLV) | Air Cooled Constant Speed Screw Chiller w/1 Compressor (>= 150 tons, 11 EER, 14.941 IPLV) |  | AirCldScrewChlr-2Cmp-gte150tons-10.1EER-13.72IPLV | AirCldScrewChlr-2Cmp-gte150tons-11EER-14.94IPLV | Available |  | 0 | 0 |  | ErRobNc |  | HVAC-Chlr |  | None | 2017-01-01 | 2019-12-31 | [5 empty] | Standard |  | 1 | 1 | 0 | Deemed Ex Ante Team |  |  |  | Updated to indicate claim/filing status
1 | NE-HVAC-Chlr-AirCldScrewChlr-2Cmp-lt150tons-10.5EER-14.26IPLV | Air Cooled Constant Speed Screw Chiller w/1 Compressor (< 150 tons, 10.5 Min EER, 13.8 Min IPLV) | DEER2017 | D17 v1.0 | 2020-11-24 16:30 | NE-HVAC-Chlr-AirCldScrewChlr-2Cmp-AllSizes-10.5EER-14.26IPLV | DEER | Standard | None | 0 | 0 | None |  | 0 |  | 0 | Com | Any | HVAC | SpaceCool | Chiller | AirCldScrewChlr |  | HVAC-Chlr | Water cooled centrifugal chiller, efficiency based on vintage | Air Cooled Constant Speed Screw Chiller w/1 Compressor (< 150 tons, 10.1 EER, 13.718 IPLV) | Air Cooled Constant Speed Screw Chiller w/1 Compressor (< 150 tons, 10.5 EER, 14.262 IPLV) |  | AirCldScrewChlr-2Cmp-lt150tons-10.1EER-13.72IPLV | AirCldScrewChlr-2Cmp-lt150tons-10.5EER-14.26IPLV | Available |  | 0 | 0 |  | ErRobNc |  | HVAC-Chlr |  | None | 2017-01-01 | 2019-12-31 | [5 empty] | Standard |  | 1 | 1 | 0 | Deemed Ex Ante Team |  |  |  | Updated to indicate claim/filing status
1 | NE-HVAC-Chlr-AirCldScrewChlr-2Cmp-lt150tons-11.5EER-15.62IPLV | Air Cooled Constant Speed Screw Chiller w/1 Compressor (< 150 tons, 11.5 Min EER, 15.8 Min IPLV) | DEER2017 | D17 v1.0 | 2020-11-24 16:30 | NE-HVAC-Chlr-AirCldScrewChlr-2Cmp-AllSizes-11.5EER-15.62IPLV | DEER | Standard | None | 0 | 0 | None |  | 0 |  | 0 | Com | Any | HVAC | SpaceCool | Chiller | AirCldScrewChlr |  | HVAC-Chlr | Water cooled centrifugal chiller, efficiency based on vintage | Air Cooled Constant Speed Screw Chiller w/1 Compressor (< 150 tons, 10.1 EER, 13.718 IPLV) | Air Cooled Constant Speed Screw Chiller w/1 Compressor (< 150 tons, 11.5 EER, 15.62 IPLV) |  | AirCldScrewChlr-2Cmp-lt150tons-10.1EER-13.72IPLV | AirCldScrewChlr-2Cmp-lt150tons-11.5EER-15.62IPLV | Available |  | 0 | 0 |  | ErRobNc |  | HVAC-Chlr |  | None | 2017-01-01 | 2019-12-31 | [5 empty] | Standard |  | 1 | 1 | 0 | Deemed Ex Ante Team |  |  |  | Updated to indicate claim/filing status
1 | NE-HVAC-Chlr-AirCldScrewChlr-2Cmp-lt150tons-11EER-14.94IPLV | Air Cooled Constant Speed Screw Chiller w/1 Compressor (< 150 tons, 11 Min EER, 14.2 Min IPLV) | DEER2017 | D17 v1.0 | 2020-11-24 16:30 | NE-HVAC-Chlr-AirCldScrewChlr-2Cmp-AllSizes-11EER-14.94IPLV | DEER | Standard | None | 0 | 0 | None |  | 0 |  | 0 | Com | Any | HVAC | SpaceCool | Chiller | AirCldScrewChlr |  | HVAC-Chlr | Water cooled centrifugal chiller, efficiency based on vintage | Air Cooled Constant Speed Screw Chiller w/1 Compressor (< 150 tons, 10.1 EER, 13.718 IPLV) | Air Cooled Constant Speed Screw Chiller w/1 Compressor (< 150 tons, 11 EER, 14.941 IPLV) |  | AirCldScrewChlr-2Cmp-lt150tons-10.1EER-13.72IPLV | AirCldScrewChlr-2Cmp-lt150tons-11EER-14.94IPLV | Available |  | 0 | 0 |  | ErRobNc |  | HVAC-Chlr |  | None | 2017-01-01 | 2019-12-31 | [5 empty] | Standard |  | 1 | 1 | 0 | Deemed Ex Ante Team |  |  |  | Updated to indicate claim/filing status
1 | NE-HVAC-Chlr-AirCldScrewChlr-2Cmp-lt150tons-11EER-14.94IPLV-scaled | Air Cooled Constant Speed Screw Chiller w/1 Compressor (< 150 tons, 11 Min EER, 14.2 Min IPLV - scaled) | DEER2017 | D17 v1.0 | 2020-11-24 16:30 | NE-HVAC-Chlr-AirCldScrewChlr-2Cmp-AllSizes-dkWton | DEER | Scaled | dkWTon | 0.0972 | 0 | None |  | 0 |  | 0 | Com | Any | HVAC | SpaceCool | Chiller | AirCldScrewChlr |  | HVAC-Chlr | Air Cooled Constant Speed Screw Chiller w/1 Compressor (< 150 tons, 10.1 EER, 13.718 IPLV) | Air Cooled Constant Speed Screw Chiller w/1 Compressor (< 150 tons, 10.1 EER, 13.718 IPLV) | Air Cooled Constant Speed Screw Chiller w/1 Compressor (< 150 tons, 11 EER, 14.941 IPLV) | AirCldScrewChlr-2Cmp-lt150tons-10.1EER-13.72IPLV | AirCldScrewChlr-2Cmp-lt150tons-10.1EER-13.72IPLV | AirCldScrewChlr-2Cmp-lt150tons-11EER-14.94IPLV | Available |  | 0 | 0 |  | ErRobNc |  | HVAC-Chlr |  | None | 2017-01-01 | 2019-12-31 | [5 empty] | Standard |  | 1 | 1 | 0 | Deemed Ex Ante Team |  |  |  | Updated to indicate claim/filing status
1 | NE-HVAC-Chlr-WtrCldCentChlr-Conv-1Cmp-150to299tons-0.519kwpton-0.457IPLV | Water Cooled Constant Speed Centrifugal Chiller (150 to 299 tons, 0.519 Max kW/ton, 0.481 Max IPLV) | DEER2017 | D17 v1.0 | 2020-11-24 16:30 | NE-HVAC-Chlr-WtrCldCentChlr-Conv-1Cmp-150to299tons-0.519kwpton-0.457IPLV | DEER | Standard | None | 0 | 0 | None |  | 0 |  | 0 | Com | Any | HVAC | SpaceCool | Chiller | WtrCldCentChlr |  | HVAC-Chlr | Water cooled centrifugal chiller, efficiency based on vintage | Water Cooled Constant Speed Centrifugal Chiller (150 to 299 tons, 0.61 kW/ton, 0.538 IPLV) | Water Cooled Constant Speed Centrifugal Chiller (150 to 299 tons, 0.519 kW/ton, 0.457 IPLV) |  | WtrCldCentChlr-Conv-1Cmp-150to299tons-0.61kwpton-0.538IPLV | WtrCldCentChlr-Conv-1Cmp-150to299tons-0.519kwpton-0.457IPLV | Available |  | 0 | 0 |  | ErRobNc |  | HVAC-Chlr |  | None | 2017-01-01 | 2019-12-31 | [5 empty] | Standard |  | 1 | 1 | 0 | Deemed Ex Ante Team |  |  |  | Updated to indicate claim/filing status
1 | NE-HVAC-Chlr-WtrCldCentChlr-Conv-1Cmp-150to299tons-0.54kwpton-0.308IPLV-VarSpd-CndRlf | Water Cooled Centrifugal Chiller w/1 conventional VSD compressor and condenser relief (150 to 299 tons, 0.54 Max kW/ton, 0.324 Max IPLV) | DEER2017 | D17 v1.0 | 2020-11-24 16:30 | NE-HVAC-Chlr-WtrCldCentChlr-Conv-1Cmp-150to299tons-0.54kwpton-0.308IPLV-VarSpd-CndRlf | DEER | Standard | None | 0 | 0 | None |  | 0 |  | 0 | Com | Any | HVAC | SpaceCool | Chiller | WtrCldCentChlr |  | HVAC-Chlr | Water Cooled Centrifugal Chiller w/1 conventional VSD compressor and condenser relief (150 to 299 tons, 0.635 kW/ton, 0.363 IPLV) | Water Cooled Centrifugal Chiller w/1 conventional VSD compressor and condenser relief (150 to 299 tons, 0.635 kW/ton, 0.363 IPLV) | Water Cooled Centrifugal Chiller w/1 conventional VSD compressor and condenser relief (150 to 299 tons, 0.54 kW/ton, 0.308 IPLV) | WtrCldCentChlr-Conv-1Cmp-150to299tons-0.635kwpton-0.363IPLV-VarSpd-CndRlf | WtrCldCentChlr-Conv-1Cmp-150to299tons-0.635kwpton-0.363IPLV-VarSpd-CndRlf | WtrCldCentChlr-Conv-1Cmp-150to299tons-0.54kwpton-0.308IPLV-VarSpd-CndRlf | Available |  | 0 | 0 |  | ErRobNc |  | HVAC-Chlr |  | None | 2017-01-01 | 2019-12-31 | [5 empty] | Standard |  | 1 | 1 | 0 | Deemed Ex Ante Team |  |  |  | Updated to indicate claim/filing status
1 | NE-HVAC-Chlr-WtrCldCentChlr-Conv-1Cmp-300to399tons-0.476kwpton-0.42IPLV | Water Cooled Constant Speed Centrifugal Chiller (300 to 399 tons, 0.476 Max kW/ton, 0.442 Max IPLV) | DEER2017 | D17 v1.0 | 2020-11-24 16:30 | NE-HVAC-Chlr-WtrCldCentChlr-Conv-1Cmp-gte300tons-0.476kwpton-0.42IPLV | DEER | Standard | None | 0 | 0 | None |  | 0 |  | 0 | Com | Any | HVAC | SpaceCool | Chiller | WtrCldCentChlr |  | HVAC-Chlr | Water cooled centrifugal chiller, efficiency based on vintage | Water Cooled Constant Speed Centrifugal Chiller (300 to 399 tons, 0.56 kW/ton, 0.494 IPLV) | Water Cooled Constant Speed Centrifugal Chiller (300 to 399 tons, 0.476 kW/ton, 0.42 IPLV) |  | WtrCldCentChlr-Conv-1Cmp-300to399tons-0.56kwpton-0.494IPLV | WtrCldCentChlr-Conv-1Cmp-300to399tons-0.476kwpton-0.42IPLV | Available |  | 0 | 0 |  | ErRobNc |  | HVAC-Chlr |  | None | 2017-01-01 | 2019-12-31 | [5 empty] | Standard |  | 1 | 1 | 0 | Deemed Ex Ante Team |  |  |  | Updated to indicate claim/filing status
1 | NE-HVAC-Chlr-WtrCldCentChlr-Conv-1Cmp-300to399tons-0.506kwpton-0.289IPLV-VarSpd-CndRlf | Water Cooled Centrifugal Chiller w/1 conventional VSD compressor and condenser relief (300 to 399 tons, 0.506 Max kW/ton, 0.304 Max IPLV) | DEER2017 | D17 v1.0 | 2020-11-24 16:30 | NE-HVAC-Chlr-WtrCldCentChlr-Conv-1Cmp-300to399tons-0.506kwpton-0.289IPLV-VarSpd-CndRlf | DEER | Standard | None | 0 | 0 | None |  | 0 |  | 0 | Com | Any | HVAC | SpaceCool | Chiller | WtrCldCentChlr |  | HVAC-Chlr | Water Cooled Centrifugal Chiller w/1 conventional VSD compressor and condenser relief (300 to 399 tons, 0.595 kW/ton, 0.34 IPLV) | Water Cooled Centrifugal Chiller w/1 conventional VSD compressor and condenser relief (300 to 399 tons, 0.595 kW/ton, 0.34 IPLV) | Water Cooled Centrifugal Chiller w/1 conventional VSD compressor and condenser relief (300 to 399 tons, 0.506 kW/ton, 0.289 IPLV) | WtrCldCentChlr-Conv-1Cmp-300to399tons-0.595kwpton-0.34IPLV-VarSpd-CndRlf | WtrCldCentChlr-Conv-1Cmp-300to399tons-0.595kwpton-0.34IPLV-VarSpd-CndRlf | WtrCldCentChlr-Conv-1Cmp-300to399tons-0.506kwpton-0.289IPLV-VarSpd-CndRlf | Available |  | 0 | 0 |  | ErRobNc |  | HVAC-Chlr |  | None | 2017-01-01 | 2019-12-31 | [5 empty] | Standard |  | 1 | 1 | 0 | Deemed Ex Ante Team |  |  |  | Updated to indicate claim/filing status
1 | NE-HVAC-Chlr-WtrCldCentChlr-Conv-1Cmp-400to599tons-0.476kwpton-0.42IPLV | Water Cooled Constant Speed Centrifugal Chiller (400 to 599 tons, 0.476 Max kW/ton, 0.442 Max IPLV) | DEER2017 | D17 v1.0 | 2020-11-24 16:30 | NE-HVAC-Chlr-WtrCldCentChlr-Conv-1Cmp-gte300tons-0.476kwpton-0.42IPLV | DEER | Standard | None | 0 | 0 | None |  | 0 |  | 0 | Com | Any | HVAC | SpaceCool | Chiller | WtrCldCentChlr |  | HVAC-Chlr | Water cooled centrifugal chiller, efficiency based on vintage | Water Cooled Constant Speed Centrifugal Chiller (400 to 599 tons, 0.56 kW/ton, 0.494 IPLV) | Water Cooled Constant Speed Centrifugal Chiller (400 to 599 tons, 0.476 kW/ton, 0.42 IPLV) |  | WtrCldCentChlr-Conv-1Cmp-400to599tons-0.56kwpton-0.494IPLV | WtrCldCentChlr-Conv-1Cmp-400to599tons-0.476kwpton-0.42IPLV | Available |  | 0 | 0 |  | ErRobNc |  | HVAC-Chlr |  | None | 2017-01-01 | 2019-12-31 | [5 empty] | Standard |  | 1 | 1 | 0 | Deemed Ex Ante Team |  |  |  | Updated to indicate claim/filing status
1 | NE-HVAC-Chlr-WtrCldCentChlr-Conv-1Cmp-400to599tons-0.497kwpton-0.284IPLV-VarSpd-CndRlf | Water Cooled Centrifugal Chiller w/1 conventional VSD compressor and condenser relief (400 to 599 tons, 0.497 Max kW/ton, 0.299 Max IPLV) | DEER2017 | D17 v1.0 | 2020-11-24 16:30 | NE-HVAC-Chlr-WtrCldCentChlr-Conv-1Cmp-gte400tons-0.497kwpton-0.284IPLV-VarSpd-CndRlf | DEER | Standard | None | 0 | 0 | None |  | 0 |  | 0 | Com | Any | HVAC | SpaceCool | Chiller | WtrCldCentChlr |  | HVAC-Chlr | Water Cooled Centrifugal Chiller w/1 conventional VSD compressor and condenser relief (400 to 599 tons, 0.585 kW/ton, 0.334 IPLV) | Water Cooled Centrifugal Chiller w/1 conventional VSD compressor and condenser relief (400 to 599 tons, 0.585 kW/ton, 0.334 IPLV) | Water Cooled Centrifugal Chiller w/1 conventional VSD compressor and condenser relief (400 to 599 tons, 0.497 kW/ton, 0.284 IPLV) | WtrCldCentChlr-Conv-1Cmp-400to599tons-0.585kwpton-0.334IPLV-VarSpd-CndRlf | WtrCldCentChlr-Conv-1Cmp-400to599tons-0.585kwpton-0.334IPLV-VarSpd-CndRlf | WtrCldCentChlr-Conv-1Cmp-400to599tons-0.497kwpton-0.284IPLV-VarSpd-CndRlf | Available |  | 0 | 0 |  | ErRobNc |  | HVAC-Chlr |  | None | 2017-01-01 | 2019-12-31 | [5 empty] | Standard |  | 1 | 1 | 0 | Deemed Ex Ante Team |  |  |  | Updated to indicate claim/filing status
1 | NE-HVAC-Chlr-WtrCldCentChlr-Conv-1Cmp-AllSizes-0.42kwpton-0.37IPLV | Water Cooled Constant Speed Centrifugal Chiller (All Capacities, scaled measure based on d-kW/ton) | DEER2017 | D17 v1.0 | 2020-11-24 16:30 | NE-HVAC-Chlr-WtrCldCentChlr-Conv-1Cmp-AllSizes-dkWton | DEER | Standard | None | 0 | 0 | None |  | 0 |  | 0 | Com | Any | HVAC | SpaceCool | Chiller | WtrCldCentChlr |  | HVAC-Chlr | Water Cooled Constant Speed Centrifugal Chiller (All Capacities, 0.75 kW/ton, 0.661 IPLV) | Water Cooled Constant Speed Centrifugal Chiller (All Capacities, 0.75 kW/ton, 0.661 IPLV) | Water Cooled Constant Speed Centrifugal Chiller (All Capacities, 0.42 kW/ton, 0.37 IPLV) | WtrCldCentChlr-Conv-1Cmp-AllSizes-0.75kwpton-0.661IPLV | WtrCldCentChlr-Conv-1Cmp-AllSizes-0.75kwpton-0.661IPLV | WtrCldCentChlr-Conv-1Cmp-AllSizes-0.42kwpton-0.37IPLV | Available |  | 0 | 0 |  | ErRobNc |  | HVAC-Chlr |  | None | 2017-01-01 | 2019-12-31 | [5 empty] | Basis |  | 1 | 1 | 0 | Deemed Ex Ante Team |  |  |  | Updated to indicate claim/filing status
1 | NE-HVAC-Chlr-WtrCldCentChlr-Conv-1Cmp-AllSizes-0.439kwpton-0.251IPLV-VarSpd-CndRlf | Water Cooled Centrifugal Chiller w/1 conventional VSD compressor and condenser relief (All Capacities, scaled measure based on d-kW/ton) | DEER2017 | D17 v1.0 | 2020-11-24 16:30 | NE-HVAC-Chlr-WtrCldCentChlr-Conv-1Cmp-AllSizes-VarSpd-dkWton | DEER | Standard | None | 0 | 0 | None |  | 0 |  | 0 | Com | Any | HVAC | SpaceCool | Chiller | WtrCldCentChlr |  | HVAC-Chlr | Water Cooled Centrifugal Chiller w/1 conventional VSD compressor and condenser relief (All Capacities, 0.695 kW/ton, 0.397 IPLV) | Water Cooled Centrifugal Chiller w/1 conventional VSD compressor and condenser relief (All Capacities, 0.695 kW/ton, 0.397 IPLV) | Water Cooled Centrifugal Chiller w/1 conventional VSD compressor and condenser relief (All Capacities, 0.439 kW/ton, 0.251 IPLV) | WtrCldCentChlr-Conv-1Cmp-AllSizes-0.695kwpton-0.397IPLV-VarSpd-CndRlf | WtrCldCentChlr-Conv-1Cmp-AllSizes-0.695kwpton-0.397IPLV-VarSpd-CndRlf | WtrCldCentChlr-Conv-1Cmp-AllSizes-0.439kwpton-0.251IPLV-VarSpd-CndRlf | Available |  | 0 | 0 |  | ErRobNc |  | HVAC-Chlr |  | None | 2017-01-01 | 2019-12-31 | [5 empty] | Basis |  | 1 | 1 | 0 | Deemed Ex Ante Team |  |  |  | Updated to indicate claim/filing status
1 | NE-HVAC-Chlr-WtrCldCentChlr-Conv-1Cmp-gte600tons-0.476kwpton-0.42IPLV | Water Cooled Constant Speed Centrifugal Chiller (>= 600 tons, 0.476 Max kW/ton, 0.316 Max IPLV) | DEER2017 | D17 v1.0 | 2020-11-24 16:30 | NE-HVAC-Chlr-WtrCldCentChlr-Conv-1Cmp-gte300tons-0.476kwpton-0.42IPLV | DEER | Standard | None | 0 | 0 | None |  | 0 |  | 0 | Com | Any | HVAC | SpaceCool | Chiller | WtrCldCentChlr |  | HVAC-Chlr | Water cooled centrifugal chiller, efficiency based on vintage | Water Cooled Constant Speed Centrifugal Chiller (>= 600 tons, 0.56 kW/ton, 0.494 IPLV) | Water Cooled Constant Speed Centrifugal Chiller (>= 600 tons, 0.476 kW/ton, 0.42 IPLV) |  | WtrCldCentChlr-Conv-1Cmp-gte600tons-0.56kwpton-0.494IPLV | WtrCldCentChlr-Conv-1Cmp-gte600tons-0.476kwpton-0.42IPLV | Available |  | 0 | 0 |  | ErRobNc |  | HVAC-Chlr |  | None | 2017-01-01 | 2019-12-31 | [5 empty] | Standard |  | 1 | 1 | 0 | Deemed Ex Ante Team |  |  |  | Updated to indicate claim/filing status
1 | NE-HVAC-Chlr-WtrCldCentChlr-Conv-1Cmp-gte600tons-0.497kwpton-0.284IPLV-VarSpd-CndRlf | Water Cooled Centrifugal Chiller w/1 conventional VSD compressor and condenser relief (>= 600 tons, 0.497 Max kW/ton, 0.299 Max IPLV) | DEER2017 | D17 v1.0 | 2020-11-24 16:30 | NE-HVAC-Chlr-WtrCldCentChlr-Conv-1Cmp-gte400tons-0.497kwpton-0.284IPLV-VarSpd-CndRlf | DEER | Standard | None | 0 | 0 | None |  | 0 |  | 0 | Com | Any | HVAC | SpaceCool | Chiller | WtrCldCentChlr |  | HVAC-Chlr | Water Cooled Centrifugal Chiller w/1 conventional VSD compressor and condenser relief (>= 600 tons, 0.585 kW/ton, 0.334 IPLV) | Water Cooled Centrifugal Chiller w/1 conventional VSD compressor and condenser relief (>= 600 tons, 0.585 kW/ton, 0.334 IPLV) | Water Cooled Centrifugal Chiller w/1 conventional VSD compressor and condenser relief (>= 600 tons, 0.497 kW/ton, 0.284 IPLV) | WtrCldCentChlr-Conv-1Cmp-gte600tons-0.585kwpton-0.334IPLV-VarSpd-CndRlf | WtrCldCentChlr-Conv-1Cmp-gte600tons-0.585kwpton-0.334IPLV-VarSpd-CndRlf | WtrCldCentChlr-Conv-1Cmp-gte600tons-0.497kwpton-0.284IPLV-VarSpd-CndRlf | Available |  | 0 | 0 |  | ErRobNc |  | HVAC-Chlr |  | None | 2017-01-01 | 2019-12-31 | [5 empty] | Standard |  | 1 | 1 | 0 | Deemed Ex Ante Team |  |  |  | Updated to indicate claim/filing status
1 | NE-HVAC-Chlr-WtrCldCentChlr-Conv-1Cmp-lt150tons-0.519kwpton-0.457IPLV | Water Cooled Constant Speed Centrifugal Chiller (< 150 tons, 0.519 Max kW/ton, 0.481 Max IPLV) | DEER2017 | D17 v1.0 | 2020-11-24 16:30 | NE-HVAC-Chlr-WtrCldCentChlr-Conv-1Cmp-lt150tons-0.519kwpton-0.457IPLV | DEER | Standard | None | 0 | 0 | None |  | 0 |  | 0 | Com | Any | HVAC | SpaceCool | Chiller | WtrCldCentChlr |  | HVAC-Chlr | Water cooled centrifugal chiller, efficiency based on vintage | Water Cooled Constant Speed Centrifugal Chiller (< 150 tons, 0.61 kW/ton, 0.538 IPLV) | Water Cooled Constant Speed Centrifugal Chiller (< 150 tons, 0.519 kW/ton, 0.457 IPLV) |  | WtrCldCentChlr-Conv-1Cmp-lt150tons-0.61kwpton-0.538IPLV | WtrCldCentChlr-Conv-1Cmp-lt150tons-0.519kwpton-0.457IPLV | Available |  | 0 | 0 |  | ErRobNc |  | HVAC-Chlr |  | None | 2017-01-01 | 2019-12-31 | [5 empty] | Standard |  | 1 | 1 | 0 | Deemed Ex Ante Team |  |  |  | Updated to indicate claim/filing status
1 | NE-HVAC-Chlr-WtrCldCentChlr-Conv-1Cmp-lt150tons-0.591kwpton-0.337IPLV-VarSpd-CndRlf | Water Cooled Centrifugal Chiller w/1 conventional VSD compressor and condenser relief (< 150 tons, 0.591 Max kW/ton, 0.355 Max IPLV) | DEER2017 | D17 v1.0 | 2020-11-24 16:30 | NE-HVAC-Chlr-WtrCldCentChlr-Conv-1Cmp-lt150tons-0.591kwpton-0.337IPLV-VarSpd-CndRlf | DEER | Standard | None | 0 | 0 | None |  | 0 |  | 0 | Com | Any | HVAC | SpaceCool | Chiller | WtrCldCentChlr |  | HVAC-Chlr | Water Cooled Centrifugal Chiller w/1 conventional VSD compressor and condenser relief (< 150 tons, 0.695 kW/ton, 0.397 IPLV) | Water Cooled Centrifugal Chiller w/1 conventional VSD compressor and condenser relief (< 150 tons, 0.695 kW/ton, 0.397 IPLV) | Water Cooled Centrifugal Chiller w/1 conventional VSD compressor and condenser relief (< 150 tons, 0.591 kW/ton, 0.337 IPLV) | WtrCldCentChlr-Conv-1Cmp-lt150tons-0.695kwpton-0.397IPLV-VarSpd-CndRlf | WtrCldCentChlr-Conv-1Cmp-lt150tons-0.695kwpton-0.397IPLV-VarSpd-CndRlf | WtrCldCentChlr-Conv-1Cmp-lt150tons-0.591kwpton-0.337IPLV-VarSpd-CndRlf | Available |  | 0 | 0 |  | ErRobNc |  | HVAC-Chlr |  | None | 2017-01-01 | 2019-12-31 | [5 empty] | Standard |  | 1 | 1 | 0 | Deemed Ex Ante Team |  |  |  | Updated to indicate claim/filing status
1 | NE-HVAC-Chlr-WtrCldCentChlr-NoFric-1Cmp-150to299tons-0.54kwpton-0.262IPLV-VarSpd-CndRlf | Water Cooled Centrifugal Chiller w/1 frictionless VSD compressor and condenser relief (150 to 299 tons, 0.54 Max kW/ton, 0.275 Max IPLV) | DEER2017 | D17 v1.0 | 2020-11-24 16:30 | NE-HVAC-Chlr-WtrCldCentChlr-NoFric-1Cmp-150to299tons-0.54kwpton-0.274IPLV-VarSpd-CndRlf | DEER | Standard | None | 0 | 0 | None |  | 0 |  | 0 | Com | Any | HVAC | SpaceCool | Chiller | WtrCldCentChlr |  | HVAC-Chlr | Water Cooled Centrifugal Chiller w/1 frictionless VSD compressor and condenser relief (150 to 299 tons, 0.635 kW/ton, 0.308 IPLV) | Water Cooled Centrifugal Chiller w/1 frictionless VSD compressor and condenser relief (150 to 299 tons, 0.635 kW/ton, 0.308 IPLV) | Water Cooled Centrifugal Chiller w/1 frictionless VSD compressor and condenser relief (150 to 299 tons, 0.54 kW/ton, 0.262 IPLV) | WtrCldCentChlr-NoFric-1Cmp-150to299tons-0.635kwpton-0.308IPLV-VarSpd-CndRlf | WtrCldCentChlr-NoFric-1Cmp-150to299tons-0.635kwpton-0.308IPLV-VarSpd-CndRlf | WtrCldCentChlr-NoFric-1Cmp-150to299tons-0.54kwpton-0.262IPLV-VarSpd-CndRlf | Available |  | 0 | 0 |  | ErRobNc |  | HVAC-Chlr |  | None | 2017-01-01 | 2019-12-31 | [5 empty] | Standard |  | 1 | 1 | 0 | Deemed Ex Ante Team |  |  |  | Updated to indicate claim/filing status
1 | NE-HVAC-Chlr-WtrCldCentChlr-NoFric-1Cmp-300to399tons-0.506kwpton-0.245IPLV-VarSpd-CndRlf | Water Cooled Centrifugal Chiller w/1 frictionless VSD compressor and condenser relief (300 to 399 tons, 0.506 Max kW/ton, 0.258 Max IPLV) | DEER2017 | D17 v1.0 | 2020-11-24 16:30 | NE-HVAC-Chlr-WtrCldCentChlr-NoFric-1Cmp-300to399tons-0.506kwpton-0.257IPLV-VarSpd-CndRlf | DEER | Standard | None | 0 | 0 | None |  | 0 |  | 0 | Com | Any | HVAC | SpaceCool | Chiller | WtrCldCentChlr |  | HVAC-Chlr | Water Cooled Centrifugal Chiller w/1 frictionless VSD compressor and condenser relief (300 to 399 tons, 0.595 kW/ton, 0.288 IPLV) | Water Cooled Centrifugal Chiller w/1 frictionless VSD compressor and condenser relief (300 to 399 tons, 0.595 kW/ton, 0.288 IPLV) | Water Cooled Centrifugal Chiller w/1 frictionless VSD compressor and condenser relief (300 to 399 tons, 0.506 kW/ton, 0.245 IPLV) | WtrCldCentChlr-NoFric-1Cmp-300to399tons-0.595kwpton-0.288IPLV-VarSpd-CndRlf | WtrCldCentChlr-NoFric-1Cmp-300to399tons-0.595kwpton-0.288IPLV-VarSpd-CndRlf | WtrCldCentChlr-NoFric-1Cmp-300to399tons-0.506kwpton-0.245IPLV-VarSpd-CndRlf | Available |  | 0 | 0 |  | ErRobNc |  | HVAC-Chlr |  | None | 2017-01-01 | 2019-12-31 | [5 empty] | Standard |  | 1 | 1 | 0 | Deemed Ex Ante Team |  |  |  | Updated to indicate claim/filing status
1 | NE-HVAC-Chlr-WtrCldCentChlr-NoFric-1Cmp-400to599tons-0.497kwpton-0.241IPLV-VarSpd-CndRlf | Water Cooled Centrifugal Chiller w/1 frictionless VSD compressor and condenser relief (400 to 599 tons, 0.497 Max kW/ton, 0.254 Max IPLV) | DEER2017 | D17 v1.0 | 2020-11-24 16:30 | NE-HVAC-Chlr-WtrCldCentChlr-NoFric-1Cmp-gte400tons-0.497kwpton-0.252IPLV-VarSpd-CndRlf | DEER | Standard | None | 0 | 0 | None |  | 0 |  | 0 | Com | Any | HVAC | SpaceCool | Chiller | WtrCldCentChlr |  | HVAC-Chlr | Water Cooled Centrifugal Chiller w/1 frictionless VSD compressor and condenser relief (400 to 599 tons, 0.585 kW/ton, 0.284 IPLV) | Water Cooled Centrifugal Chiller w/1 frictionless VSD compressor and condenser relief (400 to 599 tons, 0.585 kW/ton, 0.284 IPLV) | Water Cooled Centrifugal Chiller w/1 frictionless VSD compressor and condenser relief (400 to 599 tons, 0.497 kW/ton, 0.241 IPLV) | WtrCldCentChlr-NoFric-1Cmp-400to599tons-0.585kwpton-0.284IPLV-VarSpd-CndRlf | WtrCldCentChlr-NoFric-1Cmp-400to599tons-0.585kwpton-0.284IPLV-VarSpd-CndRlf | WtrCldCentChlr-NoFric-1Cmp-400to599tons-0.497kwpton-0.241IPLV-VarSpd-CndRlf | Available |  | 0 | 0 |  | ErRobNc |  | HVAC-Chlr |  | None | 2017-01-01 | 2019-12-31 | [5 empty] | Standard |  | 1 | 1 | 0 | Deemed Ex Ante Team |  |  |  | Updated to indicate claim/filing status
1 | NE-HVAC-Chlr-WtrCldCentChlr-NoFric-1Cmp-AllSizes-0.439kwpton-0.213IPLV-VarSpd-CndRlf | Water Cooled Centrifugal Chiller w/1 frictionless VSD compressor and condenser relief (All Capacities, scaled measure based on d-kW/ton) | DEER2017 | D17 v1.0 | 2020-11-24 16:30 | NE-HVAC-Chlr-WtrCldCentChlr-NoFric-1Cmp-AllSizes-VarSpd-dkWton | DEER | Standard | None | 0 | 0 | None |  | 0 |  | 0 | Com | Any | HVAC | SpaceCool | Chiller | WtrCldCentChlr |  | HVAC-Chlr | Water Cooled Centrifugal Chiller w/1 frictionless VSD compressor and condenser relief (All Capacities, 0.695 kW/ton, 0.337 IPLV) | Water Cooled Centrifugal Chiller w/1 frictionless VSD compressor and condenser relief (All Capacities, 0.695 kW/ton, 0.337 IPLV) | Water Cooled Centrifugal Chiller w/1 frictionless VSD compressor and condenser relief (All Capacities, 0.439 kW/ton, 0.213 IPLV) | WtrCldCentChlr-NoFric-1Cmp-AllSizes-0.695kwpton-0.337IPLV-VarSpd-CndRlf | WtrCldCentChlr-NoFric-1Cmp-AllSizes-0.695kwpton-0.337IPLV-VarSpd-CndRlf | WtrCldCentChlr-NoFric-1Cmp-AllSizes-0.439kwpton-0.213IPLV-VarSpd-CndRlf | Available |  | 0 | 0 |  | ErRobNc |  | HVAC-Chlr |  | None | 2017-01-01 | 2019-12-31 | [5 empty] | Basis |  | 1 | 1 | 0 | Deemed Ex Ante Team |  |  |  | Updated to indicate claim/filing status
1 | NE-HVAC-Chlr-WtrCldCentChlr-NoFric-1Cmp-gte600tons-0.497kwpton-0.241IPLV-VarSpd-CndRlf | Water Cooled Centrifugal Chiller w/1 frictionless VSD compressor and condenser relief (>= 600 tons, 0.497 Max kW/ton, 0.254 Max IPLV) | DEER2017 | D17 v1.0 | 2020-11-24 16:30 | NE-HVAC-Chlr-WtrCldCentChlr-NoFric-1Cmp-gte400tons-0.497kwpton-0.252IPLV-VarSpd-CndRlf | DEER | Standard | None | 0 | 0 | None |  | 0 |  | 0 | Com | Any | HVAC | SpaceCool | Chiller | WtrCldCentChlr |  | HVAC-Chlr | Water Cooled Centrifugal Chiller w/1 frictionless VSD compressor and condenser relief (>= 600 tons, 0.585 kW/ton, 0.284 IPLV) | Water Cooled Centrifugal Chiller w/1 frictionless VSD compressor and condenser relief (>= 600 tons, 0.585 kW/ton, 0.284 IPLV) | Water Cooled Centrifugal Chiller w/1 frictionless VSD compressor and condenser relief (>= 600 tons, 0.497 kW/ton, 0.241 IPLV) | WtrCldCentChlr-NoFric-1Cmp-gte600tons-0.585kwpton-0.284IPLV-VarSpd-CndRlf | WtrCldCentChlr-NoFric-1Cmp-gte600tons-0.585kwpton-0.284IPLV-VarSpd-CndRlf | WtrCldCentChlr-NoFric-1Cmp-gte600tons-0.497kwpton-0.241IPLV-VarSpd-CndRlf | Available |  | 0 | 0 |  | ErRobNc |  | HVAC-Chlr |  | None | 2017-01-01 | 2019-12-31 | [5 empty] | Standard |  | 1 | 1 | 0 | Deemed Ex Ante Team |  |  |  | Updated to indicate claim/filing status
1 | NE-HVAC-Chlr-WtrCldCentChlr-NoFric-1Cmp-lt150tons-0.591kwpton-0.286IPLV-VarSpd-CndRlf | Water Cooled Centrifugal Chiller w/1 frictionless VSD compressor and condenser relief (< 150 tons, 0.591 Max kW/ton, 0.301 Max IPLV) | DEER2017 | D17 v1.0 | 2020-11-24 16:30 | NE-HVAC-Chlr-WtrCldCentChlr-NoFric-1Cmp-lt150tons-0.591kwpton-0.3IPLV-VarSpd-CndRlf | DEER | Standard | None | 0 | 0 | None |  | 0 |  | 0 | Com | Any | HVAC | SpaceCool | Chiller | WtrCldCentChlr |  | HVAC-Chlr | Water Cooled Centrifugal Chiller w/1 frictionless VSD compressor and condenser relief (< 150 tons, 0.695 kW/ton, 0.337 IPLV) | Water Cooled Centrifugal Chiller w/1 frictionless VSD compressor and condenser relief (< 150 tons, 0.695 kW/ton, 0.337 IPLV) | Water Cooled Centrifugal Chiller w/1 frictionless VSD compressor and condenser relief (< 150 tons, 0.591 kW/ton, 0.286 IPLV) | WtrCldCentChlr-NoFric-1Cmp-lt150tons-0.695kwpton-0.337IPLV-VarSpd-CndRlf | WtrCldCentChlr-NoFric-1Cmp-lt150tons-0.695kwpton-0.337IPLV-VarSpd-CndRlf | WtrCldCentChlr-NoFric-1Cmp-lt150tons-0.591kwpton-0.286IPLV-VarSpd-CndRlf | Available |  | 0 | 0 |  | ErRobNc |  | HVAC-Chlr |  | None | 2017-01-01 | 2019-12-31 | [5 empty] | Standard |  | 1 | 1 | 0 | Deemed Ex Ante Team |  |  |  | Updated to indicate claim/filing status
1 | NE-HVAC-Chlr-WtrCldCentChlr-NoFric-2Cmp-150to299tons-0.54kwpton-0.274IPLV-VarSpd-CndRlf | Water Cooled Centrifugal Chiller w/2 frictionless VSD compressors and condenser relief (150 to 299 tons, 0.54 Max kW/ton, 0.27 Max IPLV) | DEER2017 | D17 v1.0 | 2020-11-24 16:30 | NE-HVAC-Chlr-WtrCldCentChlr-NoFric-2Cmp-150to299tons-0.54kwpton-0.274IPLV-VarSpd-CndRlf | DEER | Standard | None | 0 | 0 | None |  | 0 |  | 0 | Com | Any | HVAC | SpaceCool | Chiller | WtrCldCentChlr |  | HVAC-Chlr | Water Cooled Centrifugal Chiller w/2 frictionless VSD compressors and condenser relief (150 to 299 tons, 0.635 kW/ton, 0.322 IPLV) | Water Cooled Centrifugal Chiller w/2 frictionless VSD compressors and condenser relief (150 to 299 tons, 0.635 kW/ton, 0.322 IPLV) | Water Cooled Centrifugal Chiller w/2 frictionless VSD compressors and condenser relief (150 to 299 tons, 0.54 kW/ton, 0.274 IPLV) | WtrCldCentChlr-NoFric-2Cmp-150to299tons-0.635kwpton-0.322IPLV-VarSpd-CndRlf | WtrCldCentChlr-NoFric-2Cmp-150to299tons-0.635kwpton-0.322IPLV-VarSpd-CndRlf | WtrCldCentChlr-NoFric-2Cmp-150to299tons-0.54kwpton-0.274IPLV-VarSpd-CndRlf | Available |  | 0 | 0 |  | ErRobNc |  | HVAC-Chlr |  | None | 2017-01-01 | 2019-12-31 | [5 empty] | Standard |  | 1 | 1 | 0 | Deemed Ex Ante Team |  |  |  | Updated to indicate claim/filing status
1 | NE-HVAC-Chlr-WtrCldCentChlr-NoFric-2Cmp-300to399tons-0.506kwpton-0.257IPLV-VarSpd-CndRlf | Water Cooled Centrifugal Chiller w/2 frictionless VSD compressors and condenser relief (300 to 399 tons, 0.506 Max kW/ton, 0.27 Max IPLV) | DEER2017 | D17 v1.0 | 2020-11-24 16:30 | NE-HVAC-Chlr-WtrCldCentChlr-NoFric-2Cmp-300to399tons-0.506kwpton-0.257IPLV-VarSpd-CndRlf | DEER | Standard | None | 0 | 0 | None |  | 0 |  | 0 | Com | Any | HVAC | SpaceCool | Chiller | WtrCldCentChlr |  | HVAC-Chlr | Water Cooled Centrifugal Chiller w/2 frictionless VSD compressors and condenser relief (300 to 399 tons, 0.595 kW/ton, 0.302 IPLV) | Water Cooled Centrifugal Chiller w/2 frictionless VSD compressors and condenser relief (300 to 399 tons, 0.595 kW/ton, 0.302 IPLV) | Water Cooled Centrifugal Chiller w/2 frictionless VSD compressors and condenser relief (300 to 399 tons, 0.506 kW/ton, 0.257 IPLV) | WtrCldCentChlr-NoFric-2Cmp-300to399tons-0.595kwpton-0.302IPLV-VarSpd-CndRlf | WtrCldCentChlr-NoFric-2Cmp-300to399tons-0.595kwpton-0.302IPLV-VarSpd-CndRlf | WtrCldCentChlr-NoFric-2Cmp-300to399tons-0.506kwpton-0.257IPLV-VarSpd-CndRlf | Available |  | 0 | 0 |  | ErRobNc |  | HVAC-Chlr |  | None | 2017-01-01 | 2019-12-31 | [5 empty] | Standard |  | 1 | 1 | 0 | Deemed Ex Ante Team |  |  |  | Updated to indicate claim/filing status
1 | NE-HVAC-Chlr-WtrCldCentChlr-NoFric-2Cmp-400to599tons-0.497kwpton-0.252IPLV-VarSpd-CndRlf | Water Cooled Centrifugal Chiller w/2 frictionless VSD compressors and condenser relief (400 to 599 tons, 0.497 Max kW/ton, 0.266 Max IPLV) | DEER2017 | D17 v1.0 | 2020-11-24 16:30 | NE-HVAC-Chlr-WtrCldCentChlr-NoFric-2Cmp-gte400tons-0.497kwpton-0.252IPLV-VarSpd-CndRlf | DEER | Standard | None | 0 | 0 | None |  | 0 |  | 0 | Com | Any | HVAC | SpaceCool | Chiller | WtrCldCentChlr |  | HVAC-Chlr | Water Cooled Centrifugal Chiller w/2 frictionless VSD compressors and condenser relief (400 to 599 tons, 0.585 kW/ton, 0.297 IPLV) | Water Cooled Centrifugal Chiller w/2 frictionless VSD compressors and condenser relief (400 to 599 tons, 0.585 kW/ton, 0.297 IPLV) | Water Cooled Centrifugal Chiller w/2 frictionless VSD compressors and condenser relief (400 to 599 tons, 0.497 kW/ton, 0.252 IPLV) | WtrCldCentChlr-NoFric-2Cmp-400to599tons-0.585kwpton-0.297IPLV-VarSpd-CndRlf | WtrCldCentChlr-NoFric-2Cmp-400to599tons-0.585kwpton-0.297IPLV-VarSpd-CndRlf | WtrCldCentChlr-NoFric-2Cmp-400to599tons-0.497kwpton-0.252IPLV-VarSpd-CndRlf | Available |  | 0 | 0 |  | ErRobNc |  | HVAC-Chlr |  | None | 2017-01-01 | 2019-12-31 | [5 empty] | Standard |  | 1 | 1 | 0 | Deemed Ex Ante Team |  |  |  | Updated to indicate claim/filing status
1 | NE-HVAC-Chlr-WtrCldCentChlr-NoFric-2Cmp-AllSizes-0.439kwpton-0.223IPLV-VarSpd-CndRlf | Water Cooled Centrifugal Chiller w/2 frictionless VSD compressors and condenser relief (All Capacities, scaled measure based on d-kW/ton) | DEER2017 | D17 v1.0 | 2020-11-24 16:30 | NE-HVAC-Chlr-WtrCldCentChlr-NoFric-2Cmp-AllSizes-VarSpd-dkWton | DEER | Standard | None | 0 | 0 | None |  | 0 |  | 0 | Com | Any | HVAC | SpaceCool | Chiller | WtrCldCentChlr |  | HVAC-Chlr | Water Cooled Centrifugal Chiller w/2 frictionless VSD compressors and condenser relief (All Capacities, 0.695 kW/ton, 0.353 IPLV) | Water Cooled Centrifugal Chiller w/2 frictionless VSD compressors and condenser relief (All Capacities, 0.695 kW/ton, 0.353 IPLV) | Water Cooled Centrifugal Chiller w/2 frictionless VSD compressors and condenser relief (All Capacities, 0.439 kW/ton, 0.223 IPLV) | WtrCldCentChlr-NoFric-2Cmp-AllSizes-0.695kwpton-0.353IPLV-VarSpd-CndRlf | WtrCldCentChlr-NoFric-2Cmp-AllSizes-0.695kwpton-0.353IPLV-VarSpd-CndRlf | WtrCldCentChlr-NoFric-2Cmp-AllSizes-0.439kwpton-0.223IPLV-VarSpd-CndRlf | Available |  | 0 | 0 |  | ErRobNc |  | HVAC-Chlr |  | None | 2017-01-01 | 2019-12-31 | [5 empty] | Basis |  | 1 | 1 | 0 | Deemed Ex Ante Team |  |  |  | Updated to indicate claim/filing status
1 | NE-HVAC-Chlr-WtrCldCentChlr-NoFric-2Cmp-gte600tons-0.497kwpton-0.252IPLV-VarSpd-CndRlf | Water Cooled Centrifugal Chiller w/2 frictionless VSD compressors and condenser relief (>= 600 tons, 0.497 Max kW/ton, 0.266 Max IPLV) | DEER2017 | D17 v1.0 | 2020-11-24 16:30 | NE-HVAC-Chlr-WtrCldCentChlr-NoFric-2Cmp-gte400tons-0.497kwpton-0.252IPLV-VarSpd-CndRlf | DEER | Standard | None | 0 | 0 | None |  | 0 |  | 0 | Com | Any | HVAC | SpaceCool | Chiller | WtrCldCentChlr |  | HVAC-Chlr | Water Cooled Centrifugal Chiller w/2 frictionless VSD compressors and condenser relief (>= 600 tons, 0.585 kW/ton, 0.297 IPLV) | Water Cooled Centrifugal Chiller w/2 frictionless VSD compressors and condenser relief (>= 600 tons, 0.585 kW/ton, 0.297 IPLV) | Water Cooled Centrifugal Chiller w/2 frictionless VSD compressors and condenser relief (>= 600 tons, 0.497 kW/ton, 0.252 IPLV) | WtrCldCentChlr-NoFric-2Cmp-gte600tons-0.585kwpton-0.297IPLV-VarSpd-CndRlf | WtrCldCentChlr-NoFric-2Cmp-gte600tons-0.585kwpton-0.297IPLV-VarSpd-CndRlf | WtrCldCentChlr-NoFric-2Cmp-gte600tons-0.497kwpton-0.252IPLV-VarSpd-CndRlf | Available |  | 0 | 0 |  | ErRobNc |  | HVAC-Chlr |  | None | 2017-01-01 | 2019-12-31 | [5 empty] | Standard |  | 1 | 1 | 0 | Deemed Ex Ante Team |  |  |  | Updated to indicate claim/filing status
1 | NE-HVAC-Chlr-WtrCldCentChlr-NoFric-2Cmp-lt150tons-0.591kwpton-0.3IPLV-VarSpd-CndRlf | Water Cooled Centrifugal Chiller w/2 frictionless VSD compressors and condenser relief (< 150 tons, 0.591 Max kW/ton, 0.288 Max IPLV) | DEER2017 | D17 v1.0 | 2020-11-24 16:30 | NE-HVAC-Chlr-WtrCldCentChlr-NoFric-2Cmp-lt150tons-0.591kwpton-0.3IPLV-VarSpd-CndRlf | DEER | Standard | None | 0 | 0 | None |  | 0 |  | 0 | Com | Any | HVAC | SpaceCool | Chiller | WtrCldCentChlr |  | HVAC-Chlr | Water Cooled Centrifugal Chiller w/2 frictionless VSD compressors and condenser relief (< 150 tons, 0.695 kW/ton, 0.353 IPLV) | Water Cooled Centrifugal Chiller w/2 frictionless VSD compressors and condenser relief (< 150 tons, 0.695 kW/ton, 0.353 IPLV) | Water Cooled Centrifugal Chiller w/2 frictionless VSD compressors and condenser relief (< 150 tons, 0.591 kW/ton, 0.3 IPLV) | WtrCldCentChlr-NoFric-2Cmp-lt150tons-0.695kwpton-0.353IPLV-VarSpd-CndRlf | WtrCldCentChlr-NoFric-2Cmp-lt150tons-0.695kwpton-0.353IPLV-VarSpd-CndRlf | WtrCldCentChlr-NoFric-2Cmp-lt150tons-0.591kwpton-0.3IPLV-VarSpd-CndRlf | Available |  | 0 | 0 |  | ErRobNc |  | HVAC-Chlr |  | None | 2017-01-01 | 2019-12-31 | [5 empty] | Standard |  | 1 | 1 | 0 | Deemed Ex Ante Team |  |  |  | Updated to indicate claim/filing status
1 | NE-HVAC-Chlr-WtrCldRecipChlr-2Cmp-AllSizes-0.42kwpton-0.297IPLV | Water Cooled Constant Speed Reciprocating Chiller w/2 Compressors (All Capacities, scaled measure based on d-kW/ton) | DEER2017 | D17 v1.0 | 2020-11-24 16:30 | NE-HVAC-Chlr-WtrCldRecipChlr-2Cmp-AllSizes-dkWton | DEER | Standard | None | 0 | 0 | None |  | 0 |  | 0 | Com | Any | HVAC | SpaceCool | Chiller | WtrCldRecipChlr |  | HVAC-Chlr | Water Cooled Constant Speed Reciprocating Chiller w/2 Compressors (All Capacities, 0.837 kW/ton, 0.592 IPLV) | Water Cooled Constant Speed Reciprocating Chiller w/2 Compressors (All Capacities, 0.837 kW/ton, 0.592 IPLV) | Water Cooled Constant Speed Reciprocating Chiller w/2 Compressors (All Capacities, 0.42 kW/ton, 0.297 IPLV) | WtrCldRecipChlr-2Cmp-AllSizes-0.837kwpton-0.592IPLV | WtrCldRecipChlr-2Cmp-AllSizes-0.837kwpton-0.592IPLV | WtrCldRecipChlr-2Cmp-AllSizes-0.42kwpton-0.297IPLV | Available |  | 0 | 0 |  | ErRobNc |  | HVAC-Chlr |  | None | 2017-01-01 | 2019-12-31 | [5 empty] | Basis |  | 1 | 1 | 0 | Deemed Ex Ante Team |  |  |  | Updated to indicate claim/filing status
1 | NE-HVAC-Chlr-WtrCldScrewChlr-1Cmp-150to299tons-0.594kwpton-0.417IPLV | Water Cooled Constant Speed Screw Chiller w/1 Compressor (150 to 299 tons, 0.594 Max kW/ton, 0.438 Max IPLV) | DEER2017 | D17 v1.0 | 2020-11-24 16:30 | NE-HVAC-Chlr-WtrCldScrewChlr-1Cmp-150to299tons-0.594kwpton-0.417IPLV | DEER | Standard | None | 0 | 0 | None |  | 0 |  | 0 | Com | Any | HVAC | SpaceCool | Chiller | WtrCldScrewChlr |  | HVAC-Chlr | Water cooled centrifugal chiller, efficiency based on vintage | Water Cooled Constant Speed Screw Chiller w/1 Compressor (150 to 299 tons, 0.66 kW/ton, 0.463 IPLV) | Water Cooled Constant Speed Screw Chiller w/1 Compressor (150 to 299 tons, 0.594 kW/ton, 0.417 IPLV) |  | WtrCldScrewChlr-1Cmp-150to299tons-0.66kwpton-0.463IPLV | WtrCldScrewChlr-1Cmp-150to299tons-0.594kwpton-0.417IPLV | Available |  | 0 | 0 |  | ErRobNc |  | HVAC-Chlr |  | None | 2017-01-01 | 2019-12-31 | [5 empty] | Standard |  | 1 | 1 | 0 | Deemed Ex Ante Team |  |  |  | Updated to indicate claim/filing status
1 | NE-HVAC-Chlr-WtrCldScrewChlr-1Cmp-300to599tons-0.549kwpton-0.385IPLV | Water Cooled Constant Speed Screw Chiller w/1 Compressor (300 to 599 tons, 0.549 Max kW/ton, 0.405 Max IPLV) | DEER2017 | D17 v1.0 | 2020-11-24 16:30 | NE-HVAC-Chlr-WtrCldScrewChlr-1Cmp-300to599tons-0.549kwpton-0.385IPLV | DEER | Standard | None | 0 | 0 | None |  | 0 |  | 0 | Com | Any | HVAC | SpaceCool | Chiller | WtrCldScrewChlr |  | HVAC-Chlr | Water cooled centrifugal chiller, efficiency based on vintage | Water Cooled Constant Speed Screw Chiller w/1 Compressor (300 to 599 tons, 0.61 kW/ton, 0.428 IPLV) | Water Cooled Constant Speed Screw Chiller w/1 Compressor (300 to 599 tons, 0.549 kW/ton, 0.385 IPLV) |  | WtrCldScrewChlr-1Cmp-300to599tons-0.61kwpton-0.428IPLV | WtrCldScrewChlr-1Cmp-300to599tons-0.549kwpton-0.385IPLV | Available |  | 0 | 0 |  | ErRobNc |  | HVAC-Chlr |  | None | 2017-01-01 | 2019-12-31 | [5 empty] | Standard |  | 1 | 1 | 0 | Deemed Ex Ante Team |  |  |  | Updated to indicate claim/filing status
1 | NE-HVAC-Chlr-WtrCldScrewChlr-1Cmp-75to149tons-0.648kwpton-0.454IPLV | Water Cooled Constant Speed Screw Chiller w/1 Compressor (75 to 149 tons, 0.648 Max kW/ton, 0.478 Max IPLV) | DEER2017 | D17 v1.0 | 2020-11-24 16:30 | NE-HVAC-Chlr-WtrCldScrewChlr-1Cmp-75to149tons-0.648kwpton-0.454IPLV | DEER | Standard | None | 0 | 0 | None |  | 0 |  | 0 | Com | Any | HVAC | SpaceCool | Chiller | WtrCldScrewChlr |  | HVAC-Chlr | Water cooled centrifugal chiller, efficiency based on vintage | Water Cooled Constant Speed Screw Chiller w/1 Compressor (75 to 149 tons, 0.72 kW/ton, 0.505 IPLV) | Water Cooled Constant Speed Screw Chiller w/1 Compressor (75 to 149 tons, 0.648 kW/ton, 0.454 IPLV) |  | WtrCldScrewChlr-1Cmp-75to149tons-0.72kwpton-0.505IPLV | WtrCldScrewChlr-1Cmp-75to149tons-0.648kwpton-0.454IPLV | Available |  | 0 | 0 |  | ErRobNc |  | HVAC-Chlr |  | None | 2017-01-01 | 2019-12-31 | [5 empty] | Standard |  | 1 | 1 | 0 | Deemed Ex Ante Team |  |  |  | Updated to indicate claim/filing status
1 | NE-HVAC-Chlr-WtrCldScrewChlr-1Cmp-AllSizes-0.439kwpton-0.308IPLV | Water Cooled Constant Speed Screw Chiller w/1 Compressor (All Capacities, scaled measure based on d-kW/ton) | DEER2017 | D17 v1.0 | 2020-11-24 16:30 | NE-HVAC-Chlr-WtrCldScrewChlr-1Cmp-AllSizes-dkWton | DEER | Standard | None | 0 | 0 | None |  | 0 |  | 0 | Com | Any | HVAC | SpaceCool | Chiller | WtrCldScrewChlr |  | HVAC-Chlr | Water Cooled Constant Speed Screw Chiller w/1 Compressor (All Capacities, 0.79 kW/ton, 0.554 IPLV) | Water Cooled Constant Speed Screw Chiller w/1 Compressor (All Capacities, 0.79 kW/ton, 0.554 IPLV) | Water Cooled Constant Speed Screw Chiller w/1 Compressor (All Capacities, 0.439 kW/ton, 0.308 IPLV) | WtrCldScrewChlr-1Cmp-AllSizes-0.79kwpton-0.554IPLV | WtrCldScrewChlr-1Cmp-AllSizes-0.79kwpton-0.554IPLV | WtrCldScrewChlr-1Cmp-AllSizes-0.439kwpton-0.308IPLV | Available |  | 0 | 0 |  | ErRobNc |  | HVAC-Chlr |  | None | 2017-01-01 | 2019-12-31 | [5 empty] | Basis |  | 1 | 1 | 0 | Deemed Ex Ante Team |  |  |  | Updated to indicate claim/filing status
1 | NE-HVAC-Chlr-WtrCldScrewChlr-1Cmp-gte600tons-0.504kwpton-0.353IPLV | Water Cooled Constant Speed Screw Chiller w/1 Compressor (>= 600 tons, 0.504 Max kW/ton, 0.372 Max IPLV) | DEER2017 | D17 v1.0 | 2020-11-24 16:30 | NE-HVAC-Chlr-WtrCldScrewChlr-1Cmp-gte600tons-0.504kwpton-0.353IPLV | DEER | Standard | None | 0 | 0 | None |  | 0 |  | 0 | Com | Any | HVAC | SpaceCool | Chiller | WtrCldScrewChlr |  | HVAC-Chlr | Water cooled centrifugal chiller, efficiency based on vintage | Water Cooled Constant Speed Screw Chiller w/1 Compressor (>= 600 tons, 0.56 kW/ton, 0.393 IPLV) | Water Cooled Constant Speed Screw Chiller w/1 Compressor (>= 600 tons, 0.504 kW/ton, 0.353 IPLV) |  | WtrCldScrewChlr-1Cmp-gte600tons-0.56kwpton-0.393IPLV | WtrCldScrewChlr-1Cmp-gte600tons-0.504kwpton-0.353IPLV | Available |  | 0 | 0 |  | ErRobNc |  | HVAC-Chlr |  | None | 2017-01-01 | 2019-12-31 | [5 empty] | Standard |  | 1 | 1 | 0 | Deemed Ex Ante Team |  |  |  | Updated to indicate claim/filing status
1 | NE-HVAC-Chlr-WtrCldScrewChlr-1Cmp-lt75tons-0.675kwpton-0.473IPLV | Water Cooled Constant Speed Screw Chiller w/1 Compressor (< 75 tons, 0.675 Max kW/ton, 0.498 Max IPLV) | DEER2017 | D17 v1.0 | 2020-11-24 16:30 | NE-HVAC-Chlr-WtrCldScrewChlr-1Cmp-lt75tons-0.675kwpton-0.473IPLV | DEER | Standard | None | 0 | 0 | None |  | 0 |  | 0 | Com | Any | HVAC | SpaceCool | Chiller | WtrCldScrewChlr |  | HVAC-Chlr | Water cooled centrifugal chiller, efficiency based on vintage | Water Cooled Constant Speed Screw Chiller w/1 Compressor (< 75 tons, 0.78 kW/ton, 0.547 IPLV) | Water Cooled Constant Speed Screw Chiller w/1 Compressor (< 75 tons, 0.702 kW/ton, 0.492 IPLV) |  | WtrCldScrewChlr-1Cmp-lt75tons-0.75kwpton-0.526IPLV | WtrCldScrewChlr-1Cmp-lt75tons-0.675kwpton-0.473IPLV | Available |  | 0 | 0 |  | ErRobNc |  | HVAC-Chlr |  | None | 2017-01-01 | 2019-12-31 | [5 empty] | Standard |  | 1 | 1 | 0 | Deemed Ex Ante Team |  |  |  | Updated to indicate claim/filing status
1 | NE-HVAC-VarRefgHP-Tier1 | Heat pump VRF system, Tier 1 efficiency | ExAnte2017 | EA17 v1.0 | 2020-11-24 16:30 | NE-HVAC-VarRefgHP-Tier1 | ExAnte | Standard | None | 0 | 0 | N |  | 0 |  | 0 | Com | Any | HVAC | HeatCool | dxHP_equip | VarRefgHP |  | HVAC-airHP |  | Heat pump VRF, Title-24 efficiency | Heat pump VRF system, Tier 1 efficiency |  |  |  | Available |  | 0 | 0 |  | Rob |  |  |  | None | 2017-01-01 | 2019-12-31 | [5 empty] | Standard |  | 1 | 1 | 0 | Deemed Ex Ante Team |  |  |  | Updated to indicate claim/filing status
1 | RB-BS-CeilIns-VintR-ToR38 | Ceiling - Increase vintage specific insulation levels to R-38 by adding batts on top of vintage-specific existing insulation | DEER2017 | D17 v1.0 | 2020-11-24 16:30 | RB-BS-CeilIns-VintR-ToR38 | DEER | Standard | None | 0 | 0 | None |  | 0 |  | 0 | Res | Any | BldgEnv | Opaque | BldgShell | AttBatIns |  | BS-CeilIns | Per prototype description | Overall ceiling U-factor based on climate zone | Ceiling - Add batt insulation on top of vintage-specific existing insulation to R-38 |  |  |  | Available |  | 0 | 0 |  | ROB |  | BS-CeilIns |  | None | 2017-01-01 | 2019-12-31 | [5 empty] | Standard | Measure new for DEER2017; Measure expired due to DEER2020 update | 1 | 1 | 0 | Deemed Ex Ante Team |  | Measure new for DEER2017; Measure expired due to DEER2020 update |  | Updated to indicate claim/filing status
1 | RB-BS-CeilIns-VintR-ToR44 | Ceiling - Increase vintage specific insulation levels to R-44 by adding batts on top of vintage-specific existing insulation | DEER2017 | D17 v1.0 | 2020-11-24 16:30 | RB-BS-CeilIns-VintR-ToR44 | DEER | Standard | None | 0 | 0 | None |  | 0 |  | 0 | Res | Any | BldgEnv | Opaque | BldgShell | AttBatIns |  | BS-CeilIns | Per prototype description | Overall ceiling U-factor based on climate zone | Ceiling - Add batt insulation on top of vintage-specific existing insulation to R-44 |  |  |  | Available |  | 0 | 0 |  | ROB |  | BS-CeilIns |  | None | 2017-01-01 | 2019-12-31 | [5 empty] | Standard | Measure new for DEER2017; Measure expired due to DEER2020 update | 1 | 1 | 0 | Deemed Ex Ante Team |  | Measure new for DEER2017; Measure expired due to DEER2020 update |  | Updated to indicate claim/filing status
1 | RB-BS-CeilIns-VintR-ToR50 | Ceiling - Increase vintage specific insulation levels to R-50 by adding batts on top of vintage-specific existing insulation | DEER2017 | D17 v1.0 | 2020-11-24 16:30 | CeilIns-VintR-R50 | DEER | Standard | None | 0 | 0 | None |  | 0 |  | 0 | Res | Any | BldgEnv | Opaque | BldgShell | AttBatIns |  | BS-CeilIns | Per prototype description | Overall ceiling U-factor based on climate zone | Ceiling - Add batt insulation on top of vintage-specific existing insulation to R-50 |  |  |  | Available |  | 0 | 0 |  | ROB |  | BS-CeilIns |  | None | 2017-01-01 | 2019-12-31 | [5 empty] | Standard | Measure new for DEER2017; Measure expired due to DEER2020 update | 1 | 1 | 0 | Deemed Ex Ante Team |  | Measure new for DEER2017; Measure expired due to DEER2020 update |  | Updated to indicate claim/filing status
1 | RB-HV-RefChrg-DuctLoss-Typ-Dec | Decrease Refrigerant Charge - Typical (8% rated charge) and Duct Sealing (medium to low) | DEER2018 | D17 v1.0 | 2020-11-24 16:30 | RB-HV-RefChrg-DuctLoss-Typ-Dec | DEER | Standard | None | 0 | 0 | None |  | 0 |  | 0 | Res | Any | HVAC | SpaceCool | dxAC_equip | spltSEER |  | HV-RefChrg | Typical refrigerant overcharged state and medium duct loss (24% SFM & MFm, 25% DMo) | rated refrigerant charge and low duct loss (12% SFM & MFm, 15% DMo) | rated refrigerant charge and low duct loss (12% SFM & MFm, 15% DMo) |  |  |  | Available |  | 0 | 0 |  | Retro |  | HV-RefChrg |  | None | 2018-01-01 | 2019-12-31 | [5 empty] | Component | New measure definition for DEER2018 | 1 | 1 | 0 | Deemed Ex Ante Team |  | New measure definition for DEER2018 |  | Updated to indicate claim/filing status
1 | RB-HV-RefChrg-DuctLoss-Typ-Inc | Increase Refrigerant Charge - Typical (8% rated charge) and Duct Sealing (medium to low) | DEER2018 | D17 v1.0 | 2020-11-24 16:30 | RB-HV-RefChrg-DuctLoss-Typ-Inc | DEER | Standard | None | 0 | 0 | None |  | 0 |  | 0 | Res | Any | HVAC | SpaceCool | dxAC_equip | spltSEER |  | HV-RefChrg | Typical refrigerant undercharged state and medium duct loss (24% SFM & MFm, 25% DMo) | rated refrigerant charge and low duct loss (12% SFM & MFm, 15% DMo) | rated refrigerant charge and low duct loss (12% SFM & MFm, 15% DMo) |  |  |  | Available |  | 0 | 0 |  | Retro |  | HV-RefChrg |  | None | 2018-01-01 | 2019-12-31 | [5 empty] | Component | New measure definition for DEER2018; Measure expired due to DEER2020 update | 1 | 1 | 0 | Deemed Ex Ante Team |  | New measure definition for DEER2018; Measure expired due to DEER2020 update |  | Updated to indicate claim/filing status
1 | RE-HV-RefChrg2018-Dec-typ | Decrease Refrigerant Charge - Typical (8% rated charge) | DEER2018 | D17 v1.0 | 2020-11-24 16:30 | RE-HV-RefChrg2018-Dec-typ | DEER | Standard | None | 0 | 0 | None |  | 0 |  | 0 | Res | Any | HVAC | SpaceCool | dxAC_equip | spltSEER |  | HV-RefChrg | Typical refrigerant overcharged state | rated refrigerant charge | rated refrigerant charge |  |  |  | Available |  | 0 | 0 |  | Retro |  | HV-RefChrg |  | None | 2018-01-01 | 2019-12-31 | NotInEA |  |  |  |  | Standard | New measure definition for DEER2018 | 1 | 1 | 0 | Deemed Ex Ante Team |  | New measure definition for DEER2018 |  | Updated to indicate claim/filing status
1 | RE-HV-RefChrg2018-Inc-16pct | Increase Refrigerant Charge (16% rated charge) | DEER2018 | D17 v1.0 | 2020-11-24 16:30 | RE-HV-RefChrg2018-Inc-16pct | DEER | Standard | None | 0 | 0 | None |  | 0 |  | 0 | Res | Any | HVAC | SpaceCool | dxAC_equip | spltSEER |  | HV-RefChrg | refrigerant undercharged state (16% uindercharged) | rated refrigerant charge | rated refrigerant charge |  |  |  | Available |  | 0 | 0 |  | Retro |  | HV-RefChrg |  | None | 2018-01-01 | 2019-12-31 | NotInEA |  |  |  |  | Standard | New measure definition for DEER2018 | 1 | 1 | 0 | Deemed Ex Ante Team |  | New measure definition for DEER2018 |  | Updated to indicate claim/filing status
1 | RE-HV-RefChrg2018-Inc-4pct | Increase Refrigerant Charge (4% rated charge) | DEER2018 | D17 v1.0 | 2020-11-24 16:30 | RE-HV-RefChrg2018-Inc-4pct | DEER | Standard | None | 0 | 0 | None |  | 0 |  | 0 | Res | Any | HVAC | SpaceCool | dxAC_equip | spltSEER |  | HV-RefChrg | refrigerant undercharged state (4% uindercharged) | rated refrigerant charge | rated refrigerant charge |  |  |  | Available |  | 0 | 0 |  | Retro |  | HV-RefChrg |  | None | 2018-01-01 | 2019-12-31 | NotInEA |  |  |  |  | Standard | New measure definition for DEER2018 | 1 | 1 | 0 | Deemed Ex Ante Team |  | New measure definition for DEER2018 |  | Updated to indicate claim/filing status
1 | RE-HV-RefChrg2018-Inc-typ | Increase Refrigerant Charge - Typical (8% rated charge) | DEER2018 | D17 v1.0 | 2020-11-24 16:30 | RE-HV-RefChrg2018-Inc-typ | DEER | Standard | None | 0 | 0 | None |  | 0 |  | 0 | Res | Any | HVAC | SpaceCool | dxAC_equip | spltSEER |  | HV-RefChrg | Typical refrigerant undercharged state | rated refrigerant charge | rated refrigerant charge |  |  |  | Available |  | 0 | 0 |  | Retro |  | HV-RefChrg |  | None | 2018-01-01 | 2019-12-31 | NotInEA |  |  |  |  | Standard | New measure definition for DEER2018 | 1 | 1 | 0 | Deemed Ex Ante Team |  | New measure definition for DEER2018 |  | Updated to indicate claim/filing status
1 | RG-WtrHt-SmlStrg-Gas-lte75kBtuh-30G-0p65EF | Efficient water heater: Std Gas (EF=0.65) replaces Gas water heater | DEER2017 | DEER-WaterHeater-Calculator | 2020-11-24 16:30 | RG-WtrHt-SmlStrg-Gas-lte75kBtuh-30G-0p65EF | DEER | Standard | None | 0 | 0 | None |  | 0 |  | 0 | Res | Any | SHW | Heating | WaterHtg_eq | Stor_EF |  | WtrHt-Res-Gas | Small storage Gas water heater: 30 gallon, EF = 0.59, RE = 0.758, Cap = 30, UA = 8.00 BTU/hr-F, AuxBTUh: 350 | Small storage Gas water heater: 30 gallon, EF = 0.63, RE = 0.81, Cap = 30, UA = 7.97 BTU/hr-F, AuxBTUh: 350 | Small storage Gas water heater: 30 gallon, EF = 0.65, RE = 0.81, Cap = 30, UA = 6.84 BTU/hr-F, AuxBTUh: 350 | Stor_EF-Gas-030gal-0.59EF | Stor_EF-Gas-030gal-0.630EF | Stor_EF-Gas-030gal-0.65EF | Available |  | 0 | 0 | June 2017 DEER Update | ErRobNc |  | WtrHt-Res-Gas |  | None | 2017-01-01 | 2018-12-31 | InEA_modValue |  |  |  |  | Standard | DEER2017 update for pre-existing technology; no vintage dependency | 1 | 1 | 0 | Deemed Ex Ante Team |  | DEER2017 update for pre-existing technology; no vintage dependency |  | Updated to indicate claim/filing status
1 | RG-WtrHt-SmlStrg-Gas-lte75kBtuh-30G-0p70EF | Efficient water heater: Std Gas (EF=0.70) replaces Gas water heater | DEER2017 | DEER-WaterHeater-Calculator | 2020-11-24 16:30 | RG-WtrHt-SmlStrg-Gas-lte75kBtuh-30G-0p70EF | DEER | Standard | None | 0 | 0 | None |  | 0 |  | 0 | Res | Any | SHW | Heating | WaterHtg_eq | Stor_EF |  | WtrHt-Res-Gas | Small storage Gas water heater: 30 gallon, EF = 0.59, RE = 0.758, Cap = 30, UA = 8.00 BTU/hr-F, AuxBTUh: 350 | Small storage Gas water heater: 30 gallon, EF = 0.63, RE = 0.81, Cap = 30, UA = 7.97 BTU/hr-F, AuxBTUh: 350 | Small storage Gas water heater: 30 gallon, EF = 0.70, RE = 0.81, Cap = 30, UA = 4.34 BTU/hr-F, AuxBTUh: 350 | Stor_EF-Gas-030gal-0.59EF | Stor_EF-Gas-030gal-0.630EF | Stor_EF-Gas-030gal-0.70EF | Available |  | 0 | 0 | June 2017 DEER Update | ErRobNc |  | WtrHt-Res-Gas |  | None | 2017-01-01 | 2018-12-31 | InEA_modValue |  |  |  |  | Standard | DEER2017 update for pre-existing technology; no vintage dependency | 1 | 1 | 0 | Deemed Ex Ante Team |  | DEER2017 update for pre-existing technology; no vintage dependency |  | Updated to indicate claim/filing status
1 | RG-WtrHt-SmlStrg-Gas-lte75kBtuh-40G-0p70EF | Efficient water heater: Std Gas (EF=0.70) replaces Gas water heater | DEER2017 | DEER-WaterHeater-Calculator | 2020-11-24 16:30 | RG-WtrHt-SmlStrg-Gas-lte75kBtuh-40G-0p70EF | DEER | Standard | None | 0 | 0 | None |  | 0 |  | 0 | Res | Any | SHW | Heating | WaterHtg_eq | Stor_EF |  | WtrHt-Res-Gas | Small storage Gas water heater: 40 gallon, EF = 0.60, RE = 0.758, Cap = 40, UA = 7.19 BTU/hr-F, AuxBTUh: 350 | Small storage Gas water heater: 40 gallon, EF = 0.62, RE = 0.76, Cap = 40, UA = 6.43 BTU/hr-F, AuxBTUh: 350 | Small storage Gas water heater: 40 gallon, EF = 0.70, RE = 0.82, Cap = 40, UA = 4.63 BTU/hr-F, AuxBTUh: 350 | Stor_EF-Gas-040gal-0.60EF | Stor_EF-Gas-040gal-0.615EF | Stor_EF-Gas-040gal-0.70EF | Available |  | 0 | 0 | June 2017 DEER Update | ErRobNc |  | WtrHt-Res-Gas |  | None | 2017-01-01 | 2018-12-31 | InEA_modValue |  |  |  |  | Standard | DEER2017 update for pre-existing technology; no vintage dependency | 1 | 1 | 0 | Deemed Ex Ante Team |  | DEER2017 update for pre-existing technology; no vintage dependency |  | Updated to indicate claim/filing status
1 | RG-WtrHt-SmlStrg-Gas-lte75kBtuh-40G-0p82EF | Efficient water heater: Std Gas (EF=0.82) replaces Gas water heater | DEER2017 | DEER-WaterHeater-Calculator | 2020-11-24 16:30 | RG-WtrHt-SmlStrg-Gas-lte75kBtuh-40G-0p82EF | DEER | Standard | None | 0 | 0 | None |  | 0 |  | 0 | Res | Any | SHW | Heating | WaterHtg_eq | Stor_EF |  | WtrHt-Res-Gas | Small storage Gas water heater: 40 gallon, EF = 0.60, RE = 0.758, Cap = 40, UA = 7.19 BTU/hr-F, AuxBTUh: 350 | Small storage Gas water heater: 40 gallon, EF = 0.62, RE = 0.76, Cap = 40, UA = 6.43 BTU/hr-F, AuxBTUh: 350 | Small storage Gas water heater: 40 gallon, EF = 0.82, RE = 0.9, Cap = 40, UA = 2.61 BTU/hr-F, VentW: 50, AuxBTUh: 350 | Stor_EF-Gas-040gal-0.60EF | Stor_EF-Gas-040gal-0.615EF | Stor_EF-Gas-040gal-0.82EF | Available |  | 0 | 0 | June 2017 DEER Update | ErRobNc |  | WtrHt-Res-Gas |  | None | 2017-01-01 | 2018-12-31 | InEA_modValue |  |  |  |  | Standard | DEER2017 update for pre-existing technology; no vintage dependency | 1 | 1 | 0 | Deemed Ex Ante Team |  | DEER2017 update for pre-existing technology; no vintage dependency |  | Updated to indicate claim/filing status
1 | RG-WtrHt-SmlStrg-Gas-lte75kBtuh-50G-0p67EF | Efficient water heater: Std Gas (EF=0.67) replaces Gas water heater | DEER2017 | DEER-WaterHeater-Calculator | 2020-11-24 16:30 | RG-WtrHt-SmlStrg-Gas-lte75kBtuh-50G-0p67EF | DEER | Standard | None | 0 | 0 | None |  | 0 |  | 0 | Res | Any | SHW | Heating | WaterHtg_eq | Stor_EF |  | WtrHt-Res-Gas | Small storage Gas water heater: 50 gallon, EF = 0.59, RE = 0.763, Cap = 40, UA = 8.02 BTU/hr-F, AuxBTUh: 350 | Small storage Gas water heater: 50 gallon, EF = 0.60, RE = 0.763, Cap = 40, UA = 7.42 BTU/hr-F, AuxBTUh: 350 | Small storage Gas water heater: 50 gallon, EF = 0.67, RE = 0.79, Cap = 40, UA = 4.85 BTU/hr-F, AuxBTUh: 350 | Stor_EF-Gas-050gal-0.59EF | Stor_EF-Gas-050gal-0.600EF | Stor_EF-Gas-050gal-0.67EF | Available |  | 0 | 0 | June 2017 DEER Update | ErRobNc |  | WtrHt-Res-Gas |  | None | 2017-01-01 | 2018-12-31 | InEA_modValue |  |  |  |  | Standard | DEER2017 update for pre-existing technology; no vintage dependency | 1 | 1 | 0 | Deemed Ex Ante Team |  | DEER2017 update for pre-existing technology; no vintage dependency |  | Updated to indicate claim/filing status
1 | RG-WtrHt-SmlStrg-Gas-lte75kBtuh-50G-0p70EF | Efficient water heater: Std Gas (EF=0.70) replaces Gas water heater | DEER2017 | DEER-WaterHeater-Calculator | 2020-11-24 16:30 | RG-WtrHt-SmlStrg-Gas-lte75kBtuh-50G-0p70EF | DEER | Standard | None | 0 | 0 | None |  | 0 |  | 0 | Res | Any | SHW | Heating | WaterHtg_eq | Stor_EF |  | WtrHt-Res-Gas | Small storage Gas water heater: 50 gallon, EF = 0.59, RE = 0.763, Cap = 40, UA = 8.02 BTU/hr-F, AuxBTUh: 350 | Small storage Gas water heater: 50 gallon, EF = 0.60, RE = 0.763, Cap = 40, UA = 7.42 BTU/hr-F, AuxBTUh: 350 | Small storage Gas water heater: 50 gallon, EF = 0.70, RE = 0.82, Cap = 40, UA = 4.63 BTU/hr-F, AuxBTUh: 350 | Stor_EF-Gas-050gal-0.59EF | Stor_EF-Gas-050gal-0.600EF | Stor_EF-Gas-050gal-0.70EF | Available |  | 0 | 0 | June 2017 DEER Update | ErRobNc |  | WtrHt-Res-Gas |  | None | 2017-01-01 | 2018-12-31 | InEA_modValue |  |  |  |  | Standard | DEER2017 update for pre-existing technology; no vintage dependency | 1 | 1 | 0 | Deemed Ex Ante Team |  | DEER2017 update for pre-existing technology; no vintage dependency |  | Updated to indicate claim/filing status
1 | RG-WtrHt-SmlStrg-Gas-lte75kBtuh-50G-0p82EF | Efficient water heater: Std Gas (EF=0.82) replaces Gas water heater | DEER2017 | DEER-WaterHeater-Calculator | 2020-11-24 16:30 | RG-WtrHt-SmlStrg-Gas-lte75kBtuh-50G-0p82EF | DEER | Standard | None | 0 | 0 | None |  | 0 |  | 0 | Res | Any | SHW | Heating | WaterHtg_eq | Stor_EF |  | WtrHt-Res-Gas | Small storage Gas water heater: 50 gallon, EF = 0.59, RE = 0.763, Cap = 40, UA = 8.02 BTU/hr-F, AuxBTUh: 350 | Small storage Gas water heater: 50 gallon, EF = 0.60, RE = 0.763, Cap = 40, UA = 7.42 BTU/hr-F, AuxBTUh: 350 | Small storage Gas water heater: 50 gallon, EF = 0.82, RE = 0.9, Cap = 40, UA = 2.61 BTU/hr-F, VentW: 50, AuxBTUh: 350 | Stor_EF-Gas-050gal-0.59EF | Stor_EF-Gas-050gal-0.600EF | Stor_EF-Gas-050gal-0.82EF | Available |  | 0 | 0 | June 2017 DEER Update | ErRobNc |  | WtrHt-Res-Gas |  | None | 2017-01-01 | 2018-12-31 | InEA_modValue |  |  |  |  | Standard | DEER2017 update for pre-existing technology; no vintage dependency | 1 | 1 | 0 | Deemed Ex Ante Team |  | DEER2017 update for pre-existing technology; no vintage dependency |  | Updated to indicate claim/filing status
1 | R-InCmn-LED-A19(EISA-Bin-60w-100LPW)-dWP1p4 | LED A Lamp replaces pre-existing standard lighting Wattage based on EISA bin and LPW | DEER2017 | Disposition | 2020-11-24 16:30 | Res-Iltg-Cmn-dWatt-CFL | NonDEER | Scaled | DeltaWatts | 1.4 | 1.4 | None |  | 0 |  | 0 | Res | Any | Lighting | InCommon | Ltg_Lamp | LED_lamp |  | ILtg-Res-LED-20000hr-Cmn | LED A19 Basecase, 75% LED, 25% CFL | LED A19 Basecase, 75% LED, 25% CFL | LED Lamp: A19, EISA Bin 60, 100 LPW |  |  |  | Available |  | 0 | 0 | DEER2020 Update: 2018Phase1ScrewInLampDisposition | RobNc |  |  |  | None | 2018-07-01 | 2019-12-31 | NotInEA |  |  |  |  | Standard | Measures expires 12/31/2019 with revision note: Measures expire 12/31/2019. Workpaper required for 1/1/2020 to consider: revises HOU to reflect most recent Title 24 and ISP control practices; DEER 2020 peak demand definition update | 1 | 1 | 0 | Deemed Ex Ante Team |  | Measures expires 12/31/2019 with revision note: Measures expire 12/31/2019. Workpaper required for 1/1/2020 to consider: revises HOU to reflect most recent Title 24 and ISP control practices; DEER 2020 peak demand definition update |  | Updated to indicate claim/filing status
1 | R-In-LED-A19(EISA-Bin-60w-100LPW)-dWP1p4 | LED A Lamp replaces pre-existing standard lighting Wattage based on EISA bin and LPW | DEER2017 | Disposition | 2020-11-24 16:30 | Res-Iltg-dWatt-CFL | NonDEER | Scaled | DeltaWatts | 1.4 | 1.4 | None |  | 0 |  | 0 | Res | Any | Lighting | InGen-CFL | Ltg_Lamp | LED_lamp |  | ILtg-Res-LED-20000hr | LED A19 Basecase, 75% LED, 25% CFL | LED A19 Basecase, 75% LED, 25% CFL | LED Lamp: A19, EISA Bin 60, 100 LPW |  |  |  | Available |  | 0 | 0 | 2018Phase1ScrewInLampDisposition | RobNc |  |  |  |  | 2018-07-01 | 2019-12-31 | NotInEA |  |  |  |  | Standard | Expires 12/31/2019 due to DEER2020 revised impacts and peak demand definition | 1 | 1 | 0 | Deemed Ex Ante Team |  | Expires 12/31/2019 due to DEER2020 revised impacts and peak demand definition |  | Updated to indicate claim/filing status
1 | R-OutCmn-LED-A19(EISA-Bin-60w-100LPW)-dWP1p4 | LED A Lamp replaces pre-existing standard lighting Wattage based on EISA bin and LPW | DEER2017 | Disposition | 2020-11-24 16:30 | Res-Oltg-Cmn-dWatt-CFL | NonDEER | Scaled | DeltaWatts | 1.4 | 1.4 | None |  | 0 |  | 0 | Res | Any | Lighting | OutCommon | Ltg_Lamp | LED_lamp |  | OLtg-Res-LED-20000hr-Cmn | LED A19 Basecase, 75% LED, 25% CFL | LED A19 Basecase, 75% LED, 25% CFL | LED Lamp: A19, EISA Bin 60, 100 LPW |  |  |  | Available |  | 0 | 0 | DEER2020 Update: 2018Phase1ScrewInLampDisposition | RobNc |  |  |  |  | 2018-07-01 | 2018-12-31 | NotInEA |  |  |  |  | Standard | Measures expire 12/31/2018. HOU revised based on DEER revision for NRes outdoor lighting with motion sensors | 1 | 1 | 0 | Deemed Ex Ante Team |  | Measures expire 12/31/2018. HOU revised based on DEER revision for NRes outdoor lighting with motion sensors |  | Updated to indicate claim/filing status
1 | R-Out-LED-A19(EISA-Bin-60w-100LPW)-dWP1p4 | LED A Lamp replaces pre-existing standard lighting Wattage based on EISA bin and LPW | DEER2016 | Disposition | 2020-11-24 16:30 | Res-Oltg-dWatt | NonDEER | Scaled | DeltaWatts | 1.4 | 1.4 | None |  | 0 |  | 0 | Res | Any | Lighting | OutGen | Ltg_Lamp | LED_lamp |  | OLtg-Res-LED-20000hr | LED A19 Basecase, 75% LED, 25% CFL | LED A19 Basecase, 75% LED, 25% CFL | LED Lamp: A19, EISA Bin 60, 100 LPW |  |  |  | Available |  | 0 | 0 | 2018Phase1ScrewInLampDisposition | RobNc |  |  |  |  | 2018-07-01 | 2019-12-31 | NotInEA |  |  |  |  | Standard | Measure expired due to DEER2020 update | 1 | 1 | 0 | Deemed Ex Ante Team |  | Measure expired due to DEER2020 update |  | Updated to indicate claim/filing status
1 | WholeHouseFan-0.7CFM-ECM | Whole House Fan with an air flow of 0.7 CFM per square foot of conditioned area; ECM motor using 0.124 W/CFM | DEER2017 | D17 v1.0 | 2020-11-24 16:30 | RE-HV-WholeHouseFan-0.7CFMp-ECM | DEER | Standard | None | 0 | 0 | None |  | 0 |  | 0 | Res | Any | HVAC | VentAirDist | HV_Tech | WHFan |  | HV-WHfan | Natural Ventilation except where whole house fan required by code (1.5CFM per sqft air flow and PSC motor assumed when required) |  | Flow rate of 0.7 CFM per square foot of conditioned area; ECM motor using 0.124 W/CFM; cooling to 70F when outdoor temperature is at least 3 degrees below cooling thermotstat setpoint |  |  |  | Available |  | 0 | 0 |  | Retro |  |  |  | None | 2017-01-01 | 2019-12-31 | [5 empty] | Standard | Measure new for DEER2017; Measure expired due to DEER2020 update | 1 | 1 | 0 | Deemed Ex Ante Team |  | Measure new for DEER2017; Measure expired due to DEER2020 update |  | Updated to indicate claim/filing status
1 | WholeHouseFan-0.7CFM-PSC | Whole House Fan with an air flow of 0.7 CFM per square foot of conditioned area; PSC motor using 0.15 W/CFM | DEER2017 | D17 v1.0 | 2020-11-24 16:30 | RE-HV-WholeHouseFan-0.7CFMp-PSC | DEER | Standard | None | 0 | 0 | None |  | 0 |  | 0 | Res | Any | HVAC | VentAirDist | HV_Tech | WHFan |  | HV-WHfan | Natural Ventilation except where whole house fan required by code (1.5CFM per sqft air flow and PSC motor assumed when required) |  | Flow rate of 0.7 CFM per square foot of conditioned area; PSC motor using 0.15 W/CFM; cooling to 70F when outdoor temperature is at least 3 degrees below cooling thermotstat setpoint |  |  |  | Available |  | 0 | 0 |  | Retro |  |  |  | None | 2017-01-01 | 2019-12-31 | [5 empty] | Standard | Measure new for DEER2017; Measure expired due to DEER2020 update | 1 | 1 | 0 | Deemed Ex Ante Team |  | Measure new for DEER2017; Measure expired due to DEER2020 update |  | Updated to indicate claim/filing status
1 | WholeHouseFan-1.5CFM-ECM | Whole House Fan with an air flow of 1.5 CFM per square foot of conditioned area; ECM motor using 0.124 W/CFM | DEER2017 | D17 v1.0 | 2020-11-24 16:30 | RE-HV-WholeHouseFan-1.5CFMp-ECM | DEER | Standard | None | 0 | 0 | None |  | 0 |  | 0 | Res | Any | HVAC | VentAirDist | HV_Tech | WHFan |  | HV-WHfan | Natural Ventilation except where whole house fan required by code (1.5CFM per sqft air flow and PSC motor assumed when required) |  | Flow rate of 1.5 CFM per square foot of conditioned area; ECM motor using 0.124 W/CFM; cooling to 70F when outdoor temperature is at least 3 degrees below cooling thermotstat setpoint |  |  |  | Available |  | 0 | 0 |  | Retro |  |  |  | None | 2017-01-01 | 2019-12-31 | [5 empty] | Standard | Measure new for DEER2017; Measure expired due to DEER2020 update | 1 | 1 | 0 | Deemed Ex Ante Team |  | Measure new for DEER2017; Measure expired due to DEER2020 update |  | Updated to indicate claim/filing status
1 | WholeHouseFan-1.5CFM-PSC | Whole House Fan with an air flow of 1.5 CFM per square foot of conditioned area; PSC motor using 0.15 W/CFM | DEER2017 | D17 v1.0 | 2020-11-24 16:30 | RE-HV-WholeHouseFan-1.5CFMp-PSC | DEER | Standard | None | 0 | 0 | None |  | 0 |  | 0 | Res | Any | HVAC | VentAirDist | HV_Tech | WHFan |  | HV-WHfan | Natural Ventilation except where whole house fan required by code (1.5CFM per sqft air flow and PSC motor assumed when required) |  | Flow rate of 1.5 CFM per square foot of conditioned area; PSC motor using 0.15 W/CFM; cooling to 70F when outdoor temperature is at least 3 degrees below cooling thermotstat setpoint |  |  |  | Available |  | 0 | 0 |  | Retro |  |  |  | None | 2017-01-01 | 2019-12-31 | [5 empty] | Standard | Measure new for DEER2017; Measure expired due to DEER2020 update | 1 | 1 | 0 | Deemed Ex Ante Team |  | Measure new for DEER2017; Measure expired due to DEER2020 update |  | Updated to indicate claim/filing status
1 | WholeHouseFan-2.0CFM-ECM | Whole House Fan with an air flow of 2.0 CFM per square foot of conditioned area; ECM motor using 0.124 W/CFM | DEER2017 | D17 v1.0 | 2020-11-24 16:30 | RE-HV-WholeHouseFan-2.0CFMp-ECM | DEER | Standard | None | 0 | 0 | None |  | 0 |  | 0 | Res | Any | HVAC | VentAirDist | HV_Tech | WHFan |  | HV-WHfan | Natural Ventilation except where whole house fan required by code (1.5CFM per sqft air flow and PSC motor assumed when required) |  | Flow rate of 2.0 CFM per square foot of conditioned area; ECM motor using 0.124 W/CFM; cooling to 70F when outdoor temperature is at least 3 degrees below cooling thermotstat setpoint |  |  |  | Available |  | 0 | 0 |  | Retro |  |  |  | None | 2017-01-01 | 2019-12-31 | [5 empty] | Standard | Measure new for DEER2017; Measure expired due to DEER2020 update | 1 | 1 | 0 | Deemed Ex Ante Team |  | Measure new for DEER2017; Measure expired due to DEER2020 update |  | Updated to indicate claim/filing status
1 | WholeHouseFan-2.0CFM-PSC | Whole House Fan with an air flow of 2.0 CFM per square foot of conditioned area; PSC motor using 0.15 W/CFM | DEER2017 | D17 v1.0 | 2020-11-24 16:30 | RE-HV-WholeHouseFan-2.0CFMp-PSC | DEER | Standard | None | 0 | 0 | None |  | 0 |  | 0 | Res | Any | HVAC | VentAirDist | HV_Tech | WHFan |  | HV-WHfan | Natural Ventilation except where whole house fan required by code (1.5CFM per sqft air flow and PSC motor assumed when required) |  | Flow rate of 2.0 CFM per square foot of conditioned area; PSC motor using 0.15 W/CFM; cooling to 70F when outdoor temperature is at least 3 degrees below cooling thermotstat setpoint |  |  |  | Available |  | 0 | 0 |  | Retro |  |  |  | None | 2017-01-01 | 2019-12-31 | [5 empty] | Standard | Measure new for DEER2017; Measure expired due to DEER2020 update | 1 | 1 | 0 | Deemed Ex Ante Team |  | Measure new for DEER2017; Measure expired due to DEER2020 update |  | Updated to indicate claim/filing status
1 | WholeHouseFan-3.0CFM-ECM | Whole House Fan with an air flow of 3.0 CFM per square foot of conditioned area; ECM motor using 0.124 W/CFM | DEER2017 | D17 v1.0 | 2020-11-24 16:30 | RE-HV-WholeHouseFan-3.0CFMp-ECM | DEER | Standard | None | 0 | 0 | None |  | 0 |  | 0 | Res | Any | HVAC | VentAirDist | HV_Tech | WHFan |  | HV-WHfan | Natural Ventilation except where whole house fan required by code (1.5CFM per sqft air flow and PSC motor assumed when required) |  | Flow rate of 3.0 CFM per square foot of conditioned area; ECM motor using 0.124 W/CFM; cooling to 70F when outdoor temperature is at least 3 degrees below cooling thermotstat setpoint |  |  |  | Available |  | 0 | 0 |  | Retro |  |  |  | None | 2017-01-01 | 2019-12-31 | [5 empty] | Standard | Measure new for DEER2017; Measure expired due to DEER2020 update | 1 | 1 | 0 | Deemed Ex Ante Team |  | Measure new for DEER2017; Measure expired due to DEER2020 update |  | Updated to indicate claim/filing status
1 | WholeHouseFan-3.0CFM-PSC | Whole House Fan with an air flow of 3.0 CFM per square foot of conditioned area; PSC motor using 0.15 W/CFM | DEER2017 | D17 v1.0 | 2020-11-24 16:30 | RE-HV-WholeHouseFan-3.0CFMp-PSC | DEER | Standard | None | 0 | 0 | None |  | 0 |  | 0 | Res | Any | HVAC | VentAirDist | HV_Tech | WHFan |  | HV-WHfan | Natural Ventilation except where whole house fan required by code (1.5CFM per sqft air flow and PSC motor assumed when required) |  | Flow rate of 3.0 CFM per square foot of conditioned area; PSC motor using 0.15 W/CFM; cooling to 70F when outdoor temperature is at least 3 degrees below cooling thermotstat setpoint |  |  |  | Available |  | 0 | 0 |  | Retro |  |  |  | None | 2017-01-01 | 2019-12-31 | [5 empty] | Standard | Measure new for DEER2017; Measure expired due to DEER2020 update | 1 | 1 | 0 | Deemed Ex Ante Team |  | Measure new for DEER2017; Measure expired due to DEER2020 update |  | Updated to indicate claim/filing status
2 | Dishwasher-EnStar-Level2-wtd | Energy Star(R) Dish Washer - Standard Size - Level 2 (160 cycles per year) | DEER2011 | D11 v4.01 | 2020-11-24 16:30 | Dishwasher-EnStar-Level2-wtd | DEER | CrossMeasWtd |  |  |  | None | Dishwasher-ESLvl2 | 0 |  | 0 | Res | Any | AppPlug | KitchenApp | Clean_equip | DishWash |  | Appl-EffDW | Standard Size Dishwasher, 160 cycles per year, EF = 0.45 | Standard Size Dishwasher, 160 cycles per year, EF = 0.45 | Energy Star(R) Dish Washer - Standard Size - Level 2, 160 cycles per year, EF = 0.68 |  |  |  | Available |  | 0 | 0 |  | RobNc |  | Appl-EffDW |  | None | 2013-01-01 | 2014-06-30 | DEER |  |  |  |  | Standard |  | 1 | 1 | 0 | Deemed Ex Ante Team |  |  |  | Updated to indicate claim/filing status
2 | NE-HVAC-VarRefgHP-Tier2 | Heat pump VRF system, Tier 2 efficiency | ExAnte2017 | EA17 v1.0 | 2020-11-24 16:30 | NE-HVAC-VarRefgHP-Tier2 | ExAnte | Standard | None | 0 | 0 | N |  | 0 |  | 0 | Com | Any | HVAC | HeatCool | dxHP_equip | VarRefgHP |  | HVAC-airHP |  | Heat pump VRF, Title-24 efficiency | Heat pump VRF system, Tier 2 efficiency |  |  |  | Available |  | 0 | 0 |  | Rob |  |  |  | None | 2017-01-01 | 2019-12-31 | [5 empty] | Standard |  | 1 | 1 | 0 | Deemed Ex Ante Team |  |  |  | Updated to indicate claim/filing status
3 | NE-HVAC-VarRefgHR-Tier1 | Heat recovery VRF system, Tier 1 efficiency | ExAnte2017 | EA17 v1.0 | 2020-11-24 16:30 | NE-HVAC-VarRefgHR-Tier1 | ExAnte | Standard | None | 0 | 0 | N |  | 0 |  | 0 | Com | Any | HVAC | HeatCool | dxHP_equip | VarRefgHR |  | HVAC-airHP |  | Heat recovery VRF, Title-24 efficiency | Heat recovery VRF system, Tier 1 efficiency |  |  |  | Available |  | 0 | 0 |  | Rob |  |  |  | None | 2017-01-01 | 2019-12-31 | [5 empty] | Standard |  | 1 | 1 | 0 | Deemed Ex Ante Team |  |  |  | Updated to indicate claim/filing status
3 | RE-Appl-ESFrzr-ChstManDef-700kWh-368kWh | Energy Star(R) Freezer: Chest - manual defrost - 368 kWh/yr | DEER2014 | D11 v4.00 | 2020-11-24 16:30 | Res-Frzr-dKWH-Cond | DEER | Scaled | Delta | 41 | 332 | None |  | 0 |  | 1 | Res | Any | AppPlug | Refrig | Ref_Storage | Freezer |  | Appl-ESFrzr | Freezer: Chest, Manual Defrost; 700 rated kWh/yr | Freezer: Chest, Manual Defrost; 409 rated kWh/yr | Energy Star(R) Freezer: Chest - manual defrost - 368 kWh/yr | Freezer-700kWhyr-Manual | Freezer-409kWhyr-Manual | Freezer-368kWhyr-Manual-ES | Available |  | 0 | 0 |  | ErRobNc |  | Appl-ESFrzr | D08-RE-Appl-ESFrzr-ChstManDef-700kWh-368kWh | DEER1314end | 2013-01-01 | 2014-12-31 | DEER |  |  |  |  | Standard |  | 1 | 1 | 0 | Deemed Ex Ante Team |  |  |  | Updated to indicate claim/filing status
4 | NE-HVAC-VarRefgHR-Tier2 | Heat recovery VRF system, Tier 2 efficiency | ExAnte2017 | EA17 v1.0 | 2020-11-24 16:30 | NE-HVAC-VarRefgHR-Tier2 | ExAnte | Standard | None | 0 | 0 | N |  | 0 |  | 0 | Com | Any | HVAC | HeatCool | dxHP_equip | VarRefgHR |  | HVAC-airHP |  | Heat recovery VRF, Title-24 efficiency | Heat recovery VRF system, Tier 2 efficiency |  |  |  | Available |  | 0 | 0 |  | Rob |  |  |  | None | 2017-01-01 | 2019-12-31 | [5 empty] | Standard |  | 1 | 1 | 0 | Deemed Ex Ante Team |  |  |  | Updated to indicate claim/filing status
4 | RE-Appl-ESFrzr-UpAutoDef-849kWh-642kWh | Energy Star(R) Freezer: Upright - automatic defrost - 642 kWh/yr | DEER2014 | D11 v4.00 | 2020-11-24 16:30 | Res-Frzr-dKWH-Cond | DEER | Scaled | Delta | 71 | 207 | None |  | 0 |  | 1 | Res | Any | AppPlug | Refrig | Ref_Storage | Freezer |  | Appl-ESFrzr | Freezer: Upright, Auto-defrost; 849 rated kWh/yr | Freezer: Upright, Auto-defrost; 713 rated kWh/yr | Energy Star(R) Freezer: Upright - automatic defrost - 642 kWh/yr | Freezer-849kWhyr-Automatic | Freezer-713kWhyr-Automatic | Freezer-642kWhyr-Automatic-ES | Available |  | 0 | 0 |  | ErRobNc |  | Appl-ESFrzr | D08-RE-Appl-ESFrzr-UpAutoDef-849kWh-642kWh | DEER1314end | 2013-01-01 | 2014-12-31 | DEER |  |  |  |  | Standard |  | 1 | 1 | 0 | Deemed Ex Ante Team |  |  |  | Updated to indicate claim/filing status
5 | RE-Appl-ESFrzr-UpManDef-708kWh-409kWh | Energy Star(R) Freezer: Upright - manual defrost - 409 kWh/yr | DEER2014 | D11 v4.00 | 2020-11-24 16:30 | Res-Frzr-dKWH-Cond | DEER | Scaled | Delta | 45 | 299 | None |  | 0 |  | 1 | Res | Any | AppPlug | Refrig | Ref_Storage | Freezer |  | Appl-ESFrzr | Freezer: Upright, Manual Defrost; 454 rated kWh/yr | Freezer: Upright, Manual Defrost; 708 rated kWh/yr | Energy Star(R) Freezer: Upright - manual defrost - 409 kWh/yr | Freezer-708kWhyr-Manual | Freezer-454kWhyr-Manual | Freezer-409kWhyr-Manual-ES | Available |  | 0 | 0 |  | ErRobNc |  | Appl-ESFrzr | D08-RE-Appl-ESFrzr-UpManDef-708kWh-409kWh | DEER1314end | 2013-01-01 | 2014-12-31 | DEER |  |  |  |  | Standard |  | 1 | 1 | 0 | Deemed Ex Ante Team |  |  |  | Updated to indicate claim/filing status
6 | RE-Appl-ESRefg-BMLrg-573kWh-487kWh | Energy Star(R) Refrigerator: Bottom Mount Freezer without through-the-door ice - large (16.5-25 ft3 TV) - 487 kWh/yr | DEER2014 | D11 v4.00 | 2020-11-24 16:30 | Res-Refg-dKWH-Cond | DEER | Scaled | Delta | 86 | 86 | None |  | 0 |  | 1 | Res | Any | AppPlug | Refrig | Ref_Storage | RefrigFrz |  | Appl-ESRefg | Refrigerator: Bottom Mount Freezer, Large, 573 rated kWh/yr | Refrigerator: Bottom Mount Freezer, Large, 573 rated kWh/yr | Energy Star(R) Refrigerator: Bottom Mount Freezer without through-the-door ice - large (16.5-25 ft3 TV) - 487 kWh/yr | RefrigFrz-573kWhyr-16.5to25ft3 | RefrigFrz-573kWhyr-16.5to25ft3 | RefrigFrz-487kWhyr-16.5to25ft3-ES | Available |  | 0 | 0 |  | RobNc |  | Appl-ESRefg | D08-RE-Appl-ESRefg-BMLrg-573kWh-487kWh | DEER1314end | 2013-01-01 | 2014-12-31 | DEER |  |  |  |  | Standard |  | 1 | 1 | 0 | Deemed Ex Ante Team |  |  |  | Updated to indicate claim/filing status
7 | RE-Appl-ESRefg-BMSml-518kWh-447kWh | Energy Star(R) Refrigerator: Bottom Mount Freezer without through-the-door ice - small (8-16.5 ft3 TV) - 447 kWh/yr | DEER2014 | D11 v4.00 | 2020-11-24 16:30 | Res-Refg-dKWH-Cond | DEER | Scaled | Delta | 71 | 71 | None |  | 0 |  | 1 | Res | Any | AppPlug | Refrig | Ref_Storage | RefrigFrz |  | Appl-ESRefg | Refrigerator: Bottom Mount Freezer, Small; 518 rated kWh/yr | Refrigerator: Bottom Mount Freezer, Small; 518 rated kWh/yr | Energy Star(R) Refrigerator: Bottom Mount Freezer without through-the-door ice - small (8-16.5 ft3 TV) - 447 kWh/yr | RefrigFrz-518kWhyr-8to16.5ft3 | RefrigFrz-518kWhyr-8to16.5ft3 | RefrigFrz-447kWhyr-8to16.5ft3-ES | Available |  | 0 | 0 |  | RobNc |  | Appl-ESRefg | D08-RE-Appl-ESRefg-BMSml-518kWh-447kWh | DEER1314end | 2013-01-01 | 2014-12-31 | DEER |  |  |  |  | Standard |  | 1 | 1 | 0 | Deemed Ex Ante Team |  |  |  | Updated to indicate claim/filing status
8 | RE-Appl-ESRefg-SMLrg-921kWh-565kWh | Energy Star(R) Refrigerator: Side Mount Freezer without through-the-door ice - large (23-31ft3 TV) - 565 kWh/yr | DEER2014 | D11 v4.00 | 2020-11-24 16:30 | Res-Refg-dKWH-Cond | DEER | Scaled | Delta | 100 | 356 | None |  | 0 |  | 1 | Res | Any | AppPlug | Refrig | Ref_Storage | RefrigFrz |  | Appl-ESRefg | Refrigerator: Side Mount Freezer, Large; 921 rated kWh/yr | Refrigerator: Side Mount Freezer, Large; 665 rated kWh/yr | Energy Star(R) Refrigerator: Side Mount Freezer without through-the-door ice - large (23-31ft3 TV) - 565 kWh/yr | RefrigFrz-921kWhyr-23to31ft3 | RefrigFrz-665kWhyr-23to31ft3 | RefrigFrz-565kWhyr-23to31ft3-ES | Available |  | 0 | 0 |  | ErRobNc |  | Appl-ESRefg | D08-RE-Appl-ESRefg-SMLrg-921kWh-565kWh | DEER1314end | 2013-01-01 | 2014-12-31 | DEER |  |  |  |  | Standard |  | 1 | 1 | 0 | Deemed Ex Ante Team |  |  |  | Updated to indicate claim/filing status
9 | RE-Appl-ESRefg-SMLrgIce-821kWh-620kWh | Energy Star(R) Refrigerator: Side Mount Freezer with through-the-door ice - large (23-31 ft3 TV) - 620 kWh/yr | DEER2014 | D11 v4.00 | 2020-11-24 16:30 | Res-Refg-dKWH-Cond | DEER | Scaled | Delta | 110 | 201 | None |  | 0 |  | 1 | Res | Any | AppPlug | Refrig | Ref_Storage | RefrigFrz |  | Appl-ESRefg | Refrigerator: Side Mount Freezer, Large, Ice Maker; 821 rated kWh/yr | Refrigerator: Side Mount Freezer, Large, Ice Maker; 730 rated kWh/yr | Energy Star(R) Refrigerator: Side Mount Freezer with through-the-door ice - large (23-31 ft3 TV) - 620 kWh/yr | RefrigFrz-821kWhyr-23to31ft3 | RefrigFrz-730kWhyr-23to31ft3 | RefrigFrz-620kWhyr-23to31ft3-ES | Available |  | 0 | 0 |  | ErRobNc |  | Appl-ESRefg | D08-RE-Appl-ESRefg-SMLrgIce-821kWh-620kWh | DEER1314end | 2013-01-01 | 2014-12-31 | DEER |  |  |  |  | Standard |  | 1 | 1 | 0 | Deemed Ex Ante Team |  |  |  | Updated to indicate claim/filing status
10 | RE-Appl-ESRefg-SMMed-703kWh-528kWh | Energy Star(R) Refrigerator: Side Mount Freezer without through-the-door ice - medium (15-23 ft3 TV) - 528 kWh/yr | DEER2014 | D11 v4.00 | 2020-11-24 16:30 | Res-Refg-dKWH-Cond | DEER | Scaled | Delta | 92 | 175 | None |  | 0 |  | 1 | Res | Any | AppPlug | Refrig | Ref_Storage | RefrigFrz |  | Appl-ESRefg | Refrigerator: 703 rated kWh/yr | Refrigerator: 620 rated kWh/yr | Energy Star(R) Refrigerator: Side Mount Freezer without through-the-door ice - medium (15-23 ft3 TV) - 528 kWh/yr | RefrigFrz-703kWhyr-15to23ft3 | RefrigFrz-620kWhyr-15to23ft3 | RefrigFrz-528kWhyr-15to23ft3-ES | Available |  | 0 | 0 |  | ErRobNc |  | Appl-ESRefg | D08-RE-Appl-ESRefg-SMMed-703kWh-528kWh | DEER1314end | 2013-01-01 | 2014-12-31 | DEER |  |  |  |  | Standard |  | 1 | 1 | 0 | Deemed Ex Ante Team |  |  |  | Updated to indicate claim/filing status
11 | RE-Appl-ESRefg-SMMedIce-835kWh-543kWh | Energy Star(R) Refrigerator: Side Mount Freezer with through-the-door ice - medium (15-23 ft3 TV) - 543 kWh/yr | DEER2014 | D11 v4.00 | 2020-11-24 16:30 | Res-Refg-dKWH-Cond | DEER | Scaled | Delta | 96 | 292 | None |  | 0 |  | 1 | Res | Any | AppPlug | Refrig | Ref_Storage | RefrigFrz |  | Appl-ESRefg | Refrigerator: 835 rated kWh/yr | Refrigerator: 639 rated kWh/yr | Energy Star(R) Refrigerator: Side Mount Freezer with through-the-door ice - medium (15-23 ft3 TV) - 543 kWh/yr | RefrigFrz-835kWhyr-15to23ft3 | RefrigFrz-639kWhyr-15to23ft3 | RefrigFrz-543kWhyr-15to23ft3-ES | Available |  | 0 | 0 |  | ErRobNc |  | Appl-ESRefg | D08-RE-Appl-ESRefg-SMMedIce-835kWh-543kWh | DEER1314end | 2013-01-01 | 2014-12-31 | DEER |  |  |  |  | Standard |  | 1 | 1 | 0 | Deemed Ex Ante Team |  |  |  | Updated to indicate claim/filing status
12 | RE-Appl-ESRefg-TMLrg-697kWh-452kWh | Energy Star(R) Refrigerator: Top Mount Freezer without through-the-door ice - large (20-25 ft3 TV) - 452 kWh/yr | DEER2014 | D11 v4.00 | 2020-11-24 16:30 | Res-Refg-dKWH-Cond | DEER | Scaled | Delta | 80 | 245 | None |  | 0 |  | 1 | Res | Any | AppPlug | Refrig | Ref_Storage | RefrigFrz |  | Appl-ESRefg | Refrigerator: Top Mount Freezer, Large; 697 rated kWh/yr | Refrigerator: Top Mount Freezer, Large; 532 rated kWh/yr | Energy Star(R) Refrigerator: Top Mount Freezer without through-the-door ice - large (20-25 ft3 TV) - 452 kWh/yr | RefrigFrz-697kWhyr-20to25ft3 | RefrigFrz-532kWhyr-20to25ft3 | RefrigFrz-452kWhyr-20to25ft3-ES | Available |  | 0 | 0 |  | ErRobNc |  | Appl-ESRefg | D08-RE-Appl-ESRefg-TMLrg-576kWh-452kWh | DEER1314end | 2013-01-01 | 2014-12-31 | DEER |  |  |  |  | Standard |  | 1 | 1 | 0 | Deemed Ex Ante Team |  |  |  | Updated to indicate claim/filing status
13 | RE-Appl-ESRefg-TMMed-652kWh-399kWh | Energy Star(R) Refrigerator: Top Mount Freezer without through-the-door ice - medium (15-20 ft3 TV) - 399 kWh/yr | DEER2014 | D11 v4.00 | 2020-11-24 16:30 | Res-Refg-dKWH-Cond | DEER | Scaled | Delta | 70 | 253 | None |  | 0 |  | 1 | Res | Any | AppPlug | Refrig | Ref_Storage | RefrigFrz |  | Appl-ESRefg | Refrigerator: Top Mount Freezer, Medium; 652 rated kWh/yr | Refrigerator: Top Mount Freezer, Medium; 469 rated kWh/yr | Energy Star(R) Refrigerator: Top Mount Freezer without through-the-door ice - medium (15-20 ft3 TV) - 399 kWh/yr | RefrigFrz-652kWhyr-15to20ft3 | RefrigFrz-469kWhyr-15to20ft3 | RefrigFrz-399kWhyr-15to20ft3-ES | Available |  | 0 | 0 |  | ErRobNc |  | Appl-ESRefg | D08-RE-Appl-ESRefg-TMMed-602kWh-399kWh | DEER1314end | 2013-01-01 | 2014-12-31 | DEER |  |  |  |  | Standard |  | 1 | 1 | 0 | Deemed Ex Ante Team |  |  |  | Updated to indicate claim/filing status
14 | RE-Appl-ESRefg-TMSml-621kWh-357kWh | Energy Star(R) Refrigerator: Top Mount Freezer without through-the-door ice - small (10-15 ft3 TV) - 357 kWh/yr | DEER2014 | D11 v4.00 | 2020-11-24 16:30 | Res-Refg-dKWH-Cond | DEER | Scaled | Delta | 63 | 264 | None |  | 0 |  | 1 | Res | Any | AppPlug | Refrig | Ref_Storage | RefrigFrz |  | Appl-ESRefg | Refrigerator: Top Mount Freezer, Small; 621 rated kWh/yr | Refrigerator: Top Mount Freezer, Small; 420 rated kWh/yr | Energy Star(R) Refrigerator: Top Mount Freezer without through-the-door ice - small (10-15 ft3 TV) - 357 kWh/yr | RefrigFrz-621kWhyr-10to15ft3 | RefrigFrz-420kWhyr-10to15ft3 | RefrigFrz-357kWhyr-10to15ft3-ES | Available |  | 0 | 0 |  | ErRobNc |  | Appl-ESRefg | D08-RE-Appl-ESRefg-TMSml-582kWh-357kWh | DEER1314end | 2013-01-01 | 2014-12-31 | DEER |  |  |  |  | Standard |  | 1 | 1 | 0 | Deemed Ex Ante Team |  |  |  | Updated to indicate claim/filing status
15 | Res-Freezer-ARP | Appliance Recycling Program: Freezer | DEER2015 | D13 v1.00 | 2020-11-24 16:30 | Res-Freezer-ARP | DEER | CrossMeasWtd | None | 0 | 0 | None | Res-Freezer-ARP | 0 |  | 0 | Res | Any | AppPlug | Refrig | Ref_Storage | RefrigFrz |  | Appl-RecRef | ARP Freezer |  | Freezer recycled |  |  |  | Available | All IOUs combined into one Measure | 0 | 0 |  | ErRul |  | Appl-RecRef |  | ARP1315 | 2013-01-01 | 2019-12-31 | DEER |  |  |  |  | Standard |  | 1 | 1 | 0 | Deemed Ex Ante Team |  |  |  | Updated to indicate claim/filing status
16 | Res-Refrig-ARP | Appliance Recycling Program: Refrigerator | DEER2015 | D13 v1.00 | 2020-11-24 16:30 | Res-Refrig-ARP | DEER | CrossMeasWtd | None | 0 | 0 | None | Res-Refrig-ARP | 0 |  | 0 | Res | Any | AppPlug | Refrig | Ref_Storage | RefrigFrz |  | Appl-RecRef | ARP Refrigerator |  | Refrigerator recycled |  |  |  | Available | All IOUs combined into one Measure | 0 | 0 |  | ErRul |  | Appl-RecRef |  | ARP1315 | 2013-01-01 | 2019-12-31 | DEER |  |  |  |  | Standard |  | 1 | 1 | 0 | Deemed Ex Ante Team |  |  |  | Updated to indicate claim/filing status
17 | Grnhs-Shell-LIR_to_LIR_Tcurt | Heat curtain installed in greenhouse that has roofs with IR film and bare walls | DEER2011 | D11 v4.00 | 2020-11-24 16:30 | Grnhs-Shell-LIR_to_LIR_Tcurt | DEER | Standard | None |  |  | None |  | 0 |  | 0 | Ag | Any | BldgEnv | Fenestration | Fenest | ThermCurtain |  | Agr-Irfilm | roof has with IR film and bare walls |  | Heat curtain installed |  |  | Grnhs-Shell-LowIR_ThermCurt | Available |  | 0 | 0 |  | RobNc |  | Agr-IrFilm |  | None | 2013-01-01 | 2019-12-31 | DEER |  |  |  |  | Standard |  | 1 | 1 | 0 | Deemed Ex Ante Team |  |  |  | Updated to indicate claim/filing status
18 | Grnhs-Shell-ThermCurt | Heat curtain installed in greenhouse with bare walls and bare double-poly roofs | DEER2014 | D11 v4.00 | 2021-11-19 16:23 | Grnhs-Shell-ThermCurt | DEER | Standard | None |  |  | None |  | 0 |  | 0 | Ag | Any | BldgEnv | Fenestration | Fenest | ThermCurtain |  | Agr-GHC | bare walls and bare double-poly roof |  | Heat curtain installed |  |  | Grnhs-Shell-ThermCurt | Available |  | 0 | 0 |  | RobNc |  | Agr-GHC |  | None | 2013-01-01 | 2021-06-30 | DEER |  |  |  |  | Standard |  | 1 | 1 | 0 | Deemed Ex Ante Team |  |  |  | Updated to indicate measure/package were extended
19 | Grnhs-Shell-LowIR_ThermCurt | Heat curtain and IR film installed in greenhouse with bare walls and bare double-poly roofs | DEER2011 | D11 v4.00 | 2020-11-24 16:30 | Grnhs-Shell-LowIR_ThermCurt | DEER | Standard | None |  |  | None |  | 0 |  | 0 | Ag | Any | BldgEnv | Fenestration | Fenest | WinFilm |  | Agr-Irfilm | bare walls and bare double-poly roof |  | Heat curtain and IR film installed |  |  | Grnhs-Shell-LowIR_ThermCurt | Available |  | 0 | 0 |  | RobNc |  | Agr-IrFilm |  | None | 2013-01-01 | 2019-12-31 | DEER |  |  |  |  | Standard |  | 1 | 1 | 0 | Deemed Ex Ante Team |  |  |  | Updated to indicate claim/filing status
20 | Grnhs-Shell-LowIRroof | Infrared film applied to bare double-poly greenhouse roofs | DEER2014 | D11 v4.00 | 2021-11-19 16:26 | Grnhs-Shell-LowIRroof | DEER | Standard | None |  |  | None |  | 0 |  | 0 | Ag | Any | BldgEnv | Fenestration | Fenest | WinFilm |  | Agr-Irfilm | bare double-poly greenhouse roof |  | Infrared film applied to roof |  |  | Grnhs-Shell-LowIRroof | Available |  | 0 | 0 |  | RobNc |  | Agr-IrFilm |  | None | 2013-01-01 | 2021-06-30 | DEER |  |  |  |  | Standard |  | 1 | 1 | 0 | Deemed Ex Ante Team |  |  |  | Updated to indicate measure/package were extended
21 | Grnhs-Shell-LowIR-SingleLayer | IR Film applied to single-layer wall material or single-layer roofing material | DEER2011 | D11 v4.00 | 2020-11-24 16:30 | Grnhs-Shell-LowIR-SingleLayer | DEER | Standard | None |  |  | None |  | 0 |  | 0 | Ag | Any | BldgEnv | Fenestration | Fenest | WinFilm |  | Agr-Irfilm | single-layer wall or roof material |  | Infrared film applied to single-layer wall or roof material |  |  | Grnhs-Shell-LowIR-SingleLayer | Available |  | 0 | 0 |  | RobNc |  | Agr-IrFilm |  | None | 2013-01-01 | 2019-12-31 | DEER |  |  |  |  | Standard |  | 1 | 1 | 0 | Deemed Ex Ante Team |  |  |  | Updated to indicate claim/filing status
22 | Grnhs-Shell-Tcurt_to_LIR_Tcurt | Infrared film applied to bare double-poly roofs; greenhouse includes heat curtain | DEER2011 | D11 v4.00 | 2020-11-24 16:30 | Grnhs-Shell-Tcurt_to_LIR_Tcurt | DEER | Standard | None |  |  | None |  | 0 |  | 0 | Ag | Any | BldgEnv | Fenestration | Fenest | WinFilm |  | Agr-Irfilm | bare double-poly roofs, heat curtain |  | Infrared film applied to roof |  |  | Grnhs-Shell-LowIR_ThermCurt | Available |  | 0 | 0 |  | RobNc |  | Agr-IrFilm |  | None | 2013-01-01 | 2019-12-31 | DEER |  |  |  |  | Standard |  | 1 | 1 | 0 | Deemed Ex Ante Team |  |  |  | Updated to indicate claim/filing status
23 | RB-BS-CeilIns-R0-R30 | Ceiling R-0 to R-30 Insulation-Batts | DEER2017 | D17 v1.0 | 2020-11-24 16:30 | RB-BS-CeilIns-R0-R30 | DEER | Standard | None | 0 | 0 | None |  | 0 |  | 0 | Res | Any | BldgEnv | Opaque | BldgShell | AttBatIns |  | BS-CeilIns | R-0 Ceiling Insulation | Overall ceiling U-factor based on climate zone | Ceiling R-0 to R-30 Insulation-Batts |  |  |  | Available |  | 0 | 0 |  | ROB |  | BS-CeilIns |  | DEER131417 | 2013-01-01 | 2019-12-31 | [5 empty] | Standard | Measure updated for DEER2017; Measure expired due to DEER2020 update | 1 | 1 | 0 | Deemed Ex Ante Team |  | Measure updated for DEER2017; Measure expired due to DEER2020 update |  | Updated to indicate claim/filing status
24 | RB-BS-CeilIns-R0-R38 | Ceiling R-0 to R-38 Insulation-Batts | DEER2017 | D17 v1.0 | 2020-11-24 16:30 | RB-BS-CeilIns-R0-R38 | DEER | Standard | None | 0 | 0 | None |  | 0 |  | 0 | Res | Any | BldgEnv | Opaque | BldgShell | AttBatIns |  | BS-CeilIns | R-0 Ceiling Insulation | Overall ceiling U-factor based on climate zone | Ceiling R-0 to R-38 Insulation-Batts |  |  |  | Available |  | 0 | 0 |  | ROB |  | BS-CeilIns |  | DEER131417 | 2013-01-01 | 2019-12-31 | [5 empty] | Standard | Measure updated for DEER2017; Measure expired due to DEER2020 update | 1 | 1 | 0 | Deemed Ex Ante Team |  | Measure updated for DEER2017; Measure expired due to DEER2020 update |  | Updated to indicate claim/filing status
25 | RB-BS-CeilIns-VintR-AddR11 | Ceiling - Add R-11 batts on top of vintage-specific existing insulation | DEER2017 | D17 v1.0 | 2020-11-24 16:30 | RB-BS-CeilIns-VintR-AddR11 | DEER | Standard | None | 0 | 0 | None |  | 0 |  | 0 | Res | Any | BldgEnv | Opaque | BldgShell | AttBatIns |  | BS-CeilIns | Per prototype description | Overall ceiling U-factor based on climate zone | Ceiling - Add R-11 batts on top of vintage-specific existing insulation |  |  |  | Available |  | 0 | 0 |  | ROB |  | BS-CeilIns |  | DEER131417 | 2013-01-01 | 2019-12-31 | [5 empty] | Standard | Measure updated for DEER2017; Measure expired due to DEER2020 update | 1 | 1 | 0 | Deemed Ex Ante Team |  | Measure updated for DEER2017; Measure expired due to DEER2020 update |  | Updated to indicate claim/filing status
26 | RB-BS-CeilIns-VintR-AddR19 | Ceiling - Add R-19 batts on top of vintage-specific existing insulation | DEER2017 | D17 v1.0 | 2020-11-24 16:30 | RB-BS-CeilIns-VintR-AddR19 | DEER | Standard | None | 0 | 0 | None |  | 0 |  | 0 | Res | Any | BldgEnv | Opaque | BldgShell | AttBatIns |  | BS-CeilIns | Per prototype description | Overall ceiling U-factor based on climate zone | Ceiling - Add R-19 batts on top of vintage-specific existing insulation |  |  |  | Available |  | 0 | 0 |  | ROB |  | BS-CeilIns |  | DEER131417 | 2013-01-01 | 2019-12-31 | [5 empty] | Standard | Measure updated for DEER2017; Measure expired due to DEER2020 update | 1 | 1 | 0 | Deemed Ex Ante Team |  | Measure updated for DEER2017; Measure expired due to DEER2020 update |  | Updated to indicate claim/filing status
27 | RB-BS-CeilIns-VintR-AddR30 | Ceiling - Add R-30 batts on top of vintage-specific existing insulation | DEER2017 | D17 v1.0 | 2020-11-24 16:30 | RB-BS-CeilIns-VintR-AddR30 | DEER | Standard | None | 0 | 0 | None |  | 0 |  | 0 | Res | Any | BldgEnv | Opaque | BldgShell | AttBatIns |  | BS-CeilIns | Per prototype description | Overall ceiling U-factor based on climate zone | Ceiling - Add R-30 batts on top of vintage-specific existing insulation |  |  |  | Available |  | 0 | 0 |  | ROB |  | BS-CeilIns |  | DEER131417 | 2013-01-01 | 2019-12-31 | [5 empty] | Standard | Measure updated for DEER2017; Measure expired due to DEER2020 update | 1 | 1 | 0 | Deemed Ex Ante Team |  | Measure updated for DEER2017; Measure expired due to DEER2020 update |  | Updated to indicate claim/filing status
27 | RB-BS-CeilIns-VintR-AddR38 | Ceiling - Add R-38 batts on top of vintage-specific existing insulation | DEER2017 | D17 v1.0 | 2020-11-24 16:30 | RB-BS-CeilIns-VintR-AddR38 | DEER | Standard | None | 0 | 0 | None |  | 0 |  | 0 | Res | Any | BldgEnv | Opaque | BldgShell | AttBatIns |  | BS-CeilIns | Per prototype description | Overall ceiling U-factor based on climate zone | Ceiling - Add R-38 batts on top of vintage-specific existing insulation |  |  |  | Available |  | 0 | 0 |  | ROB |  | BS-CeilIns |  | None | 2017-01-01 | 2019-12-31 | [5 empty] | Standard | Measure new for DEER2017; Measure expired due to DEER2020 update | 1 | 1 | 0 | Deemed Ex Ante Team |  | Measure new for DEER2017; Measure expired due to DEER2020 update |  | Updated to indicate claim/filing status
28 | RB-BS-BlowInIns-R0-R13 | Wall Blow-In R-0 to R-13 Insulation | DEER2017 | D17 v1.0 | 2020-11-24 16:30 | RB-BS-BlowInIns-R0-R13 | DEER | Standard | None | 0 | 0 | None |  | 0 |  | 0 | Res | Any | BldgEnv | Opaque | BldgShell | WallBlowIns |  | BS-BlowInIns | 2x4 Wall w/R-0 Insulation | Overall wall U-factor based on climate zone | Wall Blow-In R-0 to R-13 Insulation |  |  |  | Available |  | 0 | 0 |  | ROB |  | BS-BlowInIns |  | DEER131417 | 2013-01-01 | 2019-12-31 | [5 empty] | Standard | Measure updated for DEER2017; Measure expired due to DEER2020 update | 1 | 1 | 0 | Deemed Ex Ante Team |  | Measure updated for DEER2017; Measure expired due to DEER2020 update |  | Updated to indicate claim/filing status
29 | dxHP-pkgEER-65to89kBtuh-11p5eer-3p4cop | Pkg HP EER = 11.5 (65-89 kBtuh), COP = 3.4 | DEER2011 | D11 v4.00 | 2020-11-24 16:30 | NE-HVAC-airHP-SpltPkg-65to89kBtuh-11p5eer-3p4cop | DEER | Standard | None |  |  | None |  | 0 |  | 0 | Com | Any | HVAC | HeatCool | dxHP_equip | pkgEER |  | HVAC-airHP | Multiple Base Efficiency technologies based on building vintage | Pkg HP EER = 11.0 | Pkg HP EER = 11.5 (65-89 kBtuh), COP = 3.4 |  |  | dxHP-pkgEER-65to89kBtuh-11p5eer-3p4cop | Available |  | 0 | 0 |  | ErRobNc |  | HVAC-airHP |  | None | 2013-01-01 | 2014-06-30 | DEER |  |  |  |  | Standard |  | 1 | 1 | 0 | Deemed Ex Ante Team |  |  |  | Updated to indicate claim/filing status
30 | dxHP-pkgEER-65to89kBtuh-12p0eer-3p4cop | Pkg HP EER = 12.0 (65-89 kBtuh), COP = 3.4 | DEER2011 | D11 v4.00 | 2020-11-24 16:30 | NE-HVAC-airHP-SpltPkg-65to89kBtuh-12p0eer-3p4cop | DEER | Standard | None |  |  | None |  | 0 |  | 0 | Com | Any | HVAC | HeatCool | dxHP_equip | pkgEER |  | HVAC-airHP | Multiple Base Efficiency technologies based on building vintage | Pkg HP EER = 11.0 | Pkg HP EER = 12.0 (65-89 kBtuh), COP = 3.4 |  |  | dxHP-pkgEER-65to89kBtuh-12p0eer-3p4cop | Available |  | 0 | 0 |  | ErRobNc |  | HVAC-airHP |  | None | 2013-01-01 | 2014-06-30 | DEER |  |  |  |  | Standard |  | 1 | 1 | 0 | Deemed Ex Ante Team |  |  |  | Updated to indicate claim/filing status
31 | NE-HVAC-airHP-SpltPkg-65to109kBtuh-11p5eer-3p4cop | Pkg HP EER = 11.5 (65-109 kBTUh), COP = 3.4; w/Econo; 2-spd Fan | DEER2014 | D13 v1.0 | 2020-11-24 16:30 | NE-HVAC-airHP-SpltPkg-65to109kBtuh-11p5eer-3p4cop | DEER | Standard | None | 0 | 0 | None |  | 0 |  | 0 | Com | Any | HVAC | HeatCool | dxHP_equip | pkgEER |  | HVAC-airHP | Pkg HP (65-109 kBtuh) EER and COP based on vintage | Pkg HP EER = 10.8 (65-109 kBtuh), COP = 3.3; w/Econo; 2-spd Fan | Pkg HP EER = 11.5 (65-109 kBtuh), COP = 3.4; w/Econo; 2-spd Fan |  |  |  | Available |  | 0 | 0 |  | ErRobNc |  | HVAC-airHP |  | None | 2014-07-01 | 2019-12-31 | DEER |  |  |  |  | Standard |  | 1 | 1 | 0 | Deemed Ex Ante Team |  |  |  | Updated to indicate claim/filing status
32 | NE-HVAC-airHP-SpltPkg-65to109kBtuh-12p0eer-3p4cop | Pkg HP EER = 12.0 (65-109 kBTUh), COP = 3.4; w/Econo; 2-spd Fan | DEER2014 | D13 v1.0 | 2020-11-24 16:30 | NE-HVAC-airHP-SpltPkg-65to109kBtuh-12p0eer-3p4cop | DEER | Standard | None | 0 | 0 | None |  | 0 |  | 0 | Com | Any | HVAC | HeatCool | dxHP_equip | pkgEER |  | HVAC-airHP | Pkg HP (65-109 kBtuh) EER and COP based on vintage | Pkg HP EER = 10.8 (65-109 kBtuh), COP = 3.3; w/Econo; 2-spd Fan | Pkg HP EER = 12.0 (65-109 kBtuh), COP = 3.4; w/Econo; 2-spd Fan |  |  |  | Available |  | 0 | 0 |  | ErRobNc |  | HVAC-airHP |  | None | 2014-07-01 | 2019-12-31 | DEER |  |  |  |  | Standard |  | 1 | 1 | 0 | Deemed Ex Ante Team |  |  |  | Updated to indicate claim/filing status
33 | dxHP-pkgEER-90to134kBtuh-11p5eer-3p4cop | Pkg HP EER = 11.5 (90-134 kBtuh), COP = 3.4 | DEER2011 | D11 v4.00 | 2020-11-24 16:30 | NE-HVAC-airHP-SpltPkg-90to134kBtuh-11p5eer-3p4cop | DEER | Standard | None |  |  | None |  | 0 |  | 0 | Com | Any | HVAC | HeatCool | dxHP_equip | pkgEER |  | HVAC-airHP | Multiple Base Efficiency technologies based on building vintage | Pkg HP EER = 11.0 | Pkg HP EER = 11.5 (90-134 kBtuh), COP = 3.4 |  |  | dxHP-pkgEER-90to134kBtuh-11p5eer-3p4cop | Available |  | 0 | 0 |  | ErRobNc |  | HVAC-airHP |  | None | 2013-01-01 | 2014-06-30 | DEER |  |  |  |  | Standard |  | 1 | 1 | 0 | Deemed Ex Ante Team |  |  |  | Updated to indicate claim/filing status
34 | dxHP-pkgEER-90to134kBtuh-12p0eer-3p4cop | Pkg HP EER = 12.0 (90-134 kBtuh), COP = 3.4 | DEER2011 | D11 v4.00 | 2020-11-24 16:30 | NE-HVAC-airHP-SpltPkg-90to134kBtuh-12p0eer-3p4cop | DEER | Standard | None |  |  | None |  | 0 |  | 0 | Com | Any | HVAC | HeatCool | dxHP_equip | pkgEER |  | HVAC-airHP | Multiple Base Efficiency technologies based on building vintage | Pkg HP EER = 11.0 | Pkg HP EER = 12.0 (90-134 kBtuh), COP = 3.4 |  |  | dxHP-pkgEER-90to134kBtuh-12p0eer-3p4cop | Available |  | 0 | 0 |  | ErRobNc |  | HVAC-airHP |  | None | 2013-01-01 | 2014-06-30 | DEER |  |  |  |  | Standard |  | 1 | 1 | 0 | Deemed Ex Ante Team |  |  |  | Updated to indicate claim/filing status
35 | NE-HVAC-airHP-SpltPkg-110to134kBtuh-11p5eer-3p4cop | Pkg HP EER = 11.5 (110-134 kBTUh), COP = 3.4; w/Econo; 2-spd Fan | DEER2014 | D13 v1.0 | 2020-11-24 16:30 | NE-HVAC-airHP-SpltPkg-110to134kBtuh-11p5eer-3p4cop | DEER | Standard | None | 0 | 0 | None |  | 0 |  | 0 | Com | Any | HVAC | HeatCool | dxHP_equip | pkgEER |  | HVAC-airHP | Pkg HP (110-134 kBtuh) EER and COP based on vintage | Pkg HP EER = 10.8 (110-134 kBtuh), COP = 3.3; w/Econo; 2-spd Fan | Pkg HP EER = 11.5 (110-134 kBtuh), COP = 3.4; w/Econo; 2-spd Fan |  |  |  | Available |  | 0 | 0 |  | ErRobNc |  | HVAC-airHP |  | None | 2014-07-01 | 2019-12-31 | DEER |  |  |  |  | Standard |  | 1 | 1 | 0 | Deemed Ex Ante Team |  |  |  | Updated to indicate claim/filing status
36 | NE-HVAC-airHP-SpltPkg-110to134kBtuh-12p0eer-3p4cop | Pkg HP EER = 12.0 (110-134 kBTUh), COP = 3.4; w/Econo; 2-spd Fan | DEER2014 | D13 v1.0 | 2020-11-24 16:30 | NE-HVAC-airHP-SpltPkg-110to134kBtuh-12p0eer-3p4cop | DEER | Standard | None | 0 | 0 | None |  | 0 |  | 0 | Com | Any | HVAC | HeatCool | dxHP_equip | pkgEER |  | HVAC-airHP | Pkg HP (110-134 kBtuh) EER and COP based on vintage | Pkg HP EER = 10.8 (110-134 kBtuh), COP = 3.3; w/Econo; 2-spd Fan | Pkg HP EER = 12.0 (110-134 kBtuh), COP = 3.4; w/Econo; 2-spd Fan |  |  |  | Available |  | 0 | 0 |  | ErRobNc |  | HVAC-airHP |  | None | 2014-07-01 | 2019-12-31 | DEER |  |  |  |  | Standard |  | 1 | 1 | 0 | Deemed Ex Ante Team |  |  |  | Updated to indicate claim/filing status
39 | NE-HVAC-airHP-SpltPkg-135to239kBtuh-11p5eer-3p2cop | Pkg HP EER = 11.5 (135-239 kBTUh), COP = 3.2; w/Econo; 2-spd Fan | DEER2014 | D13 v1.0 | 2020-11-24 16:30 | NE-HVAC-airHP-SpltPkg-135to239kBtuh-11p5eer-3p2cop | DEER | Standard | None | 0 | 0 | None |  | 0 |  | 0 | Com | Any | HVAC | HeatCool | dxHP_equip | pkgEER |  | HVAC-airHP | Pkg HP (135-239 kBtuh) EER and COP based on vintage | Pkg HP EER = 10.4 (135-239 kBtuh), COP = 3.2; w/Econo; 2-spd Fan | Pkg HP EER = 11.5 (135-239 kBtuh), COP = 3.2; w/Econo; 2-spd Fan |  |  |  | Available |  | 0 | 0 |  | ErRobNc |  | HVAC-airHP | dxHP-pkgEER-135to239kBtuh-11p5eer-3p2cop | DEER1314 | 2013-01-01 | 2019-12-31 | DEER |  |  |  |  | Standard | Measure expired due to DEER2020 update | 1 | 1 | 0 | Deemed Ex Ante Team |  | Measure expired due to DEER2020 update |  | Updated to indicate claim/filing status
40 | NE-HVAC-airHP-SpltPkg-135to239kBtuh-12p0eer-3p2cop | Pkg HP EER = 12.0 (135-239 kBTUh), COP = 3.2; w/Econo; 2-spd Fan | DEER2014 | D13 v1.0 | 2020-11-24 16:30 | NE-HVAC-airHP-SpltPkg-135to239kBtuh-12p0eer-3p2cop | DEER | Standard | None | 0 | 0 | None |  | 0 |  | 0 | Com | Any | HVAC | HeatCool | dxHP_equip | pkgEER |  | HVAC-airHP | Pkg HP (135-239 kBtuh) EER and COP based on vintage | Pkg HP EER = 10.4 (135-239 kBtuh), COP = 3.2; w/Econo; 2-spd Fan | Pkg HP EER = 12.0 (135-239 kBtuh), COP = 3.2; w/Econo; 2-spd Fan |  |  |  | Available |  | 0 | 0 |  | ErRobNc |  | HVAC-airHP | dxHP-pkgEER-135to239kBtuh-12p0eer-3p2cop | DEER1314 | 2013-01-01 | 2019-12-31 | DEER |  |  |  |  | Standard | Measure expired due to DEER2020 update | 1 | 1 | 0 | Deemed Ex Ante Team |  | Measure expired due to DEER2020 update |  | Updated to indicate claim/filing status
43 | NE-HVAC-airHP-SpltPkg-240to759kBtuh-10p5eer-3p2cop | Pkg HP EER = 10.5 (240-759 kBTUh), COP = 3.2; w/Econo; 2-spd Fan | DEER2014 | D13 v1.0 | 2020-11-24 16:30 | NE-HVAC-airHP-SpltPkg-240to759kBtuh-10p5eer-3p2cop | DEER | Standard | None | 0 | 0 | None |  | 0 |  | 0 | Com | Any | HVAC | HeatCool | dxHP_equip | pkgEER |  | HVAC-airHP | Pkg HP (240-759 kBtuh) EER and COP based on vintage | Pkg HP EER = 9.3 (240-759 kBtuh), COP = 3.2; w/Econo; 2-spd Fan | Pkg HP EER = 10.5 (240-759 kBtuh), COP = 3.2; w/Econo; 2-spd Fan |  |  |  | Available |  | 0 | 0 |  | ErRobNc |  | HVAC-airHP | dxHP-pkgEER-240to759kBtuh-10p5eer-3p2cop | DEER1314 | 2013-01-01 | 2019-12-31 | DEER |  |  |  |  | Standard | Measure expired due to DEER2020 update | 1 | 1 | 0 | Deemed Ex Ante Team |  | Measure expired due to DEER2020 update |  | Updated to indicate claim/filing status
44 | NE-HVAC-airHP-SpltPkg-240to759kBtuh-10p8eer-3p2cop | Pkg HP EER = 10.8 (240-759 kBTUh), COP = 3.2; w/Econo; 2-spd Fan | DEER2014 | D13 v1.0 | 2020-11-24 16:30 | NE-HVAC-airHP-SpltPkg-240to759kBtuh-10p8eer-3p2cop | DEER | Standard | None | 0 | 0 | None |  | 0 |  | 0 | Com | Any | HVAC | HeatCool | dxHP_equip | pkgEER |  | HVAC-airHP | Pkg HP (240-759 kBtuh) EER and COP based on vintage | Pkg HP EER = 9.3 (240-759 kBtuh), COP = 3.2; w/Econo; 2-spd Fan | Pkg HP EER = 10.8 (240-759 kBtuh), COP = 3.2; w/Econo; 2-spd Fan |  |  |  | Available |  | 0 | 0 |  | ErRobNc |  | HVAC-airHP | dxHP-pkgEER-240to759kBtuh-10p8eer-3p2cop | DEER1314 | 2013-01-01 | 2019-12-31 | DEER |  |  |  |  | Standard | Measure expired due to DEER2020 update | 1 | 1 | 0 | Deemed Ex Ante Team |  | Measure expired due to DEER2020 update |  | Updated to indicate claim/filing status
47 | NE-HVAC-airHP-SpltPkg-gte760kBtuh-10p0eer-3p2cop | Pkg HP EER = 10.0 (>= 760 kBTUh), COP = 3.2; w/Econo; 2-spd Fan | DEER2014 | D13 v1.0 | 2020-11-24 16:30 | NE-HVAC-airHP-SpltPkg-gte760kBtuh-10p0eer-3p2cop | DEER | Standard | None | 0 | 0 | None |  | 0 |  | 0 | Com | Any | HVAC | HeatCool | dxHP_equip | pkgEER |  | HVAC-airHP | Pkg HP (>= 760 kBtuh) EER and COP based on vintage | Pkg HP EER = 9.3 (>= 760 kBtuh), COP = 3.2; w/Econo; 2-spd Fan | Pkg HP EER = 10.0 (>= 760 kBtuh), COP = 3.2; w/Econo; 2-spd Fan |  |  |  | Available |  | 0 | 0 |  | ErRobNc |  | HVAC-airHP | dxHP-pkgEER-gte760kBtuh-10p0eer-3p2cop | DEER1314 | 2013-01-01 | 2019-12-31 | DEER |  |  |  |  | Standard |  | 1 | 1 | 0 | Deemed Ex Ante Team |  |  |  | Updated to indicate claim/filing status
48 | NE-HVAC-airHP-SpltPkg-gte760kBtuh-10p2eer-3p2cop | Pkg HP EER = 10.2 (>= 760 kBTUh), COP = 3.2; w/Econo; 2-spd Fan | DEER2014 | D13 v1.0 | 2020-11-24 16:30 | NE-HVAC-airHP-SpltPkg-gte760kBtuh-10p2eer-3p2cop | DEER | Standard | None | 0 | 0 | None |  | 0 |  | 0 | Com | Any | HVAC | HeatCool | dxHP_equip | pkgEER |  | HVAC-airHP | Pkg HP (>= 760 kBtuh) EER and COP based on vintage | Pkg HP EER = 9.3 (>= 760 kBtuh), COP = 3.2; w/Econo; 2-spd Fan | Pkg HP EER = 10.2 (>= 760 kBtuh), COP = 3.2; w/Econo; 2-spd Fan |  |  |  | Available |  | 0 | 0 |  | ErRobNc |  | HVAC-airHP | dxHP-pkgEER-gte760kBtuh-10p2eer-3p2cop | DEER1314 | 2013-01-01 | 2019-12-31 | DEER |  |  |  |  | Standard |  | 1 | 1 | 0 | Deemed Ex Ante Team |  |  |  | Updated to indicate claim/filing status
49 | dxHP-pkgSEER-lt55kBtuh-14p5seer-wtd | Pkg HP SEER = 14.5 (< 55 kBTUh) - Combined SEER 14 and SEER 15 hp | DEER2014 | D13 v1.0 | 2020-11-24 16:30 | dxHP-pkgSEER-lt55kBtuh-14p5seer | DEER | CrossMeasWtd | None | 0 | 0 | None | dxHP-pkgSEER-lt55kBtuh-14p5seer | 0 |  | 0 | Com | Any | HVAC | HeatCool | dxHP_equip | pkgSEER |  | HVAC-airHP | Multiple Base Efficiency technologies based on building vintage | Pkg HP SEER = 13.0 | Combined SEER 14 and SEER 15 hp |  |  |  | Available | added per request from SCE | 0 | 0 |  | ErRobNc |  | HVAC-airHP |  | None | 2014-07-01 | 2014-12-31 | DEER |  |  |  |  | Standard |  | 1 | 1 | 0 | Deemed Ex Ante Team |  |  |  | Updated to indicate claim/filing status
50 | C-In-LED-A19(26w)-dWP50 | Commercial Indoor General Lighting: LED Lamp replaces pre-existing standard lighting Wattage. Measure includes Code case. | DEER2017 | Staff Disposition | 2020-11-24 16:30 | Com-Iltg-dWatt-CFL_OSbldg | NonDEER | Scaled | BaseRatio | 0 | 0 | None |  | 0 |  | 1 | Com | Any | Lighting | InGen-CFL | Ltg_Lamp | LED_lamp |  | ILtg-Com-LED-20000hr | LED A19 Basecase, Total Watts = 2.96 x Msr Watts | LED A19 Basecase, Total Watts = 2.96 x Msr Watts | LED Lamp: A19, 26 Watts, non-dimmable | LEDratio0296 | LEDratio0296 | LED-A19(26w) | Available | From LED WRR Disposition July 2016 | 0 | 0 | LED-WRR-WorkpaperDisposition_22Jul2016-Final.docx | RobNc |  | ILtg-Com-LED-20000hr |  | DEER2017-Ltg-Com-CFL | 2017-01-01 | 2017-06-30 | InEA_modVal | LT-94735 |  |  |  | Standard |  | 1 | 1 | 0 | Deemed Ex Ante Team |  |  |  | Updated to indicate claim/filing status
50 | dxHP-pkgSEER-lt65kBtuh-13p0seer-7p7hspf | Pkg HP SEER = 13.0 (< 65 kbtuh), EER = 11.07, HSPF = 7.70, COP = 3.28 | DEER2011 | D11 v4.00 | 2020-11-24 16:30 | NE-HVAC-airHP-Pkg-lt65kBtuh-13p0seer-8p1hspf | DEER | Standard | None |  |  | None |  | 0 |  | 0 | Com | Any | HVAC | HeatCool | dxHP_equip | pkgSEER |  | HVAC-airHP | Multiple Base Efficiency technologies based on building vintage | Pkg HP SEER = 13.0 | Pkg HP SEER = 13.0 (< 65 kbtuh), EER = 11.07, HSPF = 7.70, COP = 3.28 |  |  | dxHP-pkgSEER-lt65kBtuh-13p0seer-7p7hspf | Available |  | 0 | 0 |  | ErRul |  | HVAC-airHP |  | None | 2013-01-01 | 2014-06-30 | DEER |  |  |  |  | Standard |  | 1 | 1 | 0 | Deemed Ex Ante Team |  |  |  | Updated to indicate claim/filing status
51 | dxHP-pkgSEER-lt65kBtuh-14p0seer-8p0hspf | Pkg HP SEER = 14.0 (< 65 kbtuh), EER = 11.6, HSPF = 8.00, COP = 3.52 | DEER2011 | D11 v4.00 | 2020-11-24 16:30 | NE-HVAC-airHP-Pkg-lt65kBtuh-14p0seer-8p6hspf | DEER | Standard | None |  |  | None |  | 0 |  | 0 | Com | Any | HVAC | HeatCool | dxHP_equip | pkgSEER |  | HVAC-airHP | Multiple Base Efficiency technologies based on building vintage | Pkg HP SEER = 13.0 | Pkg HP SEER = 14.0 (< 65 kbtuh), EER = 11.6, HSPF = 8.00, COP = 3.52 |  |  | dxHP-pkgSEER-lt65kBtuh-14p0seer-8p0hspf | Available |  | 0 | 0 |  | ErRobNc |  | HVAC-airHP |  | None | 2013-01-01 | 2014-06-30 | DEER |  |  |  |  | Standard |  | 1 | 1 | 0 | Deemed Ex Ante Team |  |  |  | Updated to indicate claim/filing status
52 | dxHP-pkgSEER-lt65kBtuh-14p5seer-wtd | Pkg HP SEER = 14.5 (< 65 kBtuh) - Combined SEER 14 and SEER 15 hp | DEER2011 | D11 v4.00 | 2020-11-24 16:30 | dxHP-pkgSEER-lt65kBtuh-14p5seer | DEER | CrossMeasWtd | None |  |  | None | dxHP-pkgSEER-lt65kBtuh-14p5seer | 0 |  | 0 | Com | Any | HVAC | HeatCool | dxHP_equip | pkgSEER |  | HVAC-airHP | Multiple Base Efficiency technologies based on building vintage | Pkg HP SEER = 13.0 | Combined SEER 14 and SEER 15 hp |  |  |  | Available | added per request from SCE | 0 | 0 |  | ErRobNc |  | HVAC-airHP |  | None | 2013-01-01 | 2014-06-30 | DEER |  |  |  |  | Standard |  | 1 | 1 | 0 | Deemed Ex Ante Team |  |  |  | Updated to indicate claim/filing status
53 | dxHP-pkgSEER-lt65kBtuh-15p0seer-8p5hspf | Pkg HP SEER = 15.0 (< 65 kbtuh), EER = 12.0, HSPF = 8.50, COP = 3.74 | DEER2011 | D11 v4.00 | 2020-11-24 16:30 | NE-HVAC-airHP-Pkg-lt65kBtuh-15p0seer-8p6hspf | DEER | Standard | None |  |  | None |  | 0 |  | 0 | Com | Any | HVAC | HeatCool | dxHP_equip | pkgSEER |  | HVAC-airHP | Multiple Base Efficiency technologies based on building vintage | Pkg HP SEER = 13.0 | Pkg HP SEER = 15.0 (< 65 kbtuh), EER = 12.0, HSPF = 8.50, COP = 3.74 |  |  | dxHP-pkgSEER-lt65kBtuh-15p0seer-8p5hspf | Available |  | 0 | 0 |  | ErRobNc |  | HVAC-airHP |  | None | 2013-01-01 | 2014-06-30 | DEER |  |  |  |  | Standard |  | 1 | 1 | 0 | Deemed Ex Ante Team |  |  |  | Updated to indicate claim/filing status
54 | NE-HVAC-airHP-Pkg-lt55kBtuh-13p0seer-7p7hspf | Pkg HP SEER = 13.0 (< 55 kBTUh), EER = 11.07, HSPF = 7.70, COP = 3.28; no Econo; 1-spd Fan | DEER2014 | D13 v1.0 | 2020-11-24 16:30 | NE-HVAC-airHP-Pkg-lt55kBtuh-13p0seer-7p7hspf | DEER | Standard | None | 0 | 0 | None |  | 0 |  | 0 | Com | Any | HVAC | HeatCool | dxHP_equip | pkgSEER |  | HVAC-airHP | Pkg HP (< 55 kbtuh) SEER and HSPF based on vintage | Pkg HP SEER = 13.0 (< 55 kbtuh), EER = 11.07, HSPF = 7.7, COP = 3.28; no Econo; 1-spd Fan | Pkg HP SEER = 13.0 (< 55 kbtuh), EER = 11.07, HSPF = 7.70, COP = 3.28; no Econo; 1-spd Fan |  |  |  | Available |  | 0 | 0 |  | ErRul |  | HVAC-airHP |  | None | 2014-07-01 | 2014-12-31 | DEER |  |  |  |  | Standard |  | 1 | 1 | 0 | Deemed Ex Ante Team |  |  |  | Updated to indicate claim/filing status
55 | NE-HVAC-airHP-Pkg-lt55kBtuh-14p0seer-8p0hspf | Pkg HP SEER = 14.0 (< 55 kBTUh), EER = 11.6, HSPF = 8.00, COP = 3.52; no Econo; 1-spd Fan | DEER2014 | D13 v1.0 | 2020-11-24 16:30 | NE-HVAC-airHP-Pkg-lt55kBtuh-14p0seer-8p0hspf | DEER | Standard | None | 0 | 0 | None |  | 0 |  | 0 | Com | Any | HVAC | HeatCool | dxHP_equip | pkgSEER |  | HVAC-airHP | Pkg HP (< 55 kbtuh) SEER and HSPF based on vintage | Pkg HP SEER = 13.0 (< 55 kbtuh), EER = 11.07, HSPF = 7.7, COP = 3.28; no Econo; 1-spd Fan | Pkg HP SEER = 14.0 (< 55 kbtuh), EER = 11.6, HSPF = 8.00, COP = 3.52; no Econo; 1-spd Fan |  |  |  | Available |  | 0 | 0 |  | ErRobNc |  | HVAC-airHP |  | None | 2014-07-01 | 2014-12-31 | DEER |  |  |  |  | Standard |  | 1 | 1 | 0 | Deemed Ex Ante Team |  |  |  | Updated to indicate claim/filing status
56 | NE-HVAC-airHP-Pkg-lt55kBtuh-15p0seer-8p5hspf | Pkg HP SEER = 15.0 (< 55 kBTUh), EER = 12.0, HSPF = 8.50, COP = 3.74; no Econo; 1-spd Fan | DEER2014 | D13 v1.0 | 2020-11-24 16:30 | NE-HVAC-airHP-Pkg-lt55kBtuh-15p0seer-8p5hspf | DEER | Standard | None | 0 | 0 | None |  | 0 |  | 0 | Com | Any | HVAC | HeatCool | dxHP_equip | pkgSEER |  | HVAC-airHP | Pkg HP (< 55 kbtuh) SEER and HSPF based on vintage | Pkg HP SEER = 13.0 (< 55 kbtuh), EER = 11.07, HSPF = 7.7, COP = 3.28; no Econo; 1-spd Fan | Pkg HP SEER = 15.0 (< 55 kbtuh), EER = 12.0, HSPF = 8.50, COP = 3.74; no Econo; 1-spd Fan |  |  |  | Available |  | 0 | 0 |  | ErRobNc |  | HVAC-airHP |  | None | 2014-07-01 | 2014-12-31 | DEER |  |  |  |  | Standard |  | 1 | 1 | 0 | Deemed Ex Ante Team |  |  |  | Updated to indicate claim/filing status
57 | dxHP-pkgSEER-55to64kBtuh-14p5seer-wtd | Pkg HP SEER = 14.5 (55-64 kBTUh) - Combined SEER 14 and SEER 15 hp | DEER2014 | D13 v1.0 | 2020-11-24 16:30 | dxHP-pkgSEER-55to64kBtuh-14p5seer | DEER | CrossMeasWtd | None | 0 | 0 | None | dxHP-pkgSEER-55to64kBtuh-14p5seer | 0 |  | 0 | Com | Any | HVAC | HeatCool | dxHP_equip | pkgSEER |  | HVAC-airHP | Multiple Base Efficiency technologies based on building vintage | Pkg HP SEER = 13.0 | Combined SEER 14 and SEER 15 hp |  |  |  | Available | added per request from SCE | 0 | 0 |  | ErRobNc |  | HVAC-airHP |  | None | 2014-07-01 | 2014-12-31 | DEER |  |  |  |  | Standard |  | 1 | 1 | 0 | Deemed Ex Ante Team |  |  |  | Updated to indicate claim/filing status
58 | NE-HVAC-airHP-Pkg-55to64kBtuh-13p0seer-7p7hspf | Pkg HP SEER = 13.0 (55-64 kBTUh), EER = 11.07, HSPF = 7.70, COP = 3.28; w/Econo; 2-spd Fan | DEER2014 | D13 v1.0 | 2020-11-24 16:30 | NE-HVAC-airHP-Pkg-55to64kBtuh-13p0seer-7p7hspf | DEER | Standard | None | 0 | 0 | None |  | 0 |  | 0 | Com | Any | HVAC | HeatCool | dxHP_equip | pkgSEER |  | HVAC-airHP | Pkg HP (55-64 kbtuh) SEER and HSPF based on vintage | Pkg HP SEER = 13.0 (55-64 kbtuh), EER = 11.07, HSPF = 7.7, COP = 3.28; w/Econo; 2-spd Fan | Pkg HP SEER = 13.0 (55-64 kbtuh), EER = 11.07, HSPF = 7.70, COP = 3.28; w/Econo; 2-spd Fan |  |  |  | Available |  | 0 | 0 |  | ErRul |  | HVAC-airHP |  | None | 2014-07-01 | 2014-12-31 | DEER |  |  |  |  | Standard |  | 1 | 1 | 0 | Deemed Ex Ante Team |  |  |  | Updated to indicate claim/filing status
59 | NE-HVAC-airHP-Pkg-55to64kBtuh-14p0seer-8p0hspf | Pkg HP SEER = 14.0 (55-64 kBTUh), EER = 11.6, HSPF = 8.00, COP = 3.52; w/Econo; 2-spd Fan | DEER2014 | D13 v1.0 | 2020-11-24 16:30 | NE-HVAC-airHP-Pkg-55to64kBtuh-14p0seer-8p0hspf | DEER | Standard | None | 0 | 0 | None |  | 0 |  | 0 | Com | Any | HVAC | HeatCool | dxHP_equip | pkgSEER |  | HVAC-airHP | Pkg HP (55-64 kbtuh) SEER and HSPF based on vintage | Pkg HP SEER = 13.0 (55-64 kbtuh), EER = 11.07, HSPF = 7.7, COP = 3.28; w/Econo; 2-spd Fan | Pkg HP SEER = 14.0 (55-64 kbtuh), EER = 11.6, HSPF = 8.00, COP = 3.52; w/Econo; 2-spd Fan |  |  |  | Available |  | 0 | 0 |  | ErRobNc |  | HVAC-airHP |  | None | 2014-07-01 | 2014-12-31 | DEER |  |  |  |  | Standard |  | 1 | 1 | 0 | Deemed Ex Ante Team |  |  |  | Updated to indicate claim/filing status
60 | NE-HVAC-airHP-Pkg-55to64kBtuh-15p0seer-8p5hspf | Pkg HP SEER = 15.0 (55-64 kBTUh), EER = 12.0, HSPF = 8.50, COP = 3.74; w/Econo; 2-spd Fan | DEER2014 | D13 v1.0 | 2020-11-24 16:30 | NE-HVAC-airHP-Pkg-55to64kBtuh-15p0seer-8p5hspf | DEER | Standard | None | 0 | 0 | None |  | 0 |  | 0 | Com | Any | HVAC | HeatCool | dxHP_equip | pkgSEER |  | HVAC-airHP | Pkg HP (55-64 kbtuh) SEER and HSPF based on vintage | Pkg HP SEER = 13.0 (55-64 kbtuh), EER = 11.07, HSPF = 7.7, COP = 3.28; w/Econo; 2-spd Fan | Pkg HP SEER = 15.0 (55-64 kbtuh), EER = 12.0, HSPF = 8.50, COP = 3.74; w/Econo; 2-spd Fan |  |  |  | Available |  | 0 | 0 |  | ErRobNc |  | HVAC-airHP |  | None | 2014-07-01 | 2014-12-31 | DEER |  |  |  |  | Standard |  | 1 | 1 | 0 | Deemed Ex Ante Team |  |  |  | Updated to indicate claim/filing status
61 | dxHP-spltSEER-lt55kBtuh-14p0seer-wtd | Split HP SEER = 14.0 (< 55 kBTUh) - Combined SEER 13 and SEER 14.5 hp | DEER2014 | D13 v1.0 | 2020-11-24 16:30 | dxHP-spltSEER-lt55kBtuh-14p0seer | DEER | CrossMeasWtd | None | 0 | 0 | None | dxHP-spltSEER-lt55kBtuh-14p0seer | 0 |  | 0 | Com | Any | HVAC | HeatCool | dxHP_equip | spltSEER |  | HVAC-airHP | Multiple Base Efficiency technologies based on building vintage | Split HP SEER = 13.0 | Combined SEER 13 and SEER 14.5 hp |  |  |  | Available | added per request from SCE | 0 | 0 |  | ErRobNc |  | HVAC-airHP |  | None | 2014-07-01 | 2014-12-31 | DEER |  |  |  |  | Standard |  | 1 | 1 | 0 | Deemed Ex Ante Team |  |  |  | Updated to indicate claim/filing status
62 | NE-HVAC-airHP-Split-lt55kBtuh-13p0seer-7p7hspf | Split HP SEER = 13.0 (< 55 kBTUh), EER = 11.07, HSPF = 7.70, COP = 3.28; no Econo; 1-spd Fan | DEER2014 | D13 v1.0 | 2020-11-24 16:30 | NE-HVAC-airHP-Split-lt55kBtuh-13p0seer-7p7hspf | DEER | Standard | None | 0 | 0 | None |  | 0 |  | 0 | Com | Any | HVAC | HeatCool | dxHP_equip | spltSEER |  | HVAC-airHP | Split HP (< 55 kbtuh) SEER and HSPF based on vintage | Split HP SEER = 13.0 (< 55 kbtuh), EER = 11.07, HSPF = 7.7, COP = 3.28; no Econo; 1-spd Fan | Split HP SEER = 13.0 (< 55 kbtuh), EER = 11.07, HSPF = 7.70, COP = 3.28; no Econo; 1-spd Fan |  |  |  | Available |  | 0 | 0 |  | ErRul |  | HVAC-airHP |  | None | 2014-07-01 | 2014-12-31 | DEER |  |  |  |  | Standard |  | 1 | 1 | 0 | Deemed Ex Ante Team |  |  |  | Updated to indicate claim/filing status
63 | NE-HVAC-airHP-Split-lt55kBtuh-14p5seer-8p5hspf | Split HP SEER = 14.0 (< 55 kBTUh), EER = 12.00, HSPF = 8.50, COP = 3.74; no Econo; 1-spd Fan | DEER2014 | D13 v1.0 | 2020-11-24 16:30 | NE-HVAC-airHP-Split-lt55kBtuh-14p5seer-8p5hspf | DEER | Standard | None | 0 | 0 | None |  | 0 |  | 0 | Com | Any | HVAC | HeatCool | dxHP_equip | spltSEER |  | HVAC-airHP | Split HP (< 55 kbtuh) SEER and HSPF based on vintage | Split HP SEER = 13.0 (< 55 kbtuh), EER = 11.07, HSPF = 7.7, COP = 3.28; no Econo; 1-spd Fan | Split HP SEER = 14.0 (< 55 kbtuh), EER = 12.00, HSPF = 8.50, COP = 3.74; no Econo; 1-spd Fan |  |  |  | Available |  | 0 | 0 |  | ErRobNc |  | HVAC-airHP |  | None | 2014-07-01 | 2014-12-31 | DEER |  |  |  |  | Standard |  | 1 | 1 | 0 | Deemed Ex Ante Team |  |  |  | Updated to indicate claim/filing status
64 | NE-HVAC-airHP-Split-lt55kBtuh-15p0seer-9p0hspf | Split HP SEER = 15.0 (< 55 kBTUh), EER = 12.5, HSPF = 9.00, COP = 3.96; no Econo; 1-spd Fan | DEER2014 | D13 v1.0 | 2020-11-24 16:30 | NE-HVAC-airHP-Split-lt55kBtuh-15p0seer-9p0hspf | DEER | Standard | None | 0 | 0 | None |  | 0 |  | 0 | Com | Any | HVAC | HeatCool | dxHP_equip | spltSEER |  | HVAC-airHP | Split HP (< 55 kbtuh) SEER and HSPF based on vintage | Split HP SEER = 13.0 (< 55 kBtuh), EER = 11.07, HSPF = 7.7, COP = 3.28; no Econo; 1-spd Fan | Split HP SEER = 15.0 (< 55 kBtuh), EER = 12.5, HSPF = 9.00, COP = 3.96; no Econo; 1-spd Fan |  |  |  | Available |  | 0 | 0 |  | ErRobNc |  | HVAC-airHP |  | None | 2014-07-01 | 2014-12-31 | DEER |  |  |  |  | Standard |  | 1 | 1 | 0 | Deemed Ex Ante Team |  |  |  | Updated to indicate claim/filing status
65 | dxHP-spltSEER-55to64kBtuh-14p0seer-wtd | Split HP SEER = 14.0 (55-64 kBTUh) - Combined SEER 13 and SEER 14.5 hp | DEER2014 | D13 v1.0 | 2020-11-24 16:30 | dxHP-spltSEER-55to64kBtuh-14p0seer | DEER | CrossMeasWtd | None | 0 | 0 | None | dxHP-spltSEER-55to64kBtuh-14p0seer | 0 |  | 0 | Com | Any | HVAC | HeatCool | dxHP_equip | spltSEER |  | HVAC-airHP | Multiple Base Efficiency technologies based on building vintage | Split HP SEER = 13.0 | Combined SEER 13 and SEER 14.5 hp |  |  |  | Available | added per request from SCE | 0 | 0 |  | ErRobNc |  | HVAC-airHP |  | None | 2014-07-01 | 2014-12-31 | DEER |  |  |  |  | Standard |  | 1 | 1 | 0 | Deemed Ex Ante Team |  |  |  | Updated to indicate claim/filing status
66 | NE-HVAC-airHP-Split-55to64kBtuh-13p0seer-7p7hspf | Split HP SEER = 13.0 (55-64 kBTUh), EER = 11.07, HSPF = 7.70, COP = 3.28; w/Econo; 2-spd Fan | DEER2014 | D13 v1.0 | 2020-11-24 16:30 | NE-HVAC-airHP-Split-55to64kBtuh-13p0seer-7p7hspf | DEER | Standard | None | 0 | 0 | None |  | 0 |  | 0 | Com | Any | HVAC | HeatCool | dxHP_equip | spltSEER |  | HVAC-airHP | Split HP (55-64 kBtuh) SEER and HSPF based on vintage | Split HP SEER = 13.0 (55-64 kbtuh), EER = 11.07, HSPF = 7.7, COP = 3.28; w/Econo; 2-spd Fan | Split HP SEER = 13.0 (55-64 kbtuh), EER = 11.07, HSPF = 7.70, COP = 3.28; w/Econo; 2-spd Fan |  |  |  | Available |  | 0 | 0 |  | ErRul |  | HVAC-airHP |  | None | 2014-07-01 | 2014-12-31 | DEER |  |  |  |  | Standard |  | 1 | 1 | 0 | Deemed Ex Ante Team |  |  |  | Updated to indicate claim/filing status
67 | NE-HVAC-airHP-Split-55to64kBtuh-14p5seer-8p5hspf | Split HP SEER = 14.0 (55-64 kBTUh), EER = 12.00, HSPF = 8.50, COP = 3.74; w/Econo; 2-spd Fan | DEER2014 | D13 v1.0 | 2020-11-24 16:30 | NE-HVAC-airHP-Split-55to64kBtuh-14p5seer-8p5hspf | DEER | Standard | None | 0 | 0 | None |  | 0 |  | 0 | Com | Any | HVAC | HeatCool | dxHP_equip | spltSEER |  | HVAC-airHP | Split HP (55-64 kBtuh) SEER and HSPF based on vintage | Split HP SEER = 13.0 (55-64 kbtuh), EER = 11.07, HSPF = 7.7, COP = 3.28; w/Econo; 2-spd Fan | Split HP SEER = 14.0 (55-64 kbtuh), EER = 12.00, HSPF = 8.50, COP = 3.74; w/Econo; 2-spd Fan |  |  |  | Available |  | 0 | 0 |  | ErRobNc |  | HVAC-airHP |  | None | 2014-07-01 | 2014-12-31 | DEER |  |  |  |  | Standard |  | 1 | 1 | 0 | Deemed Ex Ante Team |  |  |  | Updated to indicate claim/filing status
68 | NE-HVAC-airHP-Split-55to64kBtuh-15p0seer-9p0hspf | Split HP SEER = 15.0 (55-64 kBTUh), EER = 12.5, HSPF = 9.00, COP = 3.96; w/Econo; 2-spd Fan | DEER2014 | D13 v1.0 | 2020-11-24 16:30 | NE-HVAC-airHP-Split-55to64kBtuh-15p0seer-9p0hspf | DEER | Standard | None | 0 | 0 | None |  | 0 |  | 0 | Com | Any | HVAC | HeatCool | dxHP_equip | spltSEER |  | HVAC-airHP | Split HP (55-64 kBtuh) SEER and HSPF based on vintage | Split HP SEER = 13.0 (55-64 kBtuh), EER = 11.07, HSPF = 7.7, COP = 3.28; w/Econo; 2-spd Fan | Split HP SEER = 15.0 (55-64 kBtuh), EER = 12.5, HSPF = 9.00, COP = 3.96; w/Econo; 2-spd Fan |  |  |  | Available |  | 0 | 0 |  | ErRobNc |  | HVAC-airHP |  | None | 2014-07-01 | 2014-12-31 | DEER |  |  |  |  | Standard |  | 1 | 1 | 0 | Deemed Ex Ante Team |  |  |  | Updated to indicate claim/filing status
69 | dxHP-spltSEER-lt65kBtuh-13p0seer-7p7hspf | Split HP SEER = 13.0 (< 65 kbtuh), EER = 11.07, HSPF = 7.70, COP = 3.28 | DEER2011 | D11 v4.00 | 2020-11-24 16:30 | NE-HVAC-airHP-Split-lt65kBtuh-13p0seer-7p7hspf | DEER | Standard | None |  |  | None |  | 0 |  | 0 | Com | Any | HVAC | HeatCool | dxHP_equip | spltSEER |  | HVAC-airHP | Multiple Base Efficiency technologies based on building vintage | Split HP SEER = 13.0 | Split HP SEER = 13.0 (< 65 kbtuh), EER = 11.07, HSPF = 7.70, COP = 3.28 |  |  | dxHP-spltSEER-lt65kBtuh-13p0seer-7p7hspf | Available |  | 0 | 0 |  | ErRul |  | HVAC-airHP |  | None | 2013-01-01 | 2014-06-30 | DEER |  |  |  |  | Standard |  | 1 | 1 | 0 | Deemed Ex Ante Team |  |  |  | Updated to indicate claim/filing status
70 | dxHP-spltSEER-lt65kBtuh-14p0seer-wtd | Split HP SEER = 14.0 (< 65 kBtuh) - Combined SEER 13 and SEER 14.5 hp | DEER2011 | D11 v4.00 | 2020-11-24 16:30 | dxHP-spltSEER-lt65kBtuh-14p0seer | DEER | CrossMeasWtd | None |  |  | None | dxHP-spltSEER-lt65kBtuh-14p0seer | 0 |  | 0 | Com | Any | HVAC | HeatCool | dxHP_equip | spltSEER |  | HVAC-airHP | Multiple Base Efficiency technologies based on building vintage | Split HP SEER = 13.0 | Combined SEER 13 and SEER 14.5 hp |  |  |  | Available | added per request from SCE | 0 | 0 |  | ErRobNc |  | HVAC-airHP |  | None | 2013-01-01 | 2014-06-30 | DEER |  |  |  |  | Standard |  | 1 | 1 | 0 | Deemed Ex Ante Team |  |  |  | Updated to indicate claim/filing status
71 | dxHP-spltSEER-lt65kBtuh-14p5seer-8p5hspf | Split HP SEER = 14.5 (< 65 kbtuh), EER = 12.00, HSPF = 8.50, COP = 3.74 | DEER2011 | D11 v4.00 | 2020-11-24 16:30 | NE-HVAC-airHP-Split-lt65kBtuh-14p5seer-8p5hspf | DEER | Standard | None |  |  | None |  | 0 |  | 0 | Com | Any | HVAC | HeatCool | dxHP_equip | spltSEER |  | HVAC-airHP | Multiple Base Efficiency technologies based on building vintage | Split HP SEER = 13.0 | Split HP SEER = 14.5 (< 65 kbtuh), EER = 12.00, HSPF = 8.50, COP = 3.74 |  |  | dxHP-spltSEER-lt65kBtuh-14p5seer-8p5hspf | Available |  | 0 | 0 |  | ErRobNc |  | HVAC-airHP |  | None | 2013-01-01 | 2014-06-30 | DEER |  |  |  |  | Standard |  | 1 | 1 | 0 | Deemed Ex Ante Team |  |  |  | Updated to indicate claim/filing status
72 | dxHP-spltSEER-lt65kBtuh-15p0seer-9p0hspf | Split HP SEER = 15.0 (< 65 kBtuh), EER = 12.5, HSPF = 9.00, COP = 3.96 | DEER2011 | D11 v4.00 | 2020-11-24 16:30 | NE-HVAC-airHP-Split-lt65kBtuh-15p0seer-9p0hspf | DEER | Standard | None |  |  | None |  | 0 |  | 0 | Com | Any | HVAC | HeatCool | dxHP_equip | spltSEER |  | HVAC-airHP | Multiple Base Efficiency technologies based on building vintage | Split HP SEER = 13.0 | Split HP SEER = 15.0 (< 65 kBtuh), EER = 12.5, HSPF = 9.00, COP = 3.96 |  |  | dxHP-spltSEER-lt65kBtuh-15p0seer-9p0hspf | Available |  | 0 | 0 |  | ErRobNc |  | HVAC-airHP |  | None | 2013-01-01 | 2014-06-30 | DEER |  |  |  |  | Standard |  | 1 | 1 | 0 | Deemed Ex Ante Team |  |  |  | Updated to indicate claim/filing status
73 | RE-HV-ResHP-13p0S-8p1H | 13 SEER Heat Pump (HSPF = 8.1) | DEER2014 | D11 v4.00 | 2020-11-24 16:30 | RE-HV-ResHP-13p0S-8p1H | DEER | Standard | None | 0 | 0 | None |  | 0 |  | 0 | Res | Any | HVAC | HeatCool | dxHP_equip | spltSEER |  | HVAC-airHP | Multiple Base Efficiency technologies based on building vintage | 13 SEER(11.07 EER) / 8.1 HSPF(3.28 COP) A/C Heat pump | 13 SEER(11.07 EER) / 8.1 HSPF(3.28 COP) A/C Heat pump |  |  | RE-HV-ResHP-13p0S-8p1H | Available |  | 0 | 0 |  | ErRul |  | HVAC-airHP |  | DEER1314end | 2013-01-01 | 2014-12-31 | DEER |  |  |  |  | Standard |  | 1 | 1 | 0 | Deemed Ex Ante Team |  |  |  | Updated to indicate claim/filing status
74 | RE-HV-ResHP-14p0S-8p6H | 14 SEER Heat Pump (HSPF = 8.6) | DEER2014 | D11 v4.00 | 2020-11-24 16:30 | RE-HV-ResHP-14p0S-8p6H | DEER | Standard | None | 0 | 0 | None |  | 0 |  | 0 | Res | Any | HVAC | HeatCool | dxHP_equip | spltSEER |  | HVAC-airHP | Multiple Base Efficiency technologies based on building vintage | 13 SEER(11.07 EER) / 8.1 HSPF(3.28 COP) A/C Heat pump | 14 SEER(12.19 EER) / 8.6 HSPF(3.52 COP) A/C Heat Pump |  |  | RE-HV-ResHP-14p0S-8p6H | Available |  | 0 | 0 |  | ErRobNc |  | HVAC-airHP |  | DEER1314end | 2013-01-01 | 2014-12-31 | DEER |  |  |  |  | Standard |  | 1 | 1 | 0 | Deemed Ex Ante Team |  |  |  | Updated to indicate claim/filing status
75 | RE-HV-ResHP-15p0S-8p8H | 15 SEER Heat Pump (HSPF = 8.8) | DEER2014 | D11 v4.00 | 2020-11-24 16:30 | RE-HV-ResHP-15p0S-8p8H | DEER | Standard | None | 0 | 0 | None |  | 0 |  | 0 | Res | Any | HVAC | HeatCool | dxHP_equip | spltSEER |  | HVAC-airHP | Multiple Base Efficiency technologies based on building vintage | 13 SEER(11.07 EER) / 8.1 HSPF(3.28 COP) A/C Heat pump | 15 SEER(12.70 EER) / 8.8 HSPF(3.74 COP) A/C Heat Pump |  |  | RE-HV-ResHP-15p0S-8p8H | Available |  | 0 | 0 |  | ErRobNc |  | HVAC-airHP |  | DEER1314end | 2013-01-01 | 2014-12-31 | DEER |  |  |  |  | Standard |  | 1 | 1 | 0 | Deemed Ex Ante Team |  |  |  | Updated to indicate claim/filing status
76 | RE-HV-ResHP-16p0S-8p4H | 16 SEER Heat Pump (HSPF = 8.4) | DEER2014 | D11 v4.00 | 2020-11-24 16:30 | RE-HV-ResHP-16p0S-8p4H | DEER | Standard | None | 0 | 0 | None |  | 0 |  | 0 | Res | Any | HVAC | HeatCool | dxHP_equip | spltSEER |  | HVAC-airHP | Multiple Base Efficiency technologies based on building vintage | 13 SEER(11.07 EER) / 8.1 HSPF(3.28 COP) A/C Heat pump | 16 SEER (12.06 EER) / 8.4 HSPF (3.48 COP) A/C Heat Pump |  |  | RE-HV-ResHP-16p0S-8p4H | Available |  | 0 | 0 |  | ErRobNc |  | HVAC-airHP |  | DEER1314end | 2013-01-01 | 2014-12-31 | DEER |  |  |  |  | Standard |  | 1 | 1 | 0 | Deemed Ex Ante Team |  |  |  | Updated to indicate claim/filing status
77 | NE-HVAC-Chlr-Cent-lt150tons-0p560kwpton-ConstSpd | Water cooled centrifugal chiller (< 150 tons, 0.560 kW/ton) | DEER2014 | D13 v1.0 | 2020-11-24 16:30 | NE-HVAC-Chlr-Cent-lt150tons-0p560kwpton-ConstSpd | DEER | Standard | None | 0 | 0 | None |  | 0 |  | 0 | Com | Any | HVAC | SpaceCool | Chiller | CentChlr |  | HVAC-Chlr | Water cooled centrifugal chiller, efficiency based on vintage | Water cooled centrifugal chiller (0.634 kW/ton) | Water cooled centrifugal chiller (< 150 tons, 0.560 kW/ton) |  |  |  | Available |  | 0 | 0 |  | ErRobNc |  | HVAC-Chlr | D08-NE-HVAC-Chlr-Cent-lt150tons-0p560kwpton-ConstSpd | DEER1314 | 2013-01-01 | 2019-12-31 | DEER |  |  |  |  | Standard |  | 1 | 1 | 0 | Deemed Ex Ante Team |  |  |  | Updated to indicate claim/filing status
78 | NE-HVAC-Chlr-Cent-lt150tons-0p560kwpton-VSD | Water cooled VSD centrifugal chiller (< 150 tons, 0.560 kW/ton), load control tower | DEER2014 | D13 v1.0 | 2020-11-24 16:30 | NE-HVAC-Chlr-Cent-lt150tons-0p560kwpton-VSD | DEER | Standard | None | 0 | 0 | None |  | 0 |  | 0 | Com | Any | HVAC | SpaceCool | Chiller | CentChlr |  | HVAC-Chlr | Water cooled centrifugal chiller, efficiency based on vintage | Water cooled centrifugal chiller (0.634 kW/ton) | Water cooled VSD centrifugal chiller (< 150 tons, 0.560 kW/ton), load control tower |  |  |  | Available |  | 0 | 0 |  | ErRobNc |  | HVAC-Chlr | D08-NE-HVAC-Chlr-Cent-lt150tons-0p560kwpton-VSD | DEER1314 | 2013-01-01 | 2019-12-31 | DEER |  |  |  |  | Standard |  | 1 | 1 | 0 | Deemed Ex Ante Team |  |  |  | Updated to indicate claim/filing status
79 | NE-HVAC-Chlr-Cent-lt150tons-0p700kwpton-1FrctnlsComp | Water cooled centrifugal chiller (< 150 tons, 0.700 kW/ton, 1 frictionless compressor(s) w/ VSD) | DEER2014 | D13 v1.0 | 2020-11-24 16:30 | NE-HVAC-Chlr-Cent-lt150tons-0p700kwpton-1FrctnlsComp | DEER | Standard | None | 0 | 0 | None |  | 0 |  | 0 | Com | Any | HVAC | SpaceCool | Chiller | CentChlr |  | HVAC-Chlr | Water cooled centrifugal chiller, efficiency based on vintage | Water cooled centrifugal chiller (0.634 kW/ton) | Water cooled centrifugal chiller (< 150 tons, 0.700 kW/ton, 1 frictionless compressor(s) w/ VSD) |  |  |  | Available |  | 0 | 0 |  | ErRobNc |  | HVAC-Chlr | D08-NE-HVAC-Chlr-Cent-lt150tons-0p700kwpton-1FrctnlsComp | DEER1314 | 2013-01-01 | 2019-12-31 | DEER |  |  |  |  | Standard |  | 1 | 1 | 0 | Deemed Ex Ante Team |  |  |  | Updated to indicate claim/filing status
80 | NE-HVAC-Chlr-Cent-lt150tons-0p700kwpton-gt1FrctnlsComp | Water cooled centrifugal chiller (< 150 tons, 0.700 kW/ton, >1 frictionless compressor(s) w/ VSD) | DEER2014 | D13 v1.0 | 2020-11-24 16:30 | NE-HVAC-Chlr-Cent-lt150tons-0p700kwpton-gt1FrctnlsComp | DEER | Standard | None | 0 | 0 | None |  | 0 |  | 0 | Com | Any | HVAC | SpaceCool | Chiller | CentChlr |  | HVAC-Chlr | Water cooled centrifugal chiller, efficiency based on vintage | Water cooled centrifugal chiller (0.634 kW/ton) | Water cooled centrifugal chiller (< 150 tons, 0.700 kW/ton, >1 frictionless compressor(s) w/ VSD) |  |  |  | Available |  | 0 | 0 |  | ErRobNc |  | HVAC-Chlr | D08-NE-HVAC-Chlr-Cent-lt150tons-0p700kwpton-gt1FrctnlsComp | DEER1314 | 2013-01-01 | 2019-12-31 | DEER |  |  |  |  | Standard |  | 1 | 1 | 0 | Deemed Ex Ante Team |  |  |  | Updated to indicate claim/filing status
81 | NE-HVAC-Chlr-Cent-150to299tons-0p507kwpton-ConstSpd | Water cooled centrifugal chiller (150-299 tons, 0.507 kW/ton) | DEER2014 | D13 v1.0 | 2020-11-24 16:30 | NE-HVAC-Chlr-Cent-150to299tons-0p507kwpton-ConstSpd | DEER | Standard | None | 0 | 0 | None |  | 0 |  | 0 | Com | Any | HVAC | SpaceCool | Chiller | CentChlr |  | HVAC-Chlr | Water cooled centrifugal chiller, efficiency based on vintage | Water cooled centrifugal chiller (0.634 kW/ton) | Water cooled centrifugal chiller (150-299 tons, 0.507 kW/ton) |  |  |  | Available |  | 0 | 0 |  | ErRobNc |  | HVAC-Chlr | D08-NE-HVAC-Chlr-Cent-150to299tons-0p507kwpton-ConstSpd | DEER1314 | 2013-01-01 | 2019-12-31 | DEER |  |  |  |  | Standard |  | 1 | 1 | 0 | Deemed Ex Ante Team |  |  |  | Updated to indicate claim/filing status
82 | NE-HVAC-Chlr-Cent-150to299tons-0p507kwpton-VSD | Water cooled VSD centrifugal chiller (150-299 tons, 0.507 kW/ton), load control tower | DEER2014 | D13 v1.0 | 2020-11-24 16:30 | NE-HVAC-Chlr-Cent-150to299tons-0p507kwpton-VSD | DEER | Standard | None | 0 | 0 | None |  | 0 |  | 0 | Com | Any | HVAC | SpaceCool | Chiller | CentChlr |  | HVAC-Chlr | Water cooled centrifugal chiller, efficiency based on vintage | Water cooled centrifugal chiller (0.634 kW/ton) | Water cooled VSD centrifugal chiller (150-299 tons, 0.507 kW/ton), load control tower |  |  |  | Available |  | 0 | 0 |  | ErRobNc |  | HVAC-Chlr | D08-NE-HVAC-Chlr-Cent-150to299tons-0p507kwpton-VSD | DEER1314 | 2013-01-01 | 2019-12-31 | DEER |  |  |  |  | Standard |  | 1 | 1 | 0 | Deemed Ex Ante Team |  |  |  | Updated to indicate claim/filing status
83 | NE-HVAC-Chlr-Cent-gte300tons-0p461kwpton-ConstSpd | Water cooled centrifugal chiller (>= 300 tons, 0.461 kW/ton) | DEER2014 | D13 v1.0 | 2020-11-24 16:30 | NE-HVAC-Chlr-Cent-gte300tons-0p461kwpton-ConstSpd | DEER | Standard | None | 0 | 0 | None |  | 0 |  | 0 | Com | Any | HVAC | SpaceCool | Chiller | CentChlr |  | HVAC-Chlr | Water cooled centrifugal chiller, efficiency based on vintage | Water cooled centrifugal chiller (0.573 kW/ton) | Water cooled centrifugal chiller (>= 300 tons, 0.461 kW/ton) |  |  |  | Available |  | 0 | 0 |  | ErRobNc |  | HVAC-Chlr | D08-NE-HVAC-Chlr-Cent-gte300tons-0p461kwpton-ConstSpd | DEER1314 | 2013-01-01 | 2019-12-31 | DEER |  |  |  |  | Standard |  | 1 | 1 | 0 | Deemed Ex Ante Team |  |  |  | Updated to indicate claim/filing status
84 | NE-HVAC-Chlr-Cent-gte300tons-0p461kwpton-VSD | Water cooled VSD centrifugal chiller (>= 300 tons, 0.461 kW/ton), load control tower | DEER2014 | D13 v1.0 | 2020-11-24 16:30 | NE-HVAC-Chlr-Cent-gte300tons-0p461kwpton-VSD | DEER | Standard | None | 0 | 0 | None |  | 0 |  | 0 | Com | Any | HVAC | SpaceCool | Chiller | CentChlr |  | HVAC-Chlr | Water cooled centrifugal chiller, efficiency based on vintage | Water cooled centrifugal chiller (0.573 kW/ton) | Water cooled VSD centrifugal chiller (>= 300 tons, 0.461 kW/ton), load control tower |  |  |  | Available |  | 0 | 0 |  | ErRobNc |  | HVAC-Chlr | D08-NE-HVAC-Chlr-Cent-gte300tons-0p461kwpton-VSD | DEER1314 | 2013-01-01 | 2019-12-31 | DEER |  |  |  |  | Standard |  | 1 | 1 | 0 | Deemed Ex Ante Team |  |  |  | Updated to indicate claim/filing status
85 | NE-HVAC-Chlr-WtrRecip-lt150tons-0p672kwpton | Water cooled reciprocating chiller (< 150 tons, 0.672 kW/ton) | DEER2014 | D13 v1.0 | 2020-11-24 16:30 | NE-HVAC-Chlr-WtrRecip-lt150tons-0p672kwpton | DEER | Standard | None | 0 | 0 | None |  | 0 |  | 0 | Com | Any | HVAC | SpaceCool | Chiller | RecipComp |  | HVAC-Chlr | Water cooled reciprocating chiller, efficiency based on vintage | Water cooled reciprocating chiller (0.778 kW/ton) | Water cooled reciprocating chiller (< 150 tons, 0.672 kW/ton) |  |  |  | Available |  | 0 | 0 |  | RobNc |  | HVAC-Chlr | D08-NE-HVAC-Chlr-WtrRecip-AllSizes-0p672kwpton | None | 2014-07-01 | 2019-12-31 | DEER |  |  |  |  | Standard |  | 1 | 1 | 0 | Deemed Ex Ante Team |  |  |  | Updated to indicate claim/filing status
86 | NE-HVAC-Chlr-WtrRecip-150to299tons-0p588kwpton | Water cooled reciprocating chiller (150-299 tons, 0.588 kW/ton) | DEER2014 | D13 v1.0 | 2020-11-24 16:30 | NE-HVAC-Chlr-WtrRecip-150to299tons-0p588kwpton | DEER | Standard | None | 0 | 0 | None |  | 0 |  | 0 | Com | Any | HVAC | SpaceCool | Chiller | RecipComp |  | HVAC-Chlr | Water cooled reciprocating chiller, efficiency based on vintage | Water cooled reciprocating chiller (0.68 kW/ton) | Water cooled reciprocating chiller (150-299 tons, 0.588 kW/ton) |  |  |  | Available |  | 0 | 0 |  | RobNc |  | HVAC-Chlr | D08-NE-HVAC-Chlr-WtrRecip-AllSizes-0p672kwpton | None | 2014-07-01 | 2019-12-31 | DEER |  |  |  |  | Standard |  | 1 | 1 | 0 | Deemed Ex Ante Team |  |  |  | Updated to indicate claim/filing status
87 | NE-HVAC-Chlr-WtrRecip-gte300tons-0p536kwpton | Water cooled reciprocating chiller (>= 300 tons, 0.536 kW/ton) | DEER2014 | D13 v1.0 | 2020-11-24 16:30 | NE-HVAC-Chlr-WtrRecip-gte300tons-0p536kwpton | DEER | Standard | None | 0 | 0 | None |  | 0 |  | 0 | Com | Any | HVAC | SpaceCool | Chiller | RecipComp |  | HVAC-Chlr | Water cooled reciprocating chiller, efficiency based on vintage | Water cooled reciprocating chiller (0.62 kW/ton) | Water cooled reciprocating chiller (>= 300 tons, 0.536 kW/ton) |  |  |  | Available |  | 0 | 0 |  | RobNc |  | HVAC-Chlr | D08-NE-HVAC-Chlr-WtrRecip-AllSizes-0p672kwpton | None | 2014-07-01 | 2019-12-31 | DEER |  |  |  |  | Standard |  | 1 | 1 | 0 | Deemed Ex Ante Team |  |  |  | Updated to indicate claim/filing status
88 | NE-HVAC-Chlr-WtrRecip-AllSizes-0p672kwpton | Water cooled reciprocating chiller (0.672 kW/ton) | DEER2011 | D11 v4.00 | 2020-11-24 16:30 | NE-HVAC-Chlr-WtrRecip-AllSizes-0p672kwpton | DEER | Standard | None |  |  | None |  | 0 |  | 0 | Com | Any | HVAC | SpaceCool | Chiller | RecipComp |  | HVAC-Chlr | Water cooled reciprocating chiller (0.837 kW/ton) | Water cooled reciprocating chiller (0.837 kW/ton) | Water cooled reciprocating chiller (0.672 kW/ton) |  |  | NE-HVAC-Chlr-WtrRecip-AllSizes-0p672kwpton | Available |  | 0 | 0 |  | RobNc |  | HVAC-Chlr | D08-NE-HVAC-Chlr-WtrRecip-AllSizes-0p672kwpton | None | 2013-01-01 | 2014-12-31 | DEER |  |  |  |  | Standard |  | 1 | 1 | 0 | Deemed Ex Ante Team |  |  |  | Updated to indicate claim/filing status
89 | NE-HVAC-Chlr-AirPkgRecip-AllSizes-1p008kwpton | Air cooled package reciprocating chiller (1.008 kW/ton) | DEER2014 | D13 v1.0 | 2020-11-24 16:30 | NE-HVAC-Chlr-AirPkgRecip-AllSizes-1p008kwpton | DEER | Standard | None | 0 | 0 | None |  | 0 |  | 0 | Com | Any | HVAC | SpaceCool | Chiller | RecipComp |  | HVAC-Chlr | Air cooled package reciprocating chiller, efficiency based on vintage | Air cooled package reciprocating chiller (1.260 kW/ton) | Air cooled package reciprocating chiller (1.008 kW/ton) |  |  |  | Available |  | 0 | 0 |  | ErRobNc |  | HVAC-Chlr | D08-NE-HVAC-Chlr-AirPkgRecip-AllSizes-1p008kwpton | DEER1314 | 2013-01-01 | 2019-12-31 | DEER |  |  |  |  | Standard |  | 1 | 1 | 0 | Deemed Ex Ante Team |  |  |  | Updated to indicate claim/filing status
90 | NE-HVAC-Chlr-Screw-lt150tons-0p632kwpton | Water cooled screw chiller (< 150 tons, 0.632 kW/ton) | DEER2014 | D13 v1.0 | 2020-11-24 16:30 | NE-HVAC-Chlr-Screw-lt150tons-0p632kwpton | DEER | Standard | None | 0 | 0 | None |  | 0 |  | 0 | Com | Any | HVAC | SpaceCool | Chiller | Screw |  | HVAC-Chlr | Water cooled screw chiller, efficiency based on vintage | Water cooled screw chiller (0.778 kW/ton) | Water cooled screw chiller (< 150 tons, 0.632 kW/ton) |  |  |  | Available |  | 0 | 0 |  | RobNc |  | HVAC-Chlr | D08-NE-HVAC-Chlr-Screw-lt150tons-0p632kwpton | DEER1314 | 2013-01-01 | 2019-12-31 | DEER |  |  |  |  | Standard |  | 1 | 1 | 0 | Deemed Ex Ante Team |  |  |  | Updated to indicate claim/filing status
91 | NE-HVAC-Chlr-Screw-150to299tons-0p574kwpton | Water cooled screw chiller (150-299 tons, 0.574 kW/ton) | DEER2014 | D13 v1.0 | 2020-11-24 16:30 | NE-HVAC-Chlr-Screw-150to299tons-0p574kwpton | DEER | Standard | None | 0 | 0 | None |  | 0 |  | 0 | Com | Any | HVAC | SpaceCool | Chiller | Screw |  | HVAC-Chlr | Water cooled screw chiller, efficiency based on vintage | Water cooled screw chiller (0.68 kW/ton) | Water cooled screw chiller (150-299 tons, 0.574 kW/ton) |  |  |  | Available |  | 0 | 0 |  | ErRobNc |  | HVAC-Chlr | D08-NE-HVAC-Chlr-Screw-150to299tons-0p574kwpton | DEER1314 | 2013-01-01 | 2019-12-31 | DEER |  |  |  |  | Standard |  | 1 | 1 | 0 | Deemed Ex Ante Team |  |  |  | Updated to indicate claim/filing status
92 | NE-HVAC-Chlr-Screw-gte300tons-0p511kwpton | Water cooled screw chiller (>= 300 tons, 0.511 kW/ton) | DEER2014 | D13 v1.0 | 2020-11-24 16:30 | NE-HVAC-Chlr-Screw-gte300tons-0p511kwpton | DEER | Standard | None | 0 | 0 | None |  | 0 |  | 0 | Com | Any | HVAC | SpaceCool | Chiller | Screw |  | HVAC-Chlr | Water cooled screw chiller, efficiency based on vintage | Water cooled screw chiller (0.62 kW/ton) | Water cooled screw chiller (>= 300 tons, 0.511 kW/ton) |  |  |  | Available |  | 0 | 0 |  | ErRobNc |  | HVAC-Chlr | D08-NE-HVAC-Chlr-Screw-gte300tons-0p511kwpton | DEER1314 | 2013-01-01 | 2019-12-31 | DEER |  |  |  |  | Standard |  | 1 | 1 | 0 | Deemed Ex Ante Team |  |  |  | Updated to indicate claim/filing status
93 | NE-HVAC-Chlr-AirScrew-AllSizes-1p008kwpton | Air cooled screw chiller (1.008 kW/ton) | DEER2014 | D13 v1.0 | 2020-11-24 16:30 | NE-HVAC-Chlr-AirScrew-AllSizes-1p008kwpton | DEER | Standard | None | 0 | 0 | None |  | 0 |  | 0 | Com | Any | HVAC | SpaceCool | Chiller | Screw |  | HVAC-Chlr | Air cooled package screw chiller, efficiency based on vintage | Air cooled package screw chiller (1.260 kW/ton) | Air cooled screw chiller (1.008 kW/ton) |  |  |  | Available |  | 0 | 0 |  | ErRobNc |  | HVAC-Chlr | D08-NE-HVAC-Chlr-AirScrew-AllSizes-1p008kwpton | DEER1314 | 2013-01-01 | 2019-12-31 | DEER |  |  |  |  | Standard |  | 1 | 1 | 0 | Deemed Ex Ante Team |  |  |  | Updated to indicate claim/filing status
94 | NE-HVAC-airAC-SpltPkg-65to89kBtuh-11p0eer | Pkg AC EER = 11.0 (65-89 kBtuh), Clg EIR = 0.2570, Supply Fan W/cfm = 0.298, Cond Fan W/Btuh = 0.0053 | DEER2011 | D11 v4.01 | 2020-11-24 16:30 | NE-HVAC-airAC-SpltPkg-65to89kBtuh-11p0eer | DEER | Standard | None |  |  | None |  | 0 |  | 0 | Com | Any | HVAC | SpaceCool | dxAC_equip | pkgEER |  | HVAC-airAC | multiple base efficiency levels used, example: Pkg AC EER = 10.10; Clg EIR = 0.262; Supply Fan W/cfm = 0.385; Cond Fan W/Btuh = 0.0054; no econo | Pkg AC EER = 11.00; Clg EIR = 0.257; Supply Fan W/cfm = 0.298; Cond Fan W/Btuh = 0.0053; no econo | Pkg AC EER = 11.0 (65-89 kBtuh), Clg EIR = 0.2570, Supply Fan W/cfm = 0.298, Cond Fan W/Btuh = 0.0053 | dxAC-spltE-Air-65to75k | dxAC-spltE-Air-65to75k-10.1 | dxAC-spltE-Air-65to75k-11.5 | Available | Code/Standard baseline technology description updated on 12/5/2011, Energy Impacts not affected | 0 | 0 |  | ErRul |  | HVAC-airAC | D08-NE-HVAC-airAC-SpltPkg-65to89kBtuh-11p0eer | None | 2013-01-01 | 2014-12-31 | DEER |  |  |  |  | Standard |  | 1 | 1 | 0 | Deemed Ex Ante Team |  |  |  | Updated to indicate claim/filing status
95 | NE-HVAC-airAC-SpltPkg-65to89kBtuh-11p5eer | Pkg AC EER = 11.5 (65-89 kBtuh), Clg EIR = 0.2401, Supply Fan W/cfm = 0.248, Cond Fan W/Btuh = 0.0060 | DEER2011 | D11 v4.01 | 2020-11-24 16:30 | NE-HVAC-airAC-SpltPkg-65to89kBtuh-11p5eer | DEER | Standard | None |  |  | None |  | 0 |  | 0 | Com | Any | HVAC | SpaceCool | dxAC_equip | pkgEER |  | HVAC-airAC | multiple base efficiency levels used, example: Pkg AC EER = 10.10; Clg EIR = 0.262; Supply Fan W/cfm = 0.385; Cond Fan W/Btuh = 0.0054; no econo | Pkg AC EER = 11.00; Clg EIR = 0.257; Supply Fan W/cfm = 0.298; Cond Fan W/Btuh = 0.0053; no econo | Pkg AC EER = 11.5 (65-89 kBtuh), Clg EIR = 0.2401, Supply Fan W/cfm = 0.248, Cond Fan W/Btuh = 0.0060 | dxAC-spltE-Air-65to75k | dxAC-spltE-Air-65to75k-10.1 | dxAC-spltE-Air-65to75k-11.5 | Available | Code/Standard baseline technology description updated on 12/5/2011, Energy Impacts not affected | 0 | 0 |  | ErRobNc |  | HVAC-airAC | D08-NE-HVAC-airAC-SpltPkg-65to89kBtuh-11p5eer | None | 2013-01-01 | 2014-12-31 | DEER |  |  |  |  | Standard |  | 1 | 1 | 0 | Deemed Ex Ante Team |  |  |  | Updated to indicate claim/filing status
96 | NE-HVAC-airAC-SpltPkg-65to89kBtuh-12p0eer | Pkg AC EER = 12.0 (65-89 kBtuh), Clg EIR = 0.2304, Supply Fan W/cfm = 0.238, Cond Fan W/Btuh = 0.0057 | DEER2011 | D11 v4.01 | 2020-11-24 16:30 | NE-HVAC-airAC-SpltPkg-65to89kBtuh-12p0eer | DEER | Standard | None |  |  | None |  | 0 |  | 0 | Com | Any | HVAC | SpaceCool | dxAC_equip | pkgEER |  | HVAC-airAC | multiple base efficiency levels used, example: Pkg AC EER = 10.10; Clg EIR = 0.262; Supply Fan W/cfm = 0.385; Cond Fan W/Btuh = 0.0054; no econo | Pkg AC EER = 11.00; Clg EIR = 0.257; Supply Fan W/cfm = 0.298; Cond Fan W/Btuh = 0.0053; no econo | Pkg AC EER = 12.0 (65-89 kBtuh), Clg EIR = 0.2304, Supply Fan W/cfm = 0.238, Cond Fan W/Btuh = 0.0057 | dxAC-spltE-Air-65to75k | dxAC-spltE-Air-65to75k-10.1 | dxAC-spltE-Air-65to75k-12 | Available | Code/Standard baseline technology description updated on 12/5/2011, Energy Impacts not affected | 0 | 0 |  | ErRobNc |  | HVAC-airAC | D08-NE-HVAC-airAC-SpltPkg-65to89kBtuh-12p0eer | None | 2013-01-01 | 2014-12-31 | DEER |  |  |  |  | Standard |  | 1 | 1 | 0 | Deemed Ex Ante Team |  |  |  | Updated to indicate claim/filing status
97 | NE-HVAC-airAC-SpltPkg-65to109kBtuh-11p0eer | Pkg AC EER = 11.0 (65-109 kBTUh), Clg EIR = 0.2570, Supply Fan W/cfm = 0.298, Cond Fan W/Btuh = 0.0053; w/Econo; 2-spd Fan | DEER2014 | D13 v1.0 | 2020-11-24 16:30 | NE-HVAC-airAC-SpltPkg-65to109kBtuh-11p0eer | DEER | Standard | None | 0 | 0 | None |  | 0 |  | 0 | Com | Any | HVAC | SpaceCool | dxAC_equip | pkgEER |  | HVAC-airAC | Pkg AC EER (65-109 kBtuh), Clg EIR, Supply Fan W/cfm, and Cond Fan W/Btuh based on vintage | Pkg AC EER = 11.0 (65-109 kBtuh), Clg EIR = 0.2570, Supply Fan W/cfm = 0.298, Cond Fan W/Btuh = 0.0053; w/Econo; 2-spd Fan | Pkg AC EER = 11.0 (65-109 kBtuh), Clg EIR = 0.2570, Supply Fan W/cfm = 0.298, Cond Fan W/Btuh = 0.0053; w/Econo; 2-spd Fan |  |  |  | Available |  | 0 | 0 |  | ErRul |  | HVAC-airAC | D08-NE-HVAC-airAC-SpltPkg-90to134kBtuh-11p0eer | None | 2014-07-01 | 2014-12-31 | DEER |  |  |  |  | Standard |  | 1 | 1 | 0 | Deemed Ex Ante Team |  |  |  | Updated to indicate claim/filing status
98 | NE-HVAC-airAC-SpltPkg-65to109kBtuh-11p5eer | Pkg AC EER = 11.5 (65-109 kBTUh), Clg EIR = 0.2401, Supply Fan W/cfm = 0.248, Cond Fan W/Btuh = 0.0060; w/Econo; 2-spd Fan | DEER2014 | D13 v1.0 | 2020-11-24 16:30 | NE-HVAC-airAC-SpltPkg-65to109kBtuh-11p5eer | DEER | Standard | None | 0 | 0 | None |  | 0 |  | 0 | Com | Any | HVAC | SpaceCool | dxAC_equip | pkgEER |  | HVAC-airAC | Pkg AC EER (65-109 kBtuh), Clg EIR, Supply Fan W/cfm, and Cond Fan W/Btuh based on vintage | Pkg AC EER = 11.0 (65-109 kBtuh), Clg EIR = 0.2570, Supply Fan W/cfm = 0.298, Cond Fan W/Btuh = 0.0053; w/Econo; 2-spd Fan | Pkg AC EER = 11.5 (65-109 kBtuh), Clg EIR = 0.2401, Supply Fan W/cfm = 0.248, Cond Fan W/Btuh = 0.0060; w/Econo; 2-spd Fan |  |  |  | Available |  | 0 | 0 |  | ErRobNc |  | HVAC-airAC | D08-NE-HVAC-airAC-SpltPkg-90to134kBtuh-11p5eer | None | 2014-07-01 | 2014-12-31 | DEER |  |  |  |  | Standard |  | 1 | 1 | 0 | Deemed Ex Ante Team |  |  |  | Updated to indicate claim/filing status
99 | NE-HVAC-airAC-SpltPkg-65to109kBtuh-12p0eer | Pkg AC EER = 12.0 (65-109 kBTUh), Clg EIR = 0.2304, Supply Fan W/cfm = 0.238, Cond Fan W/Btuh = 0.0057; w/Econo; 2-spd Fan | DEER2014 | D13 v1.0 | 2020-11-24 16:30 | NE-HVAC-airAC-SpltPkg-65to109kBtuh-12p0eer | DEER | Standard | None | 0 | 0 | None |  | 0 |  | 0 | Com | Any | HVAC | SpaceCool | dxAC_equip | pkgEER |  | HVAC-airAC | Pkg AC EER (65-109 kBtuh), Clg EIR, Supply Fan W/cfm, and Cond Fan W/Btuh based on vintage | Pkg AC EER = 11.0 (65-109 kBtuh), Clg EIR = 0.2570, Supply Fan W/cfm = 0.298, Cond Fan W/Btuh = 0.0053; w/Econo; 2-spd Fan | Pkg AC EER = 12.0 (65-109 kBtuh), Clg EIR = 0.2304, Supply Fan W/cfm = 0.238, Cond Fan W/Btuh = 0.0057; w/Econo; 2-spd Fan |  |  |  | Available |  | 0 | 0 |  | ErRobNc |  | HVAC-airAC | D08-NE-HVAC-airAC-SpltPkg-90to134kBtuh-12p0eer | None | 2014-07-01 | 2014-12-31 | DEER |  |  |  |  | Standard |  | 1 | 1 | 0 | Deemed Ex Ante Team |  |  |  | Updated to indicate claim/filing status
100 | NE-HVAC-airAC-SpltPkg-90to134kBtuh-11p0eer | Pkg AC EER = 11.0 (90-134 kBtuh), Clg EIR = 0.2570, Supply Fan W/cfm = 0.298, Cond Fan W/Btuh = 0.0053 | DEER2011 | D11 v4.01 | 2020-11-24 16:30 | NE-HVAC-airAC-SpltPkg-90to134kBtuh-11p0eer | DEER | Standard | None |  |  | None |  | 0 |  | 0 | Com | Any | HVAC | SpaceCool | dxAC_equip | pkgEER |  | HVAC-airAC | multiple base efficiency levels used, example: Pkg AC EER = 10.10; Clg EIR = 0.262; Supply Fan W/cfm = 0.385; Cond Fan W/Btuh = 0.0054; w/ econo | Pkg AC EER = 11.00; Clg EIR = 0.257; Supply Fan W/cfm = 0.298; Cond Fan W/Btuh = 0.0053; w/ econo | Pkg AC EER = 11.0 (90-134 kBtuh), Clg EIR = 0.2570, Supply Fan W/cfm = 0.298, Cond Fan W/Btuh = 0.0053 |  |  | NE-HVAC-airAC-SpltPkg-90to134kBtuh-11p0eer | Available | Code/Standard baseline technology description updated on 12/5/2011, Energy Impacts not affected | 0 | 0 |  | ErRul |  | HVAC-airAC | D08-NE-HVAC-airAC-SpltPkg-90to134kBtuh-11p0eer | None | 2013-01-01 | 2014-12-31 | DEER |  |  |  |  | Standard |  | 1 | 1 | 0 | Deemed Ex Ante Team |  |  |  | Updated to indicate claim/filing status
101 | NE-HVAC-airAC-SpltPkg-90to134kBtuh-11p5eer | Pkg AC EER = 11.5 (90-134 kBtuh), Clg EIR = 0.2401, Supply Fan W/cfm = 0.248, Cond Fan W/Btuh = 0.0060 | DEER2011 | D11 v4.01 | 2020-11-24 16:30 | NE-HVAC-airAC-SpltPkg-90to134kBtuh-11p5eer | DEER | Standard | None |  |  | None |  | 0 |  | 0 | Com | Any | HVAC | SpaceCool | dxAC_equip | pkgEER |  | HVAC-airAC | multiple base efficiency levels used, example: Pkg AC EER = 10.10; Clg EIR = 0.262; Supply Fan W/cfm = 0.385; Cond Fan W/Btuh = 0.0054; w/ econo | Pkg AC EER = 11.00; Clg EIR = 0.257; Supply Fan W/cfm = 0.298; Cond Fan W/Btuh = 0.0053; w/ econo | Pkg AC EER = 11.5 (90-134 kBtuh), Clg EIR = 0.2401, Supply Fan W/cfm = 0.248, Cond Fan W/Btuh = 0.0060 |  |  | NE-HVAC-airAC-SpltPkg-90to134kBtuh-11p5eer | Available | Code/Standard baseline technology description updated on 12/5/2011, Energy Impacts not affected | 0 | 0 |  | ErRobNc |  | HVAC-airAC | D08-NE-HVAC-airAC-SpltPkg-90to134kBtuh-11p5eer | None | 2013-01-01 | 2014-12-31 | DEER |  |  |  |  | Standard |  | 1 | 1 | 0 | Deemed Ex Ante Team |  |  |  | Updated to indicate claim/filing status
102 | NE-HVAC-airAC-SpltPkg-90to134kBtuh-12p0eer | Pkg AC EER = 12.0 (90-134 kBtuh), Clg EIR = 0.2304, Supply Fan W/cfm = 0.238, Cond Fan W/Btuh = 0.0057 | DEER2011 | D11 v4.01 | 2020-11-24 16:30 | NE-HVAC-airAC-SpltPkg-90to134kBtuh-12p0eer | DEER | Standard | None |  |  | None |  | 0 |  | 0 | Com | Any | HVAC | SpaceCool | dxAC_equip | pkgEER |  | HVAC-airAC | multiple base efficiency levels used, example: Pkg AC EER = 10.10; Clg EIR = 0.262; Supply Fan W/cfm = 0.385; Cond Fan W/Btuh = 0.0054; w/ econo | Pkg AC EER = 11.00; Clg EIR = 0.257; Supply Fan W/cfm = 0.298; Cond Fan W/Btuh = 0.0053; w/ econo | Pkg AC EER = 12.0 (90-134 kBtuh), Clg EIR = 0.2304, Supply Fan W/cfm = 0.238, Cond Fan W/Btuh = 0.0057 |  |  | NE-HVAC-airAC-SpltPkg-90to134kBtuh-12p0eer | Available | Code/Standard baseline technology description updated on 12/5/2011, Energy Impacts not affected | 0 | 0 |  | ErRobNc |  | HVAC-airAC | D08-NE-HVAC-airAC-SpltPkg-90to134kBtuh-12p0eer | None | 2013-01-01 | 2014-12-31 | DEER |  |  |  |  | Standard |  | 1 | 1 | 0 | Deemed Ex Ante Team |  |  |  | Updated to indicate claim/filing status
103 | NE-HVAC-airAC-SpltPkg-110to134kBtuh-11p0eer | Pkg AC EER = 11.0 (110-134 kBTUh), Clg EIR = 0.2570, Supply Fan W/cfm = 0.298, Cond Fan W/Btuh = 0.0053; w/Econo; 2-spd Fan | DEER2014 | D13 v1.0 | 2020-11-24 16:30 | NE-HVAC-airAC-SpltPkg-110to134kBtuh-11p0eer | DEER | Standard | None | 0 | 0 | None |  | 0 |  | 0 | Com | Any | HVAC | SpaceCool | dxAC_equip | pkgEER |  | HVAC-airAC | Pkg AC EER (110-134 kBtuh), Clg EIR, Supply Fan W/cfm, and Cond Fan W/Btuh based on vintage | Pkg AC EER = 11.0 (110-134 kBtuh), Clg EIR = 0.2570, Supply Fan W/cfm = 0.298, Cond Fan W/Btuh = 0.0053; w/Econo; 2-spd Fan | Pkg AC EER = 11.0 (110-134 kBtuh), Clg EIR = 0.2570, Supply Fan W/cfm = 0.298, Cond Fan W/Btuh = 0.0053; w/Econo; 2-spd Fan |  |  |  | Available |  | 0 | 0 |  | ErRul |  | HVAC-airAC | D08-NE-HVAC-airAC-SpltPkg-135to239kBtuh-10p8eer | None | 2014-07-01 | 2014-12-31 | DEER |  |  |  |  | Standard |  | 1 | 1 | 0 | Deemed Ex Ante Team |  |  |  | Updated to indicate claim/filing status
104 | NE-HVAC-airAC-SpltPkg-110to134kBtuh-11p5eer | Pkg AC EER = 11.5 (110-134 kBTUh), Clg EIR = 0.2401, Supply Fan W/cfm = 0.248, Cond Fan W/Btuh = 0.0060; w/Econo; 2-spd Fan | DEER2014 | D13 v1.0 | 2020-11-24 16:30 | NE-HVAC-airAC-SpltPkg-110to134kBtuh-11p5eer | DEER | Standard | None | 0 | 0 | None |  | 0 |  | 0 | Com | Any | HVAC | SpaceCool | dxAC_equip | pkgEER |  | HVAC-airAC | Pkg AC EER (110-134 kBtuh), Clg EIR, Supply Fan W/cfm, and Cond Fan W/Btuh based on vintage | Pkg AC EER = 11.0 (110-134 kBtuh), Clg EIR = 0.2570, Supply Fan W/cfm = 0.298, Cond Fan W/Btuh = 0.0053; w/Econo; 2-spd Fan | Pkg AC EER = 11.5 (110-134 kBtuh), Clg EIR = 0.2401, Supply Fan W/cfm = 0.248, Cond Fan W/Btuh = 0.0060; w/Econo; 2-spd Fan |  |  |  | Available |  | 0 | 0 |  | ErRobNc |  | HVAC-airAC | D08-NE-HVAC-airAC-SpltPkg-135to239kBtuh-11p5eer | None | 2014-07-01 | 2014-12-31 | DEER |  |  |  |  | Standard |  | 1 | 1 | 0 | Deemed Ex Ante Team |  |  |  | Updated to indicate claim/filing status
105 | NE-HVAC-airAC-SpltPkg-110to134kBtuh-12p0eer | Pkg AC EER = 12.0 (110-134 kBTUh), Clg EIR = 0.2304, Supply Fan W/cfm = 0.238, Cond Fan W/Btuh = 0.0057; w/Econo; 2-spd Fan | DEER2014 | D13 v1.0 | 2020-11-24 16:30 | NE-HVAC-airAC-SpltPkg-110to134kBtuh-12p0eer | DEER | Standard | None | 0 | 0 | None |  | 0 |  | 0 | Com | Any | HVAC | SpaceCool | dxAC_equip | pkgEER |  | HVAC-airAC | Pkg AC EER (110-134 kBtuh), Clg EIR, Supply Fan W/cfm, and Cond Fan W/Btuh based on vintage | Pkg AC EER = 11.0 (110-134 kBtuh), Clg EIR = 0.2570, Supply Fan W/cfm = 0.298, Cond Fan W/Btuh = 0.0053; w/Econo; 2-spd Fan | Pkg AC EER = 12.0 (110-134 kBtuh), Clg EIR = 0.2304, Supply Fan W/cfm = 0.238, Cond Fan W/Btuh = 0.0057; w/Econo; 2-spd Fan |  |  |  | Available |  | 0 | 0 |  | ErRobNc |  | HVAC-airAC | D08-NE-HVAC-airAC-SpltPkg-135to239kBtuh-12p0eer | None | 2014-07-01 | 2014-12-31 | DEER |  |  |  |  | Standard |  | 1 | 1 | 0 | Deemed Ex Ante Team |  |  |  | Updated to indicate claim/filing status
106 | NE-HVAC-airAC-SpltPkg-135to239kBtuh-10p8eer | Pkg AC EER = 10.8 (135-239 kBTUh), Clg EIR = 0.2622, Supply Fan W/cfm = 0.270, Cond Fan W/Btuh = 0.0053; w/Econo; 2-spd Fan | DEER2014 | D13 v1.0 | 2020-11-24 16:30 | NE-HVAC-airAC-SpltPkg-135to239kBtuh-10p8eer | DEER | Standard | None | 0 | 0 | None |  | 0 |  | 0 | Com | Any | HVAC | SpaceCool | dxAC_equip | pkgEER |  | HVAC-airAC | Pkg AC EER (135-239 kBtuh), Clg EIR, Supply Fan W/cfm, and Cond Fan W/Btuh based on vintage | Pkg AC EER = 10.8 (135-239 kBtuh), Clg EIR = 0.2622, Supply Fan W/cfm = 0.270, Cond Fan W/Btuh = 0.0053; w/Econo; 2-spd Fan | Pkg AC EER = 10.8 (135-239 kBtuh), Clg EIR = 0.2622, Supply Fan W/cfm = 0.270, Cond Fan W/Btuh = 0.0053; w/Econo; 2-spd Fan |  |  |  | Available |  | 0 | 0 |  | ErRobNc |  | HVAC-airAC | D08-NE-HVAC-airAC-SpltPkg-240to759kBtuh-10p5eer | DEER1314end | 2013-01-01 | 2014-12-31 | DEER |  |  |  |  | Standard |  | 1 | 1 | 0 | Deemed Ex Ante Team |  |  |  | Updated to indicate claim/filing status
107 | NE-HVAC-airAC-SpltPkg-135to239kBtuh-11p5eer | Pkg AC EER = 11.5 (135-239 kBTUh), Clg EIR = 0.2439, Supply Fan W/cfm = 0.233, Cond Fan W/Btuh = 0.0064; w/Econo; 2-spd Fan | DEER2014 | D13 v1.0 | 2020-11-24 16:30 | NE-HVAC-airAC-SpltPkg-135to239kBtuh-11p5eer | DEER | Standard | None | 0 | 0 | None |  | 0 |  | 0 | Com | Any | HVAC | SpaceCool | dxAC_equip | pkgEER |  | HVAC-airAC | Pkg AC EER (135-239 kBtuh), Clg EIR, Supply Fan W/cfm, and Cond Fan W/Btuh based on vintage | Pkg AC EER = 10.8 (135-239 kBtuh), Clg EIR = 0.2622, Supply Fan W/cfm = 0.270, Cond Fan W/Btuh = 0.0053; w/Econo; 2-spd Fan | Pkg AC EER = 11.5 (135-239 kBtuh), Clg EIR = 0.2439, Supply Fan W/cfm = 0.233, Cond Fan W/Btuh = 0.0064; w/Econo; 2-spd Fan |  |  |  | Available |  | 0 | 0 |  | ErRobNc |  | HVAC-airAC | D08-NE-HVAC-airAC-SpltPkg-240to759kBtuh-10p8eer | DEER1314end | 2013-01-01 | 2014-12-31 | DEER |  |  |  |  | Standard |  | 1 | 1 | 0 | Deemed Ex Ante Team |  |  |  | Updated to indicate claim/filing status
108 | NE-HVAC-airAC-SpltPkg-135to239kBtuh-12p0eer | Pkg AC EER = 12.0 (135-239 kBTUh), Clg EIR = 0.2307, Supply Fan W/cfm = 0.165, Cond Fan W/Btuh = 0.0089; w/Econo; 2-spd Fan | DEER2014 | D13 v1.0 | 2020-11-24 16:30 | NE-HVAC-airAC-SpltPkg-135to239kBtuh-12p0eer | DEER | Standard | None | 0 | 0 | None |  | 0 |  | 0 | Com | Any | HVAC | SpaceCool | dxAC_equip | pkgEER |  | HVAC-airAC | Pkg AC EER (135-239 kBtuh), Clg EIR, Supply Fan W/cfm, and Cond Fan W/Btuh based on vintage | Pkg AC EER = 10.8 (135-239 kBtuh), Clg EIR = 0.2622, Supply Fan W/cfm = 0.270, Cond Fan W/Btuh = 0.0053; w/Econo; 2-spd Fan | Pkg AC EER = 12.0 (135-239 kBtuh), Clg EIR = 0.2307, Supply Fan W/cfm = 0.165, Cond Fan W/Btuh = 0.0089; w/Econo; 2-spd Fan |  |  |  | Available |  | 0 | 0 |  | ErRul |  | HVAC-airAC |  | DEER1314end | 2013-01-01 | 2014-12-31 | DEER |  |  |  |  | Standard |  | 1 | 1 | 0 | Deemed Ex Ante Team |  |  |  | Updated to indicate claim/filing status
109 | NE-HVAC-airAC-SpltPkg-240to759kBtuh-10p5eer | Pkg AC EER = 10.5 (240-759 kBTUh); w/Econo; 2-spd Fan | DEER2014 | D13 v1.0 | 2020-11-24 16:30 | NE-HVAC-airAC-SpltPkg-240to759kBtuh-10p5eer | DEER | Standard | None | 0 | 0 | None |  | 0 |  | 0 | Com | Any | HVAC | SpaceCool | dxAC_equip | pkgEER |  | HVAC-airAC | Pkg AC EER (240-759 kBtuh), Clg EIR, Supply Fan W/cfm, and Cond Fan W/Btuh based on vintage | Pkg AC EER = 9.8 (240-759 kBtuh); w/Econo; 2-spd Fan | Pkg AC EER = 10.5 (240-759 kBtuh); w/Econo; 2-spd Fan |  |  |  | Available |  | 0 | 0 |  | ErRul |  | HVAC-airAC | D08-NE-HVAC-airAC-SpltPkg-65to89kBtuh-11p0eer | DEER1314end | 2013-01-01 | 2014-12-31 | DEER |  |  |  |  | Standard |  | 1 | 1 | 0 | Deemed Ex Ante Team |  |  |  | Updated to indicate claim/filing status
110 | NE-HVAC-airAC-SpltPkg-240to759kBtuh-10p8eer | Pkg AC EER = 10.8 (240-759 kBTUh); w/Econo; 2-spd Fan | DEER2014 | D13 v1.0 | 2020-11-24 16:30 | NE-HVAC-airAC-SpltPkg-240to759kBtuh-10p8eer | DEER | Standard | None | 0 | 0 | None |  | 0 |  | 0 | Com | Any | HVAC | SpaceCool | dxAC_equip | pkgEER |  | HVAC-airAC | Pkg AC EER (240-759 kBtuh), Clg EIR, Supply Fan W/cfm, and Cond Fan W/Btuh based on vintage | Pkg AC EER = 9.8 (240-759 kBtuh); w/Econo; 2-spd Fan | Pkg AC EER = 10.8 (240-759 kBtuh); w/Econo; 2-spd Fan |  |  |  | Available |  | 0 | 0 |  | ErRobNc |  | HVAC-airAC | D08-NE-HVAC-airAC-SpltPkg-65to89kBtuh-11p5eer | DEER1314end | 2013-01-01 | 2014-12-31 | DEER |  |  |  |  | Standard |  | 1 | 1 | 0 | Deemed Ex Ante Team |  |  |  | Updated to indicate claim/filing status
111 | NE-HVAC-airAC-SpltPkg-240to759kBtuh-9p8eer | Pkg AC EER = 9.8 (240-759 kBTUh); w/Econo; 2-spd Fan | DEER2014 | D13 v1.0 | 2020-11-24 16:30 | NE-HVAC-airAC-SpltPkg-240to759kBtuh-9p8eer | DEER | Standard | None | 0 | 0 | None |  | 0 |  | 0 | Com | Any | HVAC | SpaceCool | dxAC_equip | pkgEER |  | HVAC-airAC | Pkg AC EER (240-759 kBtuh), Clg EIR, Supply Fan W/cfm, and Cond Fan W/Btuh based on vintage | Pkg AC EER = 9.8 (240-759 kBtuh); w/Econo; 2-spd Fan | Pkg AC EER = 9.8 (240-759 kBtuh); w/Econo; 2-spd Fan |  |  |  | Available |  | 0 | 0 |  | ErRobNc |  | HVAC-airAC | D08-NE-HVAC-airAC-SpltPkg-65to89kBtuh-12p0eer | DEER1314end | 2013-01-01 | 2014-12-31 | DEER |  |  |  |  | Standard |  | 1 | 1 | 0 | Deemed Ex Ante Team |  |  |  | Updated to indicate claim/filing status
111 | R-In-LEDFixt(7w)-dWP13-dWC9 | Residential Indoor General Lighting: LED Fixture replaces pre-existing standard lighting Wattage. Measure includes Code case. | DEER2017 | Staff Disposition | 2020-11-24 16:30 | Res-Iltg-dWatt-CFL | NonDEER | Scaled | BaseRatio | 0 | 0 | None |  | 0 |  | 1 | Res | Any | Lighting | InGen-CFL | Ltg_Fixture | LED_fixt |  | ILtg-Res-LED-50000hr+12yr | LED A19 Basecase, Total Watts = 2.96 x Msr Watts | LED Fixture Basecase, Total Watts = 2.42 x Msr Watts | LED fixture: Any type of housing Fixture Type; Total Watts = 7 | LEDratio0296 | LEDratio0242 | LEDFixt(7w) | Available | From LED WRR Disposition July 2016 | 0 | 0 | LED-WRR-WorkpaperDisposition_22Jul2016-Final.docx | ErRobNc |  | LtgFixture-Default |  | None | 2017-01-01 | 2019-12-31 | InEA_modVal |  |  |  |  | Standard | Expires 12/31/2019 due to DEER2020 revised impacts and peak demand definition | 1 | 1 | 0 | Deemed Ex Ante Team |  | Expires 12/31/2019 due to DEER2020 revised impacts and peak demand definition |  | Updated to indicate claim/filing status
112 | NE-HVAC-airAC-SpltPkg-gte760kBtuh-10p2eer | Pkg AC EER = 10.2 (>= 760 kBTUh); w/Econo; 2-spd Fan | DEER2014 | D13 v1.0 | 2020-11-24 16:30 | NE-HVAC-airAC-SpltPkg-gte760kBtuh-10p2eer | DEER | Standard | None | 0 | 0 | None |  | 0 |  | 0 | Com | Any | HVAC | SpaceCool | dxAC_equip | pkgEER |  | HVAC-airAC | Pkg AC EER (>= 760 kBtuh), Clg EIR, Supply Fan W/cfm, and Cond Fan W/Btuh based on vintage | Pkg AC EER = 9.5 (>= 760 kBtuh); w/Econo; 2-spd Fan | Pkg AC EER = 10.2 (>= 760 kBtuh); w/Econo; 2-spd Fan |  |  |  | Available |  | 0 | 0 |  | ErRobNc |  | HVAC-airAC | D08-NE-HVAC-airAC-SpltPkg-gte760kBtuh-10p2eer | DEER1314end | 2013-01-01 | 2014-12-31 | DEER |  |  |  |  | Standard |  | 1 | 1 | 0 | Deemed Ex Ante Team |  |  |  | Updated to indicate claim/filing status
112 | R-In-LEDFixt-1(11w)-dWP21-dWC15 | Residential Indoor General Lighting: LED Fixture replaces pre-existing standard lighting Wattage. Measure includes Code case. | DEER2017 | Staff Disposition | 2020-11-24 16:30 | Res-Iltg-dWatt-CFL | NonDEER | Scaled | BaseRatio | 0 | 0 | None |  | 0 |  | 1 | Res | Any | Lighting | InGen-CFL | Ltg_Fixture | LED_fixt |  | ILtg-Res-LED-50000hr+12yr | LED A19 Basecase, Total Watts = 2.96 x Msr Watts | LED Fixture Basecase, Total Watts = 2.42 x Msr Watts | LED fixture: Any type of housing Fixture Type; Total Watts = 11 | LEDratio0296 | LEDratio0242 | LEDFixt-1(11w) | Available | From LED WRR Disposition July 2016 | 0 | 0 | LED-WRR-WorkpaperDisposition_22Jul2016-Final.docx | ErRobNc |  | LtgFixture-Default |  | None | 2017-01-01 | 2019-12-31 | InEA_modVal |  |  |  |  | Standard | Expires 12/31/2019 due to DEER2020 revised impacts and peak demand definition | 1 | 1 | 0 | Deemed Ex Ante Team |  | Expires 12/31/2019 due to DEER2020 revised impacts and peak demand definition |  | Updated to indicate claim/filing status
113 | NE-HVAC-airAC-SpltPkg-gte760kBtuh-9p5eer | Pkg AC EER = 9.5 (>= 760 kBTUh); w/Econo; 2-spd Fan | DEER2014 | D13 v1.0 | 2020-11-24 16:30 | NE-HVAC-airAC-SpltPkg-gte760kBtuh-9p5eer | DEER | Standard | None | 0 | 0 | None |  | 0 |  | 0 | Com | Any | HVAC | SpaceCool | dxAC_equip | pkgEER |  | HVAC-airAC | Pkg AC EER (>= 760 kBtuh), Clg EIR, Supply Fan W/cfm, and Cond Fan W/Btuh based on vintage | Pkg AC EER = 9.5 (>= 760 kBtuh); w/Econo; 2-spd Fan | Pkg AC EER = 9.5 (>= 760 kBtuh); w/Econo; 2-spd Fan |  |  |  | Available |  | 0 | 0 |  | ErRul |  | HVAC-airAC |  | DEER1314end | 2013-01-01 | 2014-12-31 | DEER |  |  |  |  | Standard |  | 1 | 1 | 0 | Deemed Ex Ante Team |  |  |  | Updated to indicate claim/filing status
113 | R-In-LEDFixt-1(14w)-dWP27-dWC19 | Residential Indoor General Lighting: LED Fixture replaces pre-existing standard lighting Wattage. Measure includes Code case. | DEER2017 | Staff Disposition | 2020-11-24 16:30 | Res-Iltg-dWatt-CFL | NonDEER | Scaled | BaseRatio | 0 | 0 | None |  | 0 |  | 1 | Res | Any | Lighting | InGen-CFL | Ltg_Fixture | LED_fixt |  | ILtg-Res-LED-50000hr+12yr | LED A19 Basecase, Total Watts = 2.96 x Msr Watts | LED Fixture Basecase, Total Watts = 2.42 x Msr Watts | LED fixture: Any type of housing Fixture Type; Total Watts = 14 | LEDratio0296 | LEDratio0242 | LEDFixt-1(14w) | Available | From LED WRR Disposition July 2016 | 0 | 0 | LED-WRR-WorkpaperDisposition_22Jul2016-Final.docx | ErRobNc |  | LtgFixture-Default |  | None | 2017-01-01 | 2019-12-31 | InEA_modVal |  |  |  |  | Standard | Expires 12/31/2019 due to DEER2020 revised impacts and peak demand definition | 1 | 1 | 0 | Deemed Ex Ante Team |  | Expires 12/31/2019 due to DEER2020 revised impacts and peak demand definition |  | Updated to indicate claim/filing status
114 | NE-HVAC-airAC-SpltPkg-gte760kBtuh-9p7eer | Pkg AC EER = 9.7 (>= 760 kBTUh); w/Econo; 2-spd Fan | DEER2014 | D13 v1.0 | 2020-11-24 16:30 | NE-HVAC-airAC-SpltPkg-gte760kBtuh-9p7eer | DEER | Standard | None | 0 | 0 | None |  | 0 |  | 0 | Com | Any | HVAC | SpaceCool | dxAC_equip | pkgEER |  | HVAC-airAC | Pkg AC EER (>= 760 kBtuh), Clg EIR, Supply Fan W/cfm, and Cond Fan W/Btuh based on vintage | Pkg AC EER = 9.5 (>= 760 kBtuh); w/Econo; 2-spd Fan | Pkg AC EER = 9.7 (>= 760 kBtuh); w/Econo; 2-spd Fan |  |  |  | Available |  | 0 | 0 |  | ErRobNc |  | HVAC-airAC | D08-NE-HVAC-airAC-SpltPkg-gte760kBtuh-9p7eer | DEER1314end | 2013-01-01 | 2014-12-31 | DEER |  |  |  |  | Standard |  | 1 | 1 | 0 | Deemed Ex Ante Team |  |  |  | Updated to indicate claim/filing status
114 | R-In-LEDFixt-1(16w)-dWP31-dWC22 | Residential Indoor General Lighting: LED Fixture replaces pre-existing standard lighting Wattage. Measure includes Code case. | DEER2017 | Staff Disposition | 2020-11-24 16:30 | Res-Iltg-dWatt-CFL | NonDEER | Scaled | BaseRatio | 0 | 0 | None |  | 0 |  | 1 | Res | Any | Lighting | InGen-CFL | Ltg_Fixture | LED_fixt |  | ILtg-Res-LED-50000hr+12yr | LED A19 Basecase, Total Watts = 2.96 x Msr Watts | LED Fixture Basecase, Total Watts = 2.42 x Msr Watts | LED fixture: Any type of housing Fixture Type; Total Watts = 16 | LEDratio0296 | LEDratio0242 | LEDFixt-1(16w) | Available | From LED WRR Disposition July 2016 | 0 | 0 | LED-WRR-WorkpaperDisposition_22Jul2016-Final.docx | ErRobNc |  | LtgFixture-Default |  | None | 2017-01-01 | 2019-12-31 | InEA_modVal | LT-63468 |  |  |  | Standard | Expires 12/31/2019 due to DEER2020 revised impacts and peak demand definition | 1 | 1 | 0 | Deemed Ex Ante Team |  | Expires 12/31/2019 due to DEER2020 revised impacts and peak demand definition |  | Updated to indicate claim/filing status
115 | NE-HVAC-airAC-Pkg-lt55kBtuh-13p0seer | Pkg AC SEER = 13.0 (< 55 kBTUh), EER = 11.06, Clg EIR = 0.2557, Supply Fan W/cfm = 0.379; no Econo; 1-spd Fan | DEER2014 | D13 v1.0 | 2020-11-24 16:30 | NE-HVAC-airAC-Pkg-lt55kBtuh-13p0seer | DEER | Standard | None | 0 | 0 | None |  | 0 |  | 0 | Com | Any | HVAC | SpaceCool | dxAC_equip | pkgSEER |  | HVAC-airAC | Pkg AC SEER (< 55 kBtuh), Clg EIR and Indoor W/cfm based on vintage | Pkg AC SEER = 13.0 (< 55 kBtuh), EER = 11.06, Clg EIR = 0.2557, Supply Fan W/cfm = 0.379; no Econo; 1-spd Fan | Pkg AC SEER = 13.0 (< 55 kBtuh), EER = 11.06, Clg EIR = 0.2557, Supply Fan W/cfm = 0.379; no Econo; 1-spd Fan |  |  |  | Available |  | 0 | 0 |  | ErRul |  | HVAC-airAC | D08-NE-HVAC-airAC-Pkg-lt65kBtuh3phs-12p0seer | None | 2014-07-01 | 2014-12-31 | DEER |  |  |  |  | Standard |  | 1 | 1 | 0 | Deemed Ex Ante Team |  |  |  | Updated to indicate claim/filing status
115 | R-In-LEDFixt-1(26w)-dWP50-dWC36 | Residential Indoor General Lighting: LED Fixture replaces pre-existing standard lighting Wattage. Measure includes Code case. | DEER2017 | Staff Disposition | 2020-11-24 16:30 | Res-Iltg-dWatt-CFL | NonDEER | Scaled | BaseRatio | 0 | 0 | None |  | 0 |  | 1 | Res | Any | Lighting | InGen-CFL | Ltg_Fixture | LED_fixt |  | ILtg-Res-LED-50000hr+12yr | LED A19 Basecase, Total Watts = 2.96 x Msr Watts | LED Fixture Basecase, Total Watts = 2.42 x Msr Watts | LED fixture: Any type of housing Fixture Type, 1100 min lm; Total Watts = 26 | LEDratio0296 | LEDratio0242 | LEDFixt-1(26w) | Available | From LED WRR Disposition July 2016 | 0 | 0 | LED-WRR-WorkpaperDisposition_22Jul2016-Final.docx | ErRobNc |  | LtgFixture-Default |  | None | 2017-01-01 | 2019-12-31 | InEA_modVal | LT-81294 |  |  |  | Standard | Expires 12/31/2019 due to DEER2020 revised impacts and peak demand definition | 1 | 1 | 0 | Deemed Ex Ante Team |  | Expires 12/31/2019 due to DEER2020 revised impacts and peak demand definition |  | Updated to indicate claim/filing status
116 | NE-HVAC-airAC-Pkg-lt55kBtuh-14p0seer | Pkg AC SEER = 14.0 (< 55 kBTUh), EER = 12.04, Clg EIR = 0.2456, Supply Fan W/cfm = 0.306; no Econo; 1-spd Fan | DEER2014 | D13 v1.0 | 2020-11-24 16:30 | NE-HVAC-airAC-Pkg-lt55kBtuh-14p0seer | DEER | Standard | None | 0 | 0 | None |  | 0 |  | 0 | Com | Any | HVAC | SpaceCool | dxAC_equip | pkgSEER |  | HVAC-airAC | Pkg AC SEER (< 55 kBtuh), Clg EIR and Indoor W/cfm based on vintage | Pkg AC SEER = 13.0 (< 55 kBtuh), EER = 11.06, Clg EIR = 0.2557, Supply Fan W/cfm = 0.379; no Econo; 1-spd Fan | Pkg AC SEER = 14.0 (< 55 kBtuh), EER = 12.04, Clg EIR = 0.2456, Supply Fan W/cfm = 0.306; no Econo; 1-spd Fan |  |  |  | Available |  | 0 | 0 |  | ErRul |  | HVAC-airAC | D08-NE-HVAC-airAC-Pkg-lt65kBtuh3phs-13p0seer | None | 2014-07-01 | 2014-12-31 | DEER |  |  |  |  | Standard |  | 1 | 1 | 0 | Deemed Ex Ante Team |  |  |  | Updated to indicate claim/filing status
116 | R-In-LEDFixt-1(35w)-dWP68-dWC49 | Residential Indoor General Lighting: LED Fixture replaces pre-existing standard lighting Wattage. Measure includes Code case. | DEER2017 | Staff Disposition | 2020-11-24 16:30 | Res-Iltg-dWatt-CFL | NonDEER | Scaled | BaseRatio | 0 | 0 | None |  | 0 |  | 1 | Res | Any | Lighting | InGen-CFL | Ltg_Fixture | LED_fixt |  | ILtg-Res-LED-50000hr+12yr | LED A19 Basecase, Total Watts = 2.96 x Msr Watts | LED Fixture Basecase, Total Watts = 2.42 x Msr Watts | LED fixture: Any type of housing Fixture Type, 1620 min lm; Total Watts = 35 | LEDratio0296 | LEDratio0242 | LEDFixt-1(35w) | Available | From LED WRR Disposition July 2016 | 0 | 0 | LED-WRR-WorkpaperDisposition_22Jul2016-Final.docx | ErRobNc |  | LtgFixture-Default |  | None | 2017-01-01 | 2019-12-31 | InEA_modVal | LT-52455 |  |  |  | Standard | Expires 12/31/2019 due to DEER2020 revised impacts and peak demand definition | 1 | 1 | 0 | Deemed Ex Ante Team |  | Expires 12/31/2019 due to DEER2020 revised impacts and peak demand definition |  | Updated to indicate claim/filing status
117 | HA82 | PTAC/PTHP/Split AC Controller | ExAnte2016 | IOU workpaper | 2020-11-24 16:30 | HA82 | NonDEER | Standard |  | 0 | 0 |  |  | 0 |  | 0 | Com | PGE | HVAC | HeatCool | HV_Tech | TStat |  | HVAC-PTACCtrl | no occupancy controls | occupancy controls required for new constructions | PTAC/PTHP Controller- occupancy controls on PTAC/PTHP |  |  |  | Available |  | 0 | 0 | PGE3PHVC149-R2 |  |  | HVAC-PTACCtrl |  | None | 2016-01-01 | 2019-12-31 | NotInEA |  | HA82 |  |  | Standard | added based on interim approved workpapers; | 1 | 1 | 0 | Deemed Ex Ante Team |  | added based on interim approved workpapers; |  | Updated to indicate claim/filing status
117 | NE-HVAC-airAC-Pkg-lt65kBtuh-13p0seer | Pkg AC SEER = 13.0 (< 65 kBtuh), EER = 11.06, Clg EIR = 0.2557, Supply Fan W/cfm = 0.379 | DEER2011 | D11 v4.00 | 2020-11-24 16:30 | NE-HVAC-airAC-Pkg-lt65kBtuh-13p0seer | DEER | Standard | None |  |  | None |  | 0 |  | 0 | Com | Any | HVAC | SpaceCool | dxAC_equip | pkgSEER |  | HVAC-airAC | multiple base efficiency levels used, example: Pkg AC SEER = 13.00; EER = 11.06; Clg EIR = 0.256; Indoor W/cfm = 0.379; no econo | Pkg AC SEER = 13.00; EER = 11.06; Clg EIR = 0.256; Supply Fan W/cfm = 0.379; no econo | Pkg AC SEER = 13.0 (< 65 kBtuh), EER = 11.06, Clg EIR = 0.2557, Supply Fan W/cfm = 0.379 | dxAC-pkgS-lt65k | dxAC-pkgS-lt65k-13 | dxAC-pkgS-lt65k-13 | Available |  | 0 | 0 |  | ErRul |  | HVAC-airAC | D08-NE-HVAC-airAC-Pkg-lt65kBtuh1phs-13p0seer | None | 2013-01-01 | 2014-06-30 | DEER |  |  |  |  | Standard |  | 1 | 1 | 0 | Deemed Ex Ante Team |  |  |  | Updated to indicate claim/filing status
117 | R-In-LEDFixt-1(37w)-dWP72-dWC52 | Residential Indoor General Lighting: LED Fixture replaces pre-existing standard lighting Wattage. Measure includes Code case. | DEER2017 | Staff Disposition | 2020-11-24 16:30 | Res-Iltg-dWatt-CFL | NonDEER | Scaled | BaseRatio | 0 | 0 | None |  | 0 |  | 1 | Res | Any | Lighting | InGen-CFL | Ltg_Fixture | LED_fixt |  | ILtg-Res-LED-50000hr+12yr | LED A19 Basecase, Total Watts = 2.96 x Msr Watts | LED Fixture Basecase, Total Watts = 2.42 x Msr Watts | LED fixture: Any type of housing Fixture Type, 1520 min lm; Total Watts = 37 | LEDratio0296 | LEDratio0242 | LEDFixt-1(37w) | Available | From LED WRR Disposition July 2016 | 0 | 0 | LED-WRR-WorkpaperDisposition_22Jul2016-Final.docx | ErRobNc |  | LtgFixture-Default |  | None | 2017-01-01 | 2019-12-31 | InEA_modVal | LT-89839 |  |  |  | Standard | Expires 12/31/2019 due to DEER2020 revised impacts and peak demand definition | 1 | 1 | 0 | Deemed Ex Ante Team |  | Expires 12/31/2019 due to DEER2020 revised impacts and peak demand definition |  | Updated to indicate claim/filing status
118 | LC109 | InGen-LF_LmpBlst-LED Luminaire in Walk-in Cooler: 32W to 24W | ExAnte2016 | IOU workpaper | 2020-11-24 16:30 | LC109 | IOU-Deemed | Standard |  | 0 | 0 |  |  | 0 |  | 0 | Com | PGE | Lighting | InGen | Ltg_Lmp+Blst | LF_LmpBlst |  | GrocDisp-FixtLtg-LED |  | LED Luminaire in Walk-in Cooler: 32W | LED Luminaire in Walk-in Cooler: 24W |  |  |  | Available |  | 0 | 0 | PGE3PLTG171-R2 |  |  | GrocDisp-FixtLtg-LED |  | None | 2016-01-01 | 2018-12-31 | NotInEA |  | LC109 |  |  | Standard | Expires 12/31/2018 due to revised DEER2019 code/ISP baseline | 1 | 1 | 0 | Deemed Ex Ante Team |  | Expires 12/31/2018 due to revised DEER2019 code/ISP baseline |  | Updated to indicate claim/filing status
118 | NE-HVAC-airAC-Pkg-lt65kBtuh-14p0seer | Pkg AC SEER = 14.0 (< 65 kBtuh), EER = 12.04, Clg EIR = 0.2456, Supply Fan W/cfm = 0.306 | DEER2011 | D11 v4.00 | 2020-11-24 16:30 | NE-HVAC-airAC-Pkg-lt65kBtuh-14p0seer | DEER | Standard | None |  |  | None |  | 0 |  | 0 | Com | Any | HVAC | SpaceCool | dxAC_equip | pkgSEER |  | HVAC-airAC | multiple base efficiency levels used, example: Pkg AC SEER = 13.00; EER = 11.06; Clg EIR = 0.256; Indoor W/cfm = 0.379; no econo | Pkg AC SEER = 13.00; EER = 11.06; Clg EIR = 0.256; Supply Fan W/cfm = 0.379; no econo | Pkg AC SEER = 14.0 (< 65 kBtuh), EER = 12.04, Clg EIR = 0.2456, Supply Fan W/cfm = 0.306 | dxAC-pkgS-lt65k | dxAC-pkgS-lt65k-13 | dxAC-pkgS-lt65k-14 | Available |  | 0 | 0 |  | ErRobNc |  | HVAC-airAC | D08-NE-HVAC-airAC-Pkg-lt65kBtuh1phs-14p0seer | None | 2013-01-01 | 2014-06-30 | DEER |  |  |  |  | Standard |  | 1 | 1 | 0 | Deemed Ex Ante Team |  |  |  | Updated to indicate claim/filing status
118 | R-In-LEDFixt-2(13w)-dWP25-dWC18 | Residential Indoor General Lighting: LED Fixture replaces pre-existing standard lighting Wattage. Measure includes Code case. | DEER2017 | Staff Disposition | 2020-11-24 16:30 | Res-Iltg-dWatt-CFL | NonDEER | Scaled | BaseRatio | 0 | 0 | None |  | 0 |  | 1 | Res | Any | Lighting | InGen-CFL | Ltg_Fixture | LED_fixt |  | ILtg-Res-LED-50000hr+12yr | LED A19 Basecase, Total Watts = 2.96 x Msr Watts | LED Fixture Basecase, Total Watts = 2.42 x Msr Watts | LED fixture: Any type of housing Fixture Type; Total Watts = 13 | LEDratio0296 | LEDratio0242 | LEDFixt-2(13w) | Available | From LED WRR Disposition July 2016 | 0 | 0 | LED-WRR-WorkpaperDisposition_22Jul2016-Final.docx | ErRobNc |  | LtgFixture-Default |  | None | 2017-01-01 | 2019-12-31 | InEA_modVal |  |  |  |  | Standard | Expires 12/31/2019 due to DEER2020 revised impacts and peak demand definition | 1 | 1 | 0 | Deemed Ex Ante Team |  | Expires 12/31/2019 due to DEER2020 revised impacts and peak demand definition |  | Updated to indicate claim/filing status
119 | LL51 | InGen-LF_LmpBlst-LED Luminaire in Walk-in Freezer: 32W to 24W | ExAnte2016 | IOU workpaper | 2020-11-24 16:30 | LL51 | IOU-Deemed | Standard |  | 0 | 0 |  |  | 0 |  | 0 | Com | PGE | Lighting | InGen | Ltg_Lmp+Blst | LF_LmpBlst |  | GrocDisp-FixtLtg-LED |  | LED Luminaire in Walk-in Freezer: 32W | LED Luminaire in Walk-in Freezer: 24W |  |  |  | Available |  | 0 | 0 | PGE3PLTG171-R2 |  |  | GrocDisp-FixtLtg-LED |  | None | 2016-01-01 | 2018-12-31 | NotInEA |  | LL51 |  |  | Standard | Expires 12/31/2018 due to revised DEER2019 code/ISP baseline | 1 | 1 | 0 | Deemed Ex Ante Team |  | Expires 12/31/2018 due to revised DEER2019 code/ISP baseline |  | Updated to indicate claim/filing status
119 | NE-HVAC-airAC-Pkg-lt65kBtuh3phs-12p0seer | Pkg AC SEER = 12.0 (< 65 kBtuh, 3ph), EER = 10.21, Clg EIR = 0.2761, Supply Fan W/cfm = 0.409 | DEER2011 | D11 v4.01 | 2020-11-24 16:30 | NE-HVAC-airAC-Pkg-lt65kBtuh3phs-12p0seer | DEER | Standard | None |  |  | None |  | 0 |  | 0 | Com | Any | HVAC | SpaceCool | dxAC_equip | pkgSEER |  | HVAC-airAC | multiple base efficiency levels used, example: Pkg AC SEER = 9.70; EER = 9.22; Clg EIR = 0.306; Indoor W/cfm = 0.445794; no econo | Pkg AC SEER = 13.00; EER = 11.06; Clg EIR = 0.256; Supply Fan W/cfm = 0.379; no econo | Pkg AC SEER = 12.0 (< 65 kBtuh, 3ph), EER = 10.21, Clg EIR = 0.2761, Supply Fan W/cfm = 0.409 |  |  |  | Available | Code/Standard baseline technology description updated on 12/5/2011, Energy Impacts not affected | 0 | 0 |  | ErRul |  | HVAC-airAC | D08-NE-HVAC-airAC-Pkg-lt65kBtuh3phs-12p0seer | None | 2013-01-01 | 2014-06-30 | DEER |  |  |  |  | Standard |  | 1 | 1 | 0 | Deemed Ex Ante Team |  |  |  | Updated to indicate claim/filing status
119 | R-In-LEDFixt-2(24w)-dWP47-dWC34 | Residential Indoor General Lighting: LED Fixture replaces pre-existing standard lighting Wattage. Measure includes Code case. | DEER2017 | Staff Disposition | 2020-11-24 16:30 | Res-Iltg-dWatt-CFL | NonDEER | Scaled | BaseRatio | 0 | 0 | None |  | 0 |  | 1 | Res | Any | Lighting | InGen-CFL | Ltg_Fixture | LED_fixt |  | ILtg-Res-LED-50000hr+12yr | LED A19 Basecase, Total Watts = 2.96 x Msr Watts | LED Fixture Basecase, Total Watts = 2.42 x Msr Watts | LED fixture: Any type of housing Fixture Type; Total Watts = 24 | LEDratio0296 | LEDratio0242 | LEDFixt-2(24w) | Available | From LED WRR Disposition July 2016 | 0 | 0 | LED-WRR-WorkpaperDisposition_22Jul2016-Final.docx | ErRobNc |  | LtgFixture-Default |  | None | 2017-01-01 | 2019-12-31 | InEA_modVal | LT-51055 |  |  |  | Standard | Expires 12/31/2019 due to DEER2020 revised impacts and peak demand definition | 1 | 1 | 0 | Deemed Ex Ante Team |  | Expires 12/31/2019 due to DEER2020 revised impacts and peak demand definition |  | Updated to indicate claim/filing status
120 | LL52 | InGen-LF_LmpBlst-LED Luminaire in Walk-in Cooler: 60W to 38W | ExAnte2016 | IOU workpaper | 2020-11-24 16:30 | LL52 | IOU-Deemed | Standard |  | 0 | 0 |  |  | 0 |  | 0 | Com | PGE | Lighting | InGen | Ltg_Lmp+Blst | LF_LmpBlst |  | GrocDisp-FixtLtg-LED |  | LED Luminaire in Walk-in Cooler: 60W | LED Luminaire in Walk-in Cooler: 38W |  |  |  | Available |  | 0 | 0 | PGE3PLTG171-R2 |  |  | GrocDisp-FixtLtg-LED |  | None | 2016-01-01 | 2018-12-31 | NotInEA |  | LL52 |  |  | Standard | Expires 12/31/2018 due to revised DEER2019 code/ISP baseline | 1 | 1 | 0 | Deemed Ex Ante Team |  | Expires 12/31/2018 due to revised DEER2019 code/ISP baseline |  | Updated to indicate claim/filing status
120 | NE-HVAC-airAC-Pkg-lt65kBtuh3phs-13p0seer | Pkg AC SEER = 13.0 (< 65 kBtuh, 3ph), EER = 11.06, Clg EIR = 0.2557, Supply Fan W/cfm = 0.379 | DEER2011 | D11 v4.01 | 2020-11-24 16:30 | NE-HVAC-airAC-Pkg-lt65kBtuh3phs-13p0seer | DEER | Standard | None |  |  | None |  | 0 |  | 0 | Com | Any | HVAC | SpaceCool | dxAC_equip | pkgSEER |  | HVAC-airAC | multiple base efficiency levels used, example: Pkg AC SEER = 9.70; EER = 9.22; Clg EIR = 0.306; Indoor W/cfm = 0.445794; no econo | Pkg AC SEER = 13.00; EER = 11.06; Clg EIR = 0.256; Supply Fan W/cfm = 0.379; no econo | Pkg AC SEER = 13.0 (< 65 kBtuh, 3ph), EER = 11.06, Clg EIR = 0.2557, Supply Fan W/cfm = 0.379 |  |  |  | Available | Code/Standard baseline technology description updated on 12/5/2011, Energy Impacts not affected | 0 | 0 |  | ErRul |  | HVAC-airAC | D08-NE-HVAC-airAC-Pkg-lt65kBtuh3phs-13p0seer | None | 2013-01-01 | 2014-06-30 | DEER |  |  |  |  | Standard |  | 1 | 1 | 0 | Deemed Ex Ante Team |  |  |  | Updated to indicate claim/filing status
120 | R-In-LEDFixt-2(25w)-dWP49-dWC35 | Residential Indoor General Lighting: LED Fixture replaces pre-existing standard lighting Wattage. Measure includes Code case. | DEER2017 | Staff Disposition | 2020-11-24 16:30 | Res-Iltg-dWatt-CFL | NonDEER | Scaled | BaseRatio | 0 | 0 | None |  | 0 |  | 1 | Res | Any | Lighting | InGen-CFL | Ltg_Fixture | LED_fixt |  | ILtg-Res-LED-50000hr+12yr | LED A19 Basecase, Total Watts = 2.96 x Msr Watts | LED Fixture Basecase, Total Watts = 2.42 x Msr Watts | LED fixture: Any type of housing Fixture Type; Total Watts = 25 | LEDratio0296 | LEDratio0242 | LEDFixt-2(25w) | Available | From LED WRR Disposition July 2016 | 0 | 0 | LED-WRR-WorkpaperDisposition_22Jul2016-Final.docx | ErRobNc |  | LtgFixture-Default |  | None | 2017-01-01 | 2019-12-31 | InEA_modVal | LT-62270 |  |  |  | Standard | Expires 12/31/2019 due to DEER2020 revised impacts and peak demand definition | 1 | 1 | 0 | Deemed Ex Ante Team |  | Expires 12/31/2019 due to DEER2020 revised impacts and peak demand definition |  | Updated to indicate claim/filing status
121 | LL53 | InGen-LF_LmpBlst-LED Luminaire in Walk-in Freezer: 60W to 38W | ExAnte2016 | IOU workpaper | 2020-11-24 16:30 | LL53 | IOU-Deemed | Standard |  | 0 | 0 |  |  | 0 |  | 0 | Com | PGE | Lighting | InGen | Ltg_Lmp+Blst | LF_LmpBlst |  | GrocDisp-FixtLtg-LED |  | LED Luminaire in Walk-in Freezer: 60W | LED Luminaire in Walk-in Freezer: 38W |  |  |  | Available |  | 0 | 0 | PGE3PLTG171-R2 |  |  | GrocDisp-FixtLtg-LED |  | None | 2016-01-01 | 2018-12-31 | NotInEA |  | LL53 |  |  | Standard | Expires 12/31/2018 due to revised DEER2019 code/ISP baseline | 1 | 1 | 0 | Deemed Ex Ante Team |  | Expires 12/31/2018 due to revised DEER2019 code/ISP baseline |  | Updated to indicate claim/filing status
121 | NE-HVAC-airAC-Pkg-lt65kBtuh3phs-14p0seer | Pkg AC SEER = 14.0 (< 65 kBtuh, 3ph), EER = 12.04, Clg EIR = 0.2456, Supply Fan W/cfm = 0.306 | DEER2011 | D11 v4.01 | 2020-11-24 16:30 | NE-HVAC-airAC-Pkg-lt65kBtuh3phs-14p0seer | DEER | Standard | None |  |  | None |  | 0 |  | 0 | Com | Any | HVAC | SpaceCool | dxAC_equip | pkgSEER |  | HVAC-airAC | multiple base efficiency levels used, example: Pkg AC SEER = 9.70; EER = 9.22; Clg EIR = 0.306; Indoor W/cfm = 0.445794; no econo | Pkg AC SEER = 13.00; EER = 11.06; Clg EIR = 0.256; Supply Fan W/cfm = 0.379; no econo | Pkg AC SEER = 14.0 (< 65 kBtuh, 3ph), EER = 12.04, Clg EIR = 0.2456, Supply Fan W/cfm = 0.306 |  |  |  | Available | Code/Standard baseline technology description updated on 12/5/2011, Energy Impacts not affected | 0 | 0 |  | ErRobNc |  | HVAC-airAC | D08-NE-HVAC-airAC-Pkg-lt65kBtuh3phs-14p0seer | None | 2013-01-01 | 2014-06-30 | DEER |  |  |  |  | Standard |  | 1 | 1 | 0 | Deemed Ex Ante Team |  |  |  | Updated to indicate claim/filing status
121 | R-In-LEDFixt-2(3w)-dWP5-dWC4 | Residential Indoor General Lighting: LED Fixture replaces pre-existing standard lighting Wattage. Measure includes Code case. | DEER2017 | Staff Disposition | 2020-11-24 16:30 | Res-Iltg-dWatt-CFL | NonDEER | Scaled | BaseRatio | 0 | 0 | None |  | 0 |  | 1 | Res | Any | Lighting | InGen-CFL | Ltg_Fixture | LED_fixt |  | ILtg-Res-LED-50000hr+12yr | LED A19 Basecase, Total Watts = 2.96 x Msr Watts | LED Fixture Basecase, Total Watts = 2.42 x Msr Watts | LED fixture: Any type of housing Fixture Type; Total Watts = 3 | LEDratio0296 | LEDratio0242 | LEDFixt-2(3w) | Available | From LED WRR Disposition July 2016 | 0 | 0 | LED-WRR-WorkpaperDisposition_22Jul2016-Final.docx | ErRobNc |  | LtgFixture-Default |  | None | 2017-01-01 | 2019-12-31 | InEA_modVal |  |  |  |  | Standard | Expires 12/31/2019 due to DEER2020 revised impacts and peak demand definition | 1 | 1 | 0 | Deemed Ex Ante Team |  | Expires 12/31/2019 due to DEER2020 revised impacts and peak demand definition |  | Updated to indicate claim/filing status
122 | LL54 | InGen-LF_LmpBlst-LED Luminaire in Walk-in Cooler: 75W to 38W | ExAnte2016 | IOU workpaper | 2020-11-24 16:30 | LL54 | IOU-Deemed | Standard |  | 0 | 0 |  |  | 0 |  | 0 | Com | PGE | Lighting | InGen | Ltg_Lmp+Blst | LF_LmpBlst |  | GrocDisp-FixtLtg-LED |  | LED Luminaire in Walk-in Cooler: 75W | LED Luminaire in Walk-in Cooler: 38W |  |  |  | Available |  | 0 | 0 | PGE3PLTG171-R2 |  |  | GrocDisp-FixtLtg-LED |  | None | 2016-01-01 | 2018-12-31 | NotInEA |  | LL54 |  |  | Standard | Expires 12/31/2018 due to revised DEER2019 code/ISP baseline | 1 | 1 | 0 | Deemed Ex Ante Team |  | Expires 12/31/2018 due to revised DEER2019 code/ISP baseline |  | Updated to indicate claim/filing status
122 | NE-HVAC-airAC-Pkg-55to64kBtuh-13p0seer | Pkg AC SEER = 13.0 (55-64 kBTUh), EER = 11.06, Clg EIR = 0.2557, Supply Fan W/cfm = 0.379; no Econo; 2-spd Fan | DEER2014 | D13 v1.0 | 2020-11-24 16:30 | NE-HVAC-airAC-Pkg-55to64kBtuh-13p0seer | DEER | Standard | None | 0 | 0 | None |  | 0 |  | 0 | Com | Any | HVAC | SpaceCool | dxAC_equip | pkgSEER |  | HVAC-airAC | Pkg AC SEER (55-64 kBtuh), Clg EIR and Indoor W/cfm based on vintage | Pkg AC SEER = 13.0 (55-64 kBtuh), EER = 11.06, Clg EIR = 0.2557, Supply Fan W/cfm = 0.379; w/Econo; 2-spd Fan | Pkg AC SEER = 13.0 (55-64 kBtuh), EER = 11.06, Clg EIR = 0.2557, Supply Fan W/cfm = 0.379; w/Econo; 2-spd Fan |  |  |  | Available |  | 0 | 0 |  | ErRul |  | HVAC-airAC | D08-NE-HVAC-airAC-Pkg-lt65kBtuh1phs-13p0seer | None | 2014-07-01 | 2014-12-31 | DEER |  |  |  |  | Standard |  | 1 | 1 | 0 | Deemed Ex Ante Team |  |  |  | Updated to indicate claim/filing status
122 | R-In-LEDFixt-3(15w)-dWP29-dWC21 | Residential Indoor General Lighting: LED Fixture replaces pre-existing standard lighting Wattage. Measure includes Code case. | DEER2017 | Staff Disposition | 2020-11-24 16:30 | Res-Iltg-dWatt-CFL | NonDEER | Scaled | BaseRatio | 0 | 0 | None |  | 0 |  | 1 | Res | Any | Lighting | InGen-CFL | Ltg_Fixture | LED_fixt |  | ILtg-Res-LED-50000hr+12yr | LED A19 Basecase, Total Watts = 2.96 x Msr Watts | LED Fixture Basecase, Total Watts = 2.42 x Msr Watts | LED fixture: Any type of housing Fixture Type; Total Watts = 15 | LEDratio0296 | LEDratio0242 | LEDFixt-3(15w) | Available | From LED WRR Disposition July 2016 | 0 | 0 | LED-WRR-WorkpaperDisposition_22Jul2016-Final.docx | ErRobNc |  | LtgFixture-Default |  | None | 2017-01-01 | 2019-12-31 | InEA_modVal | LT-52657 |  |  |  | Standard | Expires 12/31/2019 due to DEER2020 revised impacts and peak demand definition | 1 | 1 | 0 | Deemed Ex Ante Team |  | Expires 12/31/2019 due to DEER2020 revised impacts and peak demand definition |  | Updated to indicate claim/filing status
123 | LL55 | InGen-LF_LmpBlst-LED Luminaire in Walk-in Freezer: 75W to 38W | ExAnte2016 | IOU workpaper | 2020-11-24 16:30 | LL55 | IOU-Deemed | Standard |  | 0 | 0 |  |  | 0 |  | 0 | Com | PGE | Lighting | InGen | Ltg_Lmp+Blst | LF_LmpBlst |  | GrocDisp-FixtLtg-LED |  | LED Luminaire in Walk-in Freezer: 75W | LED Luminaire in Walk-in Freezer: 38W |  |  |  | Available |  | 0 | 0 | PGE3PLTG171-R2 |  |  | GrocDisp-FixtLtg-LED |  | None | 2016-01-01 | 2018-12-31 | NotInEA |  | LL55 |  |  | Standard | Expires 12/31/2018 due to revised DEER2019 code/ISP baseline | 1 | 1 | 0 | Deemed Ex Ante Team |  | Expires 12/31/2018 due to revised DEER2019 code/ISP baseline |  | Updated to indicate claim/filing status
123 | NE-HVAC-airAC-Pkg-55to64kBtuh-14p0seer | Pkg AC SEER = 14.0 (55-64 kBTUh), EER = 12.04, Clg EIR = 0.2456, Supply Fan W/cfm = 0.306; no Econo; 2-spd Fan | DEER2014 | D13 v1.0 | 2020-11-24 16:30 | NE-HVAC-airAC-Pkg-55to64kBtuh-14p0seer | DEER | Standard | None | 0 | 0 | None |  | 0 |  | 0 | Com | Any | HVAC | SpaceCool | dxAC_equip | pkgSEER |  | HVAC-airAC | Pkg AC SEER (55-64 kBtuh), Clg EIR and Indoor W/cfm based on vintage | Pkg AC SEER = 13.0 (55-64 kBtuh), EER = 11.06, Clg EIR = 0.2557, Supply Fan W/cfm = 0.379; w/Econo; 2-spd Fan | Pkg AC SEER = 14.0 (55-64 kBtuh), EER = 12.04, Clg EIR = 0.2456, Supply Fan W/cfm = 0.306; w/Econo; 2-spd Fan |  |  |  | Available |  | 0 | 0 |  | ErRobNc |  | HVAC-airAC | D08-NE-HVAC-airAC-Pkg-lt65kBtuh1phs-14p0seer | None | 2014-07-01 | 2014-12-31 | DEER |  |  |  |  | Standard |  | 1 | 1 | 0 | Deemed Ex Ante Team |  |  |  | Updated to indicate claim/filing status
123 | R-In-LEDFixt-3(18w)-dWP35-dWC25 | Residential Indoor General Lighting: LED Fixture replaces pre-existing standard lighting Wattage. Measure includes Code case. | DEER2017 | Staff Disposition | 2020-11-24 16:30 | Res-Iltg-dWatt-CFL | NonDEER | Scaled | BaseRatio | 0 | 0 | None |  | 0 |  | 1 | Res | Any | Lighting | InGen-CFL | Ltg_Fixture | LED_fixt |  | ILtg-Res-LED-50000hr+12yr | LED A19 Basecase, Total Watts = 2.96 x Msr Watts | LED Fixture Basecase, Total Watts = 2.42 x Msr Watts | LED fixture: Any type of housing Fixture Type; Total Watts = 18 | LEDratio0296 | LEDratio0242 | LEDFixt-3(18w) | Available | From LED WRR Disposition July 2016 | 0 | 0 | LED-WRR-WorkpaperDisposition_22Jul2016-Final.docx | ErRobNc |  | LtgFixture-Default |  | None | 2017-01-01 | 2019-12-31 | InEA_modVal | LT-51718 |  |  |  | Standard | Expires 12/31/2019 due to DEER2020 revised impacts and peak demand definition | 1 | 1 | 0 | Deemed Ex Ante Team |  | Expires 12/31/2019 due to DEER2020 revised impacts and peak demand definition |  | Updated to indicate claim/filing status
124 | LL56 | InGen-LF_LmpBlst-LED Luminaire in Walk-in Cooler: 100W to 38W | ExAnte2016 | IOU workpaper | 2020-11-24 16:30 | LL56 | IOU-Deemed | Standard |  | 0 | 0 |  |  | 0 |  | 0 | Com | PGE | Lighting | InGen | Ltg_Lmp+Blst | LF_LmpBlst |  | GrocDisp-FixtLtg-LED |  | LED Luminaire in Walk-in Cooler: 100W | LED Luminaire in Walk-in Cooler: 38W |  |  |  | Available |  | 0 | 0 | PGE3PLTG171-R2 |  |  | GrocDisp-FixtLtg-LED |  | None | 2016-01-01 | 2018-12-31 | NotInEA |  | LL56 |  |  | Standard | Expires 12/31/2018 due to revised DEER2019 code/ISP baseline | 1 | 1 | 0 | Deemed Ex Ante Team |  | Expires 12/31/2018 due to revised DEER2019 code/ISP baseline |  | Updated to indicate claim/filing status
124 | NE-HVAC-airAC-Split-lt55kBtuh-13p0seer | Split AC SEER = 13.0 (< 55 kBTUh), EER = 11.06, Clg EIR = 0.2557, Supply Fan W/cfm = 0.379; no Econo; 1-spd Fan | DEER2014 | D13 v1.0 | 2020-11-24 16:30 | NE-HVAC-airAC-Split-lt55kBtuh-13p0seer | DEER | Standard | None | 0 | 0 | None |  | 0 |  | 0 | Com | Any | HVAC | SpaceCool | dxAC_equip | spltSEER |  | HVAC-airAC | Split AC SEER (< 55 kBtuh), Clg EIR and Indoor W/cfm based on vintage | Split AC SEER = 13.0 (< 55 kBtuh), EER = 11.06, Clg EIR = 0.2557, Supply Fan W/cfm = 0.379; no Econo; 1-spd Fan | Split AC SEER = 13.0 (< 55 kBtuh), EER = 11.06, Clg EIR = 0.2557, Supply Fan W/cfm = 0.379; no Econo; 1-spd Fan |  |  |  | Available |  | 0 | 0 |  | ErRul |  | HVAC-airAC | D08-NE-HVAC-airAC-Split-lt65kBtuh3phs-12p0seer | None | 2014-07-01 | 2014-12-31 | DEER |  |  |  |  | Standard |  | 1 | 1 | 0 | Deemed Ex Ante Team |  |  |  | Updated to indicate claim/filing status
124 | R-In-LEDFixt-3(19w)-dWP37-dWC26 | Residential Indoor General Lighting: LED Fixture replaces pre-existing standard lighting Wattage. Measure includes Code case. | DEER2017 | Staff Disposition | 2020-11-24 16:30 | Res-Iltg-dWatt-CFL | NonDEER | Scaled | BaseRatio | 0 | 0 | None |  | 0 |  | 1 | Res | Any | Lighting | InGen-CFL | Ltg_Fixture | LED_fixt |  | ILtg-Res-LED-50000hr+12yr | LED A19 Basecase, Total Watts = 2.96 x Msr Watts | LED Fixture Basecase, Total Watts = 2.42 x Msr Watts | LED fixture: Any type of housing Fixture Type; Total Watts = 19 | LEDratio0296 | LEDratio0242 | LEDFixt-3(19w) | Available | From LED WRR Disposition July 2016 | 0 | 0 | LED-WRR-WorkpaperDisposition_22Jul2016-Final.docx | ErRobNc |  | LtgFixture-Default |  | None | 2017-01-01 | 2019-12-31 | InEA_modVal | LT-67611 |  |  |  | Standard | Expires 12/31/2019 due to DEER2020 revised impacts and peak demand definition | 1 | 1 | 0 | Deemed Ex Ante Team |  | Expires 12/31/2019 due to DEER2020 revised impacts and peak demand definition |  | Updated to indicate claim/filing status
125 | LL57 | InGen-LF_LmpBlst-LED Luminaire in Walk-in Freezer: 100W to 38W | ExAnte2016 | IOU workpaper | 2020-11-24 16:30 | LL57 | IOU-Deemed | Standard |  | 0 | 0 |  |  | 0 |  | 0 | Com | PGE | Lighting | InGen | Ltg_Lmp+Blst | LF_LmpBlst |  | GrocDisp-FixtLtg-LED |  | LED Luminaire in Walk-in Freezer: 100W | LED Luminaire in Walk-in Freezer: 38W |  |  |  | Available |  | 0 | 0 | PGE3PLTG171-R2 |  |  | GrocDisp-FixtLtg-LED |  | None | 2016-01-01 | 2018-12-31 | NotInEA |  | LL57 |  |  | Standard | Expires 12/31/2018 due to revised DEER2019 code/ISP baseline | 1 | 1 | 0 | Deemed Ex Ante Team |  | Expires 12/31/2018 due to revised DEER2019 code/ISP baseline |  | Updated to indicate claim/filing status
125 | NE-HVAC-airAC-Split-lt55kBtuh-14p0seer | Split AC SEER = 14.0 (< 55 kBTUh), EER = 12.04, Clg EIR = 0.2456, Supply Fan W/cfm = 0.306; no Econo; 1-spd Fan | DEER2014 | D13 v1.0 | 2020-11-24 16:30 | NE-HVAC-airAC-Split-lt55kBtuh-14p0seer | DEER | Standard | None | 0 | 0 | None |  | 0 |  | 0 | Com | Any | HVAC | SpaceCool | dxAC_equip | spltSEER |  | HVAC-airAC | Split AC SEER (< 55 kBtuh), Clg EIR and Indoor W/cfm based on vintage | Split AC SEER = 13.0 (< 55 kBtuh), EER = 11.06, Clg EIR = 0.2557, Supply Fan W/cfm = 0.379; no Econo; 1-spd Fan | Split AC SEER = 14.0 (< 55 kBtuh), EER = 12.04, Clg EIR = 0.2456, Supply Fan W/cfm = 0.306; no Econo; 1-spd Fan |  |  |  | Available |  | 0 | 0 |  | ErRul |  | HVAC-airAC | D08-NE-HVAC-airAC-Split-lt65kBtuh3phs-13p0seer | None | 2014-07-01 | 2014-12-31 | DEER |  |  |  |  | Standard |  | 1 | 1 | 0 | Deemed Ex Ante Team |  |  |  | Updated to indicate claim/filing status
125 | R-In-LEDFixt-3(21w)-dWP41-dWC29 | Residential Indoor General Lighting: LED Fixture replaces pre-existing standard lighting Wattage. Measure includes Code case. | DEER2017 | Staff Disposition | 2020-11-24 16:30 | Res-Iltg-dWatt-CFL | NonDEER | Scaled | BaseRatio | 0 | 0 | None |  | 0 |  | 1 | Res | Any | Lighting | InGen-CFL | Ltg_Fixture | LED_fixt |  | ILtg-Res-LED-50000hr+12yr | LED A19 Basecase, Total Watts = 2.96 x Msr Watts | LED Fixture Basecase, Total Watts = 2.42 x Msr Watts | LED fixture: Any type of housing Fixture Type; Total Watts = 21 | LEDratio0296 | LEDratio0242 | LEDFixt-3(21w) | Available | From LED WRR Disposition July 2016 | 0 | 0 | LED-WRR-WorkpaperDisposition_22Jul2016-Final.docx | ErRobNc |  | LtgFixture-Default |  | None | 2017-01-01 | 2019-12-31 | InEA_modVal | LT-64406 |  |  |  | Standard | Expires 12/31/2019 due to DEER2020 revised impacts and peak demand definition | 1 | 1 | 0 | Deemed Ex Ante Team |  | Expires 12/31/2019 due to DEER2020 revised impacts and peak demand definition |  | Updated to indicate claim/filing status
126 | LL58 | InGen-LF_LmpBlst-LED Luminaire in Walk-in Cooler: 220W to 80W | ExAnte2016 | IOU workpaper | 2020-11-24 16:30 | LL58 | IOU-Deemed | Standard |  | 0 | 0 |  |  | 0 |  | 0 | Com | PGE | Lighting | InGen | Ltg_Lmp+Blst | LF_LmpBlst |  | GrocDisp-FixtLtg-LED |  | LED Luminaire in Walk-in Cooler: 220W | LED Luminaire in Walk-in Cooler: 80W |  |  |  | Available |  | 0 | 0 | PGE3PLTG171-R2 |  |  | GrocDisp-FixtLtg-LED |  | None | 2016-01-01 | 2018-12-31 | NotInEA |  | LL58 |  |  | Standard | Expires 12/31/2018 due to revised DEER2019 code/ISP baseline | 1 | 1 | 0 | Deemed Ex Ante Team |  | Expires 12/31/2018 due to revised DEER2019 code/ISP baseline |  | Updated to indicate claim/filing status
126 | NE-HVAC-airAC-Split-lt65kBtuh-13p0seer | Split AC SEER = 13.0 (< 65 kBtuh), EER = 11.06, Clg EIR = 0.2557, Supply Fan W/cfm = 0.379 | DEER2011 | D11 v4.00 | 2020-11-24 16:30 | NE-HVAC-airAC-Split-lt65kBtuh-13p0seer | DEER | Standard | None |  |  | None |  | 0 |  | 0 | Com | Any | HVAC | SpaceCool | dxAC_equip | spltSEER |  | HVAC-airAC | multiple base efficiency levels used, example: Split AC SEER = 13.00; EER = 11.06; Clg EIR = 0.256; Indoor W/cfm = 0.379; no econo | Split AC SEER = 13.00; EER = 11.06; Clg EIR = 0.256; Supply Fan W/cfm = 0.379; no econo | Split AC SEER = 13.0 (< 65 kBtuh), EER = 11.06, Clg EIR = 0.2557, Supply Fan W/cfm = 0.379 | dxAC-spltS-Air-lt65k | dxAC-spltS-Air-lt65k-13 | dxAC-spltS-Air-lt65k-13 | Available |  | 0 | 0 |  | ErRul |  | HVAC-airAC | D08-NE-HVAC-airAC-Split-lt65kBtuh1phs-13p0seer | None | 2013-01-01 | 2014-06-30 | DEER |  |  |  |  | Standard |  | 1 | 1 | 0 | Deemed Ex Ante Team |  |  |  | Updated to indicate claim/filing status
126 | R-In-LEDFixt-3(8w)-dWP15-dWC11 | Residential Indoor General Lighting: LED Fixture replaces pre-existing standard lighting Wattage. Measure includes Code case. | DEER2017 | Staff Disposition | 2020-11-24 16:30 | Res-Iltg-dWatt-CFL | NonDEER | Scaled | BaseRatio | 0 | 0 | None |  | 0 |  | 1 | Res | Any | Lighting | InGen-CFL | Ltg_Fixture | LED_fixt |  | ILtg-Res-LED-50000hr+12yr | LED A19 Basecase, Total Watts = 2.96 x Msr Watts | LED Fixture Basecase, Total Watts = 2.42 x Msr Watts | LED fixture: Any type of housing Fixture Type; Total Watts = 8 | LEDratio0296 | LEDratio0242 | LEDFixt-3(8w) | Available | From LED WRR Disposition July 2016 | 0 | 0 | LED-WRR-WorkpaperDisposition_22Jul2016-Final.docx | ErRobNc |  | LtgFixture-Default |  | None | 2017-01-01 | 2019-12-31 | InEA_modVal |  |  |  |  | Standard | Expires 12/31/2019 due to DEER2020 revised impacts and peak demand definition | 1 | 1 | 0 | Deemed Ex Ante Team |  | Expires 12/31/2019 due to DEER2020 revised impacts and peak demand definition |  | Updated to indicate claim/filing status
127 | LL59 | InGen-LF_LmpBlst-LED Luminaire in Walk-in Freezer: 220W to 80W | ExAnte2016 | IOU workpaper | 2020-11-24 16:30 | LL59 | IOU-Deemed | Standard |  | 0 | 0 |  |  | 0 |  | 0 | Com | PGE | Lighting | InGen | Ltg_Lmp+Blst | LF_LmpBlst |  | GrocDisp-FixtLtg-LED |  | LED Luminaire in Walk-in Freezer: 220W | LED Luminaire in Walk-in Freezer: 80W |  |  |  | Available |  | 0 | 0 | PGE3PLTG171-R2 |  |  | GrocDisp-FixtLtg-LED |  | None | 2016-01-01 | 2018-12-31 | NotInEA |  | LL59 |  |  | Standard | Expires 12/31/2018 due to revised DEER2019 code/ISP baseline | 1 | 1 | 0 | Deemed Ex Ante Team |  | Expires 12/31/2018 due to revised DEER2019 code/ISP baseline |  | Updated to indicate claim/filing status
127 | NE-HVAC-airAC-Split-lt65kBtuh-14p0seer | Split AC SEER = 14.0 (< 65 kBtuh), EER = 12.04, Clg EIR = 0.2456, Supply Fan W/cfm = 0.306 | DEER2011 | D11 v4.00 | 2020-11-24 16:30 | NE-HVAC-airAC-Split-lt65kBtuh-14p0seer | DEER | Standard | None |  |  | None |  | 0 |  | 0 | Com | Any | HVAC | SpaceCool | dxAC_equip | spltSEER |  | HVAC-airAC | multiple base efficiency levels used, example: Split AC SEER = 13.00; EER = 11.06; Clg EIR = 0.256; Indoor W/cfm = 0.379; no econo | Split AC SEER = 13.00; EER = 11.06; Clg EIR = 0.256; Supply Fan W/cfm = 0.379; no econo | Split AC SEER = 14.0 (< 65 kBtuh), EER = 12.04, Clg EIR = 0.2456, Supply Fan W/cfm = 0.306 | dxAC-spltS-Air-lt65k | dxAC-spltS-Air-lt65k-13 | dxAC-spltS-Air-lt65k-14 | Available |  | 0 | 0 |  | ErRobNc |  | HVAC-airAC | D08-NE-HVAC-airAC-Split-lt65kBtuh1phs-14p0seer | None | 2013-01-01 | 2014-06-30 | DEER |  |  |  |  | Standard |  | 1 | 1 | 0 | Deemed Ex Ante Team |  |  |  | Updated to indicate claim/filing status
127 | R-In-LEDFixt-3(9w)-dWP17-dWC12 | Residential Indoor General Lighting: LED Fixture replaces pre-existing standard lighting Wattage. Measure includes Code case. | DEER2017 | Staff Disposition | 2020-11-24 16:30 | Res-Iltg-dWatt-CFL | NonDEER | Scaled | BaseRatio | 0 | 0 | None |  | 0 |  | 1 | Res | Any | Lighting | InGen-CFL | Ltg_Fixture | LED_fixt |  | ILtg-Res-LED-50000hr+12yr | LED A19 Basecase, Total Watts = 2.96 x Msr Watts | LED Fixture Basecase, Total Watts = 2.42 x Msr Watts | LED fixture: Any type of housing Fixture Type; Total Watts = 9 | LEDratio0296 | LEDratio0242 | LEDFixt-3(9w) | Available | From LED WRR Disposition July 2016 | 0 | 0 | LED-WRR-WorkpaperDisposition_22Jul2016-Final.docx | ErRobNc |  | LtgFixture-Default |  | None | 2017-01-01 | 2019-12-31 | InEA_modVal |  |  |  |  | Standard | Expires 12/31/2019 due to DEER2020 revised impacts and peak demand definition | 1 | 1 | 0 | Deemed Ex Ante Team |  | Expires 12/31/2019 due to DEER2020 revised impacts and peak demand definition |  | Updated to indicate claim/filing status
128 | HA27 | SpaceCool-pkgEER-240-759kBtu/h 11.1 EER or 13.1 IEER | ExAnte2015 | IOU workpaper | 2020-11-24 16:30 | HA27 | NonDEER | Standard |  | 0 | 0 |  |  | 0 |  | 0 | Com | PGE | HVAC | SpaceCool | dxAC_equip | pkgEER |  | HVAC-airAC |  | EER-rated packaged Air Conditioner, Size Range: 240 - 760 kBTU/h, EER = 9.8 (1 spd IEER = 10.4, 2 spd IEER = 11.7), EIR = 0.286, Fan W/CFM = 0.61, two-speed fan, with Econo | 240-759kBtu/h 11.1 EER or 13.1 IEER-High Eff pkg AC |  | dxAC-Com-Pkg-240to760kBTUh-EER9.8-2Spd |  | Available |  | 0 | 0 | PGECOHVC128-R6 |  |  | HVAC-airAC |  | None | 2016-01-01 | 2019-12-31 | NotInEA |  | HA27 |  |  | Standard | added based on interim approved workpapers; | 1 | 1 | 0 | Deemed Ex Ante Team |  | added based on interim approved workpapers; |  | Updated to indicate claim/filing status
128 | NE-HVAC-airAC-Split-lt65kBtuh3phs-12p0seer | Split AC SEER = 12.0 (< 65 kBtuh, 3ph), EER = 10.21, Clg EIR = 0.2761, Supply Fan W/cfm = 0.409 | DEER2011 | D11 v4.01 | 2020-11-24 16:30 | NE-HVAC-airAC-Split-lt65kBtuh3phs-12p0seer | DEER | Standard | None |  |  | None |  | 0 |  | 0 | Com | Any | HVAC | SpaceCool | dxAC_equip | spltSEER |  | HVAC-airAC | multiple base efficiency levels used, example: Split AC SEER = 10.00; EER = 9.50; Clg EIR = 0.297; Indoor W/cfm = 0.433; no econo | Split AC SEER = 13.00; EER = 11.06; Clg EIR = 0.256; Supply Fan W/cfm = 0.379; no econo | Split AC SEER = 12.0 (< 65 kBtuh, 3ph), EER = 10.21, Clg EIR = 0.2761, Supply Fan W/cfm = 0.409 |  |  |  | Available | Code/Standard baseline technology description updated on 12/5/2011, Energy Impacts not affected | 0 | 0 |  | ErRul |  | HVAC-airAC | D08-NE-HVAC-airAC-Split-lt65kBtuh3phs-12p0seer | None | 2013-01-01 | 2014-06-30 | DEER |  |  |  |  | Standard |  | 1 | 1 | 0 | Deemed Ex Ante Team |  |  |  | Updated to indicate claim/filing status
128 | R-In-LEDFixt-4(23w)-dWP45-dWC32 | Residential Indoor General Lighting: LED Fixture replaces pre-existing standard lighting Wattage. Measure includes Code case. | DEER2017 | Staff Disposition | 2020-11-24 16:30 | Res-Iltg-dWatt-CFL | NonDEER | Scaled | BaseRatio | 0 | 0 | None |  | 0 |  | 1 | Res | Any | Lighting | InGen-CFL | Ltg_Fixture | LED_fixt |  | ILtg-Res-LED-50000hr+12yr | LED A19 Basecase, Total Watts = 2.96 x Msr Watts | LED Fixture Basecase, Total Watts = 2.42 x Msr Watts | LED fixture: Any type of housing Fixture Type; Total Watts = 23 | LEDratio0296 | LEDratio0242 | LEDFixt-4(23w) | Available | From LED WRR Disposition July 2016 | 0 | 0 | LED-WRR-WorkpaperDisposition_22Jul2016-Final.docx | ErRobNc |  | LtgFixture-Default |  | None | 2017-01-01 | 2019-12-31 | InEA_modVal | LT-50521 |  |  |  | Standard | Expires 12/31/2019 due to DEER2020 revised impacts and peak demand definition | 1 | 1 | 0 | Deemed Ex Ante Team |  | Expires 12/31/2019 due to DEER2020 revised impacts and peak demand definition |  | Updated to indicate claim/filing status
129 | HA36 | SpaceCool-pkgEER-65-134kBtu/h 12.5 EER or 14.8 IEER | ExAnte2015 | IOU workpaper | 2020-11-24 16:30 | HA36 | NonDEER | Standard |  | 0 | 0 |  |  | 0 |  | 0 | Com | PGE | HVAC | SpaceCool | dxAC_equip | pkgEER |  | HVAC-airAC |  | EER-rated packaged Air Conditioner, Size Range: 65 - 110 kBTU/h, EER = 11 (1 spd IEER = 11.6, 2 spd IEER = 14.1), EIR = 0.273, Fan W/CFM = 0.4, two-speed fan, with Econo | 65-134kBtu/h 12.5 EER or 14.8 IEER-High Eff pkg AC |  | dxAC-Com-Pkg-65to110kBTUh-EER11.0-2Spd |  | Available |  | 0 | 0 | PGECOHVC128-R6 |  |  | HVAC-airAC |  | None | 2016-01-01 | 2019-12-31 | NotInEA |  | HA36 |  |  | Standard | added based on interim approved workpapers; | 1 | 1 | 0 | Deemed Ex Ante Team |  | added based on interim approved workpapers; |  | Updated to indicate claim/filing status
129 | NE-HVAC-airAC-Split-lt65kBtuh3phs-13p0seer | Split AC SEER = 13.0 (< 65 kBtuh, 3ph), EER = 11.06, Clg EIR = 0.2557, Supply Fan W/cfm = 0.379 | DEER2011 | D11 v4.00 | 2020-11-24 16:30 | NE-HVAC-airAC-Split-lt65kBtuh3phs-13p0seer | DEER | Standard | None |  |  | None |  | 0 |  | 0 | Com | Any | HVAC | SpaceCool | dxAC_equip | spltSEER |  | HVAC-airAC | multiple base efficiency levels used, example: Split AC SEER = 10.00; EER = 9.50; Clg EIR = 0.297; Indoor W/cfm = 0.433; no econo | Split AC SEER = 13.00; EER = 11.06; Clg EIR = 0.256; Supply Fan W/cfm = 0.379; no econo | Split AC SEER = 13.0 (< 65 kBtuh, 3ph), EER = 11.06, Clg EIR = 0.2557, Supply Fan W/cfm = 0.379 |  |  |  | Available | Code/Standard baseline technology description updated on 12/5/2011, Energy Impacts not affected | 0 | 0 |  | ErRul |  | HVAC-airAC | D08-NE-HVAC-airAC-Split-lt65kBtuh3phs-13p0seer | None | 2013-01-01 | 2014-06-30 | DEER |  |  |  |  | Standard |  | 1 | 1 | 0 | Deemed Ex Ante Team |  |  |  | Updated to indicate claim/filing status
129 | R-In-LEDFixt-6(12w)-dWP23-dWC17 | Residential Indoor General Lighting: LED Fixture replaces pre-existing standard lighting Wattage. Measure includes Code case. | DEER2017 | Staff Disposition | 2020-11-24 16:30 | Res-Iltg-dWatt-CFL | NonDEER | Scaled | BaseRatio | 0 | 0 | None |  | 0 |  | 1 | Res | Any | Lighting | InGen-CFL | Ltg_Fixture | LED_fixt |  | ILtg-Res-LED-50000hr+12yr | LED A19 Basecase, Total Watts = 2.96 x Msr Watts | LED Fixture Basecase, Total Watts = 2.42 x Msr Watts | LED fixture: Any type of housing Fixture Type; Total Watts = 12 | LEDratio0296 | LEDratio0242 | LEDFixt-6(12w) | Available | From LED WRR Disposition July 2016 | 0 | 0 | LED-WRR-WorkpaperDisposition_22Jul2016-Final.docx | ErRobNc |  | LtgFixture-Default |  | None | 2017-01-01 | 2019-12-31 | InEA_modVal |  |  |  |  | Standard | Expires 12/31/2019 due to DEER2020 revised impacts and peak demand definition | 1 | 1 | 0 | Deemed Ex Ante Team |  | Expires 12/31/2019 due to DEER2020 revised impacts and peak demand definition |  | Updated to indicate claim/filing status
130 | HA41 | SpaceCool-pkgEER-=760kBtu/h 10.4 EER or 14.0 IEER | ExAnte2015 | IOU workpaper | 2020-11-24 16:30 | HA41 | NonDEER | Standard |  | 0 | 0 |  |  | 0 |  | 0 | Com | PGE | HVAC | SpaceCool | dxAC_equip | pkgEER |  | HVAC-airAC |  | EER-rated packaged Air Conditioner, Size Range: 760 - kBTU/h, EER = 9.5 (1 spd IEER = 10, 2 spd IEER = 11.3), EIR = 0.297, Fan W/CFM = 0.61, two-speed fan, with Econo | =760kBtu/h 10.4 EER or 14.0 IEER-High Eff pkg AC |  | dxAC-Com-Pkg-gte760kBTUh-EER9.5-2Spd |  | Available |  | 0 | 0 | PGECOHVC128-R6 |  |  | HVAC-airAC |  | None | 2016-01-01 | 2019-12-31 | NotInEA |  | HA41 |  |  | Standard | added based on interim approved workpapers; | 1 | 1 | 0 | Deemed Ex Ante Team |  | added based on interim approved workpapers; |  | Updated to indicate claim/filing status
130 | NE-HVAC-airAC-Split-lt65kBtuh3phs-14p0seer | Split AC SEER = 14.0 (< 65 kBtuh, 3ph), EER = 12.04, Clg EIR = 0.2456, Supply Fan W/cfm = 0.306 | DEER2011 | D11 v4.00 | 2020-11-24 16:30 | NE-HVAC-airAC-Split-lt65kBtuh3phs-14p0seer | DEER | Standard | None |  |  | None |  | 0 |  | 0 | Com | Any | HVAC | SpaceCool | dxAC_equip | spltSEER |  | HVAC-airAC | multiple base efficiency levels used, example: Split AC SEER = 10.00; EER = 9.50; Clg EIR = 0.297; Indoor W/cfm = 0.433; no econo | Split AC SEER = 13.00; EER = 11.06; Clg EIR = 0.256; Supply Fan W/cfm = 0.379; no econo | Split AC SEER = 14.0 (< 65 kBtuh, 3ph), EER = 12.04, Clg EIR = 0.2456, Supply Fan W/cfm = 0.306 |  |  |  | Available | Code/Standard baseline technology description updated on 12/5/2011, Energy Impacts not affected | 0 | 0 |  | ErRobNc |  | HVAC-airAC | D08-NE-HVAC-airAC-Split-lt65kBtuh3phs-14p0seer | None | 2013-01-01 | 2014-06-30 | DEER |  |  |  |  | Standard |  | 1 | 1 | 0 | Deemed Ex Ante Team |  |  |  | Updated to indicate claim/filing status
130 | R-In-LEDFixt-7(10w)-dWP19-dWC14 | Residential Indoor General Lighting: LED Fixture replaces pre-existing standard lighting Wattage. Measure includes Code case. | DEER2017 | Staff Disposition | 2020-11-24 16:30 | Res-Iltg-dWatt-CFL | NonDEER | Scaled | BaseRatio | 0 | 0 | None |  | 0 |  | 1 | Res | Any | Lighting | InGen-CFL | Ltg_Fixture | LED_fixt |  | ILtg-Res-LED-50000hr+12yr | LED A19 Basecase, Total Watts = 2.96 x Msr Watts | LED Fixture Basecase, Total Watts = 2.42 x Msr Watts | LED fixture: Any type of housing Fixture Type; Total Watts = 10 | LEDratio0296 | LEDratio0242 | LEDFixt-7(10w) | Available | From LED WRR Disposition July 2016 | 0 | 0 | LED-WRR-WorkpaperDisposition_22Jul2016-Final.docx | ErRobNc |  | LtgFixture-Default |  | None | 2017-01-01 | 2019-12-31 | InEA_modVal |  |  |  |  | Standard | Expires 12/31/2019 due to DEER2020 revised impacts and peak demand definition | 1 | 1 | 0 | Deemed Ex Ante Team |  | Expires 12/31/2019 due to DEER2020 revised impacts and peak demand definition |  | Updated to indicate claim/filing status
131 | HV043 | SpaceCool-pkgEER-15.0 IEER (11.6 EER) 240-759kBtuh THREE PHASE UNITARY AIR COOLED | ExAnte2015 | IOU workpaper | 2020-11-24 16:30 | HV043 | NonDEER | Standard |  | 0 | 0 |  |  | 0 |  | 0 | Com | PGE | HVAC | SpaceCool | dxAC_equip | pkgEER |  | HVAC-airAC |  | EER-rated packaged Air Conditioner, Size Range: 760 - kBTU/h, EER = 9.5 (1 spd IEER = 10, 2 spd IEER = 11.3), EIR = 0.297, Fan W/CFM = 0.61, two-speed fan, with Econo | 15.0 IEER (11.6 EER) 240-759kBtuh THREE PHASE UNITARY AIR COOLED-High Eff pkg AC |  | dxAC-Com-Pkg-gte760kBTUh-EER9.5-2Spd |  | Available |  | 0 | 0 | PGECOHVC128-R6 |  |  | HVAC-airAC |  | None | 2016-01-01 | 2019-12-31 | NotInEA |  | HV043 |  |  | Standard | added based on interim approved workpapers; | 1 | 1 | 0 | Deemed Ex Ante Team |  | added based on interim approved workpapers; |  | Updated to indicate claim/filing status
131 | RE-HV-ResAC-13S | 13 SEER (11.09 EER) Split System Air Conditioner | DEER2014 | D11 v4.00 | 2020-11-24 16:30 | RE-HV-ResAC-13S | DEER | Standard | None | 0 | 0 | None |  | 0 |  | 0 | Res | Any | HVAC | SpaceCool | dxAC_equip | spltSEER |  | HV-ResAC | 10 SEER (9.31 EER) Split System Air Conditioner | 13 SEER (11.09 EER) Split System Air Conditioner | 13 SEER(11.09 EER) Split System Air Conditioner |  |  | RE-HV-ResAC-13S | Available |  | 0 | 0 |  | ErRul |  | HV-ResAC | D08-RE-HV-ResAC-13S | DEER1314end | 2013-01-01 | 2014-12-31 | DEER |  |  |  |  | Standard |  | 1 | 1 | 0 | Deemed Ex Ante Team |  |  |  | Updated to indicate claim/filing status
131 | R-In-LED-Glb(10w)-dWP39 | Residential Indoor General Lighting: LED Lamp replaces pre-existing standard lighting Wattage. Measure includes Code case. | DEER2017 | Staff Disposition | 2020-11-24 16:30 | Res-Iltg-dWatt-CFL | NonDEER | Scaled | BaseRatio | 0 | 0 | None |  | 0 |  | 1 | Res | Any | Lighting | InGen-CFL | Ltg_Lamp | LED_lamp |  | ILtg-Res-LED-20000hr | LED Globe greater than or equal to 3 Watts Basecase, Total Watts = 4.94 x Msr Watts | LED Globe greater than or equal to 3 Watts Basecase, Total Watts = 4.94 x Msr Watts | LED Lamp: Glb, 10 Watts, non-dimmable | LEDratio0494 | LEDratio0494 | LED-Glb(10w) | Available | From LED WRR Disposition July 2016 | 0 | 0 | LED-WRR-WorkpaperDisposition_22Jul2016-Final.docx | RobNc |  | ILtg-Res-LED-20000hr |  | None | 2017-01-01 | 2018-06-30 | InEA_modVal | LT-62691 |  |  |  | Standard | Revise expiry date to 60/30/2018 Commission Staff direction 2018ScrewInLampSavignsMethods-11Dec2017.pdf | 1 | 1 | 0 | Deemed Ex Ante Team |  | Revise expiry date to 60/30/2018 Commission Staff direction 2018ScrewInLampSavignsMethods-11Dec2017.pdf |  | Updated to indicate claim/filing status
132 | HV044 | SpaceCool-pkgEER-17.0 IEER (12.0 EER) 240-759kBtuh THREE PHASE UNITARY AIR COOLED | ExAnte2015 | IOU workpaper | 2020-11-24 16:30 | HV044 | NonDEER | Standard |  | 0 | 0 |  |  | 0 |  | 0 | Com | PGE | HVAC | SpaceCool | dxAC_equip | pkgEER |  | HVAC-airAC |  | EER-rated packaged Air Conditioner, Size Range: 240 - 760 kBTU/h, EER = 9.8 (1 spd IEER = 10.4, 2 spd IEER = 11.7), EIR = 0.286, Fan W/CFM = 0.61, two-speed fan, with Econo | 17.0 IEER (12.0 EER) 240-759kBtuh THREE PHASE UNITARY AIR COOLED-High Eff pkg AC |  | dxAC-Com-Pkg-240to760kBTUh-EER9.8-2Spd |  | Available |  | 0 | 0 | PGECOHVC128-R6 |  |  | HVAC-airAC |  | None | 2016-01-01 | 2019-12-31 | NotInEA |  | HV044 |  |  | Standard | added based on interim approved workpapers; | 1 | 1 | 0 | Deemed Ex Ante Team |  | added based on interim approved workpapers; |  | Updated to indicate claim/filing status
132 | NE-HVAC-airAC-Split-55to64kBtuh-13p0seer | Split AC SEER = 13.0 (55-64 kBTUh), EER = 11.06, Clg EIR = 0.2557, Supply Fan W/cfm = 0.379; no Econo; 2-spd Fan | DEER2014 | D13 v1.0 | 2020-11-24 16:30 | NE-HVAC-airAC-Split-55to64kBtuh-13p0seer | DEER | Standard | None | 0 | 0 | None |  | 0 |  | 0 | Com | Any | HVAC | SpaceCool | dxAC_equip | spltSEER |  | HVAC-airAC | Split AC SEER (55-64 kBtuh), Clg EIR and Indoor W/cfm based on vintage | Split AC SEER = 13.0 (55-64 kBtuh), EER = 11.06, Clg EIR = 0.2557, Supply Fan W/cfm = 0.379; w/Econo; 2-spd Fan | Split AC SEER = 13.0 (55-64 kBtuh), EER = 11.06, Clg EIR = 0.2557, Supply Fan W/cfm = 0.379; w/Econo; 2-spd Fan |  |  |  | Available |  | 0 | 0 |  | ErRul |  | HVAC-airAC | D08-NE-HVAC-airAC-Split-lt65kBtuh1phs-13p0seer | None | 2014-07-01 | 2014-12-31 | DEER |  |  |  |  | Standard |  | 1 | 1 | 0 | Deemed Ex Ante Team |  |  |  | Updated to indicate claim/filing status
132 | R-In-LED-Glb(4w)-dWP15 | Residential Indoor General Lighting: LED Lamp replaces pre-existing standard lighting Wattage. Measure includes Code case. | DEER2017 | Staff Disposition | 2020-11-24 16:30 | Res-Iltg-dWatt-CFL | NonDEER | Scaled | BaseRatio | 0 | 0 | None |  | 0 |  | 1 | Res | Any | Lighting | InGen-CFL | Ltg_Lamp | LED_lamp |  | ILtg-Res-LED-20000hr | LED Globe greater than or equal to 3 Watts Basecase, Total Watts = 4.94 x Msr Watts | LED Globe greater than or equal to 3 Watts Basecase, Total Watts = 4.94 x Msr Watts | LED Lamp: Glb, 4 Watts, non-dimmable | LEDratio0494 | LEDratio0494 | LED-Glb(4w) | Available | From LED WRR Disposition July 2016 | 0 | 0 | LED-WRR-WorkpaperDisposition_22Jul2016-Final.docx | RobNc |  | ILtg-Res-LED-20000hr |  | None | 2017-01-01 | 2018-06-30 | InEA_modVal | LT-94864 |  |  |  | Standard | Revise expiry date to 60/30/2018 Commission Staff direction 2018ScrewInLampSavignsMethods-11Dec2017.pdf | 1 | 1 | 0 | Deemed Ex Ante Team |  | Revise expiry date to 60/30/2018 Commission Staff direction 2018ScrewInLampSavignsMethods-11Dec2017.pdf |  | Updated to indicate claim/filing status
133 | HV045 | SpaceCool-pkgEER-16.0 IEER (10.7 EER) gt760 kBtuh THREE PHASE UNITARY AIR COOLED | ExAnte2015 | IOU workpaper | 2020-11-24 16:30 | HV045 | NonDEER | Standard |  | 0 | 0 |  |  | 0 |  | 0 | Com | PGE | HVAC | SpaceCool | dxAC_equip | pkgEER |  | HVAC-airAC |  | EER-rated packaged Air Conditioner, Size Range: 240 - 760 kBTU/h, EER = 9.8 (1 spd IEER = 10.4, 2 spd IEER = 11.7), EIR = 0.286, Fan W/CFM = 0.61, two-speed fan, with Econo | 16.0 IEER (10.7 EER) gt760 kBtuh THREE PHASE UNITARY AIR COOLED-High Eff pkg AC |  | dxAC-Com-Pkg-240to760kBTUh-EER9.8-2Spd |  | Available |  | 0 | 0 | PGECOHVC128-R6 |  |  | HVAC-airAC |  | None | 2016-01-01 | 2019-12-31 | NotInEA |  | HV045 |  |  | Standard | added based on interim approved workpapers; | 1 | 1 | 0 | Deemed Ex Ante Team |  | added based on interim approved workpapers; |  | Updated to indicate claim/filing status
133 | NE-HVAC-airAC-Split-55to64kBtuh-14p0seer | Split AC SEER = 14.0 (55-64 kBTUh), EER = 12.04, Clg EIR = 0.2456, Supply Fan W/cfm = 0.306; no Econo; 2-spd Fan | DEER2014 | D13 v1.0 | 2020-11-24 16:30 | NE-HVAC-airAC-Split-55to64kBtuh-14p0seer | DEER | Standard | None | 0 | 0 | None |  | 0 |  | 0 | Com | Any | HVAC | SpaceCool | dxAC_equip | spltSEER |  | HVAC-airAC | Split AC SEER (55-64 kBtuh), Clg EIR and Indoor W/cfm based on vintage | Split AC SEER = 14.0 (55-64 kBtuh), EER = 12.04, Clg EIR = 0.2456, Supply Fan W/cfm = 0.306; w/Econo; 2-spd Fan | Split AC SEER = 14.0 (55-64 kBtuh), EER = 12.04, Clg EIR = 0.2456, Supply Fan W/cfm = 0.306; w/Econo; 2-spd Fan |  |  |  | Available |  | 0 | 0 |  | ErRobNc |  | HVAC-airAC | D08-NE-HVAC-airAC-Split-lt65kBtuh1phs-14p0seer | None | 2014-07-01 | 2014-12-31 | DEER |  |  |  |  | Standard |  | 1 | 1 | 0 | Deemed Ex Ante Team |  |  |  | Updated to indicate claim/filing status
133 | R-In-LED-Glb(5w)-dWP19 | Residential Indoor General Lighting: LED Lamp replaces pre-existing standard lighting Wattage. Measure includes Code case. | DEER2017 | Staff Disposition | 2020-11-24 16:30 | Res-Iltg-dWatt-CFL | NonDEER | Scaled | BaseRatio | 0 | 0 | None |  | 0 |  | 1 | Res | Any | Lighting | InGen-CFL | Ltg_Lamp | LED_lamp |  | ILtg-Res-LED-20000hr | LED Globe greater than or equal to 3 Watts Basecase, Total Watts = 4.94 x Msr Watts | LED Globe greater than or equal to 3 Watts Basecase, Total Watts = 4.94 x Msr Watts | LED Lamp: Glb, 5 Watts, non-dimmable | LEDratio0494 | LEDratio0494 | LED-Glb(5w) | Available | From LED WRR Disposition July 2016 | 0 | 0 | LED-WRR-WorkpaperDisposition_22Jul2016-Final.docx | RobNc |  | ILtg-Res-LED-20000hr |  | None | 2017-01-01 | 2018-06-30 | InEA_modVal | LT-88989 |  |  |  | Standard | Revise expiry date to 60/30/2018 Commission Staff direction 2018ScrewInLampSavignsMethods-11Dec2017.pdf | 1 | 1 | 0 | Deemed Ex Ante Team |  | Revise expiry date to 60/30/2018 Commission Staff direction 2018ScrewInLampSavignsMethods-11Dec2017.pdf |  | Updated to indicate claim/filing status
134 | L018-Com | InGen-CFL-CFLint_lamp-18 Watt 3-Way CFL replacing Incandescent Average Watts = 64.26 | ExAnte2016 | IOU workpaper | 2020-11-24 16:30 | L018-Com | IOU-Deemed | Standard |  | 0 | 0 |  |  | 0 |  | 1 | Com | PGE | Lighting | InGen-CFL | Ltg_Lamp | CFLint_lamp |  | ILtg-CFL-Com | Com indoor non-refl CFL base case, Total Watts = 3.57 x Msr Watts | Com indoor non-refl CFL base case, Total Watts = 3.57 x Msr Watts | CFL Lamp: Non-Reflector, 3-Way, 18 Watts | CFLratio0357 | CFLratio0357 | CFLscw-3way(18w) | Available |  | 0 | 0 | PGECOLTG162-R4 |  |  |  |  | None | 2016-01-01 | 2016-12-31 | NotInEA |  | L018 |  |  | Standard | added based on interim approved workpapers; Version set to ExAnte2016; MeasureID changed (added -Com); per Oct 17th 2016 email from PG&E to T. Sweek, PG&E's implementation will expire on 12/31/2016 | 1 | 1 | 0 | Deemed Ex Ante Team |  | added based on interim approved workpapers; Version set to ExAnte2016; MeasureID changed (added -Com); per Oct 17th 2016 email from PG&E to T. Sweek, PG&E's implementation will expire on 12/31/2016 |  | Updated to indicate claim/filing status
134 | RE-HV-ResAC-14S | 14 SEER (12.15 EER) Split-System Air Conditioner | DEER2014 | D11 v4.00 | 2020-11-24 16:30 | RE-HV-ResAC-14S | DEER | Standard | None | 0 | 0 | None |  | 0 |  | 0 | Res | Any | HVAC | SpaceCool | dxAC_equip | spltSEER |  | HV-ResAC | 10 SEER (9.31 EER) Split System Air Conditioner | 13 SEER (11.09 EER) Split System Air Conditioner | 14 SEER(12.15 EER) Split-System Air Conditioner |  |  | RE-HV-ResAC-14S | Available |  | 0 | 0 |  | ErRobNc |  | HV-ResAC | D08-RE-HV-ResAC-14S | DEER1314end | 2013-01-01 | 2014-12-31 | DEER |  |  |  |  | Standard |  | 1 | 1 | 0 | Deemed Ex Ante Team |  |  |  | Updated to indicate claim/filing status
134 | R-In-LED-Glb(6w)-dWP23 | Residential Indoor General Lighting: LED Lamp replaces pre-existing standard lighting Wattage. Measure includes Code case. | DEER2017 | Staff Disposition | 2020-11-24 16:30 | Res-Iltg-dWatt-CFL | NonDEER | Scaled | BaseRatio | 0 | 0 | None |  | 0 |  | 1 | Res | Any | Lighting | InGen-CFL | Ltg_Lamp | LED_lamp |  | ILtg-Res-LED-20000hr | LED Globe greater than or equal to 3 Watts Basecase, Total Watts = 4.94 x Msr Watts | LED Globe greater than or equal to 3 Watts Basecase, Total Watts = 4.94 x Msr Watts | LED Lamp: Glb, 6 Watts, non-dimmable | LEDratio0494 | LEDratio0494 | LED-Glb(6w) | Available | From LED WRR Disposition July 2016 | 0 | 0 | LED-WRR-WorkpaperDisposition_22Jul2016-Final.docx | RobNc |  | ILtg-Res-LED-20000hr |  | None | 2017-01-01 | 2018-06-30 | InEA_modVal | LT-56614 |  |  |  | Standard | Revise expiry date to 60/30/2018 Commission Staff direction 2018ScrewInLampSavignsMethods-11Dec2017.pdf | 1 | 1 | 0 | Deemed Ex Ante Team |  | Revise expiry date to 60/30/2018 Commission Staff direction 2018ScrewInLampSavignsMethods-11Dec2017.pdf |  | Updated to indicate claim/filing status
135 | L018-Res | InGen-CFL-CFLint_lamp-18 Watt 3-Way CFL replacing Incandescent Average Watts = 44.64 | ExAnte2016 | IOU workpaper | 2020-11-24 16:30 | L018-Res | IOU-Deemed | Standard |  | 0 | 0 |  |  | 0 |  | 1 | Res | PGE | Lighting | InGen-CFL | Ltg_Lamp | CFLint_lamp |  | ILtg-CFL-Res | Res Interior Non-Reflector CFL Lamps, Total Watts = 2.48 x Msr Watts; 2015 Uncertain Measure Update, valid starting 1/1/2016 | Res Interior Non-Reflector CFL Lamps, Total Watts = 2.48 x Msr Watts; 2015 Uncertain Measure Update, valid starting 1/1/2016 | CFL Lamp: Non-Reflector, 3-Way, 18 Watts | CFLratio0248 | CFLratio0248 | CFLscw-3way(18w) | Available |  | 0 | 0 | PGECOLTG162-R4 |  |  |  |  | None | 2016-01-01 | 2016-12-31 | NotInEA |  | L018 |  |  | Standard | added based on interim approved workpapers; Version set to ExAnte2016; MeasureID changed (added -Res); per Oct 17th 2016 email from PG&E to T. Sweek, PG&E's implementation will expire on 12/31/2016 | 1 | 1 | 0 | Deemed Ex Ante Team |  | added based on interim approved workpapers; Version set to ExAnte2016; MeasureID changed (added -Res); per Oct 17th 2016 email from PG&E to T. Sweek, PG&E's implementation will expire on 12/31/2016 |  | Updated to indicate claim/filing status
135 | RE-HV-ResAC-15S | 15 SEER (12.72 EER) Split-System Air Conditioner | DEER2014 | D11 v4.00 | 2020-11-24 16:30 | RE-HV-ResAC-15S | DEER | Standard | None | 0 | 0 | None |  | 0 |  | 0 | Res | Any | HVAC | SpaceCool | dxAC_equip | spltSEER |  | HV-ResAC | 10 SEER (9.31 EER) Split System Air Conditioner | 13 SEER (11.09 EER) Split System Air Conditioner | 15 SEER(12.72 EER) Split-System Air Conditioner |  |  | RE-HV-ResAC-15S | Available |  | 0 | 0 |  | ErRobNc |  | HV-ResAC | D08-RE-HV-ResAC-15S | DEER1314end | 2013-01-01 | 2014-12-31 | DEER |  |  |  |  | Standard |  | 1 | 1 | 0 | Deemed Ex Ante Team |  |  |  | Updated to indicate claim/filing status
135 | R-In-LED-Glb(7w)-dWP27 | Residential Indoor General Lighting: LED Lamp replaces pre-existing standard lighting Wattage. Measure includes Code case. | DEER2017 | Staff Disposition | 2020-11-24 16:30 | Res-Iltg-dWatt-CFL | NonDEER | Scaled | BaseRatio | 0 | 0 | None |  | 0 |  | 1 | Res | Any | Lighting | InGen-CFL | Ltg_Lamp | LED_lamp |  | ILtg-Res-LED-20000hr | LED Globe greater than or equal to 3 Watts Basecase, Total Watts = 4.94 x Msr Watts | LED Globe greater than or equal to 3 Watts Basecase, Total Watts = 4.94 x Msr Watts | LED Lamp: Glb, 7 Watts, non-dimmable | LEDratio0494 | LEDratio0494 | LED-Glb(7w) | Available | From LED WRR Disposition July 2016 | 0 | 0 | LED-WRR-WorkpaperDisposition_22Jul2016-Final.docx | RobNc |  | ILtg-Res-LED-20000hr |  | None | 2017-01-01 | 2018-06-30 | InEA_modVal | LT-62359 |  |  |  | Standard | Revise expiry date to 60/30/2018 Commission Staff direction 2018ScrewInLampSavignsMethods-11Dec2017.pdf | 1 | 1 | 0 | Deemed Ex Ante Team |  | Revise expiry date to 60/30/2018 Commission Staff direction 2018ScrewInLampSavignsMethods-11Dec2017.pdf |  | Updated to indicate claim/filing status
136 | L019-Com | InGen-CFL-CFLint_lamp-23 Watt 3-Way CFL replacing Incandescent Average Watts = 82.11 | ExAnte2016 | IOU workpaper | 2020-11-24 16:30 | L019-Com | IOU-Deemed | Standard |  | 0 | 0 |  |  | 0 |  | 1 | Com | PGE | Lighting | InGen-CFL | Ltg_Lamp | CFLint_lamp |  | ILtg-CFL-Com | Com indoor non-refl CFL base case, Total Watts = 3.57 x Msr Watts | Com indoor non-refl CFL base case, Total Watts = 3.57 x Msr Watts | CFL Lamp: Non-Reflector, 3-Way, 23 Watts | CFLratio0357 | CFLratio0357 | CFLscw-3way(23w) | Available |  | 0 | 0 | PGECOLTG162-R4 |  |  |  |  | None | 2016-01-01 | 2016-12-31 | NotInEA |  | L019 |  |  | Standard | added based on interim approved workpapers; Version set to ExAnte2016; MeasureID changed (added -Com); per Oct 17th 2016 email from PG&E to T. Sweek, PG&E's implementation will expire on 12/31/2016 | 1 | 1 | 0 | Deemed Ex Ante Team |  | added based on interim approved workpapers; Version set to ExAnte2016; MeasureID changed (added -Com); per Oct 17th 2016 email from PG&E to T. Sweek, PG&E's implementation will expire on 12/31/2016 |  | Updated to indicate claim/filing status
136 | RE-HV-ResAC-16S | 16 SEER (11.61 EER) Split-System Air Conditioner | DEER2014 | D11 v4.00 | 2020-11-24 16:30 | RE-HV-ResAC-16S | DEER | Standard | None | 0 | 0 | None |  | 0 |  | 0 | Res | Any | HVAC | SpaceCool | dxAC_equip | spltSEER |  | HV-ResAC | 10 SEER (9.31 EER) Split System Air Conditioner | 13 SEER (11.09 EER) Split System Air Conditioner | 16 SEER (11.61 EER) Split System Air Conditioner |  |  | RE-HV-ResAC-16S | Available |  | 0 | 0 |  | ErRobNc |  | HV-ResAC | D08-RE-HV-ResAC-16S | DEER1314end | 2013-01-01 | 2014-12-31 | DEER |  |  |  |  | Standard |  | 1 | 1 | 0 | Deemed Ex Ante Team |  |  |  | Updated to indicate claim/filing status
136 | R-In-LED-Glb(9w)-dWP35 | Residential Indoor General Lighting: LED Lamp replaces pre-existing standard lighting Wattage. Measure includes Code case. | DEER2017 | Staff Disposition | 2020-11-24 16:30 | Res-Iltg-dWatt-CFL | NonDEER | Scaled | BaseRatio | 0 | 0 | None |  | 0 |  | 1 | Res | Any | Lighting | InGen-CFL | Ltg_Lamp | LED_lamp |  | ILtg-Res-LED-20000hr | LED Globe greater than or equal to 3 Watts Basecase, Total Watts = 4.94 x Msr Watts | LED Globe greater than or equal to 3 Watts Basecase, Total Watts = 4.94 x Msr Watts | LED Lamp: Glb, 9 Watts, non-dimmable | LEDratio0494 | LEDratio0494 | LED-Glb(9w) | Available | From LED WRR Disposition July 2016 | 0 | 0 | LED-WRR-WorkpaperDisposition_22Jul2016-Final.docx | RobNc |  | ILtg-Res-LED-20000hr |  | None | 2017-01-01 | 2018-06-30 | InEA_modVal | LT-57018 |  |  |  | Standard | Revise expiry date to 60/30/2018 Commission Staff direction 2018ScrewInLampSavignsMethods-11Dec2017.pdf | 1 | 1 | 0 | Deemed Ex Ante Team |  | Revise expiry date to 60/30/2018 Commission Staff direction 2018ScrewInLampSavignsMethods-11Dec2017.pdf |  | Updated to indicate claim/filing status
137 | L019-Res | InGen-CFL-CFLint_lamp-23 Watt 3-Way CFL replacing Incandescent Average Watts = 57.04 | ExAnte2016 | IOU workpaper | 2020-11-24 16:30 | L019-Res | IOU-Deemed | Standard |  | 0 | 0 |  |  | 0 |  | 1 | Res | PGE | Lighting | InGen-CFL | Ltg_Lamp | CFLint_lamp |  | ILtg-CFL-Res | Res Interior Non-Reflector CFL Lamps, Total Watts = 2.48 x Msr Watts; 2015 Uncertain Measure Update, valid starting 1/1/2016 | Res Interior Non-Reflector CFL Lamps, Total Watts = 2.48 x Msr Watts; 2015 Uncertain Measure Update, valid starting 1/1/2016 | CFL Lamp: Non-Reflector, 3-Way, 23 Watts | CFLratio0248 | CFLratio0248 | CFLscw-3way(23w) | Available |  | 0 | 0 | PGECOLTG162-R4 |  |  |  |  | None | 2016-01-01 | 2016-12-31 | NotInEA |  | L019 |  |  | Standard | added based on interim approved workpapers; Version set to ExAnte2016; MeasureID changed (added -Res); per Oct 17th 2016 email from PG&E to T. Sweek, PG&E's implementation will expire on 12/31/2016 | 1 | 1 | 0 | Deemed Ex Ante Team |  | added based on interim approved workpapers; Version set to ExAnte2016; MeasureID changed (added -Res); per Oct 17th 2016 email from PG&E to T. Sweek, PG&E's implementation will expire on 12/31/2016 |  | Updated to indicate claim/filing status
137 | RE-HV-ResAC-17S | 17 SEER (12.28 EER) Split-System Air Conditioner | DEER2014 | D11 v4.00 | 2020-11-24 16:30 | RE-HV-ResAC-17S | DEER | Standard | None | 0 | 0 | None |  | 0 |  | 0 | Res | Any | HVAC | SpaceCool | dxAC_equip | spltSEER |  | HV-ResAC | 10 SEER (9.31 EER) Split System Air Conditioner | 13 SEER (11.09 EER) Split System Air Conditioner | 17 SEER (12.28 EER) Split-System Air Conditioner |  |  | RE-HV-ResAC-17S | Available |  | 0 | 0 |  | ErRobNc |  | HV-ResAC | D08-RE-HV-ResAC-17S | DEER1314end | 2013-01-01 | 2014-12-31 | DEER |  |  |  |  | Standard |  | 1 | 1 | 0 | Deemed Ex Ante Team |  |  |  | Updated to indicate claim/filing status
137 | R-In-LED-PAR30(22w)-dWP53 | Residential Indoor General Lighting: LED Lamp replaces pre-existing standard lighting Wattage. Measure includes Code case. | DEER2017 | Staff Disposition | 2020-11-24 16:30 | Res-Iltg-dWatt-CFL | NonDEER | Scaled | BaseRatio | 0 | 0 | None |  | 0 |  | 1 | Res | Any | Lighting | InGen-CFL | Ltg_Lamp | LED_lamp |  | ILtg-Res-LED-20000hr | LED PAR30 Basecase, Total Watts = 3.42 x Msr Watts | LED PAR30 Basecase, Total Watts = 3.42 x Msr Watts | LED Lamp: PAR30, 22 Watts, non-dimmable | LEDratio0342 | LEDratio0342 | LED-PAR30(22w) | Available | From LED WRR Disposition July 2016 | 0 | 0 | LED-WRR-WorkpaperDisposition_22Jul2016-Final.docx | RobNc |  | ILtg-Res-LED-20000hr |  | None | 2017-01-01 | 2017-06-30 | InEA_modVal | LT-79247 |  |  |  | Standard |  | 1 | 1 | 0 | Deemed Ex Ante Team |  |  |  | Updated to indicate claim/filing status
138 | L020-Res | InGen-CFL-CFLint_lamp-25 Watt 3-Way CFL replacing Incandescent Average Watts =62 | ExAnte2016 | IOU workpaper | 2020-11-24 16:30 | L020-Res | IOU-Deemed | Standard |  | 0 | 0 |  |  | 0 |  | 1 | Res | PGE | Lighting | InGen-CFL | Ltg_Lamp | CFLint_lamp |  | ILtg-CFL-Res | Res Interior Non-Reflector CFL Lamps, Total Watts = 2.48 x Msr Watts; 2015 Uncertain Measure Update, valid starting 1/1/2016 | Res Interior Non-Reflector CFL Lamps, Total Watts = 2.48 x Msr Watts; 2015 Uncertain Measure Update, valid starting 1/1/2016 | CFL Lamp: Non-Reflector, 3-Way, 25 Watts | CFLratio0248 | CFLratio0248 | CFLscw-3way(25w) | Available |  | 0 | 0 | PGECOLTG162-R4 |  |  |  |  | None | 2016-01-01 | 2016-12-31 | NotInEA |  | L020 |  |  | Standard | added based on interim approved workpapers; Version set to ExAnte2016; MeasureID changed (added -Res); per Oct 17th 2016 email from PG&E to T. Sweek, PG&E's implementation will expire on 12/31/2016 | 1 | 1 | 0 | Deemed Ex Ante Team |  | added based on interim approved workpapers; Version set to ExAnte2016; MeasureID changed (added -Res); per Oct 17th 2016 email from PG&E to T. Sweek, PG&E's implementation will expire on 12/31/2016 |  | Updated to indicate claim/filing status
138 | RE-HV-ResAC-18S | 18 SEER (13.37 EER) Split-System Air Conditioner | DEER2014 | D11 v4.00 | 2020-11-24 16:30 | RE-HV-ResAC-18S | DEER | Standard | None | 0 | 0 | None |  | 0 |  | 0 | Res | Any | HVAC | SpaceCool | dxAC_equip | spltSEER |  | HV-ResAC | 10 SEER (9.31 EER) Split System Air Conditioner | 13 SEER (11.09 EER) Split System Air Conditioner | 18 SEER (13.37 EER) Split-System Air Conditioner |  |  | RE-HV-ResAC-18S | Available |  | 0 | 0 |  | ErRobNc |  | HV-ResAC | D08-RE-HV-ResAC-18S | DEER1314end | 2013-01-01 | 2014-12-31 | DEER |  |  |  |  | Standard |  | 1 | 1 | 0 | Deemed Ex Ante Team |  |  |  | Updated to indicate claim/filing status
138 | R-OutCmn-LED-A19-Ext(11w)-dWP21 | Residential Outdoor Common Area Lighting: LED Lamp replaces pre-existing standard lighting Wattage. Measure includes Code case. | DEER2017 | Staff Disposition | 2020-11-24 16:30 | Res-Oltg-Cmn-dWatt-CFL | NonDEER | Scaled | BaseRatio | 0 | 0 | None |  | 0 |  | 1 | Res | Any | Lighting | OutCommon | Ltg_Lamp | LED_lamp |  | OLtg-Res-LED-50000hr-Cmn | LED A19 Basecase, Total Watts = 2.96 x Msr Watts | LED A19 Basecase, Total Watts = 2.96 x Msr Watts | LED Lamp: Exterior A19, 11 Watts, non-dimmable | LEDratio0296 | LEDratio0296 | LED-A19-Ext(11w) | Available | From LED WRR Disposition July 2016 | 0 | 0 | LED-WRR-WorkpaperDisposition_22Jul2016-Final.docx | RobNc |  | OLtg-Res-LED-50000hr-Cmn |  | None | 2017-01-01 | 2017-06-30 | InEA_modVal | LT-60894 |  |  |  | Standard |  | 1 | 1 | 0 | Deemed Ex Ante Team |  |  |  | Updated to indicate claim/filing status
139 | L020-Com | InGen-CFL-CFLint_lamp-25 Watt 3-Way CFL replacing Incandescent Average Watts = 89.25 | ExAnte2016 | IOU workpaper | 2020-11-24 16:30 | L020-Com | IOU-Deemed | Standard |  | 0 | 0 |  |  | 0 |  | 1 | Com | PGE | Lighting | InGen-CFL | Ltg_Lamp | CFLint_lamp |  | ILtg-CFL-Com | Com indoor non-refl CFL base case, Total Watts = 3.57 x Msr Watts | Com indoor non-refl CFL base case, Total Watts = 3.57 x Msr Watts | CFL Lamp: Non-Reflector, 3-Way, 25 Watts | CFLratio0357 | CFLratio0357 | CFLscw-3way(25w) | Available |  | 0 | 0 | PGECOLTG162-R4 |  |  |  |  | None | 2016-01-01 | 2016-12-31 | NotInEA |  | L020 |  |  | Standard | added based on interim approved workpapers; Version set to ExAnte2016; MeasureID changed (added -Com); per Oct 17th 2016 email from PG&E to T. Sweek, PG&E's implementation will expire on 12/31/2016 | 1 | 1 | 0 | Deemed Ex Ante Team |  | added based on interim approved workpapers; Version set to ExAnte2016; MeasureID changed (added -Com); per Oct 17th 2016 email from PG&E to T. Sweek, PG&E's implementation will expire on 12/31/2016 |  | Updated to indicate claim/filing status
139 | RE-HV-ResAC-19S | 19 SEER (13.82 EER) Split-System Air Conditioner | DEER2014 | D11 v4.00 | 2020-11-24 16:30 | RE-HV-ResAC-19S | DEER | Standard | None | 0 | 0 | None |  | 0 |  | 0 | Res | Any | HVAC | SpaceCool | dxAC_equip | spltSEER |  | HV-ResAC | 10 SEER (9.31 EER) Split System Air Conditioner | 13 SEER (11.09 EER) Split System Air Conditioner | 19 SEER (13.82 EER) Split-System Air Conditioner |  |  | RE-HV-ResAC-19S | Available |  | 0 | 0 |  | ErRobNc |  | HV-ResAC | D08-RE-HV-ResAC-19S | DEER1314end | 2013-01-01 | 2014-12-31 | DEER |  |  |  |  | Standard |  | 1 | 1 | 0 | Deemed Ex Ante Team |  |  |  | Updated to indicate claim/filing status
139 | R-OutCmn-LED-A19-Ext(12w)-dWP23 | Residential Outdoor Common Area Lighting: LED Lamp replaces pre-existing standard lighting Wattage. Measure includes Code case. | DEER2017 | Staff Disposition | 2020-11-24 16:30 | Res-Oltg-Cmn-dWatt-CFL | NonDEER | Scaled | BaseRatio | 0 | 0 | None |  | 0 |  | 1 | Res | Any | Lighting | OutCommon | Ltg_Lamp | LED_lamp |  | OLtg-Res-LED-50000hr-Cmn | LED A19 Basecase, Total Watts = 2.96 x Msr Watts | LED A19 Basecase, Total Watts = 2.96 x Msr Watts | LED Lamp: Exterior A19, 12 Watts, non-dimmable | LEDratio0296 | LEDratio0296 | LED-A19-Ext(12w) | Available | From LED WRR Disposition July 2016 | 0 | 0 | LED-WRR-WorkpaperDisposition_22Jul2016-Final.docx | RobNc |  | OLtg-Res-LED-50000hr-Cmn |  | None | 2017-01-01 | 2017-06-30 | InEA_modVal | LT-60894 |  |  |  | Standard |  | 1 | 1 | 0 | Deemed Ex Ante Team |  |  |  | Updated to indicate claim/filing status
140 | L021-Com | InGen-CFL-CFLint_lamp-26 Watt 3-Way CFL replacing Incandescent Average Watts = 92.82 | ExAnte2016 | IOU workpaper | 2020-11-24 16:30 | L021-Com | IOU-Deemed | Standard |  | 0 | 0 |  |  | 0 |  | 1 | Com | PGE | Lighting | InGen-CFL | Ltg_Lamp | CFLint_lamp |  | ILtg-CFL-Com | Com indoor non-refl CFL base case, Total Watts = 3.57 x Msr Watts | Com indoor non-refl CFL base case, Total Watts = 3.57 x Msr Watts | CFL Lamp: Non-Reflector, 3-Way, 26 Watts | CFLratio0357 | CFLratio0357 | CFLscw-3way(26w) | Available |  | 0 | 0 | PGECOLTG162-R4 |  |  |  |  | None | 2016-01-01 | 2016-12-31 | NotInEA |  | L021 |  |  | Standard | added based on interim approved workpapers; Version set to ExAnte2016; MeasureID changed (added -Com); per Oct 17th 2016 email from PG&E to T. Sweek, PG&E's implementation will expire on 12/31/2016 | 1 | 1 | 0 | Deemed Ex Ante Team |  | added based on interim approved workpapers; Version set to ExAnte2016; MeasureID changed (added -Com); per Oct 17th 2016 email from PG&E to T. Sweek, PG&E's implementation will expire on 12/31/2016 |  | Updated to indicate claim/filing status
140 | RE-HV-ResAC-20S | 20 SEER (14.43 EER) Split-System Air Conditioner | DEER2014 | D11 v4.00 | 2020-11-24 16:30 | RE-HV-ResAC-20S | DEER | Standard | None | 0 | 0 | None |  | 0 |  | 0 | Res | Any | HVAC | SpaceCool | dxAC_equip | spltSEER |  | HV-ResAC | 10 SEER (9.31 EER) Split System Air Conditioner | 13 SEER (11.09 EER) Split System Air Conditioner | 20 SEER (14.43 EER) Split-System Air Conditioner |  |  | RE-HV-ResAC-20S | Available |  | 0 | 0 |  | ErRobNc |  | HV-ResAC | D08-RE-HV-ResAC-20S | DEER1314end | 2013-01-01 | 2014-12-31 | DEER |  |  |  |  | Standard |  | 1 | 1 | 0 | Deemed Ex Ante Team |  |  |  | Updated to indicate claim/filing status
140 | R-OutCmn-LED-A19-Ext(8w)-dWP15 | Residential Outdoor Common Area Lighting: LED Lamp replaces pre-existing standard lighting Wattage. Measure includes Code case. | DEER2017 | Staff Disposition | 2020-11-24 16:30 | Res-Oltg-Cmn-dWatt-CFL | NonDEER | Scaled | BaseRatio | 0 | 0 | None |  | 0 |  | 1 | Res | Any | Lighting | OutCommon | Ltg_Lamp | LED_lamp |  | OLtg-Res-LED-50000hr-Cmn | LED A19 Basecase, Total Watts = 2.96 x Msr Watts | LED A19 Basecase, Total Watts = 2.96 x Msr Watts | LED Lamp: Exterior A19, 8 Watts, non-dimmable | LEDratio0296 | LEDratio0296 | LED-A19-Ext(8w) | Available | From LED WRR Disposition July 2016 | 0 | 0 | LED-WRR-WorkpaperDisposition_22Jul2016-Final.docx | RobNc |  | OLtg-Res-LED-50000hr-Cmn |  | None | 2017-01-01 | 2017-06-30 | InEA_modVal | LT-37176 |  |  |  | Standard |  | 1 | 1 | 0 | Deemed Ex Ante Team |  |  |  | Updated to indicate claim/filing status
141 | L021-Res | InGen-CFL-CFLint_lamp-26 Watt 3-Way CFL replacing Incandescent Average Watts = 64.48 | ExAnte2016 | IOU workpaper | 2020-11-24 16:30 | L021-Res | IOU-Deemed | Standard |  | 0 | 0 |  |  | 0 |  | 1 | Res | PGE | Lighting | InGen-CFL | Ltg_Lamp | CFLint_lamp |  | ILtg-CFL-Res | Res Interior Non-Reflector CFL Lamps, Total Watts = 2.48 x Msr Watts; 2015 Uncertain Measure Update, valid starting 1/1/2016 | Res Interior Non-Reflector CFL Lamps, Total Watts = 2.48 x Msr Watts; 2015 Uncertain Measure Update, valid starting 1/1/2016 | CFL Lamp: Non-Reflector, 3-Way, 26 Watts | CFLratio0248 | CFLratio0248 | CFLscw-3way(26w) | Available |  | 0 | 0 | PGECOLTG162-R4 |  |  |  |  | None | 2016-01-01 | 2016-12-31 | NotInEA |  | L021 |  |  | Standard | added based on interim approved workpapers; Version set to ExAnte2016; MeasureID changed (added -Res); per Oct 17th 2016 email from PG&E to T. Sweek, PG&E's implementation will expire on 12/31/2016 | 1 | 1 | 0 | Deemed Ex Ante Team |  | added based on interim approved workpapers; Version set to ExAnte2016; MeasureID changed (added -Res); per Oct 17th 2016 email from PG&E to T. Sweek, PG&E's implementation will expire on 12/31/2016 |  | Updated to indicate claim/filing status
141 | RE-HV-ResAC-21S | 21 SEER (15.03 EER) Split-System Air Conditioner | DEER2014 | D11 v4.00 | 2020-11-24 16:30 | RE-HV-ResAC-21S | DEER | Standard | None | 0 | 0 | None |  | 0 |  | 0 | Res | Any | HVAC | SpaceCool | dxAC_equip | spltSEER |  | HV-ResAC | 10 SEER (9.31 EER) Split System Air Conditioner | 13 SEER (11.09 EER) Split System Air Conditioner | 21 SEER (15.03 EER) Split-System Air Conditioner |  |  | RE-HV-ResAC-21S | Available |  | 0 | 0 |  | ErRobNc |  | HV-ResAC | D08-RE-HV-ResAC-21S | DEER1314end | 2013-01-01 | 2014-12-31 | DEER |  |  |  |  | Standard |  | 1 | 1 | 0 | Deemed Ex Ante Team |  |  |  | Updated to indicate claim/filing status
141 | R-OutCmn-LEDFixt-Ext(10w)-dWP19-dWC14 | Residential Outdoor Common Area Lighting: LED Fixture replaces pre-existing standard lighting Wattage. Measure includes Code case. | DEER2017 | Staff Disposition | 2020-11-24 16:30 | Res-Oltg-Cmn-dWatt-CFL | NonDEER | Scaled | BaseRatio | 0 | 0 | None |  | 0 |  | 1 | Res | Any | Lighting | OutCommon | Ltg_Fixture | LED_fixt |  | OLtg-Res-LED-50000hr-Cmn | LED A19 Basecase, Total Watts = 2.96 x Msr Watts | LED Fixture Basecase, Total Watts = 2.42 x Msr Watts | LED fixture: Any type of housing Fixture Type, Exterior Rated; Total Watts = 10 | LEDratio0296 | LEDratio0242 | LEDFixt-Ext(10w) | Available | From LED WRR Disposition July 2016 | 0 | 0 | DEER2020 Update: LED-WRR-WorkpaperDisposition_22Jul2016-Final.docx | ErRobNc |  | LtgFixture-Default |  | None | 2017-01-01 | 2018-12-31 | InEA_modVal | LT-80865 |  |  |  | Standard | Measures expire 12/31/2018. HOU revised based on DEER revision for NRes outdoor lighting with motion sensors | 1 | 1 | 0 | Deemed Ex Ante Team |  | Measures expire 12/31/2018. HOU revised based on DEER revision for NRes outdoor lighting with motion sensors |  | Updated to indicate claim/filing status
142 | L022-Com | InGen-CFL-CFLint_lamp-28 Watt 3-Way CFL replacing Incandescent Average Watts = 99.96 | ExAnte2016 | IOU workpaper | 2020-11-24 16:30 | L022-Com | IOU-Deemed | Standard |  | 0 | 0 |  |  | 0 |  | 1 | Com | PGE | Lighting | InGen-CFL | Ltg_Lamp | CFLint_lamp |  | ILtg-CFL-Com | Com indoor non-refl CFL base case, Total Watts = 3.57 x Msr Watts | Com indoor non-refl CFL base case, Total Watts = 3.57 x Msr Watts | CFL Lamp: Non-Reflector, 3-Way, 28 Watts | CFLratio0357 | CFLratio0357 | CFLscw-3way(28w) | Available |  | 0 | 0 | PGECOLTG162-R4 |  |  |  |  | None | 2016-01-01 | 2016-12-31 | NotInEA |  | L022 |  |  | Standard | added based on interim approved workpapers; Version set to ExAnte2016; MeasureID changed (added -Com); per Oct 17th 2016 email from PG&E to T. Sweek, PG&E's implementation will expire on 12/31/2016 | 1 | 1 | 0 | Deemed Ex Ante Team |  | added based on interim approved workpapers; Version set to ExAnte2016; MeasureID changed (added -Com); per Oct 17th 2016 email from PG&E to T. Sweek, PG&E's implementation will expire on 12/31/2016 |  | Updated to indicate claim/filing status
142 | RE-HV-ResEvapAC-17p4S | 17.4 SEER (15.1 EER) Evap-Cooled Split-System Air Conditioner | DEER2014 | D11 v4.00 | 2020-11-24 16:30 | RE-HV-ResEvapAC-17p4S | DEER | Standard | None | 0 | 0 | None |  | 0 |  | 0 | Res | Any | HVAC | SpaceCool | dxAC_equip | spltSEER |  | HV-ResEvapAC | 10 SEER (9.31 EER) Split System Air Conditioner | 13 SEER (11.09 EER) Split System Air Conditioner | 17.4 SEER (15.1 EER) Evap-Cooled Split-System Air Conditioner |  |  | RE-HV-ResEvapAC-17p4S | Available |  | 0 | 0 |  | ErRobNc |  | HV-ResEvapAC | D08-RE-HV-ResEvapAC-17p4S | DEER1314end | 2013-01-01 | 2014-12-31 | DEER |  |  |  |  | Standard |  | 1 | 1 | 0 | Deemed Ex Ante Team |  |  |  | Updated to indicate claim/filing status
142 | R-OutCmn-LEDFixt-Ext(11w)-dWP21-dWC15 | Residential Outdoor Common Area Lighting: LED Fixture replaces pre-existing standard lighting Wattage. Measure includes Code case. | DEER2017 | Staff Disposition | 2020-11-24 16:30 | Res-Oltg-Cmn-dWatt-CFL | NonDEER | Scaled | BaseRatio | 0 | 0 | None |  | 0 |  | 1 | Res | Any | Lighting | OutCommon | Ltg_Fixture | LED_fixt |  | OLtg-Res-LED-50000hr-Cmn | LED A19 Basecase, Total Watts = 2.96 x Msr Watts | LED Fixture Basecase, Total Watts = 2.42 x Msr Watts | LED fixture: Any type of housing Fixture Type, Exterior Rated; Total Watts = 11 | LEDratio0296 | LEDratio0242 | LEDFixt-Ext(11w) | Available | From LED WRR Disposition July 2016 | 0 | 0 | DEER2020 Update: LED-WRR-WorkpaperDisposition_22Jul2016-Final.docx | ErRobNc |  | LtgFixture-Default |  | None | 2017-01-01 | 2018-12-31 | InEA_modVal | LT-95082 |  |  |  | Standard | Measures expire 12/31/2018. HOU revised based on DEER revision for NRes outdoor lighting with motion sensors | 1 | 1 | 0 | Deemed Ex Ante Team |  | Measures expire 12/31/2018. HOU revised based on DEER revision for NRes outdoor lighting with motion sensors |  | Updated to indicate claim/filing status
143 | L022-Res | InGen-CFL-CFLint_lamp-28 Watt 3-Way CFL replacing Incandescent Average Watts = 69.44 | ExAnte2016 | IOU workpaper | 2020-11-24 16:30 | L022-Res | IOU-Deemed | Standard |  | 0 | 0 |  |  | 0 |  | 1 | Res | PGE | Lighting | InGen-CFL | Ltg_Lamp | CFLint_lamp |  | ILtg-CFL-Res | Res Interior Non-Reflector CFL Lamps, Total Watts = 2.48 x Msr Watts; 2015 Uncertain Measure Update, valid starting 1/1/2016 | Res Interior Non-Reflector CFL Lamps, Total Watts = 2.48 x Msr Watts; 2015 Uncertain Measure Update, valid starting 1/1/2016 | CFL Lamp: Non-Reflector, 3-Way, 28 Watts | CFLratio0248 | CFLratio0248 | CFLscw-3way(28w) | Available |  | 0 | 0 | PGECOLTG162-R4 |  |  |  |  | None | 2016-01-01 | 2016-12-31 | NotInEA |  | L022 |  |  | Standard | added based on interim approved workpapers; Version set to ExAnte2016; MeasureID changed (added -Res); per Oct 17th 2016 email from PG&E to T. Sweek, PG&E's implementation will expire on 12/31/2016 | 1 | 1 | 0 | Deemed Ex Ante Team |  | added based on interim approved workpapers; Version set to ExAnte2016; MeasureID changed (added -Res); per Oct 17th 2016 email from PG&E to T. Sweek, PG&E's implementation will expire on 12/31/2016 |  | Updated to indicate claim/filing status
143 | Res-RCA-wtd | Residential refrigerant charge and airflow adjustment | DEER2018 | D17 v1.0 | 2020-11-24 16:30 | Res-RCA-wtd | DEER | CrossMeasWtd |  | 0 | 0 | None | Res-RCA | 0 |  | 0 | Res | Any | HVAC | SpaceCool | dxAC_equip | spltSEER |  | HV-RefChrg | refrigerant off-charge and medium leakage | adjusted refrigerant charge, 6% Supply/6% Return Leakage (single and multi-family), 15% Supply Leakage (mobile home) | adjusted refrigerant charge, 6% Supply/6% Return Leakage (single and multi-family), 15% Supply Leakage (mobile home) |  |  |  | Available |  | 0 | 0 |  | Retro |  | HV-RefChrg |  | DEER131418 | 2013-01-01 | 2019-12-31 | [5 empty] | Standard | fixed typo in RUL_ID | 1 | 1 | 0 | Deemed Ex Ante Team |  | fixed typo in RUL_ID |  | Updated to indicate claim/filing status
143 | R-OutCmn-LEDFixt-Ext(12w)-dWP23-dWC17 | Residential Outdoor Common Area Lighting: LED Fixture replaces pre-existing standard lighting Wattage. Measure includes Code case. | DEER2017 | Staff Disposition | 2020-11-24 16:30 | Res-Oltg-Cmn-dWatt-CFL | NonDEER | Scaled | BaseRatio | 0 | 0 | None |  | 0 |  | 1 | Res | Any | Lighting | OutCommon | Ltg_Fixture | LED_fixt |  | OLtg-Res-LED-50000hr-Cmn | LED A19 Basecase, Total Watts = 2.96 x Msr Watts | LED Fixture Basecase, Total Watts = 2.42 x Msr Watts | LED fixture: Any type of housing Fixture Type, Exterior Rated; Total Watts = 12 | LEDratio0296 | LEDratio0242 | LEDFixt-Ext(12w) | Available | From LED WRR Disposition July 2016 | 0 | 0 | DEER2020 Update: LED-WRR-WorkpaperDisposition_22Jul2016-Final.docx | ErRobNc |  | LtgFixture-Default |  | None | 2017-01-01 | 2018-12-31 | InEA_modVal | LT-65709 |  |  |  | Standard | Measures expire 12/31/2018. HOU revised based on DEER revision for NRes outdoor lighting with motion sensors | 1 | 1 | 0 | Deemed Ex Ante Team |  | Measures expire 12/31/2018. HOU revised based on DEER revision for NRes outdoor lighting with motion sensors |  | Updated to indicate claim/filing status
144 | L023-Com | InGen-CFL-CFLint_lamp-29 Watt 3-Way CFL replacing Incandescent Average Watts = 103.53 | ExAnte2016 | IOU workpaper | 2020-11-24 16:30 | L023-Com | IOU-Deemed | Standard |  | 0 | 0 |  |  | 0 |  | 1 | Com | PGE | Lighting | InGen-CFL | Ltg_Lamp | CFLint_lamp |  | ILtg-CFL-Com | Com indoor non-refl CFL base case, Total Watts = 3.57 x Msr Watts | Com indoor non-refl CFL base case, Total Watts = 3.57 x Msr Watts | CFL Lamp: Non-Reflector, 3-Way, 29 Watts | CFLratio0357 | CFLratio0357 | CFLscw-3way(29w) | Available |  | 0 | 0 | PGECOLTG162-R4 |  |  |  |  | None | 2016-01-01 | 2016-12-31 | NotInEA |  | L023 |  |  | Standard | added based on interim approved workpapers; Version set to ExAnte2016; MeasureID changed (added -Com); per Oct 17th 2016 email from PG&E to T. Sweek, PG&E's implementation will expire on 12/31/2016 | 1 | 1 | 0 | Deemed Ex Ante Team |  | added based on interim approved workpapers; Version set to ExAnte2016; MeasureID changed (added -Com); per Oct 17th 2016 email from PG&E to T. Sweek, PG&E's implementation will expire on 12/31/2016 |  | Updated to indicate claim/filing status
144 | Res-RefrigCharge-wtd | Adjust refrigerant charge in residential AC unit | DEER2018 | D17 v1.0 | 2020-11-24 16:30 | Res-RefrigCharge-wtd | DEER | CrossMeasWtd | None | 0 | 0 | None | Res-RefrigCharge | 0 |  | 0 | Res | Any | HVAC | SpaceCool | dxAC_equip | spltSEER |  | HV-RefChrg | High and Typical Undercharge and Overcharge (varies by building type) | Rated Refrig Chg (0.310 Cooling EIR) | Adjusted Refrigerant charge |  |  |  | Available |  | 0 | 0 |  | Retro |  | HV-RefChrg |  | DEER131418 | 2013-01-01 | 2019-12-31 | [5 empty] | Standard | Measure updated for DEER2017 | 1 | 1 | 0 | Deemed Ex Ante Team |  | Measure updated for DEER2017 |  | Updated to indicate claim/filing status
144 | R-OutCmn-LEDFixt-Ext(13w)-dWP25-dWC18 | Residential Outdoor Common Area Lighting: LED Fixture replaces pre-existing standard lighting Wattage. Measure includes Code case. | DEER2017 | Staff Disposition | 2020-11-24 16:30 | Res-Oltg-Cmn-dWatt-CFL | NonDEER | Scaled | BaseRatio | 0 | 0 | None |  | 0 |  | 1 | Res | Any | Lighting | OutCommon | Ltg_Fixture | LED_fixt |  | OLtg-Res-LED-50000hr-Cmn | LED A19 Basecase, Total Watts = 2.96 x Msr Watts | LED Fixture Basecase, Total Watts = 2.42 x Msr Watts | LED fixture: Any type of housing Fixture Type, 780 min lm, Exterior Rated; Total Watts = 13 | LEDratio0296 | LEDratio0242 | LEDFixt-Ext(13w) | Available | From LED WRR Disposition July 2016 | 0 | 0 | DEER2020 Update: LED-WRR-WorkpaperDisposition_22Jul2016-Final.docx | ErRobNc |  | LtgFixture-Default |  | None | 2017-01-01 | 2018-12-31 | InEA_modVal | LT-53830 |  |  |  | Standard | Measures expire 12/31/2018. HOU revised based on DEER revision for NRes outdoor lighting with motion sensors | 1 | 1 | 0 | Deemed Ex Ante Team |  | Measures expire 12/31/2018. HOU revised based on DEER revision for NRes outdoor lighting with motion sensors |  | Updated to indicate claim/filing status
145 | L023-Res | InGen-CFL-CFLint_lamp-29 Watt 3-Way CFL replacing Incandescent Average Watts = 71.92 | ExAnte2016 | IOU workpaper | 2020-11-24 16:30 | L023-Res | IOU-Deemed | Standard |  | 0 | 0 |  |  | 0 |  | 1 | Res | PGE | Lighting | InGen-CFL | Ltg_Lamp | CFLint_lamp |  | ILtg-CFL-Res | Res Interior Non-Reflector CFL Lamps, Total Watts = 2.48 x Msr Watts; 2015 Uncertain Measure Update, valid starting 1/1/2016 | Res Interior Non-Reflector CFL Lamps, Total Watts = 2.48 x Msr Watts; 2015 Uncertain Measure Update, valid starting 1/1/2016 | CFL Lamp: Non-Reflector, 3-Way, 29 Watts | CFLratio0248 | CFLratio0248 | CFLscw-3way(29w) | Available |  | 0 | 0 | PGECOLTG162-R4 |  |  |  |  | None | 2016-01-01 | 2016-12-31 | NotInEA |  | L023 |  |  | Standard | added based on interim approved workpapers; Version set to ExAnte2016; MeasureID changed (added -Res); per Oct 17th 2016 email from PG&E to T. Sweek, PG&E's implementation will expire on 12/31/2016 | 1 | 1 | 0 | Deemed Ex Ante Team |  | added based on interim approved workpapers; Version set to ExAnte2016; MeasureID changed (added -Res); per Oct 17th 2016 email from PG&E to T. Sweek, PG&E's implementation will expire on 12/31/2016 |  | Updated to indicate claim/filing status
145 | Res-GasFurnace-AFUE81 | Efficient Residential Gas Furnace - AFUE 81 | DEER2014 | D14 | 2020-11-24 16:30 | Res-Furnace-dHIR | DEER | Scaled | Delta | 0.0044 | 0.0133 | None |  | 0 |  | 0 | Res | Any | HVAC | SpaceHeat | SpaceHtg_eq | GasFurnace |  | HV-EffFurn | Furnace AFUE 78 | Furnace AFUE 80 | Efficient Residential Gas Furnace - AFUE 81 |  |  |  | Available | scaled based on deltaHIR, impacts based on RG-HV-EffFurn-96AFUE with Updated code baseline | 0 | 0 | June 2017 DEER Update - Expired due to modified measure definition | ErRobNc |  | HV-EffFurn | RG-HV-EffFurn-81AFUE (D11 v4.00) | DEER1314 | 2017-01-01 | 2016-12-31 | InEA_same |  |  |  |  | Standard |  | 1 | 1 | 0 | Deemed Ex Ante Team |  |  |  | Updated to indicate claim/filing status
145 | Res-GasFurnace-AFUE81 | Efficient Residential Gas Furnace - AFUE 81 | DEER2017 | D17 v2 | 2020-11-24 16:30 | Res-Furnace-dHIR | DEER | Scaled | Delta | 0.0044 | 0.0044 | None |  | 0 |  | 0 | Res | Any | HVAC | SpaceHeat | SpaceHtg_eq | GasFurnace |  | HV-EffFurn | Furnace AFUE 80 | Furnace AFUE 80 | Efficient Residential Gas Furnace - AFUE 81 |  |  |  | Available | scaled based on deltaHIR, impacts based on RG-HV-EffFurn-96AFUE with Updated code baseline | 0 | 0 | June 2017 DEER Update | ErRobNc |  | HV-EffFurn |  | None | 2017-01-01 | 2019-12-31 | InEA_mod |  |  |  |  | Standard | Measure updated for DEER2017, pre-existing set to 80 AFUE for June 2017 update; Measure expired due to DEER2020 update | 1 | 1 | 0 | Deemed Ex Ante Team |  | Measure updated for DEER2017, pre-existing set to 80 AFUE for June 2017 update; Measure expired due to DEER2020 update |  | Updated to indicate claim/filing status
145 | R-OutCmn-LEDFixt-Ext(14w)-dWP27-dWC19 | Residential Outdoor Common Area Lighting: LED Fixture replaces pre-existing standard lighting Wattage. Measure includes Code case. | DEER2017 | Staff Disposition | 2020-11-24 16:30 | Res-Oltg-Cmn-dWatt-CFL | NonDEER | Scaled | BaseRatio | 0 | 0 | None |  | 0 |  | 1 | Res | Any | Lighting | OutCommon | Ltg_Fixture | LED_fixt |  | OLtg-Res-LED-50000hr-Cmn | LED A19 Basecase, Total Watts = 2.96 x Msr Watts | LED Fixture Basecase, Total Watts = 2.42 x Msr Watts | LED fixture: Any type of housing Fixture Type, 860 min lm, Exterior Rated; Total Watts = 14 | LEDratio0296 | LEDratio0242 | LEDFixt-Ext(14w) | Available | From LED WRR Disposition July 2016 | 0 | 0 | DEER2020 Update: LED-WRR-WorkpaperDisposition_22Jul2016-Final.docx | ErRobNc |  | LtgFixture-Default |  | None | 2017-01-01 | 2018-12-31 | InEA_modVal | LT-62909 |  |  |  | Standard | Measures expire 12/31/2018. HOU revised based on DEER revision for NRes outdoor lighting with motion sensors | 1 | 1 | 0 | Deemed Ex Ante Team |  | Measures expire 12/31/2018. HOU revised based on DEER revision for NRes outdoor lighting with motion sensors |  | Updated to indicate claim/filing status
146 | L024-Com | InGen-CFL-CFLint_lamp-32 Watt 3-Way CFL replacing Incandescent Average Watts = 114.24 | ExAnte2016 | IOU workpaper | 2020-11-24 16:30 | L024-Com | IOU-Deemed | Standard |  | 0 | 0 |  |  | 0 |  | 1 | Com | PGE | Lighting | InGen-CFL | Ltg_Lamp | CFLint_lamp |  | ILtg-CFL-Com | Com indoor non-refl CFL base case, Total Watts = 3.57 x Msr Watts | Com indoor non-refl CFL base case, Total Watts = 3.57 x Msr Watts | CFL Lamp: Non-Reflector, 3-Way, 32 Watts | CFLratio0357 | CFLratio0357 | CFLscw-3way(32w) | Available |  | 0 | 0 | PGECOLTG162-R4 |  |  |  |  | None | 2016-01-01 | 2016-12-31 | NotInEA |  | L024 |  |  | Standard | added based on interim approved workpapers; Version set to ExAnte2016; MeasureID changed (added -Com); per Oct 17th 2016 email from PG&E to T. Sweek, PG&E's implementation will expire on 12/31/2016 | 1 | 1 | 0 | Deemed Ex Ante Team |  | added based on interim approved workpapers; Version set to ExAnte2016; MeasureID changed (added -Com); per Oct 17th 2016 email from PG&E to T. Sweek, PG&E's implementation will expire on 12/31/2016 |  | Updated to indicate claim/filing status
146 | Res-GasFurnace-AFUE90 | Efficient Residential Gas Furnace - AFUE 90 | DEER2014 | D14 | 2020-11-24 16:30 | Res-Furnace-dHIR | DEER | Scaled | Delta | 0.124 | 0.133 | None |  | 0 |  | 0 | Res | Any | HVAC | SpaceHeat | SpaceHtg_eq | GasFurnace |  | HV-EffFurn | Furnace AFUE 78 | Furnace AFUE 80 | Efficient Residential Gas Furnace - AFUE 90 |  |  |  | Available | scaled based on deltaHIR, impacts based on RG-HV-EffFurn-96AFUE with Updated code baseline | 0 | 0 | June 2017 DEER Update - Expired due to modified measure definition | ErRobNc |  | HV-EffFurn | RG-HV-EffFurn-90AFUE (D11 v4.00) | DEER1314 | 2013-01-01 | 2016-12-31 | InEA_same |  |  |  |  | Standard |  | 1 | 1 | 0 | Deemed Ex Ante Team |  |  |  | Updated to indicate claim/filing status
146 | Res-GasFurnace-AFUE90 | Efficient Residential Gas Furnace - AFUE 90 | DEER2017 | D17 v2 | 2020-11-24 16:30 | Res-Furnace-dHIR | DEER | Scaled | Delta | 0.124 | 0.124 | None |  | 0 |  | 0 | Res | Any | HVAC | SpaceHeat | SpaceHtg_eq | GasFurnace |  | HV-EffFurn | Furnace AFUE 80 | Furnace AFUE 80 | Efficient Residential Gas Furnace - AFUE 90 |  |  |  | Available | scaled based on deltaHIR, impacts based on RG-HV-EffFurn-96AFUE with Updated code baseline | 0 | 0 | June 2017 DEER Update | ErRobNc |  | HV-EffFurn |  | None | 2017-01-01 | 2019-12-31 | InEA_mod |  |  |  |  | Standard | Measure updated for DEER2017, pre-existing set to 80 AFUE for June 2017 update; Measure expired due to DEER2020 update | 1 | 1 | 0 | Deemed Ex Ante Team |  | Measure updated for DEER2017, pre-existing set to 80 AFUE for June 2017 update; Measure expired due to DEER2020 update |  | Updated to indicate claim/filing status
146 | R-OutCmn-LEDFixt-Ext(15w)-dWP29-dWC21 | Residential Outdoor Common Area Lighting: LED Fixture replaces pre-existing standard lighting Wattage. Measure includes Code case. | DEER2017 | Staff Disposition | 2020-11-24 16:30 | Res-Oltg-Cmn-dWatt-CFL | NonDEER | Scaled | BaseRatio | 0 | 0 | None |  | 0 |  | 1 | Res | Any | Lighting | OutCommon | Ltg_Fixture | LED_fixt |  | OLtg-Res-LED-50000hr-Cmn | LED A19 Basecase, Total Watts = 2.96 x Msr Watts | LED Fixture Basecase, Total Watts = 2.42 x Msr Watts | LED fixture: Any type of housing Fixture Type, Exterior Rated; Total Watts = 15 | LEDratio0296 | LEDratio0242 | LEDFixt-Ext(15w) | Available | From LED WRR Disposition July 2016 | 0 | 0 | DEER2020 Update: LED-WRR-WorkpaperDisposition_22Jul2016-Final.docx | ErRobNc |  | LtgFixture-Default |  | None | 2017-01-01 | 2018-12-31 | InEA_modVal | LT-64091 |  |  |  | Standard | Measures expire 12/31/2018. HOU revised based on DEER revision for NRes outdoor lighting with motion sensors | 1 | 1 | 0 | Deemed Ex Ante Team |  | Measures expire 12/31/2018. HOU revised based on DEER revision for NRes outdoor lighting with motion sensors |  | Updated to indicate claim/filing status
147 | L024-Res | InGen-CFL-CFLint_lamp-32 Watt 3-Way CFL replacing Incandescent Average Watts = 79.36 | ExAnte2016 | IOU workpaper | 2020-11-24 16:30 | L024-Res | IOU-Deemed | Standard |  | 0 | 0 |  |  | 0 |  | 1 | Res | PGE | Lighting | InGen-CFL | Ltg_Lamp | CFLint_lamp |  | ILtg-CFL-Res | Res Interior Non-Reflector CFL Lamps, Total Watts = 2.48 x Msr Watts; 2015 Uncertain Measure Update, valid starting 1/1/2016 | Res Interior Non-Reflector CFL Lamps, Total Watts = 2.48 x Msr Watts; 2015 Uncertain Measure Update, valid starting 1/1/2016 | CFL Lamp: Non-Reflector, 3-Way, 32 Watts | CFLratio0248 | CFLratio0248 | CFLscw-3way(32w) | Available |  | 0 | 0 | PGECOLTG162-R4 |  |  |  |  | None | 2016-01-01 | 2016-12-31 | NotInEA |  | L024 |  |  | Standard | added based on interim approved workpapers; Version set to ExAnte2016; MeasureID changed (added -Res); per Oct 17th 2016 email from PG&E to T. Sweek, PG&E's implementation will expire on 12/31/2016 | 1 | 1 | 0 | Deemed Ex Ante Team |  | added based on interim approved workpapers; Version set to ExAnte2016; MeasureID changed (added -Res); per Oct 17th 2016 email from PG&E to T. Sweek, PG&E's implementation will expire on 12/31/2016 |  | Updated to indicate claim/filing status
147 | Res-GasFurnace-AFUE91 | Efficient Residential Gas Furnace - AFUE 91 | DEER2017 | D17 v2 | 2020-11-24 16:30 | Res-Furnace-dHIR | DEER | Scaled | Delta | 0.138 | 0.138 | None |  | 0 |  | 0 | Res | Any | HVAC | SpaceHeat | SpaceHtg_eq | GasFurnace |  | HV-EffFurn | Furnace AFUE 80 | Furnace AFUE 80 | Efficient Residential Gas Furnace - AFUE 91 |  |  |  | Available | scaled based on deltaHIR, impacts based on RG-HV-EffFurn-96AFUE with Updated code baseline | 0 | 0 | June 2017 DEER Update | ErRobNc |  | HV-EffFurn |  | None | 2017-01-01 | 2019-12-31 | InEA_mod |  |  |  |  | Standard | Measure updated for DEER2017, pre-existing set to 80 AFUE for June 2017 update; Measure expired due to DEER2020 update | 1 | 1 | 0 | Deemed Ex Ante Team |  | Measure updated for DEER2017, pre-existing set to 80 AFUE for June 2017 update; Measure expired due to DEER2020 update |  | Updated to indicate claim/filing status
147 | Res-GasFurnace-AFUE91 | Efficient Residential Gas Furnace - AFUE 91 | DEER2014 | D14 | 2020-11-24 16:30 | Res-Furnace-dHIR | DEER | Scaled | Delta | 0.138 | 0.147 | None |  | 0 |  | 0 | Res | Any | HVAC | SpaceHeat | SpaceHtg_eq | GasFurnace |  | HV-EffFurn | Furnace AFUE 78 | Furnace AFUE 80 | Efficient Residential Gas Furnace - AFUE 91 |  |  |  | Available | scaled based on deltaHIR, impacts based on RG-HV-EffFurn-96AFUE with Updated code baseline | 0 | 0 | June 2017 DEER Update - Expired due to modified measure definition | ErRobNc |  | HV-EffFurn |  | DEER1314 | 2013-01-01 | 2016-12-31 | InEA_same |  |  |  |  | Standard |  | 1 | 1 | 0 | Deemed Ex Ante Team |  |  |  | Updated to indicate claim/filing status
147 | R-OutCmn-LEDFixt-Ext(16w)-dWP31-dWC22 | Residential Outdoor Common Area Lighting: LED Fixture replaces pre-existing standard lighting Wattage. Measure includes Code case. | DEER2017 | Staff Disposition | 2020-11-24 16:30 | Res-Oltg-Cmn-dWatt-CFL | NonDEER | Scaled | BaseRatio | 0 | 0 | None |  | 0 |  | 1 | Res | Any | Lighting | OutCommon | Ltg_Fixture | LED_fixt |  | OLtg-Res-LED-50000hr-Cmn | LED A19 Basecase, Total Watts = 2.96 x Msr Watts | LED Fixture Basecase, Total Watts = 2.42 x Msr Watts | LED fixture: Any type of housing Fixture Type, Exterior Rated; Total Watts = 16 | LEDratio0296 | LEDratio0242 | LEDFixt-Ext(16w) | Available | From LED WRR Disposition July 2016 | 0 | 0 | DEER2020 Update: LED-WRR-WorkpaperDisposition_22Jul2016-Final.docx | ErRobNc |  | LtgFixture-Default |  | None | 2017-01-01 | 2018-12-31 | InEA_modVal | LT-68031 |  |  |  | Standard | Measures expire 12/31/2018. HOU revised based on DEER revision for NRes outdoor lighting with motion sensors | 1 | 1 | 0 | Deemed Ex Ante Team |  | Measures expire 12/31/2018. HOU revised based on DEER revision for NRes outdoor lighting with motion sensors |  | Updated to indicate claim/filing status
148 | L025-Res | InGen-CFL-CFLint_lamp-33 Watt 3-Way CFL replacing Incandescent Average Watts = 81.84 | ExAnte2016 | IOU workpaper | 2020-11-24 16:30 | L025-Res | IOU-Deemed | Standard |  | 0 | 0 |  |  | 0 |  | 1 | Res | PGE | Lighting | InGen-CFL | Ltg_Lamp | CFLint_lamp |  | ILtg-CFL-Res | Res Interior Non-Reflector CFL Lamps, Total Watts = 2.48 x Msr Watts; 2015 Uncertain Measure Update, valid starting 1/1/2016 | Res Interior Non-Reflector CFL Lamps, Total Watts = 2.48 x Msr Watts; 2015 Uncertain Measure Update, valid starting 1/1/2016 | CFL Lamp: Non-Reflector, 3-Way, 33 Watts | CFLratio0248 | CFLratio0248 | CFLscw-3way(33w) | Available |  | 0 | 0 | PGECOLTG162-R4 |  |  |  |  | None | 2016-01-01 | 2016-12-31 | NotInEA |  | L025 |  |  | Standard | added based on interim approved workpapers; Version set to ExAnte2016; MeasureID changed (added -Res); per Oct 17th 2016 email from PG&E to T. Sweek, PG&E's implementation will expire on 12/31/2016 | 1 | 1 | 0 | Deemed Ex Ante Team |  | added based on interim approved workpapers; Version set to ExAnte2016; MeasureID changed (added -Res); per Oct 17th 2016 email from PG&E to T. Sweek, PG&E's implementation will expire on 12/31/2016 |  | Updated to indicate claim/filing status
148 | Res-GasFurnace-AFUE92 | Efficient Residential Gas Furnace - AFUE 92 | DEER2017 | D17 v2 | 2020-11-24 16:30 | Res-Furnace-dHIR | DEER | Scaled | Delta | 0.151 | 0.151 | None |  | 0 |  | 0 | Res | Any | HVAC | SpaceHeat | SpaceHtg_eq | GasFurnace |  | HV-EffFurn | Furnace AFUE 80 | Furnace AFUE 80 | Efficient Residential Gas Furnace - AFUE 92 |  |  |  | Available | scaled based on deltaHIR, impacts based on RG-HV-EffFurn-96AFUE with Updated code baseline | 0 | 0 | June 2017 DEER Update | ErRobNc |  | HV-EffFurn |  | None | 2017-01-01 | 2019-12-31 | InEA_mod |  |  |  |  | Standard | Measure updated for DEER2017, pre-existing set to 80 AFUE for June 2017 update; Measure expired due to DEER2020 update | 1 | 1 | 0 | Deemed Ex Ante Team |  | Measure updated for DEER2017, pre-existing set to 80 AFUE for June 2017 update; Measure expired due to DEER2020 update |  | Updated to indicate claim/filing status
148 | Res-GasFurnace-AFUE92 | Efficient Residential Gas Furnace - AFUE 92 | DEER2014 | D14 | 2020-11-24 16:30 | Res-Furnace-dHIR | DEER | Scaled | Delta | 0.151 | 0.16 | None |  | 0 |  | 0 | Res | Any | HVAC | SpaceHeat | SpaceHtg_eq | GasFurnace |  | HV-EffFurn | Furnace AFUE 78 | Furnace AFUE 80 | Efficient Residential Gas Furnace - AFUE 92 |  |  |  | Available | scaled based on deltaHIR, impacts based on RG-HV-EffFurn-96AFUE with Updated code baseline | 0 | 0 | June 2017 DEER Update - Expired due to modified measure definition | ErRobNc |  | HV-EffFurn | RG-HV-EffFurn-92AFUE (D11 v4.00) | DEER1314 | 2013-01-01 | 2016-12-31 | InEA_same |  |  |  |  | Standard |  | 1 | 1 | 0 | Deemed Ex Ante Team |  |  |  | Updated to indicate claim/filing status
148 | R-OutCmn-LEDFixt-Ext(17w)-dWP33-dWC24 | Residential Outdoor Common Area Lighting: LED Fixture replaces pre-existing standard lighting Wattage. Measure includes Code case. | DEER2017 | Staff Disposition | 2020-11-24 16:30 | Res-Oltg-Cmn-dWatt-CFL | NonDEER | Scaled | BaseRatio | 0 | 0 | None |  | 0 |  | 1 | Res | Any | Lighting | OutCommon | Ltg_Fixture | LED_fixt |  | OLtg-Res-LED-50000hr-Cmn | LED A19 Basecase, Total Watts = 2.96 x Msr Watts | LED Fixture Basecase, Total Watts = 2.42 x Msr Watts | LED fixture: Any type of housing Fixture Type, Exterior Rated; Total Watts = 17 | LEDratio0296 | LEDratio0242 | LEDFixt-Ext(17w) | Available | From LED WRR Disposition July 2016 | 0 | 0 | DEER2020 Update: LED-WRR-WorkpaperDisposition_22Jul2016-Final.docx | ErRobNc |  | LtgFixture-Default |  | None | 2017-01-01 | 2018-12-31 | InEA_modVal | LT-92930 |  |  |  | Standard | Measures expire 12/31/2018. HOU revised based on DEER revision for NRes outdoor lighting with motion sensors | 1 | 1 | 0 | Deemed Ex Ante Team |  | Measures expire 12/31/2018. HOU revised based on DEER revision for NRes outdoor lighting with motion sensors |  | Updated to indicate claim/filing status
149 | L025-Com | InGen-CFL-CFLint_lamp-33 Watt 3-Way CFL replacing Incandescent Average Watts = 117.81 | ExAnte2016 | IOU workpaper | 2020-11-24 16:30 | L025-Com | IOU-Deemed | Standard |  | 0 | 0 |  |  | 0 |  | 1 | Com | PGE | Lighting | InGen-CFL | Ltg_Lamp | CFLint_lamp |  | ILtg-CFL-Com | Com indoor non-refl CFL base case, Total Watts = 3.57 x Msr Watts | Com indoor non-refl CFL base case, Total Watts = 3.57 x Msr Watts | CFL Lamp: Non-Reflector, 3-Way, 33 Watts | CFLratio0357 | CFLratio0357 | CFLscw-3way(33w) | Available |  | 0 | 0 | PGECOLTG162-R4 |  |  |  |  | None | 2016-01-01 | 2016-12-31 | NotInEA |  | L025 |  |  | Standard | added based on interim approved workpapers; Version set to ExAnte2016; MeasureID changed (added -Com); per Oct 17th 2016 email from PG&E to T. Sweek, PG&E's implementation will expire on 12/31/2016 | 1 | 1 | 0 | Deemed Ex Ante Team |  | added based on interim approved workpapers; Version set to ExAnte2016; MeasureID changed (added -Com); per Oct 17th 2016 email from PG&E to T. Sweek, PG&E's implementation will expire on 12/31/2016 |  | Updated to indicate claim/filing status
149 | Res-GasFurnace-AFUE93 | Efficient Residential Gas Furnace - AFUE 93 | DEER2014 | D14 | 2020-11-24 16:30 | Res-Furnace-dHIR | DEER | Scaled | Delta | 0.164 | 0.173 | None |  | 0 |  | 0 | Res | Any | HVAC | SpaceHeat | SpaceHtg_eq | GasFurnace |  | HV-EffFurn | Furnace AFUE 78 | Furnace AFUE 80 | Efficient Residential Gas Furnace - AFUE 93 |  |  |  | Available | scaled based on deltaHIR, impacts based on RG-HV-EffFurn-96AFUE with Updated code baseline | 0 | 0 | June 2017 DEER Update - Expired due to modified measure definition | ErRobNc |  | HV-EffFurn |  | DEER1314 | 2013-01-01 | 2016-12-31 | InEA_same |  |  |  |  | Standard |  | 1 | 1 | 0 | Deemed Ex Ante Team |  |  |  | Updated to indicate claim/filing status
149 | Res-GasFurnace-AFUE93 | Efficient Residential Gas Furnace - AFUE 93 | DEER2017 | D17 v2 | 2020-11-24 16:30 | Res-Furnace-dHIR | DEER | Scaled | Delta | 0.164 | 0.164 | None |  | 0 |  | 0 | Res | Any | HVAC | SpaceHeat | SpaceHtg_eq | GasFurnace |  | HV-EffFurn | Furnace AFUE 80 | Furnace AFUE 80 | Efficient Residential Gas Furnace - AFUE 93 |  |  |  | Available | scaled based on deltaHIR, impacts based on RG-HV-EffFurn-96AFUE with Updated code baseline | 0 | 0 | June 2017 DEER Update | ErRobNc |  | HV-EffFurn |  | None | 2017-01-01 | 2019-12-31 | InEA_mod |  |  |  |  | Standard | Measure updated for DEER2017, pre-existing set to 80 AFUE for June 2017 update; Measure expired due to DEER2020 update | 1 | 1 | 0 | Deemed Ex Ante Team |  | Measure updated for DEER2017, pre-existing set to 80 AFUE for June 2017 update; Measure expired due to DEER2020 update |  | Updated to indicate claim/filing status
149 | R-OutCmn-LEDFixt-Ext(18w)-dWP35-dWC25 | Residential Outdoor Common Area Lighting: LED Fixture replaces pre-existing standard lighting Wattage. Measure includes Code case. | DEER2017 | Staff Disposition | 2020-11-24 16:30 | Res-Oltg-Cmn-dWatt-CFL | NonDEER | Scaled | BaseRatio | 0 | 0 | None |  | 0 |  | 1 | Res | Any | Lighting | OutCommon | Ltg_Fixture | LED_fixt |  | OLtg-Res-LED-50000hr-Cmn | LED A19 Basecase, Total Watts = 2.96 x Msr Watts | LED Fixture Basecase, Total Watts = 2.42 x Msr Watts | LED fixture: Any type of housing Fixture Type, Exterior Rated; Total Watts = 18 | LEDratio0296 | LEDratio0242 | LEDFixt-Ext(18w) | Available | From LED WRR Disposition July 2016 | 0 | 0 | DEER2020 Update: LED-WRR-WorkpaperDisposition_22Jul2016-Final.docx | ErRobNc |  | LtgFixture-Default |  | None | 2017-01-01 | 2018-12-31 | InEA_modVal | LT-68234 |  |  |  | Standard | Measures expire 12/31/2018. HOU revised based on DEER revision for NRes outdoor lighting with motion sensors | 1 | 1 | 0 | Deemed Ex Ante Team |  | Measures expire 12/31/2018. HOU revised based on DEER revision for NRes outdoor lighting with motion sensors |  | Updated to indicate claim/filing status
150 | L026-Res | InGen-CFL-CFLint_lamp-40 Watt 3-Way CFL replacing Incandescent Average Watts = 99.2 | ExAnte2016 | IOU workpaper | 2020-11-24 16:30 | L026-Res | IOU-Deemed | Standard |  | 0 | 0 |  |  | 0 |  | 1 | Res | PGE | Lighting | InGen-CFL | Ltg_Lamp | CFLint_lamp |  | ILtg-CFL-Res | Res Interior Non-Reflector CFL Lamps, Total Watts = 2.48 x Msr Watts; 2015 Uncertain Measure Update, valid starting 1/1/2016 | Res Interior Non-Reflector CFL Lamps, Total Watts = 2.48 x Msr Watts; 2015 Uncertain Measure Update, valid starting 1/1/2016 | CFL Lamp: Non-Reflector, 3-Way, 40 Watts | CFLratio0248 | CFLratio0248 | CFLscw-3way(40w) | Available |  | 0 | 0 | PGECOLTG162-R4 |  |  |  |  | None | 2016-01-01 | 2016-12-31 | NotInEA |  | L026 |  |  | Standard | added based on interim approved workpapers; Version set to ExAnte2016; MeasureID changed (added -Res); per Oct 17th 2016 email from PG&E to T. Sweek, PG&E's implementation will expire on 12/31/2016 | 1 | 1 | 0 | Deemed Ex Ante Team |  | added based on interim approved workpapers; Version set to ExAnte2016; MeasureID changed (added -Res); per Oct 17th 2016 email from PG&E to T. Sweek, PG&E's implementation will expire on 12/31/2016 |  | Updated to indicate claim/filing status
150 | Res-GasFurnace-AFUE94 | Efficient Residential Gas Furnace - AFUE 94 | DEER2017 | D17 v2 | 2020-11-24 16:30 | Res-Furnace-dHIR | DEER | Scaled | Delta | 0.176 | 0.176 | None |  | 0 |  | 0 | Res | Any | HVAC | SpaceHeat | SpaceHtg_eq | GasFurnace |  | HV-EffFurn | Furnace AFUE 80 | Furnace AFUE 80 | Efficient Residential Gas Furnace - AFUE 94 |  |  |  | Available | scaled based on deltaHIR, impacts based on RG-HV-EffFurn-96AFUE with Updated code baseline | 0 | 0 | June 2017 DEER Update | ErRobNc |  | HV-EffFurn |  | None | 2017-01-01 | 2019-12-31 | InEA_mod |  |  |  |  | Standard | Measure updated for DEER2017, pre-existing set to 80 AFUE for June 2017 update; Measure expired due to DEER2020 update | 1 | 1 | 0 | Deemed Ex Ante Team |  | Measure updated for DEER2017, pre-existing set to 80 AFUE for June 2017 update; Measure expired due to DEER2020 update |  | Updated to indicate claim/filing status
150 | Res-GasFurnace-AFUE94 | Efficient Residential Gas Furnace - AFUE 94 | DEER2014 | D14 | 2020-11-24 16:30 | Res-Furnace-dHIR | DEER | Scaled | Delta | 0.176 | 0.185 | None |  | 0 |  | 0 | Res | Any | HVAC | SpaceHeat | SpaceHtg_eq | GasFurnace |  | HV-EffFurn | Furnace AFUE 78 | Furnace AFUE 80 | Efficient Residential Gas Furnace - AFUE 94 |  |  |  | Available | scaled based on deltaHIR, impacts based on RG-HV-EffFurn-96AFUE with Updated code baseline | 0 | 0 | June 2017 DEER Update - Expired due to modified measure definition | ErRobNc |  | HV-EffFurn | RG-HV-EffFurn-94AFUE (D11 v4.00) | DEER1314 | 2013-01-01 | 2016-12-31 | InEA_same |  |  |  |  | Standard |  | 1 | 1 | 0 | Deemed Ex Ante Team |  |  |  | Updated to indicate claim/filing status
150 | R-OutCmn-LEDFixt-Ext(19w)-dWP37-dWC26 | Residential Outdoor Common Area Lighting: LED Fixture replaces pre-existing standard lighting Wattage. Measure includes Code case. | DEER2017 | Staff Disposition | 2020-11-24 16:30 | Res-Oltg-Cmn-dWatt-CFL | NonDEER | Scaled | BaseRatio | 0 | 0 | None |  | 0 |  | 1 | Res | Any | Lighting | OutCommon | Ltg_Fixture | LED_fixt |  | OLtg-Res-LED-50000hr-Cmn | LED A19 Basecase, Total Watts = 2.96 x Msr Watts | LED Fixture Basecase, Total Watts = 2.42 x Msr Watts | LED fixture: Any type of housing Fixture Type, Exterior Rated; Total Watts = 19 | LEDratio0296 | LEDratio0242 | LEDFixt-Ext(19w) | Available | From LED WRR Disposition July 2016 | 0 | 0 | DEER2020 Update: LED-WRR-WorkpaperDisposition_22Jul2016-Final.docx | ErRobNc |  | LtgFixture-Default |  | None | 2017-01-01 | 2018-12-31 | InEA_modVal | LT-79044 |  |  |  | Standard | Measures expire 12/31/2018. HOU revised based on DEER revision for NRes outdoor lighting with motion sensors | 1 | 1 | 0 | Deemed Ex Ante Team |  | Measures expire 12/31/2018. HOU revised based on DEER revision for NRes outdoor lighting with motion sensors |  | Updated to indicate claim/filing status
151 | L026-Com | InGen-CFL-CFLint_lamp-40 Watt 3-Way CFL replacing Incandescent Average Watts = 141.8 | ExAnte2016 | IOU workpaper | 2020-11-24 16:30 | L026-Com | IOU-Deemed | Standard |  | 0 | 0 |  |  | 0 |  | 1 | Com | PGE | Lighting | InGen-CFL | Ltg_Lamp | CFLint_lamp |  | ILtg-CFL-Com | Com indoor non-refl CFL base case, Total Watts = 3.57 x Msr Watts | Com indoor non-refl CFL base case, Total Watts = 3.57 x Msr Watts | CFL Lamp: Non-Reflector, 3-Way, 40 Watts | CFLratio0357 | CFLratio0357 | CFLscw-3way(40w) | Available |  | 0 | 0 | PGECOLTG162-R4 |  |  |  |  | None | 2016-01-01 | 2016-12-31 | NotInEA |  | L026 |  |  | Standard | added based on interim approved workpapers; Version set to ExAnte2016; MeasureID changed (added -Com); per Oct 17th 2016 email from PG&E to T. Sweek, PG&E's implementation will expire on 12/31/2016 | 1 | 1 | 0 | Deemed Ex Ante Team |  | added based on interim approved workpapers; Version set to ExAnte2016; MeasureID changed (added -Com); per Oct 17th 2016 email from PG&E to T. Sweek, PG&E's implementation will expire on 12/31/2016 |  | Updated to indicate claim/filing status
151 | Res-GasFurnace-AFUE95 | Efficient Residential Gas Furnace - AFUE 95 | DEER2014 | D14 | 2020-11-24 16:30 | Res-Furnace-dHIR | DEER | Scaled | Delta | 0.189 | 0.198 | None |  | 0 |  | 0 | Res | Any | HVAC | SpaceHeat | SpaceHtg_eq | GasFurnace |  | HV-EffFurn | Furnace AFUE 78 | Furnace AFUE 80 | Efficient Residential Gas Furnace - AFUE 95 |  |  |  | Available | scaled based on deltaHIR, impacts based on RG-HV-EffFurn-96AFUE with Updated code baseline | 0 | 0 | June 2017 DEER Update - Expired due to modified measure definition | ErRobNc |  | HV-EffFurn |  | DEER1314 | 2013-01-01 | 2016-12-31 | InEA_same |  |  |  |  | Standard |  | 1 | 1 | 0 | Deemed Ex Ante Team |  |  |  | Updated to indicate claim/filing status
151 | Res-GasFurnace-AFUE95 | Efficient Residential Gas Furnace - AFUE 95 | DEER2017 | D17 v2 | 2020-11-24 16:30 | Res-Furnace-dHIR | DEER | Scaled | Delta | 0.189 | 0.189 | None |  | 0 |  | 0 | Res | Any | HVAC | SpaceHeat | SpaceHtg_eq | GasFurnace |  | HV-EffFurn | Furnace AFUE 80 | Furnace AFUE 80 | Efficient Residential Gas Furnace - AFUE 95 |  |  |  | Available | scaled based on deltaHIR, impacts based on RG-HV-EffFurn-96AFUE with Updated code baseline | 0 | 0 | June 2017 DEER Update | ErRobNc |  | HV-EffFurn |  | None | 2017-01-01 | 2019-12-31 | InEA_mod |  |  |  |  | Standard | Measure updated for DEER2017, pre-existing set to 80 AFUE for June 2017 update; Measure expired due to DEER2020 update | 1 | 1 | 0 | Deemed Ex Ante Team |  | Measure updated for DEER2017, pre-existing set to 80 AFUE for June 2017 update; Measure expired due to DEER2020 update |  | Updated to indicate claim/filing status
151 | R-OutCmn-LEDFixt-Ext(20w)-dWP39-dWC28 | Residential Outdoor Common Area Lighting: LED Fixture replaces pre-existing standard lighting Wattage. Measure includes Code case. | DEER2017 | Staff Disposition | 2020-11-24 16:30 | Res-Oltg-Cmn-dWatt-CFL | NonDEER | Scaled | BaseRatio | 0 | 0 | None |  | 0 |  | 1 | Res | Any | Lighting | OutCommon | Ltg_Fixture | LED_fixt |  | OLtg-Res-LED-50000hr-Cmn | LED A19 Basecase, Total Watts = 2.96 x Msr Watts | LED Fixture Basecase, Total Watts = 2.42 x Msr Watts | LED fixture: Any type of housing Fixture Type, Exterior Rated; Total Watts = 20 | LEDratio0296 | LEDratio0242 | LEDFixt-Ext(20w) | Available | From LED WRR Disposition July 2016 | 0 | 0 | DEER2020 Update: LED-WRR-WorkpaperDisposition_22Jul2016-Final.docx | ErRobNc |  | LtgFixture-Default |  | None | 2017-01-01 | 2018-12-31 | InEA_modVal | LT-73170 |  |  |  | Standard | Measures expire 12/31/2018. HOU revised based on DEER revision for NRes outdoor lighting with motion sensors | 1 | 1 | 0 | Deemed Ex Ante Team |  | Measures expire 12/31/2018. HOU revised based on DEER revision for NRes outdoor lighting with motion sensors |  | Updated to indicate claim/filing status
152 | LB03 | InGen-LF_LmpBlst-REFRIG CASE LTG-TIER 1 LED LIGHTBAR <= 5-FOOT UNIT NO OCC SENSOR CONTROL | ExAnte2016 | IOU workpaper | 2020-11-24 16:30 | LB03 | IOU-Deemed | Standard |  | 0 | 0 |  |  | 0 |  | 0 | Com | PGE | Lighting | InGen | Ltg_Lmp+Blst | LF_LmpBlst |  | GrocDisp-FixtLtg-LED |  |  | REFRIG CASE LTG-TIER 1 LED LIGHTBAR <= 5-FOOT UNIT NO OCC SENSOR CONTROL |  |  |  | Available |  | 0 | 0 | PGECOLTG174-R2 |  |  |  |  | None | 2016-01-01 | 2018-12-31 | NotInEA |  | LB03 |  |  | Standard | Expires 12/31/2018 due to revised DEER2019 code/ISP baseline | 1 | 1 | 0 | Deemed Ex Ante Team |  | Expires 12/31/2018 due to revised DEER2019 code/ISP baseline |  | Updated to indicate claim/filing status
152 | Res-GasFurnace-AFUE96 | Efficient Residential Gas Furnace - AFUE 96 | DEER2017 | D17 v2 | 2020-11-24 16:30 | Res-Furnace-dHIR | DEER | Scaled | Delta | 0.201 | 0.201 | None |  | 0 |  | 0 | Res | Any | HVAC | SpaceHeat | SpaceHtg_eq | GasFurnace |  | HV-EffFurn | Furnace AFUE 80 | Furnace AFUE 80 | Efficient Residential Gas Furnace - AFUE 96 |  |  |  | Available | scaled based on deltaHIR, impacts based on RG-HV-EffFurn-96AFUE with Updated code baseline | 0 | 0 | June 2017 DEER Update | ErRobNc |  | HV-EffFurn |  | None | 2017-01-01 | 2019-12-31 | InEA_mod |  |  |  |  | Standard | Measure updated for DEER2017, pre-existing set to 80 AFUE for June 2017 update; Measure expired due to DEER2020 update | 1 | 1 | 0 | Deemed Ex Ante Team |  | Measure updated for DEER2017, pre-existing set to 80 AFUE for June 2017 update; Measure expired due to DEER2020 update |  | Updated to indicate claim/filing status
152 | Res-GasFurnace-AFUE96 | Efficient Residential Gas Furnace - AFUE 96 | DEER2014 | D14 | 2020-11-24 16:30 | Res-Furnace-dHIR | DEER | Scaled | Delta | 0.201 | 0.21 | None |  | 0 |  | 0 | Res | Any | HVAC | SpaceHeat | SpaceHtg_eq | GasFurnace |  | HV-EffFurn | Furnace AFUE 78 | Furnace AFUE 80 | Efficient Residential Gas Furnace - AFUE 96 |  |  |  | Available | scaled based on deltaHIR, impacts based on RG-HV-EffFurn-96AFUE with Updated code baseline | 0 | 0 | June 2017 DEER Update - Expired due to modified measure definition | ErRobNc |  | HV-EffFurn | RG-HV-EffFurn-96AFUE (D11 v4.00) | DEER1314 | 2013-01-01 | 2016-12-31 | InEA_same |  |  |  |  | Standard |  | 1 | 1 | 0 | Deemed Ex Ante Team |  |  |  | Updated to indicate claim/filing status
152 | R-OutCmn-LEDFixt-Ext(21w)-dWP41-dWC29 | Residential Outdoor Common Area Lighting: LED Fixture replaces pre-existing standard lighting Wattage. Measure includes Code case. | DEER2017 | Staff Disposition | 2020-11-24 16:30 | Res-Oltg-Cmn-dWatt-CFL | NonDEER | Scaled | BaseRatio | 0 | 0 | None |  | 0 |  | 1 | Res | Any | Lighting | OutCommon | Ltg_Fixture | LED_fixt |  | OLtg-Res-LED-50000hr-Cmn | LED A19 Basecase, Total Watts = 2.96 x Msr Watts | LED Fixture Basecase, Total Watts = 2.42 x Msr Watts | LED fixture: Any type of housing Fixture Type, 1360 min lm, Exterior Rated; Total Watts = 21 | LEDratio0296 | LEDratio0242 | LEDFixt-Ext(21w) | Available | From LED WRR Disposition July 2016 | 0 | 0 | DEER2020 Update: LED-WRR-WorkpaperDisposition_22Jul2016-Final.docx | ErRobNc |  | LtgFixture-Default |  | None | 2017-01-01 | 2018-12-31 | InEA_modVal | LT-90794 |  |  |  | Standard | Measures expire 12/31/2018. HOU revised based on DEER revision for NRes outdoor lighting with motion sensors | 1 | 1 | 0 | Deemed Ex Ante Team |  | Measures expire 12/31/2018. HOU revised based on DEER revision for NRes outdoor lighting with motion sensors |  | Updated to indicate claim/filing status
153 | LB05 | InGen-LF_LmpBlst-REFRIG CASE LTG-TIER 1 LED LIGHTBAR > 5-FOOT UNIT NO OCC SENSOR CONTROL | ExAnte2016 | IOU workpaper | 2020-11-24 16:30 | LB05 | IOU-Deemed | Standard |  | 0 | 0 |  |  | 0 |  | 0 | Com | PGE | Lighting | InGen | Ltg_Lmp+Blst | LF_LmpBlst |  | GrocDisp-FixtLtg-LED |  |  | REFRIG CASE LTG-TIER 1 LED LIGHTBAR > 5-FOOT UNIT NO OCC SENSOR CONTROL |  |  |  | Available |  | 0 | 0 | PGECOLTG174-R2 |  |  |  |  | None | 2016-01-01 | 2018-12-31 | NotInEA |  | LB05 |  |  | Standard | Expires 12/31/2018 due to revised DEER2019 code/ISP baseline | 1 | 1 | 0 | Deemed Ex Ante Team |  | Expires 12/31/2018 due to revised DEER2019 code/ISP baseline |  | Updated to indicate claim/filing status
153 | Res-GasFurnace-AFUE97 | Efficient Residential Gas Furnace - AFUE 97 | DEER2017 | D17 v2 | 2020-11-24 16:30 | Res-Furnace-dHIR | DEER | Scaled | Delta | 0.212 | 0.212 | None |  | 0 |  | 0 | Res | Any | HVAC | SpaceHeat | SpaceHtg_eq | GasFurnace |  | HV-EffFurn | Furnace AFUE 80 | Furnace AFUE 80 | Efficient Residential Gas Furnace - AFUE 97 |  |  |  | Available | scaled based on deltaHIR, impacts based on RG-HV-EffFurn-96AFUE with Updated code baseline | 0 | 0 | June 2017 DEER Update | ErRobNc |  | HV-EffFurn |  | None | 2017-01-01 | 2019-12-31 | InEA_mod |  |  |  |  | Standard | Measure updated for DEER2017, pre-existing set to 80 AFUE for June 2017 update; Measure expired due to DEER2020 update | 1 | 1 | 0 | Deemed Ex Ante Team |  | Measure updated for DEER2017, pre-existing set to 80 AFUE for June 2017 update; Measure expired due to DEER2020 update |  | Updated to indicate claim/filing status
153 | Res-GasFurnace-AFUE97 | Efficient Residential Gas Furnace - AFUE 97 | DEER2014 | D14 | 2020-11-24 16:30 | Res-Furnace-dHIR | DEER | Scaled | Delta | 0.212 | 0.221 | None |  | 0 |  | 0 | Res | Any | HVAC | SpaceHeat | SpaceHtg_eq | GasFurnace |  | HV-EffFurn | Furnace AFUE 78 | Furnace AFUE 80 | Efficient Residential Gas Furnace - AFUE 97 |  |  |  | Available | scaled based on deltaHIR, impacts based on RG-HV-EffFurn-96AFUE with Updated code baseline | 0 | 0 | June 2017 DEER Update - Expired due to modified measure definition | ErRobNc |  | HV-EffFurn |  | DEER1314 | 2013-01-01 | 2016-12-31 | InEA_same |  |  |  |  | Standard |  | 1 | 1 | 0 | Deemed Ex Ante Team |  |  |  | Updated to indicate claim/filing status
153 | R-OutCmn-LEDFixt-Ext(22w)-dWP43-dWC31 | Residential Outdoor Common Area Lighting: LED Fixture replaces pre-existing standard lighting Wattage. Measure includes Code case. | DEER2017 | Staff Disposition | 2020-11-24 16:30 | Res-Oltg-Cmn-dWatt-CFL | NonDEER | Scaled | BaseRatio | 0 | 0 | None |  | 0 |  | 1 | Res | Any | Lighting | OutCommon | Ltg_Fixture | LED_fixt |  | OLtg-Res-LED-50000hr-Cmn | LED A19 Basecase, Total Watts = 2.96 x Msr Watts | LED Fixture Basecase, Total Watts = 2.42 x Msr Watts | LED fixture: Any type of housing Fixture Type, Exterior Rated; Total Watts = 22 | LEDratio0296 | LEDratio0242 | LEDFixt-Ext(22w) | Available | From LED WRR Disposition July 2016 | 0 | 0 | DEER2020 Update: LED-WRR-WorkpaperDisposition_22Jul2016-Final.docx | ErRobNc |  | LtgFixture-Default |  | None | 2017-01-01 | 2018-12-31 | InEA_modVal | LT-87921 |  |  |  | Standard | Measures expire 12/31/2018. HOU revised based on DEER revision for NRes outdoor lighting with motion sensors | 1 | 1 | 0 | Deemed Ex Ante Team |  | Measures expire 12/31/2018. HOU revised based on DEER revision for NRes outdoor lighting with motion sensors |  | Updated to indicate claim/filing status
154 | LB07 | InGen-LF_LmpBlst-REFRIG CASE LTG-TIER 2 LED LIGHTBAR <= 5-FOOT UNIT NO OCC SENSOR CONTROL | ExAnte2016 | IOU workpaper | 2020-11-24 16:30 | LB07 | IOU-Deemed | Standard |  | 0 | 0 |  |  | 0 |  | 0 | Com | PGE | Lighting | InGen | Ltg_Lmp+Blst | LF_LmpBlst |  | GrocDisp-FixtLtg-LED |  |  | REFRIG CASE LTG-TIER 2 LED LIGHTBAR <= 5-FOOT UNIT NO OCC SENSOR CONTROL |  |  |  | Available |  | 0 | 0 | PGECOLTG174-R2 |  |  |  |  | None | 2016-01-01 | 2018-12-31 | NotInEA |  | LB07 |  |  | Standard | Expires 12/31/2018 due to revised DEER2019 code/ISP baseline | 1 | 1 | 0 | Deemed Ex Ante Team |  | Expires 12/31/2018 due to revised DEER2019 code/ISP baseline |  | Updated to indicate claim/filing status
154 | Res-GasFurnace-AFUE98 | Efficient Residential Gas Furnace - AFUE 98 | DEER2014 | D14 | 2020-11-24 16:30 | Res-Furnace-dHIR | DEER | Scaled | Delta | 0.224 | 0.233 | None |  | 0 |  | 0 | Res | Any | HVAC | SpaceHeat | SpaceHtg_eq | GasFurnace |  | HV-EffFurn | Furnace AFUE 78 | Furnace AFUE 80 | Efficient Residential Gas Furnace - AFUE 98 |  |  |  | Available | scaled based on deltaHIR, impacts based on RG-HV-EffFurn-96AFUE with Updated code baseline | 0 | 0 | June 2017 DEER Update - Expired due to modified measure definition | ErRobNc |  | HV-EffFurn |  | DEER1314 | 2013-01-01 | 2016-12-31 | InEA_same |  |  |  |  | Standard |  | 1 | 1 | 0 | Deemed Ex Ante Team |  |  |  | Updated to indicate claim/filing status
154 | Res-GasFurnace-AFUE98 | Efficient Residential Gas Furnace - AFUE 98 | DEER2017 | D17 v2 | 2020-11-24 16:30 | Res-Furnace-dHIR | DEER | Scaled | Delta | 0.224 | 0.224 | None |  | 0 |  | 0 | Res | Any | HVAC | SpaceHeat | SpaceHtg_eq | GasFurnace |  | HV-EffFurn | Furnace AFUE 80 | Furnace AFUE 80 | Efficient Residential Gas Furnace - AFUE 98 |  |  |  | Available | scaled based on deltaHIR, impacts based on RG-HV-EffFurn-96AFUE with Updated code baseline | 0 | 0 | June 2017 DEER Update | ErRobNc |  | HV-EffFurn |  | None | 2017-01-01 | 2019-12-31 | InEA_mod |  |  |  |  | Standard | Measure updated for DEER2017, pre-existing set to 80 AFUE for June 2017 update; Measure expired due to DEER2020 update | 1 | 1 | 0 | Deemed Ex Ante Team |  | Measure updated for DEER2017, pre-existing set to 80 AFUE for June 2017 update; Measure expired due to DEER2020 update |  | Updated to indicate claim/filing status
154 | R-OutCmn-LEDFixt-Ext(23w)-dWP45-dWC32 | Residential Outdoor Common Area Lighting: LED Fixture replaces pre-existing standard lighting Wattage. Measure includes Code case. | DEER2017 | Staff Disposition | 2020-11-24 16:30 | Res-Oltg-Cmn-dWatt-CFL | NonDEER | Scaled | BaseRatio | 0 | 0 | None |  | 0 |  | 1 | Res | Any | Lighting | OutCommon | Ltg_Fixture | LED_fixt |  | OLtg-Res-LED-50000hr-Cmn | LED A19 Basecase, Total Watts = 2.96 x Msr Watts | LED Fixture Basecase, Total Watts = 2.42 x Msr Watts | LED fixture: Any type of housing Fixture Type, Exterior Rated; Total Watts = 23 | LEDratio0296 | LEDratio0242 | LEDFixt-Ext(23w) | Available | From LED WRR Disposition July 2016 | 0 | 0 | DEER2020 Update: LED-WRR-WorkpaperDisposition_22Jul2016-Final.docx | ErRobNc |  | LtgFixture-Default |  | None | 2017-01-01 | 2018-12-31 | InEA_modVal | LT-59818 |  |  |  | Standard | Measures expire 12/31/2018. HOU revised based on DEER revision for NRes outdoor lighting with motion sensors | 1 | 1 | 0 | Deemed Ex Ante Team |  | Measures expire 12/31/2018. HOU revised based on DEER revision for NRes outdoor lighting with motion sensors |  | Updated to indicate claim/filing status
155 | LB09 | InGen-LF_LmpBlst-REFRIG CASE LTG-TIER 2 LED LIGHTBAR > 5-FOOT UNIT NO OCC SENSOR CONTROL | ExAnte2016 | IOU workpaper | 2020-11-24 16:30 | LB09 | IOU-Deemed | Standard |  | 0 | 0 |  |  | 0 |  | 0 | Com | PGE | Lighting | InGen | Ltg_Lmp+Blst | LF_LmpBlst |  | GrocDisp-FixtLtg-LED |  |  | REFRIG CASE LTG-TIER 2 LED LIGHTBAR > 5-FOOT UNIT NO OCC SENSOR CONTROL |  |  |  | Available |  | 0 | 0 | PGECOLTG174-R2 |  |  |  |  | None | 2016-01-01 | 2018-12-31 | NotInEA |  | LB09 |  |  | Standard | Expires 12/31/2018 due to revised DEER2019 code/ISP baseline | 1 | 1 | 0 | Deemed Ex Ante Team |  | Expires 12/31/2018 due to revised DEER2019 code/ISP baseline |  | Updated to indicate claim/filing status
155 | NG-HVAC-Blr-Stm-lt300kBtuh-82p0AFUE-Atm | Steam boiler (< 300 kBTUh, 82.0 AFUE, atmospheric) | DEER2014 | D13 v1.0 | 2020-11-24 16:30 | NG-HVAC-Blr-Stm-lt300kBtuh-82p0AFUE-Atm | DEER | Standard | None | 0 | 0 | None |  | 0 |  | 0 | Com | Any | HVAC | SpaceHeat | SteamHtg_eq | Boiler_AF |  | HVAC-Blr | Steam boiler (<300 kBtuh, AFUE based on vintage, atmospheric) | Steam boiler (<300 kBtuh, 80.0% AFUE, atmospheric) | Steam boiler (< 300 kBtuh, 82.0 AFUE, atmospheric) |  |  |  | Available |  | 0 | 0 |  | RobNc |  | HVAC-Blr |  | DEER1315end | 2013-01-01 | 2015-12-31 | DEER |  |  |  |  | Standard |  | 1 | 1 | 0 | Deemed Ex Ante Team |  |  |  | Updated to indicate claim/filing status
155 | R-OutCmn-LEDFixt-Ext(24w)-dWP47-dWC34 | Residential Outdoor Common Area Lighting: LED Fixture replaces pre-existing standard lighting Wattage. Measure includes Code case. | DEER2017 | Staff Disposition | 2020-11-24 16:30 | Res-Oltg-Cmn-dWatt-CFL | NonDEER | Scaled | BaseRatio | 0 | 0 | None |  | 0 |  | 1 | Res | Any | Lighting | OutCommon | Ltg_Fixture | LED_fixt |  | OLtg-Res-LED-50000hr-Cmn | LED A19 Basecase, Total Watts = 2.96 x Msr Watts | LED Fixture Basecase, Total Watts = 2.42 x Msr Watts | LED fixture: Any type of housing Fixture Type, 1920 min lm, Exterior Rated; Total Watts = 24 | LEDratio0296 | LEDratio0242 | LEDFixt-Ext(24w) | Available | From LED WRR Disposition July 2016 | 0 | 0 | DEER2020 Update: LED-WRR-WorkpaperDisposition_22Jul2016-Final.docx | ErRobNc |  | LtgFixture-Default |  | None | 2017-01-01 | 2018-12-31 | InEA_modVal | LT-80849 |  |  |  | Standard | Measures expire 12/31/2018. HOU revised based on DEER revision for NRes outdoor lighting with motion sensors | 1 | 1 | 0 | Deemed Ex Ante Team |  | Measures expire 12/31/2018. HOU revised based on DEER revision for NRes outdoor lighting with motion sensors |  | Updated to indicate claim/filing status
156 | LB11 | InGen-LF_LmpBlst-REFRIG CASE LTG-TIER 3 LED LIGHTBAR <= 5-FOOT UNIT NO OCC SENSOR CONTROL | ExAnte2016 | IOU workpaper | 2020-11-24 16:30 | LB11 | IOU-Deemed | Standard |  | 0 | 0 |  |  | 0 |  | 0 | Com | PGE | Lighting | InGen | Ltg_Lmp+Blst | LF_LmpBlst |  | GrocDisp-FixtLtg-LED |  |  | REFRIG CASE LTG-TIER 3 LED LIGHTBAR <= 5-FOOT UNIT NO OCC SENSOR CONTROL |  |  |  | Available |  | 0 | 0 | PGECOLTG174-R2 |  |  |  |  | None | 2016-01-01 | 2018-12-31 | NotInEA |  | LB11 |  |  | Standard | Expires 12/31/2018 due to revised DEER2019 code/ISP baseline | 1 | 1 | 0 | Deemed Ex Ante Team |  | Expires 12/31/2018 due to revised DEER2019 code/ISP baseline |  | Updated to indicate claim/filing status
156 | NG-HVAC-Blr-Stm-lt300kBtuh-82p0AFUE-Drft | Steam boiler (< 300 kBTUh, 82.0 AFUE, forced draft) | DEER2014 | D13 v1.0 | 2020-11-24 16:30 | NG-HVAC-Blr-Stm-lt300kBtuh-82p0AFUE-Drft | DEER | Standard | None | 0 | 0 | None |  | 0 |  | 0 | Com | Any | HVAC | SpaceHeat | SteamHtg_eq | Boiler_AF |  | HVAC-Blr | Steam boiler (<300 kBtuh, AFUE based on vintage, atmospheric) | Steam boiler (<300 kBtuh, 80.0% AFUE, atmospheric) | Steam boiler (< 300 kBtuh, 82.0 AFUE, forced draft) |  |  |  | Available |  | 0 | 0 |  | RobNc |  | HVAC-Blr |  | DEER1315end | 2013-01-01 | 2015-12-31 | DEER |  |  |  |  | Standard |  | 1 | 1 | 0 | Deemed Ex Ante Team |  |  |  | Updated to indicate claim/filing status
156 | R-OutCmn-LEDFixt-Ext(25w)-dWP49-dWC35 | Residential Outdoor Common Area Lighting: LED Fixture replaces pre-existing standard lighting Wattage. Measure includes Code case. | DEER2017 | Staff Disposition | 2020-11-24 16:30 | Res-Oltg-Cmn-dWatt-CFL | NonDEER | Scaled | BaseRatio | 0 | 0 | None |  | 0 |  | 1 | Res | Any | Lighting | OutCommon | Ltg_Fixture | LED_fixt |  | OLtg-Res-LED-50000hr-Cmn | LED A19 Basecase, Total Watts = 2.96 x Msr Watts | LED Fixture Basecase, Total Watts = 2.42 x Msr Watts | LED fixture: Any type of housing Fixture Type, 1960 min lm, Exterior Rated; Total Watts = 25 | LEDratio0296 | LEDratio0242 | LEDFixt-Ext(25w) | Available | From LED WRR Disposition July 2016 | 0 | 0 | DEER2020 Update: LED-WRR-WorkpaperDisposition_22Jul2016-Final.docx | ErRobNc |  | LtgFixture-Default |  | None | 2017-01-01 | 2018-12-31 | InEA_modVal | LT-54477 |  |  |  | Standard | Measures expire 12/31/2018. HOU revised based on DEER revision for NRes outdoor lighting with motion sensors | 1 | 1 | 0 | Deemed Ex Ante Team |  | Measures expire 12/31/2018. HOU revised based on DEER revision for NRes outdoor lighting with motion sensors |  | Updated to indicate claim/filing status
157 | LB13 | InGen-LF_LmpBlst-REFRIG CASE LTG-TIER 3 LED LIGHTBAR > 5-FOOT UNIT NO OCC SENSOR CONTROL | ExAnte2016 | IOU workpaper | 2020-11-24 16:30 | LB13 | IOU-Deemed | Standard |  | 0 | 0 |  |  | 0 |  | 0 | Com | PGE | Lighting | InGen | Ltg_Lmp+Blst | LF_LmpBlst |  | GrocDisp-FixtLtg-LED |  |  | REFRIG CASE LTG-TIER 3 LED LIGHTBAR > 5-FOOT UNIT NO OCC SENSOR CONTROL |  |  |  | Available |  | 0 | 0 | PGECOLTG174-R2 |  |  |  |  | None | 2016-01-01 | 2018-12-31 | NotInEA |  | LB13 |  |  | Standard | Expires 12/31/2018 due to revised DEER2019 code/ISP baseline | 1 | 1 | 0 | Deemed Ex Ante Team |  | Expires 12/31/2018 due to revised DEER2019 code/ISP baseline |  | Updated to indicate claim/filing status
157 | NG-HVAC-Blr-Stm-300to2500kBtuh-85p0ET-Atm | Steam boiler (300-2500 kBTUh, 85.0% thermal efficiency, atmospheric) | DEER2014 | D13 v1.0 | 2020-11-24 16:30 | NG-HVAC-Blr-Stm-300to2500kBtuh-85p0ET-Atm | DEER | Standard | None | 0 | 0 | None |  | 0 |  | 0 | Com | Any | HVAC | SpaceHeat | SteamHtg_eq | Boiler_Et |  | HVAC-Blr | Steam boiler (300-2500 kBtuh, thermal efficiency based on vintage, atmospheric) | Steam boiler (300-2500 kBtuh, 77.0% thermal efficiency, atmospheric) | Steam boiler (300-2500 kBtuh, 85.0% thermal efficiency, atmospheric) |  |  |  | Available |  | 0 | 0 |  | RobNc |  | HVAC-Blr |  | DEER1315end | 2013-01-01 | 2015-12-31 | DEER |  |  |  |  | Standard |  | 1 | 1 | 0 | Deemed Ex Ante Team |  |  |  | Updated to indicate claim/filing status
157 | R-OutCmn-LEDFixt-Ext(27w)-dWP52-dWC38 | Residential Outdoor Common Area Lighting: LED Fixture replaces pre-existing standard lighting Wattage. Measure includes Code case. | DEER2017 | Staff Disposition | 2020-11-24 16:30 | Res-Oltg-Cmn-dWatt-CFL | NonDEER | Scaled | BaseRatio | 0 | 0 | None |  | 0 |  | 1 | Res | Any | Lighting | OutCommon | Ltg_Fixture | LED_fixt |  | OLtg-Res-LED-50000hr-Cmn | LED A19 Basecase, Total Watts = 2.96 x Msr Watts | LED Fixture Basecase, Total Watts = 2.42 x Msr Watts | LED fixture: Any type of housing Fixture Type, Exterior Rated; Total Watts = 27 | LEDratio0296 | LEDratio0242 | LEDFixt-Ext(27w) | Available | From LED WRR Disposition July 2016 | 0 | 0 | DEER2020 Update: LED-WRR-WorkpaperDisposition_22Jul2016-Final.docx | ErRobNc |  | LtgFixture-Default |  | None | 2017-01-01 | 2018-12-31 | InEA_modVal | LT-93132 |  |  |  | Standard | Measures expire 12/31/2018. HOU revised based on DEER revision for NRes outdoor lighting with motion sensors | 1 | 1 | 0 | Deemed Ex Ante Team |  | Measures expire 12/31/2018. HOU revised based on DEER revision for NRes outdoor lighting with motion sensors |  | Updated to indicate claim/filing status
158 | LC01 | InGen-LF_LmpBlst-LIN FT T1 LED LTBAR <= 5FT UNIT NO OCC SENS CTRL REPLACE MULT LAMP PROFILE | ExAnte2016 | IOU workpaper | 2020-11-24 16:30 | LC01 | IOU-Deemed | Standard |  | 0 | 0 |  |  | 0 |  | 0 | Com | PGE | Lighting | InGen | Ltg_Lmp+Blst | LF_LmpBlst |  | GrocDisp-FixtLtg-LED |  |  | LIN FT T1 LED LTBAR <= 5FT UNIT NO OCC SENS CTRL REPLACE MULT LAMP PROFILE |  |  |  | Available |  | 0 | 0 | PGECOLTG174-R2 |  |  |  |  | None | 2016-01-01 | 2018-12-31 | NotInEA |  | LC01 |  |  | Standard | Expires 12/31/2018 due to revised DEER2019 code/ISP baseline | 1 | 1 | 0 | Deemed Ex Ante Team |  | Expires 12/31/2018 due to revised DEER2019 code/ISP baseline |  | Updated to indicate claim/filing status
158 | NG-HVAC-Blr-Stm-300to2500kBtuh-85p0ET-Drft | Steam boiler (300-2500 kBTUh, 85.0% thermal efficiency, forced draft) | DEER2014 | D13 v1.0 | 2020-11-24 16:30 | NG-HVAC-Blr-Stm-300to2500kBtuh-85p0ET-Drft | DEER | Standard | None | 0 | 0 | None |  | 0 |  | 0 | Com | Any | HVAC | SpaceHeat | SteamHtg_eq | Boiler_Et |  | HVAC-Blr | Steam boiler (300-2500 kBtuh, thermal efficiency based on vintage, atmospheric) | Steam boiler (300-2500 kBtuh, 79.0% thermal efficiency, forced draft) | Steam boiler (300-2500 kBtuh, 85.0% thermal efficiency, forced draft) |  |  |  | Available |  | 0 | 0 |  | RobNc |  | HVAC-Blr |  | DEER1315end | 2013-01-01 | 2015-12-31 | DEER |  |  |  |  | Standard |  | 1 | 1 | 0 | Deemed Ex Ante Team |  |  |  | Updated to indicate claim/filing status
158 | R-OutCmn-LEDFixt-Ext(28w)-dWP54-dWC39 | Residential Outdoor Common Area Lighting: LED Fixture replaces pre-existing standard lighting Wattage. Measure includes Code case. | DEER2017 | Staff Disposition | 2020-11-24 16:30 | Res-Oltg-Cmn-dWatt-CFL | NonDEER | Scaled | BaseRatio | 0 | 0 | None |  | 0 |  | 1 | Res | Any | Lighting | OutCommon | Ltg_Fixture | LED_fixt |  | OLtg-Res-LED-50000hr-Cmn | LED A19 Basecase, Total Watts = 2.96 x Msr Watts | LED Fixture Basecase, Total Watts = 2.42 x Msr Watts | LED fixture: Any type of housing Fixture Type, 2400 min lm, Exterior Rated; Total Watts = 28 | LEDratio0296 | LEDratio0242 | LEDFixt-Ext(28w) | Available | From LED WRR Disposition July 2016 | 0 | 0 | DEER2020 Update: LED-WRR-WorkpaperDisposition_22Jul2016-Final.docx | ErRobNc |  | LtgFixture-Default |  | None | 2017-01-01 | 2018-12-31 | InEA_modVal | LT-54348 |  |  |  | Standard | Measures expire 12/31/2018. HOU revised based on DEER revision for NRes outdoor lighting with motion sensors | 1 | 1 | 0 | Deemed Ex Ante Team |  | Measures expire 12/31/2018. HOU revised based on DEER revision for NRes outdoor lighting with motion sensors |  | Updated to indicate claim/filing status
159 | LC03 | InGen-LF_LmpBlst-LIN FT T1 LED LTBAR > 5FT UNIT NO OCC SENS CTRL REPLACE MULT LAMP PROFILE | ExAnte2016 | IOU workpaper | 2020-11-24 16:30 | LC03 | IOU-Deemed | Standard |  | 0 | 0 |  |  | 0 |  | 0 | Com | PGE | Lighting | InGen | Ltg_Lmp+Blst | LF_LmpBlst |  | GrocDisp-FixtLtg-LED |  |  | LIN FT T1 LED LTBAR > 5FT UNIT NO OCC SENS CTRL REPLACE MULT LAMP PROFILE |  |  |  | Available |  | 0 | 0 | PGECOLTG174-R2 |  |  |  |  | None | 2016-01-01 | 2018-12-31 | NotInEA |  | LC03 |  |  | Standard | Expires 12/31/2018 due to revised DEER2019 code/ISP baseline | 1 | 1 | 0 | Deemed Ex Ante Team |  | Expires 12/31/2018 due to revised DEER2019 code/ISP baseline |  | Updated to indicate claim/filing status
159 | NG-HVAC-Blr-Stm-gt2500kBtuh-80p0EC-Atm | Steam boiler (> 2500 kBTUh, 80.0% combustion efficiency, atmospheric) | DEER2014 | D13 v1.0 | 2020-11-24 16:30 | NG-HVAC-Blr-Stm-gt2500kBtuh-80p0EC-Atm | DEER | Standard | None | 0 | 0 | None |  | 0 |  | 0 | Com | Any | HVAC | SpaceHeat | SteamHtg_eq | Boiler_Et |  | HVAC-Blr | Steam boiler (> 2500 kBtuh, combustion efficiency based on vintage, atmospheric) | Steam boiler (> 2500 kBtuh, 77.0% combustion efficiency, atmospheric) | Steam boiler (> 2500 kBtuh, 80.0% combustion efficiency, atmospheric) |  |  |  | Available |  | 0 | 0 |  | RobNc |  | HVAC-Blr |  | DEER1315end | 2013-01-01 | 2015-12-31 | DEER |  |  |  |  | Standard |  | 1 | 1 | 0 | Deemed Ex Ante Team |  |  |  | Updated to indicate claim/filing status
159 | R-OutCmn-LEDFixt-Ext(29w)-dWP56-dWC41 | Residential Outdoor Common Area Lighting: LED Fixture replaces pre-existing standard lighting Wattage. Measure includes Code case. | DEER2017 | Staff Disposition | 2020-11-24 16:30 | Res-Oltg-Cmn-dWatt-CFL | NonDEER | Scaled | BaseRatio | 0 | 0 | None |  | 0 |  | 1 | Res | Any | Lighting | OutCommon | Ltg_Fixture | LED_fixt |  | OLtg-Res-LED-50000hr-Cmn | LED A19 Basecase, Total Watts = 2.96 x Msr Watts | LED Fixture Basecase, Total Watts = 2.42 x Msr Watts | LED fixture: Any type of housing Fixture Type, Exterior Rated; Total Watts = 29 | LEDratio0296 | LEDratio0242 | LEDFixt-Ext(29w) | Available | From LED WRR Disposition July 2016 | 0 | 0 | DEER2020 Update: LED-WRR-WorkpaperDisposition_22Jul2016-Final.docx | ErRobNc |  | LtgFixture-Default |  | None | 2017-01-01 | 2018-12-31 | InEA_modVal | LT-70702 |  |  |  | Standard | Measures expire 12/31/2018. HOU revised based on DEER revision for NRes outdoor lighting with motion sensors | 1 | 1 | 0 | Deemed Ex Ante Team |  | Measures expire 12/31/2018. HOU revised based on DEER revision for NRes outdoor lighting with motion sensors |  | Updated to indicate claim/filing status
160 | LC05 | InGen-LF_LmpBlst-LIN FT T2 LED LTBAR <= 5FT UNIT NO OCC SENS CTRL REPLACE MULT LAMP PROFILE | ExAnte2016 | IOU workpaper | 2020-11-24 16:30 | LC05 | IOU-Deemed | Standard |  | 0 | 0 |  |  | 0 |  | 0 | Com | PGE | Lighting | InGen | Ltg_Lmp+Blst | LF_LmpBlst |  | GrocDisp-FixtLtg-LED |  |  | LIN FT T2 LED LTBAR <= 5FT UNIT NO OCC SENS CTRL REPLACE MULT LAMP PROFILE |  |  |  | Available |  | 0 | 0 | PGECOLTG174-R2 |  |  |  |  | None | 2016-01-01 | 2018-12-31 | NotInEA |  | LC05 |  |  | Standard | Expires 12/31/2018 due to revised DEER2019 code/ISP baseline | 1 | 1 | 0 | Deemed Ex Ante Team |  | Expires 12/31/2018 due to revised DEER2019 code/ISP baseline |  | Updated to indicate claim/filing status
160 | NG-HVAC-Blr-Stm-gt2500kBtuh-80p0EC-Drft | Steam boiler (> 2500 kBTUh, 80.0% combustion efficiency, forced draft) | DEER2014 | D13 v1.0 | 2020-11-24 16:30 | NG-HVAC-Blr-Stm-gt2500kBtuh-80p0EC-Drft | DEER | Standard | None | 0 | 0 | None |  | 0 |  | 0 | Com | Any | HVAC | SpaceHeat | SteamHtg_eq | Boiler_Et |  | HVAC-Blr | Steam boiler (> 2500 kBtuh, combustion efficiency based on vintage, atmospheric) | Steam boiler (> 2500 kBtuh, 79.0% combustion efficiency, forced draft) | Steam boiler (> 2500 kBtuh, 80.0% combustion efficiency, forced draft) |  |  |  | Available |  | 0 | 0 |  | RobNc |  | HVAC-Blr |  | DEER1315end | 2013-01-01 | 2015-12-31 | DEER |  |  |  |  | Standard |  | 1 | 1 | 0 | Deemed Ex Ante Team |  |  |  | Updated to indicate claim/filing status
160 | R-OutCmn-LEDFixt-Ext(30w)-dWP58-dWC42 | Residential Outdoor Common Area Lighting: LED Fixture replaces pre-existing standard lighting Wattage. Measure includes Code case. | DEER2017 | Staff Disposition | 2020-11-24 16:30 | Res-Oltg-Cmn-dWatt-CFL | NonDEER | Scaled | BaseRatio | 0 | 0 | None |  | 0 |  | 1 | Res | Any | Lighting | OutCommon | Ltg_Fixture | LED_fixt |  | OLtg-Res-LED-50000hr-Cmn | LED A19 Basecase, Total Watts = 2.96 x Msr Watts | LED Fixture Basecase, Total Watts = 2.42 x Msr Watts | LED fixture: Any type of housing Fixture Type, 2640 min lm, Exterior Rated; Total Watts = 30 | LEDratio0296 | LEDratio0242 | LEDFixt-Ext(30w) | Available | From LED WRR Disposition July 2016 | 0 | 0 | DEER2020 Update: LED-WRR-WorkpaperDisposition_22Jul2016-Final.docx | ErRobNc |  | LtgFixture-Default |  | None | 2017-01-01 | 2018-12-31 | InEA_modVal | LT-84919 |  |  |  | Standard | Measures expire 12/31/2018. HOU revised based on DEER revision for NRes outdoor lighting with motion sensors | 1 | 1 | 0 | Deemed Ex Ante Team |  | Measures expire 12/31/2018. HOU revised based on DEER revision for NRes outdoor lighting with motion sensors |  | Updated to indicate claim/filing status
161 | LC07 | InGen-LF_LmpBlst-LIN FT T2 LED LTBAR > 5FT UNIT NO OCC SENS CTRL REPLACE MULT LAMP PROFILE | ExAnte2016 | IOU workpaper | 2020-11-24 16:30 | LC07 | IOU-Deemed | Standard |  | 0 | 0 |  |  | 0 |  | 0 | Com | PGE | Lighting | InGen | Ltg_Lmp+Blst | LF_LmpBlst |  | GrocDisp-FixtLtg-LED |  |  | LIN FT T2 LED LTBAR > 5FT UNIT NO OCC SENS CTRL REPLACE MULT LAMP PROFILE |  |  |  | Available |  | 0 | 0 | PGECOLTG174-R2 |  |  |  |  | None | 2016-01-01 | 2018-12-31 | NotInEA |  | LC07 |  |  | Standard | Expires 12/31/2018 due to revised DEER2019 code/ISP baseline | 1 | 1 | 0 | Deemed Ex Ante Team |  | Expires 12/31/2018 due to revised DEER2019 code/ISP baseline |  | Updated to indicate claim/filing status
161 | NG-HVAC-Blr-HW-lt300kBtuh-84p5AFUE-Atm | Hot water boiler (< 300 kBTUh, 84.5% AFUE, atmospheric) | DEER2014 | D13 v1.0 | 2020-11-24 16:30 | NG-HVAC-Blr-HW-lt300kBtuh-84p5AFUE-Atm | DEER | Standard | None | 0 | 0 | None |  | 0 |  | 0 | Com | Any | HVAC | SpaceHeat | WaterHtg_eq | Boiler_AF |  | HVAC-Blr | Hot water boiler (<300 kBtuh, AFUE based on vintage, atmospheric) | Hot water boiler (<300 kBtuh, 82.0% AFUE, atmospheric) | Hot water boiler (< 300 kBtuh, 84.5% AFUE, atmospheric) |  |  |  | Available |  | 0 | 0 |  | RobNc |  | HVAC-Blr |  | DEER1315end | 2013-01-01 | 2015-12-31 | DEER |  |  |  |  | Standard |  | 1 | 1 | 0 | Deemed Ex Ante Team |  |  |  | Updated to indicate claim/filing status
161 | R-OutCmn-LEDFixt-Ext(31w)-dWP60-dWC44 | Residential Outdoor Common Area Lighting: LED Fixture replaces pre-existing standard lighting Wattage. Measure includes Code case. | DEER2017 | Staff Disposition | 2020-11-24 16:30 | Res-Oltg-Cmn-dWatt-CFL | NonDEER | Scaled | BaseRatio | 0 | 0 | None |  | 0 |  | 1 | Res | Any | Lighting | OutCommon | Ltg_Fixture | LED_fixt |  | OLtg-Res-LED-50000hr-Cmn | LED A19 Basecase, Total Watts = 2.96 x Msr Watts | LED Fixture Basecase, Total Watts = 2.42 x Msr Watts | LED fixture: Any type of housing Fixture Type, Exterior Rated; Total Watts = 31 | LEDratio0296 | LEDratio0242 | LEDFixt-Ext(31w) | Available | From LED WRR Disposition July 2016 | 0 | 0 | DEER2020 Update: LED-WRR-WorkpaperDisposition_22Jul2016-Final.docx | ErRobNc |  | LtgFixture-Default |  | None | 2017-01-01 | 2018-12-31 | InEA_modVal | LT-55545 |  |  |  | Standard | Measures expire 12/31/2018. HOU revised based on DEER revision for NRes outdoor lighting with motion sensors | 1 | 1 | 0 | Deemed Ex Ante Team |  | Measures expire 12/31/2018. HOU revised based on DEER revision for NRes outdoor lighting with motion sensors |  | Updated to indicate claim/filing status
162 | LC09 | InGen-LF_LmpBlst-LIN FT T3 LED LTBAR <= 5FT UNIT NO OCC SENS CTRL REPLACE MULT LAMP PROFILE | ExAnte2016 | IOU workpaper | 2020-11-24 16:30 | LC09 | IOU-Deemed | Standard |  | 0 | 0 |  |  | 0 |  | 0 | Com | PGE | Lighting | InGen | Ltg_Lmp+Blst | LF_LmpBlst |  | GrocDisp-FixtLtg-LED |  |  | LIN FT T3 LED LTBAR <= 5FT UNIT NO OCC SENS CTRL REPLACE MULT LAMP PROFILE |  |  |  | Available |  | 0 | 0 | PGECOLTG174-R2 |  |  |  |  | None | 2016-01-01 | 2018-12-31 | NotInEA |  | LC09 |  |  | Standard | Expires 12/31/2018 due to revised DEER2019 code/ISP baseline | 1 | 1 | 0 | Deemed Ex Ante Team |  | Expires 12/31/2018 due to revised DEER2019 code/ISP baseline |  | Updated to indicate claim/filing status
162 | NG-HVAC-Blr-HW-lt300kBtuh-84p5AFUE-Drft | Hot water boiler (< 300 kBTUh, 84.5% AFUE, forced draft) | DEER2014 | D13 v1.0 | 2020-11-24 16:30 | NG-HVAC-Blr-HW-lt300kBtuh-84p5AFUE-Drft | DEER | Standard | None | 0 | 0 | None |  | 0 |  | 0 | Com | Any | HVAC | SpaceHeat | WaterHtg_eq | Boiler_AF |  | HVAC-Blr | Hot water boiler (<300 kBtuh, AFUE based on vintage, atmospheric) | Hot water boiler (<300 kBtuh, 82.0% AFUE, atmospheric) | Hot water boiler (< 300 kBtuh, 84.5% AFUE, forced draft) |  |  |  | Available |  | 0 | 0 |  | RobNc |  | HVAC-Blr |  | DEER1315end | 2013-01-01 | 2015-12-31 | DEER |  |  |  |  | Standard |  | 1 | 1 | 0 | Deemed Ex Ante Team |  |  |  | Updated to indicate claim/filing status
162 | R-OutCmn-LEDFixt-Ext(32w)-dWP62-dWC45 | Residential Outdoor Common Area Lighting: LED Fixture replaces pre-existing standard lighting Wattage. Measure includes Code case. | DEER2017 | Staff Disposition | 2020-11-24 16:30 | Res-Oltg-Cmn-dWatt-CFL | NonDEER | Scaled | BaseRatio | 0 | 0 | None |  | 0 |  | 1 | Res | Any | Lighting | OutCommon | Ltg_Fixture | LED_fixt |  | OLtg-Res-LED-50000hr-Cmn | LED A19 Basecase, Total Watts = 2.96 x Msr Watts | LED Fixture Basecase, Total Watts = 2.42 x Msr Watts | LED fixture: Any type of housing Fixture Type, Exterior Rated; Total Watts = 32 | LEDratio0296 | LEDratio0242 | LEDFixt-Ext(32w) | Available | From LED WRR Disposition July 2016 | 0 | 0 | DEER2020 Update: LED-WRR-WorkpaperDisposition_22Jul2016-Final.docx | ErRobNc |  | LtgFixture-Default |  | None | 2017-01-01 | 2018-12-31 | InEA_modVal | LT-93666 |  |  |  | Standard | Measures expire 12/31/2018. HOU revised based on DEER revision for NRes outdoor lighting with motion sensors | 1 | 1 | 0 | Deemed Ex Ante Team |  | Measures expire 12/31/2018. HOU revised based on DEER revision for NRes outdoor lighting with motion sensors |  | Updated to indicate claim/filing status
163 | LC11 | InGen-LF_LmpBlst-LIN FT T3 LED LTBAR > 5FT UNIT NO OCC SENS CTRL REPLACE MULT LAMP PROFILE | ExAnte2016 | IOU workpaper | 2020-11-24 16:30 | LC11 | IOU-Deemed | Standard |  | 0 | 0 |  |  | 0 |  | 0 | Com | PGE | Lighting | InGen | Ltg_Lmp+Blst | LF_LmpBlst |  | GrocDisp-FixtLtg-LED |  |  | LIN FT T3 LED LTBAR > 5FT UNIT NO OCC SENS CTRL REPLACE MULT LAMP PROFILE |  |  |  | Available |  | 0 | 0 | PGECOLTG174-R2 |  |  |  |  | None | 2016-01-01 | 2018-12-31 | NotInEA |  | LC11 |  |  | Standard | Expires 12/31/2018 due to revised DEER2019 code/ISP baseline | 1 | 1 | 0 | Deemed Ex Ante Team |  | Expires 12/31/2018 due to revised DEER2019 code/ISP baseline |  | Updated to indicate claim/filing status
163 | NG-HVAC-Blr-HW-lt300kBtuh-94p0AFUE-Cnd | Hot water boiler (< 300 kBTUh, 94.0 AFUE, condensing) | DEER2014 | D13 v1.0 | 2020-11-24 16:30 | NG-HVAC-Blr-HW-lt300kBtuh-94p0AFUE-Cnd | DEER | Standard | None | 0 | 0 | None |  | 0 |  | 0 | Com | Any | HVAC | SpaceHeat | WaterHtg_eq | Boiler_AF |  | HVAC-Blr | Hot water boiler (<300 kBtuh, AFUE based on vintage, atmospheric) | Hot water boiler (<300 kBtuh, 82.0% AFUE, atmospheric) | Hot water boiler (< 300 kBtuh, 94.0 AFUE, condensing) |  |  |  | Available |  | 0 | 0 |  | RobNc |  | HVAC-Blr |  | DEER1315end | 2013-01-01 | 2015-12-31 | DEER |  |  |  |  | Standard |  | 1 | 1 | 0 | Deemed Ex Ante Team |  |  |  | Updated to indicate claim/filing status
163 | R-OutCmn-LEDFixt-Ext(33w)-dWP64-dWC46 | Residential Outdoor Common Area Lighting: LED Fixture replaces pre-existing standard lighting Wattage. Measure includes Code case. | DEER2017 | Staff Disposition | 2020-11-24 16:30 | Res-Oltg-Cmn-dWatt-CFL | NonDEER | Scaled | BaseRatio | 0 | 0 | None |  | 0 |  | 1 | Res | Any | Lighting | OutCommon | Ltg_Fixture | LED_fixt |  | OLtg-Res-LED-50000hr-Cmn | LED A19 Basecase, Total Watts = 2.96 x Msr Watts | LED Fixture Basecase, Total Watts = 2.42 x Msr Watts | LED fixture: Any type of housing Fixture Type, Exterior Rated; Total Watts = 33 | LEDratio0296 | LEDratio0242 | LEDFixt-Ext(33w) | Available | From LED WRR Disposition July 2016 | 0 | 0 | DEER2020 Update: LED-WRR-WorkpaperDisposition_22Jul2016-Final.docx | ErRobNc |  | LtgFixture-Default |  | None | 2017-01-01 | 2018-12-31 | InEA_modVal | LT-52746 |  |  |  | Standard | Measures expire 12/31/2018. HOU revised based on DEER revision for NRes outdoor lighting with motion sensors | 1 | 1 | 0 | Deemed Ex Ante Team |  | Measures expire 12/31/2018. HOU revised based on DEER revision for NRes outdoor lighting with motion sensors |  | Updated to indicate claim/filing status
164 | LC13 | InGen-LF_LmpBlst-LIN FT T4 LED LTBAR <= 5FT UNIT NO OCC SENS CTRL REPLACE MULT LAMP PROFILE | ExAnte2016 | IOU workpaper | 2020-11-24 16:30 | LC13 | IOU-Deemed | Standard |  | 0 | 0 |  |  | 0 |  | 0 | Com | PGE | Lighting | InGen | Ltg_Lmp+Blst | LF_LmpBlst |  | GrocDisp-FixtLtg-LED |  |  | LIN FT T4 LED LTBAR <= 5FT UNIT NO OCC SENS CTRL REPLACE MULT LAMP PROFILE |  |  |  | Available |  | 0 | 0 | PGECOLTG174-R2 |  |  |  |  | None | 2016-01-01 | 2018-12-31 | NotInEA |  | LC13 |  |  | Standard | Expires 12/31/2018 due to revised DEER2019 code/ISP baseline | 1 | 1 | 0 | Deemed Ex Ante Team |  | Expires 12/31/2018 due to revised DEER2019 code/ISP baseline |  | Updated to indicate claim/filing status
164 | NG-HVAC-Blr-HW-300to2500kBtuh-85p0ET-Atm | Hot water boiler (300-2500 kBTUh, 85.0% thermal efficiency, atmospheric) | DEER2014 | D13 v1.0 | 2020-11-24 16:30 | NG-HVAC-Blr-HW-300to2500kBtuh-85p0ET-Atm | DEER | Standard | None | 0 | 0 | None |  | 0 |  | 0 | Com | Any | HVAC | SpaceHeat | WaterHtg_eq | Boiler_Et |  | HVAC-Blr | Hot water boiler (300-2500 kBtuh, thermal efficiency based on vintage, atmospheric) | Hot water boiler (300-2500 kBtuh, 80.0% thermal efficiency, atmospheric) | Hot water boiler (300-2500 kBtuh, 85.0% thermal efficiency, atmospheric) |  |  |  | Available |  | 0 | 0 |  | RobNc |  | HVAC-Blr |  | DEER1315end | 2013-01-01 | 2015-12-31 | DEER |  |  |  |  | Standard |  | 1 | 1 | 0 | Deemed Ex Ante Team |  |  |  | Updated to indicate claim/filing status
164 | R-OutCmn-LEDFixt-Ext(34w)-dWP66-dWC48 | Residential Outdoor Common Area Lighting: LED Fixture replaces pre-existing standard lighting Wattage. Measure includes Code case. | DEER2017 | Staff Disposition | 2020-11-24 16:30 | Res-Oltg-Cmn-dWatt-CFL | NonDEER | Scaled | BaseRatio | 0 | 0 | None |  | 0 |  | 1 | Res | Any | Lighting | OutCommon | Ltg_Fixture | LED_fixt |  | OLtg-Res-LED-50000hr-Cmn | LED A19 Basecase, Total Watts = 2.96 x Msr Watts | LED Fixture Basecase, Total Watts = 2.42 x Msr Watts | LED fixture: Any type of housing Fixture Type, Exterior Rated; Total Watts = 34 | LEDratio0296 | LEDratio0242 | LEDFixt-Ext(34w) | Available | From LED WRR Disposition July 2016 | 0 | 0 | DEER2020 Update: LED-WRR-WorkpaperDisposition_22Jul2016-Final.docx | ErRobNc |  | LtgFixture-Default |  | None | 2017-01-01 | 2018-12-31 | InEA_modVal | LT-75508 |  |  |  | Standard | Measures expire 12/31/2018. HOU revised based on DEER revision for NRes outdoor lighting with motion sensors | 1 | 1 | 0 | Deemed Ex Ante Team |  | Measures expire 12/31/2018. HOU revised based on DEER revision for NRes outdoor lighting with motion sensors |  | Updated to indicate claim/filing status
165 | LC15 | InGen-LF_LmpBlst-LIN FT T4 LED LTBAR > 5FT UNIT NO OCC SENS CTRL REPLACE MULT LAMP PROFILE | ExAnte2016 | IOU workpaper | 2020-11-24 16:30 | LC15 | IOU-Deemed | Standard |  | 0 | 0 |  |  | 0 |  | 0 | Com | PGE | Lighting | InGen | Ltg_Lmp+Blst | LF_LmpBlst |  | GrocDisp-FixtLtg-LED |  |  | LIN FT T4 LED LTBAR > 5FT UNIT NO OCC SENS CTRL REPLACE MULT LAMP PROFILE |  |  |  | Available |  | 0 | 0 | PGECOLTG174-R2 |  |  |  |  | None | 2016-01-01 | 2018-12-31 | NotInEA |  | LC15 |  |  | Standard | Expires 12/31/2018 due to revised DEER2019 code/ISP baseline | 1 | 1 | 0 | Deemed Ex Ante Team |  | Expires 12/31/2018 due to revised DEER2019 code/ISP baseline |  | Updated to indicate claim/filing status
165 | NG-HVAC-Blr-HW-300to2500kBtuh-85p0ET-Drft | Hot water boiler (300-2500 kBTUh, 85.0% thermal efficiency, forced draft) | DEER2014 | D13 v1.0 | 2020-11-24 16:30 | NG-HVAC-Blr-HW-300to2500kBtuh-85p0ET-Drft | DEER | Standard | None | 0 | 0 | None |  | 0 |  | 0 | Com | Any | HVAC | SpaceHeat | WaterHtg_eq | Boiler_Et |  | HVAC-Blr | Hot water boiler (300-2500 kBtuh, thermal efficiency based on vintage, atmospheric) | Hot water boiler (300-2500 kBtuh, 80.0% thermal efficiency, forced draft) | Hot water boiler (300-2500 kBtuh, 85.0% thermal efficiency, forced draft) |  |  |  | Available |  | 0 | 0 |  | RobNc |  | HVAC-Blr |  | DEER1315end | 2013-01-01 | 2015-12-31 | DEER |  |  |  |  | Standard |  | 1 | 1 | 0 | Deemed Ex Ante Team |  |  |  | Updated to indicate claim/filing status
165 | R-OutCmn-LEDFixt-Ext(35w)-dWP68-dWC49 | Residential Outdoor Common Area Lighting: LED Fixture replaces pre-existing standard lighting Wattage. Measure includes Code case. | DEER2017 | Staff Disposition | 2020-11-24 16:30 | Res-Oltg-Cmn-dWatt-CFL | NonDEER | Scaled | BaseRatio | 0 | 0 | None |  | 0 |  | 1 | Res | Any | Lighting | OutCommon | Ltg_Fixture | LED_fixt |  | OLtg-Res-LED-50000hr-Cmn | LED A19 Basecase, Total Watts = 2.96 x Msr Watts | LED Fixture Basecase, Total Watts = 2.42 x Msr Watts | LED fixture: Any type of housing Fixture Type, Exterior Rated; Total Watts = 35 | LEDratio0296 | LEDratio0242 | LEDFixt-Ext(35w) | Available | From LED WRR Disposition July 2016 | 0 | 0 | DEER2020 Update: LED-WRR-WorkpaperDisposition_22Jul2016-Final.docx | ErRobNc |  | LtgFixture-Default |  | None | 2017-01-01 | 2018-12-31 | InEA_modVal | LT-70499 |  |  |  | Standard | Measures expire 12/31/2018. HOU revised based on DEER revision for NRes outdoor lighting with motion sensors | 1 | 1 | 0 | Deemed Ex Ante Team |  | Measures expire 12/31/2018. HOU revised based on DEER revision for NRes outdoor lighting with motion sensors |  | Updated to indicate claim/filing status
166 | NG-HVAC-Blr-HW-300to2500kBtuh-94p0ET-Cnd | Hot water boiler (300-2500 kBTUh, 94.0% thermal efficiency, condensing) | DEER2014 | D13 v1.0 | 2020-11-24 16:30 | NG-HVAC-Blr-HW-300to2500kBtuh-94p0ET-Cnd | DEER | Standard | None | 0 | 0 | None |  | 0 |  | 0 | Com | Any | HVAC | SpaceHeat | WaterHtg_eq | Boiler_Et |  | HVAC-Blr | Hot water boiler (300-2500 kBtuh, thermal efficiency based on vintage, atmospheric) | Hot water boiler (300-2500 kBtuh, 80.0% thermal efficiency, condensing) | Hot water boiler (300-2500 kBtuh, 94.0% thermal efficiency, condensing) |  |  |  | Available |  | 0 | 0 |  | RobNc |  | HVAC-Blr |  | DEER1315end | 2013-01-01 | 2015-12-31 | DEER |  |  |  |  | Standard |  | 1 | 1 | 0 | Deemed Ex Ante Team |  |  |  | Updated to indicate claim/filing status
166 | R86 | Vending-VMController-Vending Machine Controller | ExAnte2016 | IOU workpaper | 2020-11-24 16:30 | R86 | IOU-Deemed | Standard | None | 0 | 0 |  |  | 0 | None | 0 | Com | PGE | AppPlug | Vending | Ref_Storage | VMController |  | Plug-VendCtrler |  |  | Vending Machine Controller |  |  |  | Available |  | 0 | 0 | PGECOREF111-R5 |  |  | Plug-VendCtrler |  | None | 2016-01-01 | 2019-12-31 | NotInEA |  | R86 |  |  | Standard | added based on interim approved workpapers; | 1 | 1 | 0 | Deemed Ex Ante Team |  | added based on interim approved workpapers; |  | Updated to indicate claim/filing status
166 | R-OutCmn-LEDFixt-Ext(36w)-dWP70-dWC51 | Residential Outdoor Common Area Lighting: LED Fixture replaces pre-existing standard lighting Wattage. Measure includes Code case. | DEER2017 | Staff Disposition | 2020-11-24 16:30 | Res-Oltg-Cmn-dWatt-CFL | NonDEER | Scaled | BaseRatio | 0 | 0 | None |  | 0 |  | 1 | Res | Any | Lighting | OutCommon | Ltg_Fixture | LED_fixt |  | OLtg-Res-LED-50000hr-Cmn | LED A19 Basecase, Total Watts = 2.96 x Msr Watts | LED Fixture Basecase, Total Watts = 2.42 x Msr Watts | LED fixture: Any type of housing Fixture Type, Exterior Rated; Total Watts = 36 | LEDratio0296 | LEDratio0242 | LEDFixt-Ext(36w) | Available | From LED WRR Disposition July 2016 | 0 | 0 | DEER2020 Update: LED-WRR-WorkpaperDisposition_22Jul2016-Final.docx | ErRobNc |  | LtgFixture-Default |  | None | 2017-01-01 | 2018-12-31 | InEA_modVal | LT-98805 |  |  |  | Standard | Measures expire 12/31/2018. HOU revised based on DEER revision for NRes outdoor lighting with motion sensors | 1 | 1 | 0 | Deemed Ex Ante Team |  | Measures expire 12/31/2018. HOU revised based on DEER revision for NRes outdoor lighting with motion sensors |  | Updated to indicate claim/filing status
167 | NG-HVAC-Blr-HW-gt2500kBtuh-85p0EC-Atm | Hot water boiler (> 2500 kBTUh, 85.0% combustion efficiency, atmospheric) | DEER2014 | D13 v1.0 | 2020-11-24 16:30 | NG-HVAC-Blr-HW-gt2500kBtuh-85p0EC-Atm | DEER | Standard | None | 0 | 0 | None |  | 0 |  | 0 | Com | Any | HVAC | SpaceHeat | WaterHtg_eq | Boiler_Et |  | HVAC-Blr | Hot water boiler (> 2500 kBtuh, combustion efficiency based on vintage, atmospheric) | Hot water boiler (> 2500 kBtuh, 82.0% combustion efficiency, atmospheric) | Hot water boiler (> 2500 kBtuh, 85.0% combustion efficiency, atmospheric) |  |  |  | Available |  | 0 | 0 |  | RobNc |  | HVAC-Blr |  | DEER1315end | 2013-01-01 | 2015-12-31 | DEER |  |  |  |  | Standard |  | 1 | 1 | 0 | Deemed Ex Ante Team |  |  |  | Updated to indicate claim/filing status
167 | R98 | Vending-VMController-Vending Machine Controller – Uncooled | ExAnte2016 | IOU workpaper | 2020-11-24 16:30 | R98 | IOU-Deemed | Standard | None | 0 | 0 |  |  | 0 | None | 0 | Com | PGE | AppPlug | Vending | Ref_Storage | VMController |  | Plug-VendCtrler |  |  | Vending Machine Controller – Uncooled |  |  |  | Available |  | 0 | 0 | PGECOREF111-R5 |  |  | Plug-VendCtrler |  | None | 2016-01-01 | 2019-12-31 | NotInEA |  | R98 |  |  | Standard | added based on interim approved workpapers; | 1 | 1 | 0 | Deemed Ex Ante Team |  | added based on interim approved workpapers; |  | Updated to indicate claim/filing status
167 | R-OutCmn-LEDFixt-Ext(37w)-dWP72-dWC52 | Residential Outdoor Common Area Lighting: LED Fixture replaces pre-existing standard lighting Wattage. Measure includes Code case. | DEER2017 | Staff Disposition | 2020-11-24 16:30 | Res-Oltg-Cmn-dWatt-CFL | NonDEER | Scaled | BaseRatio | 0 | 0 | None |  | 0 |  | 1 | Res | Any | Lighting | OutCommon | Ltg_Fixture | LED_fixt |  | OLtg-Res-LED-50000hr-Cmn | LED A19 Basecase, Total Watts = 2.96 x Msr Watts | LED Fixture Basecase, Total Watts = 2.42 x Msr Watts | LED fixture: Any type of housing Fixture Type, 2540 min lm, Exterior Rated; Total Watts = 37 | LEDratio0296 | LEDratio0242 | LEDFixt-Ext(37w) | Available | From LED WRR Disposition July 2016 | 0 | 0 | DEER2020 Update: LED-WRR-WorkpaperDisposition_22Jul2016-Final.docx | ErRobNc |  | LtgFixture-Default |  | None | 2017-01-01 | 2018-12-31 | InEA_modVal | LT-50609 |  |  |  | Standard | Measures expire 12/31/2018. HOU revised based on DEER revision for NRes outdoor lighting with motion sensors | 1 | 1 | 0 | Deemed Ex Ante Team |  | Measures expire 12/31/2018. HOU revised based on DEER revision for NRes outdoor lighting with motion sensors |  | Updated to indicate claim/filing status
168 | NG-HVAC-Blr-HW-gt2500kBtuh-85p0EC-Drft | Hot water boiler (> 2500 kBTUh, 85.0% combustion efficiency, forced draft) | DEER2014 | D13 v1.0 | 2020-11-24 16:30 | NG-HVAC-Blr-HW-gt2500kBtuh-85p0EC-Drft | DEER | Standard | None | 0 | 0 | None |  | 0 |  | 0 | Com | Any | HVAC | SpaceHeat | WaterHtg_eq | Boiler_Et |  | HVAC-Blr | Hot water boiler (> 2500 kBtuh, combustion efficiency based on vintage, atmospheric) | Hot water boiler (> 2500 kBtuh, 82.0% combustion efficiency, atmospheric) | Hot water boiler (> 2500 kBtuh, 85.0% combustion efficiency, forced draft) |  |  |  | Available |  | 0 | 0 |  | RobNc |  | HVAC-Blr |  | DEER1315end | 2013-01-01 | 2015-12-31 | DEER |  |  |  |  | Standard |  | 1 | 1 | 0 | Deemed Ex Ante Team |  |  |  | Updated to indicate claim/filing status
168 | R-OutCmn-LEDFixt-Ext(38w)-dWP74-dWC53 | Residential Outdoor Common Area Lighting: LED Fixture replaces pre-existing standard lighting Wattage. Measure includes Code case. | DEER2017 | Staff Disposition | 2020-11-24 16:30 | Res-Oltg-Cmn-dWatt-CFL | NonDEER | Scaled | BaseRatio | 0 | 0 | None |  | 0 |  | 1 | Res | Any | Lighting | OutCommon | Ltg_Fixture | LED_fixt |  | OLtg-Res-LED-50000hr-Cmn | LED A19 Basecase, Total Watts = 2.96 x Msr Watts | LED Fixture Basecase, Total Watts = 2.42 x Msr Watts | LED fixture: Any type of housing Fixture Type, 1330 min lm, Exterior Rated; Total Watts = 38 | LEDratio0296 | LEDratio0242 | LEDFixt-Ext(38w) | Available | From LED WRR Disposition July 2016 | 0 | 0 | DEER2020 Update: LED-WRR-WorkpaperDisposition_22Jul2016-Final.docx | ErRobNc |  | LtgFixture-Default |  | None | 2017-01-01 | 2018-12-31 | InEA_modVal | LT-81917 |  |  |  | Standard | Measures expire 12/31/2018. HOU revised based on DEER revision for NRes outdoor lighting with motion sensors | 1 | 1 | 0 | Deemed Ex Ante Team |  | Measures expire 12/31/2018. HOU revised based on DEER revision for NRes outdoor lighting with motion sensors |  | Updated to indicate claim/filing status
169 | Res-DuctSeal-HighToLow-wtd | Residential: Duct Sealing (Total Leakage Reduced from High (40/35%) to Low (15/12%) | DEER2017 | D17 v1.0 | 2020-11-24 16:30 | Res-DuctSeal-HighToLow-wtd | DEER | CrossMeasWtd | None | 0 | 0 | None | Res-DuctSeal-HighToLow | 0 |  | 0 | Res | Any | HVAC | VentAirDist | HV_AirDist | DuctLeak |  | HV-DuctSeal | 20% Supply/20% Return Leakage (single and multi-family), 35% Supply Leakage (mobile home) | 6% Supply/6% Return Leakage (single and multi-family), 15% Supply Leakage (mobile home) | 6% Supply/6% Return Leakage (single and multi-family), 15% Supply Leakage (mobile home) |  |  |  | Available |  | 0 | 0 |  | Retro |  | HV-DuctSeal |  | DEER131417 | 2013-01-01 | 2019-12-31 | [5 empty] | Standard | Measure updated for DEER2017; Measure expired due to DEER2020 update | 1 | 1 | 0 | Deemed Ex Ante Team |  | Measure updated for DEER2017; Measure expired due to DEER2020 update |  | Updated to indicate claim/filing status
169 | R-OutCmn-LEDFixt-Ext(39w)-dWP76-dWC55 | Residential Outdoor Common Area Lighting: LED Fixture replaces pre-existing standard lighting Wattage. Measure includes Code case. | DEER2017 | Staff Disposition | 2020-11-24 16:30 | Res-Oltg-Cmn-dWatt-CFL | NonDEER | Scaled | BaseRatio | 0 | 0 | None |  | 0 |  | 1 | Res | Any | Lighting | OutCommon | Ltg_Fixture | LED_fixt |  | OLtg-Res-LED-50000hr-Cmn | LED A19 Basecase, Total Watts = 2.96 x Msr Watts | LED Fixture Basecase, Total Watts = 2.42 x Msr Watts | LED fixture: Any type of housing Fixture Type, Exterior Rated; Total Watts = 39 | LEDratio0296 | LEDratio0242 | LEDFixt-Ext(39w) | Available | From LED WRR Disposition July 2016 | 0 | 0 | DEER2020 Update: LED-WRR-WorkpaperDisposition_22Jul2016-Final.docx | ErRobNc |  | LtgFixture-Default |  | None | 2017-01-01 | 2018-12-31 | InEA_modVal | LT-51273 |  |  |  | Standard | Measures expire 12/31/2018. HOU revised based on DEER revision for NRes outdoor lighting with motion sensors | 1 | 1 | 0 | Deemed Ex Ante Team |  | Measures expire 12/31/2018. HOU revised based on DEER revision for NRes outdoor lighting with motion sensors |  | Updated to indicate claim/filing status
170 | Res-DuctSeal-MedToLow-wtd | Residential: Duct Sealing (Total Leakage Reduced from High (25/24%) to Low (15/12%) | DEER2017 | D17 v1.0 | 2020-11-24 16:30 | Res-DuctSeal-MedToLow-wtd | DEER | CrossMeasWtd | None | 0 | 0 | None | Res-DuctSeal-MedToLow | 0 |  | 0 | Res | Any | HVAC | VentAirDist | HV_AirDist | DuctLeak |  | HV-DuctSeal | 12% Supply/12% Return Leakage (single and multi-family), 25% Supply Leakage (mobile home) | 6% Supply/6% Return Leakage (single and multi-family), 15% Supply Leakage (mobile home) | 6% Supply/6% Return Leakage (single and multi-family), 15% Supply Leakage (mobile home) |  |  |  | Available |  | 0 | 0 |  | Retro |  | HV-DuctSeal |  | DEER131417 | 2013-01-01 | 2019-12-31 | [5 empty] | Standard | Measure updated for DEER2017; Measure expired due to DEER2020 update | 1 | 1 | 0 | Deemed Ex Ante Team |  | Measure updated for DEER2017; Measure expired due to DEER2020 update |  | Updated to indicate claim/filing status
170 | R-OutCmn-LEDFixt-Ext(40w)-dWP78-dWC56 | Residential Outdoor Common Area Lighting: LED Fixture replaces pre-existing standard lighting Wattage. Measure includes Code case. | DEER2017 | Staff Disposition | 2020-11-24 16:30 | Res-Oltg-Cmn-dWatt-CFL | NonDEER | Scaled | BaseRatio | 0 | 0 | None |  | 0 |  | 1 | Res | Any | Lighting | OutCommon | Ltg_Fixture | LED_fixt |  | OLtg-Res-LED-50000hr-Cmn | LED A19 Basecase, Total Watts = 2.96 x Msr Watts | LED Fixture Basecase, Total Watts = 2.42 x Msr Watts | LED fixture: Any type of housing Fixture Type, Exterior Rated; Total Watts = 40 | LEDratio0296 | LEDratio0242 | LEDFixt-Ext(40w) | Available | From LED WRR Disposition July 2016 | 0 | 0 | DEER2020 Update: LED-WRR-WorkpaperDisposition_22Jul2016-Final.docx | ErRobNc |  | LtgFixture-Default |  | None | 2017-01-01 | 2018-12-31 | InEA_modVal | LT-56484 |  |  |  | Standard | Measures expire 12/31/2018. HOU revised based on DEER revision for NRes outdoor lighting with motion sensors | 1 | 1 | 0 | Deemed Ex Ante Team |  | Measures expire 12/31/2018. HOU revised based on DEER revision for NRes outdoor lighting with motion sensors |  | Updated to indicate claim/filing status
171 | NB-HVAC-DuctSeal-high | Duct Sealing (Total leakage reduced from 40% of AHU flow to 18%) | DEER2014 | D13 v1.0 | 2020-11-24 16:30 | NB-HVAC-DuctSeal-high | DEER | Standard | None | 0 | 0 | None |  | 0 |  | 0 | Com | Any | HVAC | VentAirDist | HV_AirDist | DuctSysC |  | HVAC-DuctSeal | Duct Leakage: 20% supply; 20% return (40% total) | NULL | Duct Sealing (Total leakage reduced from 40% of AHU flow to 18%) |  |  |  | Available |  | 0 | 0 |  | Retro |  | HVAC-DuctSeal | D08-NB-HVAC-DuctSeal-high | DEER1314 | 2013-01-01 | 2019-12-31 | DEER |  |  |  |  | Standard | Measure expired due to DEER2020 update | 1 | 1 | 0 | Deemed Ex Ante Team |  | Measure expired due to DEER2020 update |  | Updated to indicate claim/filing status
171 | R-OutCmn-LEDFixt-Ext(8w)-dWP15-dWC11 | Residential Outdoor Common Area Lighting: LED Fixture replaces pre-existing standard lighting Wattage. Measure includes Code case. | DEER2017 | Staff Disposition | 2020-11-24 16:30 | Res-Oltg-Cmn-dWatt-CFL | NonDEER | Scaled | BaseRatio | 0 | 0 | None |  | 0 |  | 1 | Res | Any | Lighting | OutCommon | Ltg_Fixture | LED_fixt |  | OLtg-Res-LED-50000hr-Cmn | LED A19 Basecase, Total Watts = 2.96 x Msr Watts | LED Fixture Basecase, Total Watts = 2.42 x Msr Watts | LED fixture: Any type of housing Fixture Type, Exterior Rated; Total Watts = 8 | LEDratio0296 | LEDratio0242 | LEDFixt-Ext(8w) | Available | From LED WRR Disposition July 2016 | 0 | 0 | DEER2020 Update: LED-WRR-WorkpaperDisposition_22Jul2016-Final.docx | ErRobNc |  | LtgFixture-Default |  | None | 2017-01-01 | 2018-12-31 | InEA_modVal | LT-53295 |  |  |  | Standard | Measures expire 12/31/2018. HOU revised based on DEER revision for NRes outdoor lighting with motion sensors | 1 | 1 | 0 | Deemed Ex Ante Team |  | Measures expire 12/31/2018. HOU revised based on DEER revision for NRes outdoor lighting with motion sensors |  | Updated to indicate claim/filing status
172 | NB-HVAC-DuctSeal-low | Duct Sealing (Total leakage reduced from 28% of AHU flow to 18%) | DEER2014 | D13 v1.0 | 2020-11-24 16:30 | NB-HVAC-DuctSeal-low | DEER | Standard | None | 0 | 0 | None |  | 0 |  | 0 | Com | Any | HVAC | VentAirDist | HV_AirDist | DuctSysC |  | HVAC-DuctSeal | Duct Leakage: 14% supply; 14% return (28% total) | NULL | Duct Sealing (Total leakage reduced from 28% of AHU flow to 18%) |  |  |  | Available |  | 0 | 0 |  | Retro |  | HVAC-DuctSeal | D08-NB-HVAC-DuctSeal-low | DEER1314 | 2013-01-01 | 2019-12-31 | DEER |  |  |  |  | Standard | Measure expired due to DEER2020 update | 1 | 1 | 0 | Deemed Ex Ante Team |  | Measure expired due to DEER2020 update |  | Updated to indicate claim/filing status
172 | R-OutCmn-LEDFixt-Ext(9w)-dWP17-dWC12 | Residential Outdoor Common Area Lighting: LED Fixture replaces pre-existing standard lighting Wattage. Measure includes Code case. | DEER2017 | Staff Disposition | 2020-11-24 16:30 | Res-Oltg-Cmn-dWatt-CFL | NonDEER | Scaled | BaseRatio | 0 | 0 | None |  | 0 |  | 1 | Res | Any | Lighting | OutCommon | Ltg_Fixture | LED_fixt |  | OLtg-Res-LED-50000hr-Cmn | LED A19 Basecase, Total Watts = 2.96 x Msr Watts | LED Fixture Basecase, Total Watts = 2.42 x Msr Watts | LED fixture: Any type of housing Fixture Type, Exterior Rated; Total Watts = 9 | LEDratio0296 | LEDratio0242 | LEDFixt-Ext(9w) | Available | From LED WRR Disposition July 2016 | 0 | 0 | DEER2020 Update: LED-WRR-WorkpaperDisposition_22Jul2016-Final.docx | ErRobNc |  | LtgFixture-Default |  | None | 2017-01-01 | 2018-12-31 | InEA_modVal | LT-64511 |  |  |  | Standard | Measures expire 12/31/2018. HOU revised based on DEER revision for NRes outdoor lighting with motion sensors | 1 | 1 | 0 | Deemed Ex Ante Team |  | Measures expire 12/31/2018. HOU revised based on DEER revision for NRes outdoor lighting with motion sensors |  | Updated to indicate claim/filing status
173 | R-OutCmn-LEDFixt-Ext-1(26w)-dWP50-dWC36 | Residential Outdoor Common Area Lighting: LED Fixture replaces pre-existing standard lighting Wattage. Measure includes Code case. | DEER2017 | Staff Disposition | 2020-11-24 16:30 | Res-Oltg-Cmn-dWatt-CFL | NonDEER | Scaled | BaseRatio | 0 | 0 | None |  | 0 |  | 1 | Res | Any | Lighting | OutCommon | Ltg_Fixture | LED_fixt |  | OLtg-Res-LED-50000hr-Cmn | LED A19 Basecase, Total Watts = 2.96 x Msr Watts | LED Fixture Basecase, Total Watts = 2.42 x Msr Watts | LED fixture: Any type of housing Fixture Type, 2060 min lm, Exterior Rated; Total Watts = 26 | LEDratio0296 | LEDratio0242 | LEDFixt-Ext-1(26w) | Available | From LED WRR Disposition July 2016 | 0 | 0 | DEER2020 Update: LED-WRR-WorkpaperDisposition_22Jul2016-Final.docx | ErRobNc |  | LtgFixture-Default |  | None | 2017-01-01 | 2018-12-31 | InEA_modVal | LT-96871 |  |  |  | Standard | Measures expire 12/31/2018. HOU revised based on DEER revision for NRes outdoor lighting with motion sensors | 1 | 1 | 0 | Deemed Ex Ante Team |  | Measures expire 12/31/2018. HOU revised based on DEER revision for NRes outdoor lighting with motion sensors |  | Updated to indicate claim/filing status
174 | R-OutCmn-LED-MR16-Ext(6w)-dWP19 | Residential Outdoor Common Area Lighting: LED Lamp replaces pre-existing standard lighting Wattage. Measure includes Code case. | DEER2017 | Staff Disposition | 2020-11-24 16:30 | Res-Oltg-Cmn-dWatt-CFL | NonDEER | Scaled | BaseRatio | 0 | 0 | None |  | 0 |  | 1 | Res | Any | Lighting | OutCommon | Ltg_Lamp | LED_lamp |  | OLtg-Res-LED-50000hr-Cmn | LED MR16 Basecase, Total Watts = 4.24 x Msr Watts | LED MR16 Basecase, Total Watts = 4.24 x Msr Watts | LED Lamp: Exterior MR16, 6 Watts, non-dimmable | LEDratio0424 | LEDratio0424 | LED-MR16-Ext(6w) | Available | From LED WRR Disposition July 2016 | 0 | 0 | LED-WRR-WorkpaperDisposition_22Jul2016-Final.docx | RobNc |  | OLtg-Res-LED-50000hr-Cmn |  | None | 2017-01-01 | 2018-06-30 | InEA_modVal | LT-89305 |  |  |  | Standard | Remove expiry date per Commission Staff direction 2018ScrewInLampSavignsMethods-11Dec2017.pdf | 1 | 1 | 0 | Deemed Ex Ante Team |  | Remove expiry date per Commission Staff direction 2018ScrewInLampSavignsMethods-11Dec2017.pdf |  | Updated to indicate claim/filing status
175 | R-OutCmn-LED-PAR30-Ext(12w)-dWP29 | Residential Outdoor Common Area Lighting: LED Lamp replaces pre-existing standard lighting Wattage. Measure includes Code case. | DEER2017 | Staff Disposition | 2020-11-24 16:30 | Res-Oltg-Cmn-dWatt-CFL | NonDEER | Scaled | BaseRatio | 0 | 0 | None |  | 0 |  | 1 | Res | Any | Lighting | OutCommon | Ltg_Lamp | LED_lamp |  | OLtg-Res-LED-50000hr-Cmn | LED PAR30 Basecase, Total Watts = 3.42 x Msr Watts | LED PAR30 Basecase, Total Watts = 3.42 x Msr Watts | LED Lamp: Exterior PAR30, 12 Watts, non-dimmable | LEDratio0342 | LEDratio0342 | LED-PAR30-Ext(12w) | Available | From LED WRR Disposition July 2016 | 0 | 0 | LED-WRR-WorkpaperDisposition_22Jul2016-Final.docx | RobNc |  | OLtg-Res-LED-50000hr-Cmn |  | None | 2017-01-01 | 2017-06-30 | InEA_modVal | LT-98182 |  |  |  | Standard |  | 1 | 1 | 0 | Deemed Ex Ante Team |  |  |  | Updated to indicate claim/filing status
176 | R-OutCmn-LED-PAR30-Ext(16w)-dWP38 | Residential Outdoor Common Area Lighting: LED Lamp replaces pre-existing standard lighting Wattage. Measure includes Code case. | DEER2017 | Staff Disposition | 2020-11-24 16:30 | Res-Oltg-Cmn-dWatt-CFL | NonDEER | Scaled | BaseRatio | 0 | 0 | None |  | 0 |  | 1 | Res | Any | Lighting | OutCommon | Ltg_Lamp | LED_lamp |  | OLtg-Res-LED-50000hr-Cmn | LED PAR30 Basecase, Total Watts = 3.42 x Msr Watts | LED PAR30 Basecase, Total Watts = 3.42 x Msr Watts | LED Lamp: Exterior PAR30, 16 Watts, non-dimmable | LEDratio0342 | LEDratio0342 | LED-PAR30-Ext(16w) | Available | From LED WRR Disposition July 2016 | 0 | 0 | LED-WRR-WorkpaperDisposition_22Jul2016-Final.docx | RobNc |  | OLtg-Res-LED-50000hr-Cmn |  | None | 2017-01-01 | 2017-06-30 | InEA_modVal | LT-50213 |  |  |  | Standard |  | 1 | 1 | 0 | Deemed Ex Ante Team |  |  |  | Updated to indicate claim/filing status
177 | R-OutCmn-LED-PAR30-Ext(8w)-dWP19 | Residential Outdoor Common Area Lighting: LED Lamp replaces pre-existing standard lighting Wattage. Measure includes Code case. | DEER2017 | Staff Disposition | 2020-11-24 16:30 | Res-Oltg-Cmn-dWatt-CFL | NonDEER | Scaled | BaseRatio | 0 | 0 | None |  | 0 |  | 1 | Res | Any | Lighting | OutCommon | Ltg_Lamp | LED_lamp |  | OLtg-Res-LED-50000hr-Cmn | LED PAR30 Basecase, Total Watts = 3.42 x Msr Watts | LED PAR30 Basecase, Total Watts = 3.42 x Msr Watts | LED Lamp: Exterior PAR30, 8 Watts, non-dimmable | LEDratio0342 | LEDratio0342 | LED-PAR30-Ext(8w) | Available | From LED WRR Disposition July 2016 | 0 | 0 | LED-WRR-WorkpaperDisposition_22Jul2016-Final.docx | RobNc |  | OLtg-Res-LED-50000hr-Cmn |  | None | 2017-01-01 | 2017-06-30 | InEA_modVal | LT-98182 |  |  |  | Standard |  | 1 | 1 | 0 | Deemed Ex Ante Team |  |  |  | Updated to indicate claim/filing status
178 | R-OutCmn-LED-PAR38-Ext(11w)-dWP30 | Residential Outdoor Common Area Lighting: LED Lamp replaces pre-existing standard lighting Wattage. Measure includes Code case. | DEER2017 | Staff Disposition | 2020-11-24 16:30 | Res-Oltg-Cmn-dWatt-CFL | NonDEER | Scaled | BaseRatio | 0 | 0 | None |  | 0 |  | 1 | Res | Any | Lighting | OutCommon | Ltg_Lamp | LED_lamp |  | OLtg-Res-LED-50000hr-Cmn | LED PAR38 Basecase, Total Watts = 3.81 x Msr Watts | LED PAR38 Basecase, Total Watts = 3.81 x Msr Watts | LED Lamp: Exterior PAR38, 11 Watts, non-dimmable | LEDratio0381 | LEDratio0381 | LED-PAR38-Ext(11w) | Available | From LED WRR Disposition July 2016 | 0 | 0 | LED-WRR-WorkpaperDisposition_22Jul2016-Final.docx | RobNc |  | OLtg-Res-LED-50000hr-Cmn |  | None | 2017-01-01 | 2017-06-30 | InEA_modVal | LT-49807 |  |  |  | Standard |  | 1 | 1 | 0 | Deemed Ex Ante Team |  |  |  | Updated to indicate claim/filing status
179 | R-OutCmn-LED-PAR38-Ext(16w)-dWP44 | Residential Outdoor Common Area Lighting: LED Lamp replaces pre-existing standard lighting Wattage. Measure includes Code case. | DEER2017 | Staff Disposition | 2020-11-24 16:30 | Res-Oltg-Cmn-dWatt-CFL | NonDEER | Scaled | BaseRatio | 0 | 0 | None |  | 0 |  | 1 | Res | Any | Lighting | OutCommon | Ltg_Lamp | LED_lamp |  | OLtg-Res-LED-50000hr-Cmn | LED PAR38 Basecase, Total Watts = 3.81 x Msr Watts | LED PAR38 Basecase, Total Watts = 3.81 x Msr Watts | LED Lamp: Exterior PAR38, 16 Watts, non-dimmable | LEDratio0381 | LEDratio0381 | LED-PAR38-Ext(16w) | Available | From LED WRR Disposition July 2016 | 0 | 0 | LED-WRR-WorkpaperDisposition_22Jul2016-Final.docx | RobNc |  | OLtg-Res-LED-50000hr-Cmn |  | None | 2017-01-01 | 2017-06-30 | InEA_modVal | LT-49807 |  |  |  | Standard |  | 1 | 1 | 0 | Deemed Ex Ante Team |  |  |  | Updated to indicate claim/filing status
180 | R-OutCmn-LED-PAR38-Ext(18w)-dWP50 | Residential Outdoor Common Area Lighting: LED Lamp replaces pre-existing standard lighting Wattage. Measure includes Code case. | DEER2017 | Staff Disposition | 2020-11-24 16:30 | Res-Oltg-Cmn-dWatt-CFL | NonDEER | Scaled | BaseRatio | 0 | 0 | None |  | 0 |  | 1 | Res | Any | Lighting | OutCommon | Ltg_Lamp | LED_lamp |  | OLtg-Res-LED-50000hr-Cmn | LED PAR38 Basecase, Total Watts = 3.81 x Msr Watts | LED PAR38 Basecase, Total Watts = 3.81 x Msr Watts | LED Lamp: Exterior PAR38, 18 Watts, non-dimmable | LEDratio0381 | LEDratio0381 | LED-PAR38-Ext(18w) | Available | From LED WRR Disposition July 2016 | 0 | 0 | LED-WRR-WorkpaperDisposition_22Jul2016-Final.docx | RobNc |  | OLtg-Res-LED-50000hr-Cmn |  | None | 2017-01-01 | 2017-06-30 | InEA_modVal | LT-89912 |  |  |  | Standard |  | 1 | 1 | 0 | Deemed Ex Ante Team |  |  |  | Updated to indicate claim/filing status
181 | R-OutCmn-LED-PAR38-Ext(19w)-dWP53 | Residential Outdoor Common Area Lighting: LED Lamp replaces pre-existing standard lighting Wattage. Measure includes Code case. | DEER2017 | Staff Disposition | 2020-11-24 16:30 | Res-Oltg-Cmn-dWatt-CFL | NonDEER | Scaled | BaseRatio | 0 | 0 | None |  | 0 |  | 1 | Res | Any | Lighting | OutCommon | Ltg_Lamp | LED_lamp |  | OLtg-Res-LED-50000hr-Cmn | LED PAR38 Basecase, Total Watts = 3.81 x Msr Watts | LED PAR38 Basecase, Total Watts = 3.81 x Msr Watts | LED Lamp: Exterior PAR38, 19 Watts, non-dimmable | LEDratio0381 | LEDratio0381 | LED-PAR38-Ext(19w) | Available | From LED WRR Disposition July 2016 | 0 | 0 | LED-WRR-WorkpaperDisposition_22Jul2016-Final.docx | RobNc |  | OLtg-Res-LED-50000hr-Cmn |  | None | 2017-01-01 | 2017-06-30 | InEA_modVal | LT-89912 |  |  |  | Standard |  | 1 | 1 | 0 | Deemed Ex Ante Team |  |  |  | Updated to indicate claim/filing status
182 | R-Out-LED-A19-Ext(11w)-dWP21 | Residential Outdoor General Lighting: LED Lamp replaces pre-existing standard lighting Wattage. Measure includes Code case. | DEER2017 | Staff Disposition | 2020-11-24 16:30 | Res-Oltg-dWatt-CFL | NonDEER | Scaled | BaseRatio | 0 | 0 | None |  | 0 |  | 1 | Res | Any | Lighting | OutGen | Ltg_Lamp | LED_lamp |  | OLtg-Res-LED-20000hr | LED A19 Basecase, Total Watts = 2.96 x Msr Watts | LED A19 Basecase, Total Watts = 2.96 x Msr Watts | LED Lamp: Exterior A19, 11 Watts, non-dimmable | LEDratio0296 | LEDratio0296 | LED-A19-Ext(11w) | Available | From LED WRR Disposition July 2016 | 0 | 0 | LED-WRR-WorkpaperDisposition_22Jul2016-Final.docx | RobNc |  | OLtg-Res-LED-20000hr |  | None | 2017-01-01 | 2017-06-30 | InEA_modVal | LT-59328 |  |  |  | Standard |  | 1 | 1 | 0 | Deemed Ex Ante Team |  |  |  | Updated to indicate claim/filing status
183 | R-Out-LED-A19-Ext(12w)-dWP23 | Residential Outdoor General Lighting: LED Lamp replaces pre-existing standard lighting Wattage. Measure includes Code case. | DEER2017 | Staff Disposition | 2020-11-24 16:30 | Res-Oltg-dWatt-CFL | NonDEER | Scaled | BaseRatio | 0 | 0 | None |  | 0 |  | 1 | Res | Any | Lighting | OutGen | Ltg_Lamp | LED_lamp |  | OLtg-Res-LED-20000hr | LED A19 Basecase, Total Watts = 2.96 x Msr Watts | LED A19 Basecase, Total Watts = 2.96 x Msr Watts | LED Lamp: Exterior A19, 12 Watts, non-dimmable | LEDratio0296 | LEDratio0296 | LED-A19-Ext(12w) | Available | From LED WRR Disposition July 2016 | 0 | 0 | LED-WRR-WorkpaperDisposition_22Jul2016-Final.docx | RobNc |  | OLtg-Res-LED-20000hr |  | None | 2017-01-01 | 2017-06-30 | InEA_modVal | LT-59328 |  |  |  | Standard |  | 1 | 1 | 0 | Deemed Ex Ante Team |  |  |  | Updated to indicate claim/filing status
184 | R-Out-LED-A19-Ext(8w)-dWP15 | Residential Outdoor General Lighting: LED Lamp replaces pre-existing standard lighting Wattage. Measure includes Code case. | DEER2017 | Staff Disposition | 2020-11-24 16:30 | Res-Oltg-dWatt-CFL | NonDEER | Scaled | BaseRatio | 0 | 0 | None |  | 0 |  | 1 | Res | Any | Lighting | OutGen | Ltg_Lamp | LED_lamp |  | OLtg-Res-LED-20000hr | LED A19 Basecase, Total Watts = 2.96 x Msr Watts | LED A19 Basecase, Total Watts = 2.96 x Msr Watts | LED Lamp: Exterior A19, 8 Watts, non-dimmable | LEDratio0296 | LEDratio0296 | LED-A19-Ext(8w) | Available | From LED WRR Disposition July 2016 | 0 | 0 | LED-WRR-WorkpaperDisposition_22Jul2016-Final.docx | RobNc |  | OLtg-Res-LED-20000hr |  | None | 2017-01-01 | 2017-06-30 | InEA_modVal | LT-64932 |  |  |  | Standard |  | 1 | 1 | 0 | Deemed Ex Ante Team |  |  |  | Updated to indicate claim/filing status
185 | R-Out-LEDFixt-Ext(10w)-dWP19-dWC14 | Residential Outdoor General Lighting: LED Fixture replaces pre-existing standard lighting Wattage. Measure includes Code case. | DEER2017 | Staff Disposition | 2020-11-24 16:30 | Res-Oltg-dWatt-CFL | NonDEER | Scaled | BaseRatio | 0 | 0 | None |  | 0 |  | 1 | Res | Any | Lighting | OutGen | Ltg_Fixture | LED_fixt |  | OLtg-Res-LED-50000hr | LED A19 Basecase, Total Watts = 2.96 x Msr Watts | LED Fixture Basecase, Total Watts = 2.42 x Msr Watts | LED fixture: Any type of housing Fixture Type, Exterior Rated; Total Watts = 10 | LEDratio0296 | LEDratio0242 | LEDFixt-Ext(10w) | Available | From LED WRR Disposition July 2016 | 0 | 0 | LED-WRR-WorkpaperDisposition_22Jul2016-Final.docx | ErRobNc |  | LtgFixture-Default |  | None | 2017-01-01 | 2019-12-31 | InEA_modVal | LT-68565 |  |  |  | Standard | Expires 12/31/2019 due to DEER2020 revised impacts and peak demand definition | 1 | 1 | 0 | Deemed Ex Ante Team |  | Expires 12/31/2019 due to DEER2020 revised impacts and peak demand definition |  | Updated to indicate claim/filing status
186 | R-Out-LEDFixt-Ext(11w)-dWP21-dWC15 | Residential Outdoor General Lighting: LED Fixture replaces pre-existing standard lighting Wattage. Measure includes Code case. | DEER2017 | Staff Disposition | 2020-11-24 16:30 | Res-Oltg-dWatt-CFL | NonDEER | Scaled | BaseRatio | 0 | 0 | None |  | 0 |  | 1 | Res | Any | Lighting | OutGen | Ltg_Fixture | LED_fixt |  | OLtg-Res-LED-50000hr | LED A19 Basecase, Total Watts = 2.96 x Msr Watts | LED Fixture Basecase, Total Watts = 2.42 x Msr Watts | LED fixture: Any type of housing Fixture Type, Exterior Rated; Total Watts = 11 | LEDratio0296 | LEDratio0242 | LEDFixt-Ext(11w) | Available | From LED WRR Disposition July 2016 | 0 | 0 | LED-WRR-WorkpaperDisposition_22Jul2016-Final.docx | ErRobNc |  | LtgFixture-Default |  | None | 2017-01-01 | 2019-12-31 | InEA_modVal | LT-50957 |  |  |  | Standard | Expires 12/31/2019 due to DEER2020 revised impacts and peak demand definition | 1 | 1 | 0 | Deemed Ex Ante Team |  | Expires 12/31/2019 due to DEER2020 revised impacts and peak demand definition |  | Updated to indicate claim/filing status
187 | R-Out-LEDFixt-Ext(12w)-dWP23-dWC17 | Residential Outdoor General Lighting: LED Fixture replaces pre-existing standard lighting Wattage. Measure includes Code case. | DEER2017 | Staff Disposition | 2020-11-24 16:30 | Res-Oltg-dWatt-CFL | NonDEER | Scaled | BaseRatio | 0 | 0 | None |  | 0 |  | 1 | Res | Any | Lighting | OutGen | Ltg_Fixture | LED_fixt |  | OLtg-Res-LED-50000hr | LED A19 Basecase, Total Watts = 2.96 x Msr Watts | LED Fixture Basecase, Total Watts = 2.42 x Msr Watts | LED fixture: Any type of housing Fixture Type, Exterior Rated; Total Watts = 12 | LEDratio0296 | LEDratio0242 | LEDFixt-Ext(12w) | Available | From LED WRR Disposition July 2016 | 0 | 0 | LED-WRR-WorkpaperDisposition_22Jul2016-Final.docx | ErRobNc |  | LtgFixture-Default |  | None | 2017-01-01 | 2019-12-31 | InEA_modVal | LT-86319 |  |  |  | Standard | Expires 12/31/2019 due to DEER2020 revised impacts and peak demand definition | 1 | 1 | 0 | Deemed Ex Ante Team |  | Expires 12/31/2019 due to DEER2020 revised impacts and peak demand definition |  | Updated to indicate claim/filing status
188 | R-Out-LEDFixt-Ext(13w)-dWP25-dWC18 | Residential Outdoor General Lighting: LED Fixture replaces pre-existing standard lighting Wattage. Measure includes Code case. | DEER2017 | Staff Disposition | 2020-11-24 16:30 | Res-Oltg-dWatt-CFL | NonDEER | Scaled | BaseRatio | 0 | 0 | None |  | 0 |  | 1 | Res | Any | Lighting | OutGen | Ltg_Fixture | LED_fixt |  | OLtg-Res-LED-50000hr | LED A19 Basecase, Total Watts = 2.96 x Msr Watts | LED Fixture Basecase, Total Watts = 2.42 x Msr Watts | LED fixture: Any type of housing Fixture Type, 780 min lm, Exterior Rated; Total Watts = 13 | LEDratio0296 | LEDratio0242 | LEDFixt-Ext(13w) | Available | From LED WRR Disposition July 2016 | 0 | 0 | LED-WRR-WorkpaperDisposition_22Jul2016-Final.docx | ErRobNc |  | LtgFixture-Default |  | None | 2017-01-01 | 2019-12-31 | InEA_modVal | LT-64625 |  |  |  | Standard | Expires 12/31/2019 due to DEER2020 revised impacts and peak demand definition | 1 | 1 | 0 | Deemed Ex Ante Team |  | Expires 12/31/2019 due to DEER2020 revised impacts and peak demand definition |  | Updated to indicate claim/filing status
189 | R-Out-LEDFixt-Ext(14w)-dWP27-dWC19 | Residential Outdoor General Lighting: LED Fixture replaces pre-existing standard lighting Wattage. Measure includes Code case. | DEER2017 | Staff Disposition | 2020-11-24 16:30 | Res-Oltg-dWatt-CFL | NonDEER | Scaled | BaseRatio | 0 | 0 | None |  | 0 |  | 1 | Res | Any | Lighting | OutGen | Ltg_Fixture | LED_fixt |  | OLtg-Res-LED-50000hr | LED A19 Basecase, Total Watts = 2.96 x Msr Watts | LED Fixture Basecase, Total Watts = 2.42 x Msr Watts | LED fixture: Any type of housing Fixture Type, 860 min lm, Exterior Rated; Total Watts = 14 | LEDratio0296 | LEDratio0242 | LEDFixt-Ext(14w) | Available | From LED WRR Disposition July 2016 | 0 | 0 | LED-WRR-WorkpaperDisposition_22Jul2016-Final.docx | ErRobNc |  | LtgFixture-Default |  | None | 2017-01-01 | 2019-12-31 | InEA_modVal | LT-64640 |  |  |  | Standard | Expires 12/31/2019 due to DEER2020 revised impacts and peak demand definition | 1 | 1 | 0 | Deemed Ex Ante Team |  | Expires 12/31/2019 due to DEER2020 revised impacts and peak demand definition |  | Updated to indicate claim/filing status
190 | R-Out-LEDFixt-Ext(15w)-dWP29-dWC21 | Residential Outdoor General Lighting: LED Fixture replaces pre-existing standard lighting Wattage. Measure includes Code case. | DEER2017 | Staff Disposition | 2020-11-24 16:30 | Res-Oltg-dWatt-CFL | NonDEER | Scaled | BaseRatio | 0 | 0 | None |  | 0 |  | 1 | Res | Any | Lighting | OutGen | Ltg_Fixture | LED_fixt |  | OLtg-Res-LED-50000hr | LED A19 Basecase, Total Watts = 2.96 x Msr Watts | LED Fixture Basecase, Total Watts = 2.42 x Msr Watts | LED fixture: Any type of housing Fixture Type, Exterior Rated; Total Watts = 15 | LEDratio0296 | LEDratio0242 | LEDFixt-Ext(15w) | Available | From LED WRR Disposition July 2016 | 0 | 0 | LED-WRR-WorkpaperDisposition_22Jul2016-Final.docx | ErRobNc |  | LtgFixture-Default |  | None | 2017-01-01 | 2019-12-31 | InEA_modVal | LT-93998 |  |  |  | Standard | Expires 12/31/2019 due to DEER2020 revised impacts and peak demand definition | 1 | 1 | 0 | Deemed Ex Ante Team |  | Expires 12/31/2019 due to DEER2020 revised impacts and peak demand definition |  | Updated to indicate claim/filing status
191 | R-Out-LEDFixt-Ext(16w)-dWP31-dWC22 | Residential Outdoor General Lighting: LED Fixture replaces pre-existing standard lighting Wattage. Measure includes Code case. | DEER2017 | Staff Disposition | 2020-11-24 16:30 | Res-Oltg-dWatt-CFL | NonDEER | Scaled | BaseRatio | 0 | 0 | None |  | 0 |  | 1 | Res | Any | Lighting | OutGen | Ltg_Fixture | LED_fixt |  | OLtg-Res-LED-50000hr | LED A19 Basecase, Total Watts = 2.96 x Msr Watts | LED Fixture Basecase, Total Watts = 2.42 x Msr Watts | LED fixture: Any type of housing Fixture Type, Exterior Rated; Total Watts = 16 | LEDratio0296 | LEDratio0242 | LEDFixt-Ext(16w) | Available | From LED WRR Disposition July 2016 | 0 | 0 | LED-WRR-WorkpaperDisposition_22Jul2016-Final.docx | ErRobNc |  | LtgFixture-Default |  | None | 2017-01-01 | 2019-12-31 | InEA_modVal | LT-58620 |  |  |  | Standard | Expires 12/31/2019 due to DEER2020 revised impacts and peak demand definition | 1 | 1 | 0 | Deemed Ex Ante Team |  | Expires 12/31/2019 due to DEER2020 revised impacts and peak demand definition |  | Updated to indicate claim/filing status
192 | R-Out-LEDFixt-Ext(17w)-dWP33-dWC24 | Residential Outdoor General Lighting: LED Fixture replaces pre-existing standard lighting Wattage. Measure includes Code case. | DEER2017 | Staff Disposition | 2020-11-24 16:30 | Res-Oltg-dWatt-CFL | NonDEER | Scaled | BaseRatio | 0 | 0 | None |  | 0 |  | 1 | Res | Any | Lighting | OutGen | Ltg_Fixture | LED_fixt |  | OLtg-Res-LED-50000hr | LED A19 Basecase, Total Watts = 2.96 x Msr Watts | LED Fixture Basecase, Total Watts = 2.42 x Msr Watts | LED fixture: Any type of housing Fixture Type, Exterior Rated; Total Watts = 17 | LEDratio0296 | LEDratio0242 | LEDFixt-Ext(17w) | Available | From LED WRR Disposition July 2016 | 0 | 0 | LED-WRR-WorkpaperDisposition_22Jul2016-Final.docx | ErRobNc |  | LtgFixture-Default |  | None | 2017-01-01 | 2019-12-31 | InEA_modVal | LT-57884 |  |  |  | Standard | Expires 12/31/2019 due to DEER2020 revised impacts and peak demand definition | 1 | 1 | 0 | Deemed Ex Ante Team |  | Expires 12/31/2019 due to DEER2020 revised impacts and peak demand definition |  | Updated to indicate claim/filing status
193 | R-Out-LEDFixt-Ext(18w)-dWP35-dWC25 | Residential Outdoor General Lighting: LED Fixture replaces pre-existing standard lighting Wattage. Measure includes Code case. | DEER2017 | Staff Disposition | 2020-11-24 16:30 | Res-Oltg-dWatt-CFL | NonDEER | Scaled | BaseRatio | 0 | 0 | None |  | 0 |  | 1 | Res | Any | Lighting | OutGen | Ltg_Fixture | LED_fixt |  | OLtg-Res-LED-50000hr | LED A19 Basecase, Total Watts = 2.96 x Msr Watts | LED Fixture Basecase, Total Watts = 2.42 x Msr Watts | LED fixture: Any type of housing Fixture Type, Exterior Rated; Total Watts = 18 | LEDratio0296 | LEDratio0242 | LEDFixt-Ext(18w) | Available | From LED WRR Disposition July 2016 | 0 | 0 | LED-WRR-WorkpaperDisposition_22Jul2016-Final.docx | ErRobNc |  | LtgFixture-Default |  | None | 2017-01-01 | 2019-12-31 | InEA_modVal | LT-73372 |  |  |  | Standard | Expires 12/31/2019 due to DEER2020 revised impacts and peak demand definition | 1 | 1 | 0 | Deemed Ex Ante Team |  | Expires 12/31/2019 due to DEER2020 revised impacts and peak demand definition |  | Updated to indicate claim/filing status
194 | R-Out-LEDFixt-Ext(19w)-dWP37-dWC26 | Residential Outdoor General Lighting: LED Fixture replaces pre-existing standard lighting Wattage. Measure includes Code case. | DEER2017 | Staff Disposition | 2020-11-24 16:30 | Res-Oltg-dWatt-CFL | NonDEER | Scaled | BaseRatio | 0 | 0 | None |  | 0 |  | 1 | Res | Any | Lighting | OutGen | Ltg_Fixture | LED_fixt |  | OLtg-Res-LED-50000hr | LED A19 Basecase, Total Watts = 2.96 x Msr Watts | LED Fixture Basecase, Total Watts = 2.42 x Msr Watts | LED fixture: Any type of housing Fixture Type, Exterior Rated; Total Watts = 19 | LEDratio0296 | LEDratio0242 | LEDFixt-Ext(19w) | Available | From LED WRR Disposition July 2016 | 0 | 0 | LED-WRR-WorkpaperDisposition_22Jul2016-Final.docx | ErRobNc |  | LtgFixture-Default |  | None | 2017-01-01 | 2019-12-31 | InEA_modVal | LT-51807 |  |  |  | Standard | Expires 12/31/2019 due to DEER2020 revised impacts and peak demand definition | 1 | 1 | 0 | Deemed Ex Ante Team |  | Expires 12/31/2019 due to DEER2020 revised impacts and peak demand definition |  | Updated to indicate claim/filing status
195 | R-Out-LEDFixt-Ext(20w)-dWP39-dWC28 | Residential Outdoor General Lighting: LED Fixture replaces pre-existing standard lighting Wattage. Measure includes Code case. | DEER2017 | Staff Disposition | 2020-11-24 16:30 | Res-Oltg-dWatt-CFL | NonDEER | Scaled | BaseRatio | 0 | 0 | None |  | 0 |  | 1 | Res | Any | Lighting | OutGen | Ltg_Fixture | LED_fixt |  | OLtg-Res-LED-50000hr | LED A19 Basecase, Total Watts = 2.96 x Msr Watts | LED Fixture Basecase, Total Watts = 2.42 x Msr Watts | LED fixture: Any type of housing Fixture Type, Exterior Rated; Total Watts = 20 | LEDratio0296 | LEDratio0242 | LEDFixt-Ext(20w) | Available | From LED WRR Disposition July 2016 | 0 | 0 | LED-WRR-WorkpaperDisposition_22Jul2016-Final.docx | ErRobNc |  | LtgFixture-Default |  | None | 2017-01-01 | 2019-12-31 | InEA_modVal | LT-54882 |  |  |  | Standard | Expires 12/31/2019 due to DEER2020 revised impacts and peak demand definition | 1 | 1 | 0 | Deemed Ex Ante Team |  | Expires 12/31/2019 due to DEER2020 revised impacts and peak demand definition |  | Updated to indicate claim/filing status
196 | R-Out-LEDFixt-Ext(21w)-dWP41-dWC29 | Residential Outdoor General Lighting: LED Fixture replaces pre-existing standard lighting Wattage. Measure includes Code case. | DEER2017 | Staff Disposition | 2020-11-24 16:30 | Res-Oltg-dWatt-CFL | NonDEER | Scaled | BaseRatio | 0 | 0 | None |  | 0 |  | 1 | Res | Any | Lighting | OutGen | Ltg_Fixture | LED_fixt |  | OLtg-Res-LED-50000hr | LED A19 Basecase, Total Watts = 2.96 x Msr Watts | LED Fixture Basecase, Total Watts = 2.42 x Msr Watts | LED fixture: Any type of housing Fixture Type, 1360 min lm, Exterior Rated; Total Watts = 21 | LEDratio0296 | LEDratio0242 | LEDFixt-Ext(21w) | Available | From LED WRR Disposition July 2016 | 0 | 0 | LED-WRR-WorkpaperDisposition_22Jul2016-Final.docx | ErRobNc |  | LtgFixture-Default |  | None | 2017-01-01 | 2019-12-31 | InEA_modVal | LT-69099 |  |  |  | Standard | Expires 12/31/2019 due to DEER2020 revised impacts and peak demand definition | 1 | 1 | 0 | Deemed Ex Ante Team |  | Expires 12/31/2019 due to DEER2020 revised impacts and peak demand definition |  | Updated to indicate claim/filing status
197 | R-Out-LEDFixt-Ext(22w)-dWP43-dWC31 | Residential Outdoor General Lighting: LED Fixture replaces pre-existing standard lighting Wattage. Measure includes Code case. | DEER2017 | Staff Disposition | 2020-11-24 16:30 | Res-Oltg-dWatt-CFL | NonDEER | Scaled | BaseRatio | 0 | 0 | None |  | 0 |  | 1 | Res | Any | Lighting | OutGen | Ltg_Fixture | LED_fixt |  | OLtg-Res-LED-50000hr | LED A19 Basecase, Total Watts = 2.96 x Msr Watts | LED Fixture Basecase, Total Watts = 2.42 x Msr Watts | LED fixture: Any type of housing Fixture Type, Exterior Rated; Total Watts = 22 | LEDratio0296 | LEDratio0242 | LEDFixt-Ext(22w) | Available | From LED WRR Disposition July 2016 | 0 | 0 | LED-WRR-WorkpaperDisposition_22Jul2016-Final.docx | ErRobNc |  | LtgFixture-Default |  | None | 2017-01-01 | 2019-12-31 | InEA_modVal | LT-60223 |  |  |  | Standard | Expires 12/31/2019 due to DEER2020 revised impacts and peak demand definition | 1 | 1 | 0 | Deemed Ex Ante Team |  | Expires 12/31/2019 due to DEER2020 revised impacts and peak demand definition |  | Updated to indicate claim/filing status
198 | R-Out-LEDFixt-Ext(23w)-dWP45-dWC32 | Residential Outdoor General Lighting: LED Fixture replaces pre-existing standard lighting Wattage. Measure includes Code case. | DEER2017 | Staff Disposition | 2020-11-24 16:30 | Res-Oltg-dWatt-CFL | NonDEER | Scaled | BaseRatio | 0 | 0 | None |  | 0 |  | 1 | Res | Any | Lighting | OutGen | Ltg_Fixture | LED_fixt |  | OLtg-Res-LED-50000hr | LED A19 Basecase, Total Watts = 2.96 x Msr Watts | LED Fixture Basecase, Total Watts = 2.42 x Msr Watts | LED fixture: Any type of housing Fixture Type, Exterior Rated; Total Watts = 23 | LEDratio0296 | LEDratio0242 | LEDFixt-Ext(23w) | Available | From LED WRR Disposition July 2016 | 0 | 0 | LED-WRR-WorkpaperDisposition_22Jul2016-Final.docx | ErRobNc |  | LtgFixture-Default |  | None | 2017-01-01 | 2019-12-31 | InEA_modVal | LT-53077 |  |  |  | Standard | Expires 12/31/2019 due to DEER2020 revised impacts and peak demand definition | 1 | 1 | 0 | Deemed Ex Ante Team |  | Expires 12/31/2019 due to DEER2020 revised impacts and peak demand definition |  | Updated to indicate claim/filing status
199 | R-Out-LEDFixt-Ext(24w)-dWP47-dWC34 | Residential Outdoor General Lighting: LED Fixture replaces pre-existing standard lighting Wattage. Measure includes Code case. | DEER2017 | Staff Disposition | 2020-11-24 16:30 | Res-Oltg-dWatt-CFL | NonDEER | Scaled | BaseRatio | 0 | 0 | None |  | 0 |  | 1 | Res | Any | Lighting | OutGen | Ltg_Fixture | LED_fixt |  | OLtg-Res-LED-50000hr | LED A19 Basecase, Total Watts = 2.96 x Msr Watts | LED Fixture Basecase, Total Watts = 2.42 x Msr Watts | LED fixture: Any type of housing Fixture Type, 1920 min lm, Exterior Rated; Total Watts = 24 | LEDratio0296 | LEDratio0242 | LEDFixt-Ext(24w) | Available | From LED WRR Disposition July 2016 | 0 | 0 | LED-WRR-WorkpaperDisposition_22Jul2016-Final.docx | ErRobNc |  | LtgFixture-Default |  | None | 2017-01-01 | 2019-12-31 | InEA_modVal | LT-50205 |  |  |  | Standard | Expires 12/31/2019 due to DEER2020 revised impacts and peak demand definition | 1 | 1 | 0 | Deemed Ex Ante Team |  | Expires 12/31/2019 due to DEER2020 revised impacts and peak demand definition |  | Updated to indicate claim/filing status
200 | R-Out-LEDFixt-Ext(25w)-dWP49-dWC35 | Residential Outdoor General Lighting: LED Fixture replaces pre-existing standard lighting Wattage. Measure includes Code case. | DEER2017 | Staff Disposition | 2020-11-24 16:30 | Res-Oltg-dWatt-CFL | NonDEER | Scaled | BaseRatio | 0 | 0 | None |  | 0 |  | 1 | Res | Any | Lighting | OutGen | Ltg_Fixture | LED_fixt |  | OLtg-Res-LED-50000hr | LED A19 Basecase, Total Watts = 2.96 x Msr Watts | LED Fixture Basecase, Total Watts = 2.42 x Msr Watts | LED fixture: Any type of housing Fixture Type, 1960 min lm, Exterior Rated; Total Watts = 25 | LEDratio0296 | LEDratio0242 | LEDFixt-Ext(25w) | Available | From LED WRR Disposition July 2016 | 0 | 0 | LED-WRR-WorkpaperDisposition_22Jul2016-Final.docx | ErRobNc |  | LtgFixture-Default |  | None | 2017-01-01 | 2019-12-31 | InEA_modVal | LT-54680 |  |  |  | Standard | Expires 12/31/2019 due to DEER2020 revised impacts and peak demand definition | 1 | 1 | 0 | Deemed Ex Ante Team |  | Expires 12/31/2019 due to DEER2020 revised impacts and peak demand definition |  | Updated to indicate claim/filing status
201 | R-Out-LEDFixt-Ext(27w)-dWP52-dWC38 | Residential Outdoor General Lighting: LED Fixture replaces pre-existing standard lighting Wattage. Measure includes Code case. | DEER2017 | Staff Disposition | 2020-11-24 16:30 | Res-Oltg-dWatt-CFL | NonDEER | Scaled | BaseRatio | 0 | 0 | None |  | 0 |  | 1 | Res | Any | Lighting | OutGen | Ltg_Fixture | LED_fixt |  | OLtg-Res-LED-50000hr | LED A19 Basecase, Total Watts = 2.96 x Msr Watts | LED Fixture Basecase, Total Watts = 2.42 x Msr Watts | LED fixture: Any type of housing Fixture Type, Exterior Rated; Total Watts = 27 | LEDratio0296 | LEDratio0242 | LEDFixt-Ext(27w) | Available | From LED WRR Disposition July 2016 | 0 | 0 | LED-WRR-WorkpaperDisposition_22Jul2016-Final.docx | ErRobNc |  | LtgFixture-Default |  | None | 2017-01-01 | 2019-12-31 | InEA_modVal | LT-69836 |  |  |  | Standard | Expires 12/31/2019 due to DEER2020 revised impacts and peak demand definition | 1 | 1 | 0 | Deemed Ex Ante Team |  | Expires 12/31/2019 due to DEER2020 revised impacts and peak demand definition |  | Updated to indicate claim/filing status
202 | R-Out-LEDFixt-Ext(28w)-dWP54-dWC39 | Residential Outdoor General Lighting: LED Fixture replaces pre-existing standard lighting Wattage. Measure includes Code case. | DEER2017 | Staff Disposition | 2020-11-24 16:30 | Res-Oltg-dWatt-CFL | NonDEER | Scaled | BaseRatio | 0 | 0 | None |  | 0 |  | 1 | Res | Any | Lighting | OutGen | Ltg_Fixture | LED_fixt |  | OLtg-Res-LED-50000hr | LED A19 Basecase, Total Watts = 2.96 x Msr Watts | LED Fixture Basecase, Total Watts = 2.42 x Msr Watts | LED fixture: Any type of housing Fixture Type, 2400 min lm, Exterior Rated; Total Watts = 28 | LEDratio0296 | LEDratio0242 | LEDFixt-Ext(28w) | Available | From LED WRR Disposition July 2016 | 0 | 0 | LED-WRR-WorkpaperDisposition_22Jul2016-Final.docx | ErRobNc |  | LtgFixture-Default |  | None | 2017-01-01 | 2019-12-31 | InEA_modVal | LT-66097 |  |  |  | Standard | Expires 12/31/2019 due to DEER2020 revised impacts and peak demand definition | 1 | 1 | 0 | Deemed Ex Ante Team |  | Expires 12/31/2019 due to DEER2020 revised impacts and peak demand definition |  | Updated to indicate claim/filing status
203 | R-Out-LEDFixt-Ext(29w)-dWP56-dWC41 | Residential Outdoor General Lighting: LED Fixture replaces pre-existing standard lighting Wattage. Measure includes Code case. | DEER2017 | Staff Disposition | 2020-11-24 16:30 | Res-Oltg-dWatt-CFL | NonDEER | Scaled | BaseRatio | 0 | 0 | None |  | 0 |  | 1 | Res | Any | Lighting | OutGen | Ltg_Fixture | LED_fixt |  | OLtg-Res-LED-50000hr | LED A19 Basecase, Total Watts = 2.96 x Msr Watts | LED Fixture Basecase, Total Watts = 2.42 x Msr Watts | LED fixture: Any type of housing Fixture Type, Exterior Rated; Total Watts = 29 | LEDratio0296 | LEDratio0242 | LEDFixt-Ext(29w) | Available | From LED WRR Disposition July 2016 | 0 | 0 | LED-WRR-WorkpaperDisposition_22Jul2016-Final.docx | ErRobNc |  | LtgFixture-Default |  | None | 2017-01-01 | 2019-12-31 | InEA_modVal | LT-85453 |  |  |  | Standard | Expires 12/31/2019 due to DEER2020 revised impacts and peak demand definition | 1 | 1 | 0 | Deemed Ex Ante Team |  | Expires 12/31/2019 due to DEER2020 revised impacts and peak demand definition |  | Updated to indicate claim/filing status
204 | R-Out-LEDFixt-Ext(30w)-dWP58-dWC42 | Residential Outdoor General Lighting: LED Fixture replaces pre-existing standard lighting Wattage. Measure includes Code case. | DEER2017 | Staff Disposition | 2020-11-24 16:30 | Res-Oltg-dWatt-CFL | NonDEER | Scaled | BaseRatio | 0 | 0 | None |  | 0 |  | 1 | Res | Any | Lighting | OutGen | Ltg_Fixture | LED_fixt |  | OLtg-Res-LED-50000hr | LED A19 Basecase, Total Watts = 2.96 x Msr Watts | LED Fixture Basecase, Total Watts = 2.42 x Msr Watts | LED fixture: Any type of housing Fixture Type, 2640 min lm, Exterior Rated; Total Watts = 30 | LEDratio0296 | LEDratio0242 | LEDFixt-Ext(30w) | Available | From LED WRR Disposition July 2016 | 0 | 0 | LED-WRR-WorkpaperDisposition_22Jul2016-Final.docx | ErRobNc |  | LtgFixture-Default |  | None | 2017-01-01 | 2019-12-31 | InEA_modVal | LT-53943 |  |  |  | Standard | Expires 12/31/2019 due to DEER2020 revised impacts and peak demand definition | 1 | 1 | 0 | Deemed Ex Ante Team |  | Expires 12/31/2019 due to DEER2020 revised impacts and peak demand definition |  | Updated to indicate claim/filing status
205 | R-Out-LEDFixt-Ext(31w)-dWP60-dWC44 | Residential Outdoor General Lighting: LED Fixture replaces pre-existing standard lighting Wattage. Measure includes Code case. | DEER2017 | Staff Disposition | 2020-11-24 16:30 | Res-Oltg-dWatt-CFL | NonDEER | Scaled | BaseRatio | 0 | 0 | None |  | 0 |  | 1 | Res | Any | Lighting | OutGen | Ltg_Fixture | LED_fixt |  | OLtg-Res-LED-50000hr | LED A19 Basecase, Total Watts = 2.96 x Msr Watts | LED Fixture Basecase, Total Watts = 2.42 x Msr Watts | LED fixture: Any type of housing Fixture Type, Exterior Rated; Total Watts = 31 | LEDratio0296 | LEDratio0242 | LEDFixt-Ext(31w) | Available | From LED WRR Disposition July 2016 | 0 | 0 | LED-WRR-WorkpaperDisposition_22Jul2016-Final.docx | ErRobNc |  | LtgFixture-Default |  | None | 2017-01-01 | 2019-12-31 | InEA_modVal | LT-67699 |  |  |  | Standard | Expires 12/31/2019 due to DEER2020 revised impacts and peak demand definition | 1 | 1 | 0 | Deemed Ex Ante Team |  | Expires 12/31/2019 due to DEER2020 revised impacts and peak demand definition |  | Updated to indicate claim/filing status
206 | R-Out-LEDFixt-Ext(32w)-dWP62-dWC45 | Residential Outdoor General Lighting: LED Fixture replaces pre-existing standard lighting Wattage. Measure includes Code case. | DEER2017 | Staff Disposition | 2020-11-24 16:30 | Res-Oltg-dWatt-CFL | NonDEER | Scaled | BaseRatio | 0 | 0 | None |  | 0 |  | 1 | Res | Any | Lighting | OutGen | Ltg_Fixture | LED_fixt |  | OLtg-Res-LED-50000hr | LED A19 Basecase, Total Watts = 2.96 x Msr Watts | LED Fixture Basecase, Total Watts = 2.42 x Msr Watts | LED fixture: Any type of housing Fixture Type, Exterior Rated; Total Watts = 32 | LEDratio0296 | LEDratio0242 | LEDFixt-Ext(32w) | Available | From LED WRR Disposition July 2016 | 0 | 0 | LED-WRR-WorkpaperDisposition_22Jul2016-Final.docx | ErRobNc |  | LtgFixture-Default |  | None | 2017-01-01 | 2019-12-31 | InEA_modVal | LT-80647 |  |  |  | Standard | Expires 12/31/2019 due to DEER2020 revised impacts and peak demand definition | 1 | 1 | 0 | Deemed Ex Ante Team |  | Expires 12/31/2019 due to DEER2020 revised impacts and peak demand definition |  | Updated to indicate claim/filing status
207 | R-Out-LEDFixt-Ext(33w)-dWP64-dWC46 | Residential Outdoor General Lighting: LED Fixture replaces pre-existing standard lighting Wattage. Measure includes Code case. | DEER2017 | Staff Disposition | 2020-11-24 16:30 | Res-Oltg-dWatt-CFL | NonDEER | Scaled | BaseRatio | 0 | 0 | None |  | 0 |  | 1 | Res | Any | Lighting | OutGen | Ltg_Fixture | LED_fixt |  | OLtg-Res-LED-50000hr | LED A19 Basecase, Total Watts = 2.96 x Msr Watts | LED Fixture Basecase, Total Watts = 2.42 x Msr Watts | LED fixture: Any type of housing Fixture Type, Exterior Rated; Total Watts = 33 | LEDratio0296 | LEDratio0242 | LEDFixt-Ext(33w) | Available | From LED WRR Disposition July 2016 | 0 | 0 | LED-WRR-WorkpaperDisposition_22Jul2016-Final.docx | ErRobNc |  | LtgFixture-Default |  | None | 2017-01-01 | 2019-12-31 | InEA_modVal | LT-68363 |  |  |  | Standard | Expires 12/31/2019 due to DEER2020 revised impacts and peak demand definition | 1 | 1 | 0 | Deemed Ex Ante Team |  | Expires 12/31/2019 due to DEER2020 revised impacts and peak demand definition |  | Updated to indicate claim/filing status
208 | R-Out-LEDFixt-Ext(34w)-dWP66-dWC48 | Residential Outdoor General Lighting: LED Fixture replaces pre-existing standard lighting Wattage. Measure includes Code case. | DEER2017 | Staff Disposition | 2020-11-24 16:30 | Res-Oltg-dWatt-CFL | NonDEER | Scaled | BaseRatio | 0 | 0 | None |  | 0 |  | 1 | Res | Any | Lighting | OutGen | Ltg_Fixture | LED_fixt |  | OLtg-Res-LED-50000hr | LED A19 Basecase, Total Watts = 2.96 x Msr Watts | LED Fixture Basecase, Total Watts = 2.42 x Msr Watts | LED fixture: Any type of housing Fixture Type, Exterior Rated; Total Watts = 34 | LEDratio0296 | LEDratio0242 | LEDFixt-Ext(34w) | Available | From LED WRR Disposition July 2016 | 0 | 0 | LED-WRR-WorkpaperDisposition_22Jul2016-Final.docx | ErRobNc |  | LtgFixture-Default |  | None | 2017-01-01 | 2019-12-31 | InEA_modVal | LT-55214 |  |  |  | Standard | Expires 12/31/2019 due to DEER2020 revised impacts and peak demand definition | 1 | 1 | 0 | Deemed Ex Ante Team |  | Expires 12/31/2019 due to DEER2020 revised impacts and peak demand definition |  | Updated to indicate claim/filing status
209 | R-Out-LEDFixt-Ext(35w)-dWP68-dWC49 | Residential Outdoor General Lighting: LED Fixture replaces pre-existing standard lighting Wattage. Measure includes Code case. | DEER2017 | Staff Disposition | 2020-11-24 16:30 | Res-Oltg-dWatt-CFL | NonDEER | Scaled | BaseRatio | 0 | 0 | None |  | 0 |  | 1 | Res | Any | Lighting | OutGen | Ltg_Fixture | LED_fixt |  | OLtg-Res-LED-50000hr | LED A19 Basecase, Total Watts = 2.96 x Msr Watts | LED Fixture Basecase, Total Watts = 2.42 x Msr Watts | LED fixture: Any type of housing Fixture Type, Exterior Rated; Total Watts = 35 | LEDratio0296 | LEDratio0242 | LEDFixt-Ext(35w) | Available | From LED WRR Disposition July 2016 | 0 | 0 | LED-WRR-WorkpaperDisposition_22Jul2016-Final.docx | ErRobNc |  | LtgFixture-Default |  | None | 2017-01-01 | 2019-12-31 | InEA_modVal | LT-77976 |  |  |  | Standard | Expires 12/31/2019 due to DEER2020 revised impacts and peak demand definition | 1 | 1 | 0 | Deemed Ex Ante Team |  | Expires 12/31/2019 due to DEER2020 revised impacts and peak demand definition |  | Updated to indicate claim/filing status
210 | R-Out-LEDFixt-Ext(36w)-dWP70-dWC51 | Residential Outdoor General Lighting: LED Fixture replaces pre-existing standard lighting Wattage. Measure includes Code case. | DEER2017 | Staff Disposition | 2020-11-24 16:30 | Res-Oltg-dWatt-CFL | NonDEER | Scaled | BaseRatio | 0 | 0 | None |  | 0 |  | 1 | Res | Any | Lighting | OutGen | Ltg_Fixture | LED_fixt |  | OLtg-Res-LED-50000hr | LED A19 Basecase, Total Watts = 2.96 x Msr Watts | LED Fixture Basecase, Total Watts = 2.42 x Msr Watts | LED fixture: Any type of housing Fixture Type, Exterior Rated; Total Watts = 36 | LEDratio0296 | LEDratio0242 | LEDFixt-Ext(36w) | Available | From LED WRR Disposition July 2016 | 0 | 0 | LED-WRR-WorkpaperDisposition_22Jul2016-Final.docx | ErRobNc |  | LtgFixture-Default |  | None | 2017-01-01 | 2019-12-31 | InEA_modVal | LT-52875 |  |  |  | Standard | Expires 12/31/2019 due to DEER2020 revised impacts and peak demand definition | 1 | 1 | 0 | Deemed Ex Ante Team |  | Expires 12/31/2019 due to DEER2020 revised impacts and peak demand definition |  | Updated to indicate claim/filing status
211 | R-Out-LEDFixt-Ext(37w)-dWP72-dWC52 | Residential Outdoor General Lighting: LED Fixture replaces pre-existing standard lighting Wattage. Measure includes Code case. | DEER2017 | Staff Disposition | 2020-11-24 16:30 | Res-Oltg-dWatt-CFL | NonDEER | Scaled | BaseRatio | 0 | 0 | None |  | 0 |  | 1 | Res | Any | Lighting | OutGen | Ltg_Fixture | LED_fixt |  | OLtg-Res-LED-50000hr | LED A19 Basecase, Total Watts = 2.96 x Msr Watts | LED Fixture Basecase, Total Watts = 2.42 x Msr Watts | LED fixture: Any type of housing Fixture Type, 2540 min lm, Exterior Rated; Total Watts = 37 | LEDratio0296 | LEDratio0242 | LEDFixt-Ext(37w) | Available | From LED WRR Disposition July 2016 | 0 | 0 | LED-WRR-WorkpaperDisposition_22Jul2016-Final.docx | ErRobNc |  | LtgFixture-Default |  | None | 2017-01-01 | 2019-12-31 | InEA_modVal | LT-51677 |  |  |  | Standard | Expires 12/31/2019 due to DEER2020 revised impacts and peak demand definition | 1 | 1 | 0 | Deemed Ex Ante Team |  | Expires 12/31/2019 due to DEER2020 revised impacts and peak demand definition |  | Updated to indicate claim/filing status
212 | R-Out-LEDFixt-Ext(38w)-dWP74-dWC53 | Residential Outdoor General Lighting: LED Fixture replaces pre-existing standard lighting Wattage. Measure includes Code case. | DEER2017 | Staff Disposition | 2020-11-24 16:30 | Res-Oltg-dWatt-CFL | NonDEER | Scaled | BaseRatio | 0 | 0 | None |  | 0 |  | 1 | Res | Any | Lighting | OutGen | Ltg_Fixture | LED_fixt |  | OLtg-Res-LED-50000hr | LED A19 Basecase, Total Watts = 2.96 x Msr Watts | LED Fixture Basecase, Total Watts = 2.42 x Msr Watts | LED fixture: Any type of housing Fixture Type, 1330 min lm, Exterior Rated; Total Watts = 38 | LEDratio0296 | LEDratio0242 | LEDFixt-Ext(38w) | Available | From LED WRR Disposition July 2016 | 0 | 0 | LED-WRR-WorkpaperDisposition_22Jul2016-Final.docx | ErRobNc |  | LtgFixture-Default |  | None | 2017-01-01 | 2019-12-31 | InEA_modVal | LT-66761 |  |  |  | Standard | Expires 12/31/2019 due to DEER2020 revised impacts and peak demand definition | 1 | 1 | 0 | Deemed Ex Ante Team |  | Expires 12/31/2019 due to DEER2020 revised impacts and peak demand definition |  | Updated to indicate claim/filing status
213 | R-Out-LEDFixt-Ext(39w)-dWP76-dWC55 | Residential Outdoor General Lighting: LED Fixture replaces pre-existing standard lighting Wattage. Measure includes Code case. | DEER2017 | Staff Disposition | 2020-11-24 16:30 | Res-Oltg-dWatt-CFL | NonDEER | Scaled | BaseRatio | 0 | 0 | None |  | 0 |  | 1 | Res | Any | Lighting | OutGen | Ltg_Fixture | LED_fixt |  | OLtg-Res-LED-50000hr | LED A19 Basecase, Total Watts = 2.96 x Msr Watts | LED Fixture Basecase, Total Watts = 2.42 x Msr Watts | LED fixture: Any type of housing Fixture Type, Exterior Rated; Total Watts = 39 | LEDratio0296 | LEDratio0242 | LEDFixt-Ext(39w) | Available | From LED WRR Disposition July 2016 | 0 | 0 | LED-WRR-WorkpaperDisposition_22Jul2016-Final.docx | ErRobNc |  | LtgFixture-Default |  | None | 2017-01-01 | 2019-12-31 | InEA_modVal | LT-60020 |  |  |  | Standard | Expires 12/31/2019 due to DEER2020 revised impacts and peak demand definition | 1 | 1 | 0 | Deemed Ex Ante Team |  | Expires 12/31/2019 due to DEER2020 revised impacts and peak demand definition |  | Updated to indicate claim/filing status
214 | R-Out-LEDFixt-Ext(40w)-dWP78-dWC56 | Residential Outdoor General Lighting: LED Fixture replaces pre-existing standard lighting Wattage. Measure includes Code case. | DEER2017 | Staff Disposition | 2020-11-24 16:30 | Res-Oltg-dWatt-CFL | NonDEER | Scaled | BaseRatio | 0 | 0 | None |  | 0 |  | 1 | Res | Any | Lighting | OutGen | Ltg_Fixture | LED_fixt |  | OLtg-Res-LED-50000hr | LED A19 Basecase, Total Watts = 2.96 x Msr Watts | LED Fixture Basecase, Total Watts = 2.42 x Msr Watts | LED fixture: Any type of housing Fixture Type, Exterior Rated; Total Watts = 40 | LEDratio0296 | LEDratio0242 | LEDFixt-Ext(40w) | Available | From LED WRR Disposition July 2016 | 0 | 0 | LED-WRR-WorkpaperDisposition_22Jul2016-Final.docx | ErRobNc |  | LtgFixture-Default |  | None | 2017-01-01 | 2019-12-31 | InEA_modVal | LT-66963 |  |  |  | Standard | Expires 12/31/2019 due to DEER2020 revised impacts and peak demand definition | 1 | 1 | 0 | Deemed Ex Ante Team |  | Expires 12/31/2019 due to DEER2020 revised impacts and peak demand definition |  | Updated to indicate claim/filing status
215 | R-Out-LEDFixt-Ext(8w)-dWP15-dWC11 | Residential Outdoor General Lighting: LED Fixture replaces pre-existing standard lighting Wattage. Measure includes Code case. | DEER2017 | Staff Disposition | 2020-11-24 16:30 | Res-Oltg-dWatt-CFL | NonDEER | Scaled | BaseRatio | 0 | 0 | None |  | 0 |  | 1 | Res | Any | Lighting | OutGen | Ltg_Fixture | LED_fixt |  | OLtg-Res-LED-50000hr | LED A19 Basecase, Total Watts = 2.96 x Msr Watts | LED Fixture Basecase, Total Watts = 2.42 x Msr Watts | LED fixture: Any type of housing Fixture Type, Exterior Rated; Total Watts = 8 | LEDratio0296 | LEDratio0242 | LEDFixt-Ext(8w) | Available | From LED WRR Disposition July 2016 | 0 | 0 | LED-WRR-WorkpaperDisposition_22Jul2016-Final.docx | ErRobNc |  | LtgFixture-Default |  | None | 2017-01-01 | 2019-12-31 | InEA_modVal | LT-58086 |  |  |  | Standard | Expires 12/31/2019 due to DEER2020 revised impacts and peak demand definition | 1 | 1 | 0 | Deemed Ex Ante Team |  | Expires 12/31/2019 due to DEER2020 revised impacts and peak demand definition |  | Updated to indicate claim/filing status
216 | R-Out-LEDFixt-Ext(9w)-dWP17-dWC12 | Residential Outdoor General Lighting: LED Fixture replaces pre-existing standard lighting Wattage. Measure includes Code case. | DEER2017 | Staff Disposition | 2020-11-24 16:30 | Res-Oltg-dWatt-CFL | NonDEER | Scaled | BaseRatio | 0 | 0 | None |  | 0 |  | 1 | Res | Any | Lighting | OutGen | Ltg_Fixture | LED_fixt |  | OLtg-Res-LED-50000hr | LED A19 Basecase, Total Watts = 2.96 x Msr Watts | LED Fixture Basecase, Total Watts = 2.42 x Msr Watts | LED fixture: Any type of housing Fixture Type, Exterior Rated; Total Watts = 9 | LEDratio0296 | LEDratio0242 | LEDFixt-Ext(9w) | Available | From LED WRR Disposition July 2016 | 0 | 0 | LED-WRR-WorkpaperDisposition_22Jul2016-Final.docx | ErRobNc |  | LtgFixture-Default |  | None | 2017-01-01 | 2019-12-31 | InEA_modVal | LT-59486 |  |  |  | Standard | Expires 12/31/2019 due to DEER2020 revised impacts and peak demand definition | 1 | 1 | 0 | Deemed Ex Ante Team |  | Expires 12/31/2019 due to DEER2020 revised impacts and peak demand definition |  | Updated to indicate claim/filing status
217 | R-Out-LEDFixt-Ext-1(26w)-dWP50-dWC36 | Residential Outdoor General Lighting: LED Fixture replaces pre-existing standard lighting Wattage. Measure includes Code case. | DEER2017 | Staff Disposition | 2020-11-24 16:30 | Res-Oltg-dWatt-CFL | NonDEER | Scaled | BaseRatio | 0 | 0 | None |  | 0 |  | 1 | Res | Any | Lighting | OutGen | Ltg_Fixture | LED_fixt |  | OLtg-Res-LED-50000hr | LED A19 Basecase, Total Watts = 2.96 x Msr Watts | LED Fixture Basecase, Total Watts = 2.42 x Msr Watts | LED fixture: Any type of housing Fixture Type, 2060 min lm, Exterior Rated; Total Watts = 26 | LEDratio0296 | LEDratio0242 | LEDFixt-Ext-1(26w) | Available | From LED WRR Disposition July 2016 | 0 | 0 | LED-WRR-WorkpaperDisposition_22Jul2016-Final.docx | ErRobNc |  | LtgFixture-Default |  | None | 2017-01-01 | 2019-12-31 | InEA_modVal | LT-72636 |  |  |  | Standard | Expires 12/31/2019 due to DEER2020 revised impacts and peak demand definition | 1 | 1 | 0 | Deemed Ex Ante Team |  | Expires 12/31/2019 due to DEER2020 revised impacts and peak demand definition |  | Updated to indicate claim/filing status
218 | R-Out-LED-MR16-Ext(6w)-dWP19 | Residential Outdoor General Lighting: LED Lamp replaces pre-existing standard lighting Wattage. Measure includes Code case. | DEER2017 | Staff Disposition | 2020-11-24 16:30 | Res-Oltg-dWatt-CFL | NonDEER | Scaled | BaseRatio | 0 | 0 | None |  | 0 |  | 1 | Res | Any | Lighting | OutGen | Ltg_Lamp | LED_lamp |  | OLtg-Res-LED-20000hr | LED MR16 Basecase, Total Watts = 4.24 x Msr Watts | LED MR16 Basecase, Total Watts = 4.24 x Msr Watts | LED Lamp: Exterior MR16, 6 Watts, non-dimmable | LEDratio0424 | LEDratio0424 | LED-MR16-Ext(6w) | Available | From LED WRR Disposition July 2016 | 0 | 0 | LED-WRR-WorkpaperDisposition_22Jul2016-Final.docx | RobNc |  | OLtg-Res-LED-20000hr |  | None | 2017-01-01 | 2018-06-30 | InEA_modVal | LT-59089 |  |  |  | Standard | Remove expiry date per Commission Staff direction 2018ScrewInLampSavignsMethods-11Dec2017.pdf | 1 | 1 | 0 | Deemed Ex Ante Team |  | Remove expiry date per Commission Staff direction 2018ScrewInLampSavignsMethods-11Dec2017.pdf |  | Updated to indicate claim/filing status
219 | R-Out-LED-PAR30-Ext(12w)-dWP29 | Residential Outdoor General Lighting: LED Lamp replaces pre-existing standard lighting Wattage. Measure includes Code case. | DEER2017 | Staff Disposition | 2020-11-24 16:30 | Res-Oltg-dWatt-CFL | NonDEER | Scaled | BaseRatio | 0 | 0 | None |  | 0 |  | 1 | Res | Any | Lighting | OutGen | Ltg_Lamp | LED_lamp |  | OLtg-Res-LED-20000hr | LED PAR30 Basecase, Total Watts = 3.42 x Msr Watts | LED PAR30 Basecase, Total Watts = 3.42 x Msr Watts | LED Lamp: Exterior PAR30, 12 Watts, non-dimmable | LEDratio0342 | LEDratio0342 | LED-PAR30-Ext(12w) | Available | From LED WRR Disposition July 2016 | 0 | 0 | LED-WRR-WorkpaperDisposition_22Jul2016-Final.docx | RobNc |  | OLtg-Res-LED-20000hr |  | None | 2017-01-01 | 2017-06-30 | InEA_modVal | LT-21786 |  |  |  | Standard |  | 1 | 1 | 0 | Deemed Ex Ante Team |  |  |  | Updated to indicate claim/filing status
220 | R-Out-LED-PAR30-Ext(16w)-dWP38 | Residential Outdoor General Lighting: LED Lamp replaces pre-existing standard lighting Wattage. Measure includes Code case. | DEER2017 | Staff Disposition | 2020-11-24 16:30 | Res-Oltg-dWatt-CFL | NonDEER | Scaled | BaseRatio | 0 | 0 | None |  | 0 |  | 1 | Res | Any | Lighting | OutGen | Ltg_Lamp | LED_lamp |  | OLtg-Res-LED-20000hr | LED PAR30 Basecase, Total Watts = 3.42 x Msr Watts | LED PAR30 Basecase, Total Watts = 3.42 x Msr Watts | LED Lamp: Exterior PAR30, 16 Watts, non-dimmable | LEDratio0342 | LEDratio0342 | LED-PAR30-Ext(16w) | Available | From LED WRR Disposition July 2016 | 0 | 0 | LED-WRR-WorkpaperDisposition_22Jul2016-Final.docx | RobNc |  | OLtg-Res-LED-20000hr |  | None | 2017-01-01 | 2017-06-30 | InEA_modVal | LT-49986 |  |  |  | Standard |  | 1 | 1 | 0 | Deemed Ex Ante Team |  |  |  | Updated to indicate claim/filing status
221 | R-Out-LED-PAR30-Ext(8w)-dWP19 | Residential Outdoor General Lighting: LED Lamp replaces pre-existing standard lighting Wattage. Measure includes Code case. | DEER2017 | Staff Disposition | 2020-11-24 16:30 | Res-Oltg-dWatt-CFL | NonDEER | Scaled | BaseRatio | 0 | 0 | None |  | 0 |  | 1 | Res | Any | Lighting | OutGen | Ltg_Lamp | LED_lamp |  | OLtg-Res-LED-20000hr | LED PAR30 Basecase, Total Watts = 3.42 x Msr Watts | LED PAR30 Basecase, Total Watts = 3.42 x Msr Watts | LED Lamp: Exterior PAR30, 8 Watts, non-dimmable | LEDratio0342 | LEDratio0342 | LED-PAR30-Ext(8w) | Available | From LED WRR Disposition July 2016 | 0 | 0 | LED-WRR-WorkpaperDisposition_22Jul2016-Final.docx | RobNc |  | OLtg-Res-LED-20000hr |  | None | 2017-01-01 | 2017-06-30 | InEA_modVal | LT-21786 |  |  |  | Standard |  | 1 | 1 | 0 | Deemed Ex Ante Team |  |  |  | Updated to indicate claim/filing status
222 | R-Out-LED-PAR38-Ext(11w)-dWP30 | Residential Outdoor General Lighting: LED Lamp replaces pre-existing standard lighting Wattage. Measure includes Code case. | DEER2017 | Staff Disposition | 2020-11-24 16:30 | Res-Oltg-dWatt-CFL | NonDEER | Scaled | BaseRatio | 0 | 0 | None |  | 0 |  | 1 | Res | Any | Lighting | OutGen | Ltg_Lamp | LED_lamp |  | OLtg-Res-LED-20000hr | LED PAR38 Basecase, Total Watts = 3.81 x Msr Watts | LED PAR38 Basecase, Total Watts = 3.81 x Msr Watts | LED Lamp: Exterior PAR38, 11 Watts, non-dimmable | LEDratio0381 | LEDratio0381 | LED-PAR38-Ext(11w) | Available | From LED WRR Disposition July 2016 | 0 | 0 | LED-WRR-WorkpaperDisposition_22Jul2016-Final.docx | RobNc |  | OLtg-Res-LED-20000hr |  | None | 2017-01-01 | 2017-06-30 | InEA_modVal | LT-35653 |  |  |  | Standard |  | 1 | 1 | 0 | Deemed Ex Ante Team |  |  |  | Updated to indicate claim/filing status
223 | R-Out-LED-PAR38-Ext(16w)-dWP44 | Residential Outdoor General Lighting: LED Lamp replaces pre-existing standard lighting Wattage. Measure includes Code case. | DEER2017 | Staff Disposition | 2020-11-24 16:30 | Res-Oltg-dWatt-CFL | NonDEER | Scaled | BaseRatio | 0 | 0 | None |  | 0 |  | 1 | Res | Any | Lighting | OutGen | Ltg_Lamp | LED_lamp |  | OLtg-Res-LED-20000hr | LED PAR38 Basecase, Total Watts = 3.81 x Msr Watts | LED PAR38 Basecase, Total Watts = 3.81 x Msr Watts | LED Lamp: Exterior PAR38, 16 Watts, non-dimmable | LEDratio0381 | LEDratio0381 | LED-PAR38-Ext(16w) | Available | From LED WRR Disposition July 2016 | 0 | 0 | LED-WRR-WorkpaperDisposition_22Jul2016-Final.docx | RobNc |  | OLtg-Res-LED-20000hr |  | None | 2017-01-01 | 2017-06-30 | InEA_modVal | LT-35653 |  |  |  | Standard |  | 1 | 1 | 0 | Deemed Ex Ante Team |  |  |  | Updated to indicate claim/filing status
224 | R-Out-LED-PAR38-Ext(18w)-dWP50 | Residential Outdoor General Lighting: LED Lamp replaces pre-existing standard lighting Wattage. Measure includes Code case. | DEER2017 | Staff Disposition | 2020-11-24 16:30 | Res-Oltg-dWatt-CFL | NonDEER | Scaled | BaseRatio | 0 | 0 | None |  | 0 |  | 1 | Res | Any | Lighting | OutGen | Ltg_Lamp | LED_lamp |  | OLtg-Res-LED-20000hr | LED PAR38 Basecase, Total Watts = 3.81 x Msr Watts | LED PAR38 Basecase, Total Watts = 3.81 x Msr Watts | LED Lamp: Exterior PAR38, 18 Watts, non-dimmable | LEDratio0381 | LEDratio0381 | LED-PAR38-Ext(18w) | Available | From LED WRR Disposition July 2016 | 0 | 0 | LED-WRR-WorkpaperDisposition_22Jul2016-Final.docx | RobNc |  | OLtg-Res-LED-20000hr |  | None | 2017-01-01 | 2017-06-30 | InEA_modVal | LT-70912 |  |  |  | Standard |  | 1 | 1 | 0 | Deemed Ex Ante Team |  |  |  | Updated to indicate claim/filing status
225 | R-Out-LED-PAR38-Ext(19w)-dWP53 | Residential Outdoor General Lighting: LED Lamp replaces pre-existing standard lighting Wattage. Measure includes Code case. | DEER2017 | Staff Disposition | 2020-11-24 16:30 | Res-Oltg-dWatt-CFL | NonDEER | Scaled | BaseRatio | 0 | 0 | None |  | 0 |  | 1 | Res | Any | Lighting | OutGen | Ltg_Lamp | LED_lamp |  | OLtg-Res-LED-20000hr | LED PAR38 Basecase, Total Watts = 3.81 x Msr Watts | LED PAR38 Basecase, Total Watts = 3.81 x Msr Watts | LED Lamp: Exterior PAR38, 19 Watts, non-dimmable | LEDratio0381 | LEDratio0381 | LED-PAR38-Ext(19w) | Available | From LED WRR Disposition July 2016 | 0 | 0 | LED-WRR-WorkpaperDisposition_22Jul2016-Final.docx | RobNc |  | OLtg-Res-LED-20000hr |  | None | 2017-01-01 | 2017-06-30 | InEA_modVal | LT-70912 |  |  |  | Standard |  | 1 | 1 | 0 | Deemed Ex Ante Team |  |  |  | Updated to indicate claim/filing status
226 | C-In-LED-A19(27w)-dWP52 | Commercial Indoor General Lighting: LED Lamp replaces pre-existing standard lighting Wattage. Measure includes Code case. | DEER2017 | Staff Disposition | 2020-11-24 16:30 | Com-Iltg-dWatt-CFL_OSbldg | NonDEER | Scaled | BaseRatio | 0 | 0 | None |  | 0 |  | 1 | Com | Any | Lighting | InGen-CFL | Ltg_Lamp | LED_lamp |  | ILtg-Com-LED-20000hr | LED A19 Basecase, Total Watts = 2.96 x Msr Watts | LED A19 Basecase, Total Watts = 2.96 x Msr Watts | LED Lamp: A19, 27 Watts, non-dimmable | LEDratio0296 | LEDratio0296 | LED-A19(27w) | Available | From LED WRR Disposition July 2016 | 0 | 0 | LED-WRR-WorkpaperDisposition_22Jul2016-Final.docx | RobNc |  | ILtg-Com-LED-20000hr |  | DEER2017-Ltg-Com-CFL | 2017-01-01 | 2017-06-30 | InEA_modVal | LT-99541 |  |  |  | Standard |  | 1 | 1 | 0 | Deemed Ex Ante Team |  |  |  | Updated to indicate claim/filing status
227 | C-In-LED-A19(28w)-dWP54 | Commercial Indoor General Lighting: LED Lamp replaces pre-existing standard lighting Wattage. Measure includes Code case. | DEER2017 | Staff Disposition | 2020-11-24 16:30 | Com-Iltg-dWatt-CFL_OSbldg | NonDEER | Scaled | BaseRatio | 0 | 0 | None |  | 0 |  | 1 | Com | Any | Lighting | InGen-CFL | Ltg_Lamp | LED_lamp |  | ILtg-Com-LED-20000hr | LED A19 Basecase, Total Watts = 2.96 x Msr Watts | LED A19 Basecase, Total Watts = 2.96 x Msr Watts | LED Lamp: A19, 28 Watts, non-dimmable | LEDratio0296 | LEDratio0296 | LED-A19(28w) | Available | From LED WRR Disposition July 2016 | 0 | 0 | LED-WRR-WorkpaperDisposition_22Jul2016-Final.docx | RobNc |  | ILtg-Com-LED-20000hr |  | DEER2017-Ltg-Com-CFL | 2017-01-01 | 2017-06-30 | InEA_modVal | LT-85121 |  |  |  | Standard |  | 1 | 1 | 0 | Deemed Ex Ante Team |  |  |  | Updated to indicate claim/filing status
228 | C-In-LED-A19(29w)-dWP56 | Commercial Indoor General Lighting: LED Lamp replaces pre-existing standard lighting Wattage. Measure includes Code case. | DEER2017 | Staff Disposition | 2020-11-24 16:30 | Com-Iltg-dWatt-CFL_OSbldg | NonDEER | Scaled | BaseRatio | 0 | 0 | None |  | 0 |  | 1 | Com | Any | Lighting | InGen-CFL | Ltg_Lamp | LED_lamp |  | ILtg-Com-LED-20000hr | LED A19 Basecase, Total Watts = 2.96 x Msr Watts | LED A19 Basecase, Total Watts = 2.96 x Msr Watts | LED Lamp: A19, 29 Watts, non-dimmable | LEDratio0296 | LEDratio0296 | LED-A19(29w) | Available | From LED WRR Disposition July 2016 | 0 | 0 | LED-WRR-WorkpaperDisposition_22Jul2016-Final.docx | RobNc |  | ILtg-Com-LED-20000hr |  | DEER2017-Ltg-Com-CFL | 2017-01-01 | 2017-06-30 | InEA_modVal | LT-91660 |  |  |  | Standard |  | 1 | 1 | 0 | Deemed Ex Ante Team |  |  |  | Updated to indicate claim/filing status
229 | C-In-LED-A19(31w)-dWP60 | Commercial Indoor General Lighting: LED Lamp replaces pre-existing standard lighting Wattage. Measure includes Code case. | DEER2017 | Staff Disposition | 2020-11-24 16:30 | Com-Iltg-dWatt-CFL_OSbldg | NonDEER | Scaled | BaseRatio | 0 | 0 | None |  | 0 |  | 1 | Com | Any | Lighting | InGen-CFL | Ltg_Lamp | LED_lamp |  | ILtg-Com-LED-20000hr | LED A19 Basecase, Total Watts = 2.96 x Msr Watts | LED A19 Basecase, Total Watts = 2.96 x Msr Watts | LED Lamp: A19, 31 Watts, non-dimmable | LEDratio0296 | LEDratio0296 | LED-A19(31w) | Available | From LED WRR Disposition July 2016 | 0 | 0 | LED-WRR-WorkpaperDisposition_22Jul2016-Final.docx | RobNc |  | ILtg-Com-LED-20000hr |  | DEER2017-Ltg-Com-CFL | 2017-01-01 | 2017-06-30 | InEA_modVal | LT-64495 |  |  |  | Standard |  | 1 | 1 | 0 | Deemed Ex Ante Team |  |  |  | Updated to indicate claim/filing status
230 | C-In-LED-Candle(4w)-dWP25 | Commercial Indoor General Lighting: LED Lamp replaces pre-existing standard lighting Wattage. Measure includes Code case. | DEER2017 | Staff Disposition | 2020-11-24 16:30 | Com-Iltg-dWatt-CFL_OSbldg | NonDEER | Scaled | BaseRatio | 0 | 0 | None |  | 0 |  | 1 | Com | Any | Lighting | InGen-CFL | Ltg_Lamp | LED_lamp |  | ILtg-Com-LED-15000hr | LED Candelabra Basecase, Total Watts = 7.35 x Msr Watts | LED Candelabra Basecase, Total Watts = 7.35 x Msr Watts | LED Lamp: Candle, 4 Watts, non-dimmable | LEDratio0735 | LEDratio0735 | LED-Candle(4w) | Available | From LED WRR Disposition July 2016 | 0 | 0 | LED-WRR-WorkpaperDisposition_22Jul2016-Final.docx | RobNc |  | ILtg-Com-LED-15000hr |  | DEER2017-Ltg-Com-CFL | 2017-01-01 | 2018-06-30 | InEA_modVal | LT-48560 |  |  |  | Standard | Revise expiry date to 60/30/2018 Commission Staff direction 2018ScrewInLampSavignsMethods-11Dec2017.pdf | 1 | 1 | 0 | Deemed Ex Ante Team |  | Revise expiry date to 60/30/2018 Commission Staff direction 2018ScrewInLampSavignsMethods-11Dec2017.pdf |  | Updated to indicate claim/filing status
231 | C-In-LED-CanRet(13w)-dWP31 | Commercial Indoor General Lighting: LED Fixture replaces pre-existing standard lighting Wattage. Measure includes Code case. | DEER2017 | Staff Disposition | 2020-11-24 16:30 | Com-Iltg-dWatt-CFL_OSbldg | NonDEER | Scaled | BaseRatio | 0 | 0 | None |  | 0 |  | 1 | Com | Any | Lighting | InGen-CFL | Ltg_Lamp | LED_lamp |  | ILtg-Com-LED-20000hr | LED PAR30 Basecase, Total Watts = 3.42 x Msr Watts | LED PAR30 Basecase, Total Watts = 3.42 x Msr Watts | LED Lamp: CanRet, 13 Watts, non-dimmable | LEDratio0342 | LEDratio0342 | LED-CanRet(13w) | Available | From LED WRR Disposition July 2016 | 0 | 0 | LED-WRR-WorkpaperDisposition_22Jul2016-Final.docx | RobNc |  | ILtg-Com-LED-20000hr |  | DEER2017-Ltg-Com-CFL | 2017-01-01 | 2018-06-30 | InEA_modVal |  |  |  |  | Standard | Remove expiry date per Commission Staff direction 2018ScrewInLampSavignsMethods-11Dec2017.pdf | 1 | 1 | 0 | Deemed Ex Ante Team |  | Remove expiry date per Commission Staff direction 2018ScrewInLampSavignsMethods-11Dec2017.pdf |  | Updated to indicate claim/filing status
232 | C-In-LEDFixt(17w)-dWP33-dWC24 | Commercial Indoor General Lighting: LED Fixture replaces pre-existing standard lighting Wattage. Measure includes Code case. | DEER2017 | Staff Disposition | 2020-11-24 16:30 | Com-Iltg-dWatt-CFL_OSbldg | NonDEER | Scaled | BaseRatio | 0 | 0 | None |  | 0 |  | 1 | Com | Any | Lighting | InGen-CFL | Ltg_Fixture | LED_fixt |  | ILtg-Com-LED-50000hr+16yr | LED A19 Basecase, Total Watts = 2.96 x Msr Watts | LED Fixture Basecase, Total Watts = 2.42 x Msr Watts | LED fixture: Any type of housing Fixture Type; Total Watts = 17 | LEDratio0296 | LEDratio0242 | LEDFixt(17w) | Available | From LED WRR Disposition July 2016 | 0 | 0 | LED-WRR-WorkpaperDisposition_22Jul2016-Final.docx | ErRobNc |  | LtgFixture-Default |  | DEER2017-Ltg-Com-CFL | 2017-01-01 | 2019-12-31 | InEA_modVal |  |  |  |  | Standard | Expires 12/31/2019 due to DEER2020 revised impacts and peak demand definition | 1 | 1 | 0 | Deemed Ex Ante Team |  | Expires 12/31/2019 due to DEER2020 revised impacts and peak demand definition |  | Updated to indicate claim/filing status
233 | C-In-LEDFixt(20w)-dWP39-dWC28 | Commercial Indoor General Lighting: LED Fixture replaces pre-existing standard lighting Wattage. Measure includes Code case. | DEER2017 | Staff Disposition | 2020-11-24 16:30 | Com-Iltg-dWatt-CFL_OSbldg | NonDEER | Scaled | BaseRatio | 0 | 0 | None |  | 0 |  | 1 | Com | Any | Lighting | InGen-CFL | Ltg_Fixture | LED_fixt |  | ILtg-Com-LED-50000hr+16yr | LED A19 Basecase, Total Watts = 2.96 x Msr Watts | LED Fixture Basecase, Total Watts = 2.42 x Msr Watts | LED fixture: Any type of housing Fixture Type; Total Watts = 20 | LEDratio0296 | LEDratio0242 | LEDFixt(20w) | Available | From LED WRR Disposition July 2016 | 0 | 0 | LED-WRR-WorkpaperDisposition_22Jul2016-Final.docx | ErRobNc |  | LtgFixture-Default |  | DEER2017-Ltg-Com-CFL | 2017-01-01 | 2019-12-31 | InEA_modVal |  |  |  |  | Standard | Expires 12/31/2019 due to DEER2020 revised impacts and peak demand definition | 1 | 1 | 0 | Deemed Ex Ante Team |  | Expires 12/31/2019 due to DEER2020 revised impacts and peak demand definition |  | Updated to indicate claim/filing status
234 | C-In-LEDFixt(22w)-dWP43-dWC31 | Commercial Indoor General Lighting: LED Fixture replaces pre-existing standard lighting Wattage. Measure includes Code case. | DEER2017 | Staff Disposition | 2020-11-24 16:30 | Com-Iltg-dWatt-CFL_OSbldg | NonDEER | Scaled | BaseRatio | 0 | 0 | None |  | 0 |  | 1 | Com | Any | Lighting | InGen-CFL | Ltg_Fixture | LED_fixt |  | ILtg-Com-LED-50000hr+16yr | LED A19 Basecase, Total Watts = 2.96 x Msr Watts | LED Fixture Basecase, Total Watts = 2.42 x Msr Watts | LED fixture: Any type of housing Fixture Type; Total Watts = 22 | LEDratio0296 | LEDratio0242 | LEDFixt(22w) | Available | From LED WRR Disposition July 2016 | 0 | 0 | LED-WRR-WorkpaperDisposition_22Jul2016-Final.docx | ErRobNc |  | LtgFixture-Default |  | DEER2017-Ltg-Com-CFL | 2017-01-01 | 2019-12-31 | InEA_modVal |  |  |  |  | Standard | Expires 12/31/2019 due to DEER2020 revised impacts and peak demand definition | 1 | 1 | 0 | Deemed Ex Ante Team |  | Expires 12/31/2019 due to DEER2020 revised impacts and peak demand definition |  | Updated to indicate claim/filing status
235 | C-In-LEDFixt(7w)-dWP13-dWC9 | Commercial Indoor General Lighting: LED Fixture replaces pre-existing standard lighting Wattage. Measure includes Code case. | DEER2017 | Staff Disposition | 2020-11-24 16:30 | Com-Iltg-dWatt-CFL_OSbldg | NonDEER | Scaled | BaseRatio | 0 | 0 | None |  | 0 |  | 1 | Com | Any | Lighting | InGen-CFL | Ltg_Fixture | LED_fixt |  | ILtg-Com-LED-50000hr+16yr | LED A19 Basecase, Total Watts = 2.96 x Msr Watts | LED Fixture Basecase, Total Watts = 2.42 x Msr Watts | LED fixture: Any type of housing Fixture Type; Total Watts = 7 | LEDratio0296 | LEDratio0242 | LEDFixt(7w) | Available | From LED WRR Disposition July 2016 | 0 | 0 | LED-WRR-WorkpaperDisposition_22Jul2016-Final.docx | ErRobNc |  | LtgFixture-Default |  | DEER2017-Ltg-Com-CFL | 2017-01-01 | 2019-12-31 | InEA_modVal |  |  |  |  | Standard | Expires 12/31/2019 due to DEER2020 revised impacts and peak demand definition | 1 | 1 | 0 | Deemed Ex Ante Team |  | Expires 12/31/2019 due to DEER2020 revised impacts and peak demand definition |  | Updated to indicate claim/filing status
236 | C-In-LEDFixt-1(11w)-dWP21-dWC15 | Commercial Indoor General Lighting: LED Fixture replaces pre-existing standard lighting Wattage. Measure includes Code case. | DEER2017 | Staff Disposition | 2020-11-24 16:30 | Com-Iltg-dWatt-CFL_OSbldg | NonDEER | Scaled | BaseRatio | 0 | 0 | None |  | 0 |  | 1 | Com | Any | Lighting | InGen-CFL | Ltg_Fixture | LED_fixt |  | ILtg-Com-LED-50000hr+16yr | LED A19 Basecase, Total Watts = 2.96 x Msr Watts | LED Fixture Basecase, Total Watts = 2.42 x Msr Watts | LED fixture: Any type of housing Fixture Type; Total Watts = 11 | LEDratio0296 | LEDratio0242 | LEDFixt-1(11w) | Available | From LED WRR Disposition July 2016 | 0 | 0 | LED-WRR-WorkpaperDisposition_22Jul2016-Final.docx | ErRobNc |  | LtgFixture-Default |  | DEER2017-Ltg-Com-CFL | 2017-01-01 | 2019-12-31 | InEA_modVal |  |  |  |  | Standard | Expires 12/31/2019 due to DEER2020 revised impacts and peak demand definition | 1 | 1 | 0 | Deemed Ex Ante Team |  | Expires 12/31/2019 due to DEER2020 revised impacts and peak demand definition |  | Updated to indicate claim/filing status
237 | C-In-LEDFixt-1(14w)-dWP27-dWC19 | Commercial Indoor General Lighting: LED Fixture replaces pre-existing standard lighting Wattage. Measure includes Code case. | DEER2017 | Staff Disposition | 2020-11-24 16:30 | Com-Iltg-dWatt-CFL_OSbldg | NonDEER | Scaled | BaseRatio | 0 | 0 | None |  | 0 |  | 1 | Com | Any | Lighting | InGen-CFL | Ltg_Fixture | LED_fixt |  | ILtg-Com-LED-50000hr+16yr | LED A19 Basecase, Total Watts = 2.96 x Msr Watts | LED Fixture Basecase, Total Watts = 2.42 x Msr Watts | LED fixture: Any type of housing Fixture Type; Total Watts = 14 | LEDratio0296 | LEDratio0242 | LEDFixt-1(14w) | Available | From LED WRR Disposition July 2016 | 0 | 0 | LED-WRR-WorkpaperDisposition_22Jul2016-Final.docx | ErRobNc |  | LtgFixture-Default |  | DEER2017-Ltg-Com-CFL | 2017-01-01 | 2019-12-31 | InEA_modVal |  |  |  |  | Standard | Expires 12/31/2019 due to DEER2020 revised impacts and peak demand definition | 1 | 1 | 0 | Deemed Ex Ante Team |  | Expires 12/31/2019 due to DEER2020 revised impacts and peak demand definition |  | Updated to indicate claim/filing status
238 | C-In-LEDFixt-1(16w)-dWP31-dWC22 | Commercial Indoor General Lighting: LED Fixture replaces pre-existing standard lighting Wattage. Measure includes Code case. | DEER2017 | Staff Disposition | 2020-11-24 16:30 | Com-Iltg-dWatt-CFL_OSbldg | NonDEER | Scaled | BaseRatio | 0 | 0 | None |  | 0 |  | 1 | Com | Any | Lighting | InGen-CFL | Ltg_Fixture | LED_fixt |  | ILtg-Com-LED-50000hr+16yr | LED A19 Basecase, Total Watts = 2.96 x Msr Watts | LED Fixture Basecase, Total Watts = 2.42 x Msr Watts | LED fixture: Any type of housing Fixture Type; Total Watts = 16 | LEDratio0296 | LEDratio0242 | LEDFixt-1(16w) | Available | From LED WRR Disposition July 2016 | 0 | 0 | LED-WRR-WorkpaperDisposition_22Jul2016-Final.docx | ErRobNc |  | LtgFixture-Default |  | DEER2017-Ltg-Com-CFL | 2017-01-01 | 2019-12-31 | InEA_modVal |  |  |  |  | Standard | Expires 12/31/2019 due to DEER2020 revised impacts and peak demand definition | 1 | 1 | 0 | Deemed Ex Ante Team |  | Expires 12/31/2019 due to DEER2020 revised impacts and peak demand definition |  | Updated to indicate claim/filing status
239 | C-In-LEDFixt-2(13w)-dWP25-dWC18 | Commercial Indoor General Lighting: LED Fixture replaces pre-existing standard lighting Wattage. Measure includes Code case. | DEER2017 | Staff Disposition | 2020-11-24 16:30 | Com-Iltg-dWatt-CFL_OSbldg | NonDEER | Scaled | BaseRatio | 0 | 0 | None |  | 0 |  | 1 | Com | Any | Lighting | InGen-CFL | Ltg_Fixture | LED_fixt |  | ILtg-Com-LED-50000hr+16yr | LED A19 Basecase, Total Watts = 2.96 x Msr Watts | LED Fixture Basecase, Total Watts = 2.42 x Msr Watts | LED fixture: Any type of housing Fixture Type; Total Watts = 13 | LEDratio0296 | LEDratio0242 | LEDFixt-2(13w) | Available | From LED WRR Disposition July 2016 | 0 | 0 | LED-WRR-WorkpaperDisposition_22Jul2016-Final.docx | ErRobNc |  | LtgFixture-Default |  | DEER2017-Ltg-Com-CFL | 2017-01-01 | 2019-12-31 | InEA_modVal |  |  |  |  | Standard | Expires 12/31/2019 due to DEER2020 revised impacts and peak demand definition | 1 | 1 | 0 | Deemed Ex Ante Team |  | Expires 12/31/2019 due to DEER2020 revised impacts and peak demand definition |  | Updated to indicate claim/filing status
240 | C-In-LEDFixt-2(24w)-dWP47-dWC34 | Commercial Indoor General Lighting: LED Fixture replaces pre-existing standard lighting Wattage. Measure includes Code case. | DEER2017 | Staff Disposition | 2020-11-24 16:30 | Com-Iltg-dWatt-CFL_OSbldg | NonDEER | Scaled | BaseRatio | 0 | 0 | None |  | 0 |  | 1 | Com | Any | Lighting | InGen-CFL | Ltg_Fixture | LED_fixt |  | ILtg-Com-LED-50000hr+16yr | LED A19 Basecase, Total Watts = 2.96 x Msr Watts | LED Fixture Basecase, Total Watts = 2.42 x Msr Watts | LED fixture: Any type of housing Fixture Type; Total Watts = 24 | LEDratio0296 | LEDratio0242 | LEDFixt-2(24w) | Available | From LED WRR Disposition July 2016 | 0 | 0 | LED-WRR-WorkpaperDisposition_22Jul2016-Final.docx | ErRobNc |  | LtgFixture-Default |  | DEER2017-Ltg-Com-CFL | 2017-01-01 | 2019-12-31 | InEA_modVal |  |  |  |  | Standard | Expires 12/31/2019 due to DEER2020 revised impacts and peak demand definition | 1 | 1 | 0 | Deemed Ex Ante Team |  | Expires 12/31/2019 due to DEER2020 revised impacts and peak demand definition |  | Updated to indicate claim/filing status
241 | C-In-LEDFixt-2(25w)-dWP49-dWC35 | Commercial Indoor General Lighting: LED Fixture replaces pre-existing standard lighting Wattage. Measure includes Code case. | DEER2017 | Staff Disposition | 2020-11-24 16:30 | Com-Iltg-dWatt-CFL_OSbldg | NonDEER | Scaled | BaseRatio | 0 | 0 | None |  | 0 |  | 1 | Com | Any | Lighting | InGen-CFL | Ltg_Fixture | LED_fixt |  | ILtg-Com-LED-50000hr+16yr | LED A19 Basecase, Total Watts = 2.96 x Msr Watts | LED Fixture Basecase, Total Watts = 2.42 x Msr Watts | LED fixture: Any type of housing Fixture Type; Total Watts = 25 | LEDratio0296 | LEDratio0242 | LEDFixt-2(25w) | Available | From LED WRR Disposition July 2016 | 0 | 0 | LED-WRR-WorkpaperDisposition_22Jul2016-Final.docx | ErRobNc |  | LtgFixture-Default |  | DEER2017-Ltg-Com-CFL | 2017-01-01 | 2019-12-31 | InEA_modVal |  |  |  |  | Standard | Expires 12/31/2019 due to DEER2020 revised impacts and peak demand definition | 1 | 1 | 0 | Deemed Ex Ante Team |  | Expires 12/31/2019 due to DEER2020 revised impacts and peak demand definition |  | Updated to indicate claim/filing status
243 | C-In-LEDFixt-3(18w)-dWP35-dWC25 | Commercial Indoor General Lighting: LED Fixture replaces pre-existing standard lighting Wattage. Measure includes Code case. | DEER2017 | Staff Disposition | 2020-11-24 16:30 | Com-Iltg-dWatt-CFL_OSbldg | NonDEER | Scaled | BaseRatio | 0 | 0 | None |  | 0 |  | 1 | Com | Any | Lighting | InGen-CFL | Ltg_Fixture | LED_fixt |  | ILtg-Com-LED-50000hr+16yr | LED A19 Basecase, Total Watts = 2.96 x Msr Watts | LED Fixture Basecase, Total Watts = 2.42 x Msr Watts | LED fixture: Any type of housing Fixture Type; Total Watts = 18 | LEDratio0296 | LEDratio0242 | LEDFixt-3(18w) | Available | From LED WRR Disposition July 2016 | 0 | 0 | LED-WRR-WorkpaperDisposition_22Jul2016-Final.docx | ErRobNc |  | LtgFixture-Default |  | DEER2017-Ltg-Com-CFL | 2017-01-01 | 2019-12-31 | InEA_modVal |  |  |  |  | Standard | Expires 12/31/2019 due to DEER2020 revised impacts and peak demand definition | 1 | 1 | 0 | Deemed Ex Ante Team |  | Expires 12/31/2019 due to DEER2020 revised impacts and peak demand definition |  | Updated to indicate claim/filing status
244 | C-In-LEDFixt-3(19w)-dWP37-dWC26 | Commercial Indoor General Lighting: LED Fixture replaces pre-existing standard lighting Wattage. Measure includes Code case. | DEER2017 | Staff Disposition | 2020-11-24 16:30 | Com-Iltg-dWatt-CFL_OSbldg | NonDEER | Scaled | BaseRatio | 0 | 0 | None |  | 0 |  | 1 | Com | Any | Lighting | InGen-CFL | Ltg_Fixture | LED_fixt |  | ILtg-Com-LED-50000hr+16yr | LED A19 Basecase, Total Watts = 2.96 x Msr Watts | LED Fixture Basecase, Total Watts = 2.42 x Msr Watts | LED fixture: Any type of housing Fixture Type; Total Watts = 19 | LEDratio0296 | LEDratio0242 | LEDFixt-3(19w) | Available | From LED WRR Disposition July 2016 | 0 | 0 | LED-WRR-WorkpaperDisposition_22Jul2016-Final.docx | ErRobNc |  | LtgFixture-Default |  | DEER2017-Ltg-Com-CFL | 2017-01-01 | 2019-12-31 | InEA_modVal |  |  |  |  | Standard | Expires 12/31/2019 due to DEER2020 revised impacts and peak demand definition | 1 | 1 | 0 | Deemed Ex Ante Team |  | Expires 12/31/2019 due to DEER2020 revised impacts and peak demand definition |  | Updated to indicate claim/filing status
245 | C-In-LEDFixt-3(21w)-dWP41-dWC29 | Commercial Indoor General Lighting: LED Fixture replaces pre-existing standard lighting Wattage. Measure includes Code case. | DEER2017 | Staff Disposition | 2020-11-24 16:30 | Com-Iltg-dWatt-CFL_OSbldg | NonDEER | Scaled | BaseRatio | 0 | 0 | None |  | 0 |  | 1 | Com | Any | Lighting | InGen-CFL | Ltg_Fixture | LED_fixt |  | ILtg-Com-LED-50000hr+16yr | LED A19 Basecase, Total Watts = 2.96 x Msr Watts | LED Fixture Basecase, Total Watts = 2.42 x Msr Watts | LED fixture: Any type of housing Fixture Type; Total Watts = 21 | LEDratio0296 | LEDratio0242 | LEDFixt-3(21w) | Available | From LED WRR Disposition July 2016 | 0 | 0 | LED-WRR-WorkpaperDisposition_22Jul2016-Final.docx | ErRobNc |  | LtgFixture-Default |  | DEER2017-Ltg-Com-CFL | 2017-01-01 | 2019-12-31 | InEA_modVal |  |  |  |  | Standard | Expires 12/31/2019 due to DEER2020 revised impacts and peak demand definition | 1 | 1 | 0 | Deemed Ex Ante Team |  | Expires 12/31/2019 due to DEER2020 revised impacts and peak demand definition |  | Updated to indicate claim/filing status
246 | C-In-LEDFixt-3(8w)-dWP15-dWC11 | Commercial Indoor General Lighting: LED Fixture replaces pre-existing standard lighting Wattage. Measure includes Code case. | DEER2017 | Staff Disposition | 2020-11-24 16:30 | Com-Iltg-dWatt-CFL_OSbldg | NonDEER | Scaled | BaseRatio | 0 | 0 | None |  | 0 |  | 1 | Com | Any | Lighting | InGen-CFL | Ltg_Fixture | LED_fixt |  | ILtg-Com-LED-50000hr+16yr | LED A19 Basecase, Total Watts = 2.96 x Msr Watts | LED Fixture Basecase, Total Watts = 2.42 x Msr Watts | LED fixture: Any type of housing Fixture Type; Total Watts = 8 | LEDratio0296 | LEDratio0242 | LEDFixt-3(8w) | Available | From LED WRR Disposition July 2016 | 0 | 0 | LED-WRR-WorkpaperDisposition_22Jul2016-Final.docx | ErRobNc |  | LtgFixture-Default |  | DEER2017-Ltg-Com-CFL | 2017-01-01 | 2019-12-31 | InEA_modVal |  |  |  |  | Standard | Expires 12/31/2019 due to DEER2020 revised impacts and peak demand definition | 1 | 1 | 0 | Deemed Ex Ante Team |  | Expires 12/31/2019 due to DEER2020 revised impacts and peak demand definition |  | Updated to indicate claim/filing status
247 | C-In-LEDFixt-3(9w)-dWP17-dWC12 | Commercial Indoor General Lighting: LED Fixture replaces pre-existing standard lighting Wattage. Measure includes Code case. | DEER2017 | Staff Disposition | 2020-11-24 16:30 | Com-Iltg-dWatt-CFL_OSbldg | NonDEER | Scaled | BaseRatio | 0 | 0 | None |  | 0 |  | 1 | Com | Any | Lighting | InGen-CFL | Ltg_Fixture | LED_fixt |  | ILtg-Com-LED-50000hr+16yr | LED A19 Basecase, Total Watts = 2.96 x Msr Watts | LED Fixture Basecase, Total Watts = 2.42 x Msr Watts | LED fixture: Any type of housing Fixture Type; Total Watts = 9 | LEDratio0296 | LEDratio0242 | LEDFixt-3(9w) | Available | From LED WRR Disposition July 2016 | 0 | 0 | LED-WRR-WorkpaperDisposition_22Jul2016-Final.docx | ErRobNc |  | LtgFixture-Default |  | DEER2017-Ltg-Com-CFL | 2017-01-01 | 2019-12-31 | InEA_modVal |  |  |  |  | Standard | Expires 12/31/2019 due to DEER2020 revised impacts and peak demand definition | 1 | 1 | 0 | Deemed Ex Ante Team |  | Expires 12/31/2019 due to DEER2020 revised impacts and peak demand definition |  | Updated to indicate claim/filing status
248 | C-In-LEDFixt-4(23w)-dWP45-dWC32 | Commercial Indoor General Lighting: LED Fixture replaces pre-existing standard lighting Wattage. Measure includes Code case. | DEER2017 | Staff Disposition | 2020-11-24 16:30 | Com-Iltg-dWatt-CFL_OSbldg | NonDEER | Scaled | BaseRatio | 0 | 0 | None |  | 0 |  | 1 | Com | Any | Lighting | InGen-CFL | Ltg_Fixture | LED_fixt |  | ILtg-Com-LED-50000hr+16yr | LED A19 Basecase, Total Watts = 2.96 x Msr Watts | LED Fixture Basecase, Total Watts = 2.42 x Msr Watts | LED fixture: Any type of housing Fixture Type; Total Watts = 23 | LEDratio0296 | LEDratio0242 | LEDFixt-4(23w) | Available | From LED WRR Disposition July 2016 | 0 | 0 | LED-WRR-WorkpaperDisposition_22Jul2016-Final.docx | ErRobNc |  | LtgFixture-Default |  | DEER2017-Ltg-Com-CFL | 2017-01-01 | 2019-12-31 | InEA_modVal |  |  |  |  | Standard | Expires 12/31/2019 due to DEER2020 revised impacts and peak demand definition | 1 | 1 | 0 | Deemed Ex Ante Team |  | Expires 12/31/2019 due to DEER2020 revised impacts and peak demand definition |  | Updated to indicate claim/filing status
249 | C-In-LEDFixt-6(12w)-dWP23-dWC17 | Commercial Indoor General Lighting: LED Fixture replaces pre-existing standard lighting Wattage. Measure includes Code case. | DEER2017 | Staff Disposition | 2020-11-24 16:30 | Com-Iltg-dWatt-CFL_OSbldg | NonDEER | Scaled | BaseRatio | 0 | 0 | None |  | 0 |  | 1 | Com | Any | Lighting | InGen-CFL | Ltg_Fixture | LED_fixt |  | ILtg-Com-LED-50000hr+16yr | LED A19 Basecase, Total Watts = 2.96 x Msr Watts | LED Fixture Basecase, Total Watts = 2.42 x Msr Watts | LED fixture: Any type of housing Fixture Type; Total Watts = 12 | LEDratio0296 | LEDratio0242 | LEDFixt-6(12w) | Available | From LED WRR Disposition July 2016 | 0 | 0 | LED-WRR-WorkpaperDisposition_22Jul2016-Final.docx | ErRobNc |  | LtgFixture-Default |  | DEER2017-Ltg-Com-CFL | 2017-01-01 | 2019-12-31 | InEA_modVal |  |  |  |  | Standard | Expires 12/31/2019 due to DEER2020 revised impacts and peak demand definition | 1 | 1 | 0 | Deemed Ex Ante Team |  | Expires 12/31/2019 due to DEER2020 revised impacts and peak demand definition |  | Updated to indicate claim/filing status
250 | C-In-LEDFixt-7(10w)-dWP19-dWC14 | Commercial Indoor General Lighting: LED Fixture replaces pre-existing standard lighting Wattage. Measure includes Code case. | DEER2017 | Staff Disposition | 2020-11-24 16:30 | Com-Iltg-dWatt-CFL_OSbldg | NonDEER | Scaled | BaseRatio | 0 | 0 | None |  | 0 |  | 1 | Com | Any | Lighting | InGen-CFL | Ltg_Fixture | LED_fixt |  | ILtg-Com-LED-50000hr+16yr | LED A19 Basecase, Total Watts = 2.96 x Msr Watts | LED Fixture Basecase, Total Watts = 2.42 x Msr Watts | LED fixture: Any type of housing Fixture Type; Total Watts = 10 | LEDratio0296 | LEDratio0242 | LEDFixt-7(10w) | Available | From LED WRR Disposition July 2016 | 0 | 0 | LED-WRR-WorkpaperDisposition_22Jul2016-Final.docx | ErRobNc |  | LtgFixture-Default |  | DEER2017-Ltg-Com-CFL | 2017-01-01 | 2019-12-31 | InEA_modVal |  |  |  |  | Standard | Expires 12/31/2019 due to DEER2020 revised impacts and peak demand definition | 1 | 1 | 0 | Deemed Ex Ante Team |  | Expires 12/31/2019 due to DEER2020 revised impacts and peak demand definition |  | Updated to indicate claim/filing status
251 | C-In-LED-Glb(10w)-dWP39 | Commercial Indoor General Lighting: LED Lamp replaces pre-existing standard lighting Wattage. Measure includes Code case. | DEER2017 | Staff Disposition | 2020-11-24 16:30 | Com-Iltg-dWatt-CFL_OSbldg | NonDEER | Scaled | BaseRatio | 0 | 0 | None |  | 0 |  | 1 | Com | Any | Lighting | InGen-CFL | Ltg_Lamp | LED_lamp |  | ILtg-Com-LED-20000hr | LED Globe greater than or equal to 3 Watts Basecase, Total Watts = 4.94 x Msr Watts | LED Globe greater than or equal to 3 Watts Basecase, Total Watts = 4.94 x Msr Watts | LED Lamp: Glb, 10 Watts, non-dimmable | LEDratio0494 | LEDratio0494 | LED-Glb(10w) | Available | From LED WRR Disposition July 2016 | 0 | 0 | LED-WRR-WorkpaperDisposition_22Jul2016-Final.docx | RobNc |  | ILtg-Com-LED-20000hr |  | DEER2017-Ltg-Com-CFL | 2017-01-01 | 2018-06-30 | InEA_modVal | LT-83519 |  |  |  | Standard | Revise expiry date to 60/30/2018 Commission Staff direction 2018ScrewInLampSavignsMethods-11Dec2017.pdf | 1 | 1 | 0 | Deemed Ex Ante Team |  | Revise expiry date to 60/30/2018 Commission Staff direction 2018ScrewInLampSavignsMethods-11Dec2017.pdf |  | Updated to indicate claim/filing status
252 | C-In-LED-Glb(4w)-dWP15 | Commercial Indoor General Lighting: LED Lamp replaces pre-existing standard lighting Wattage. Measure includes Code case. | DEER2017 | Staff Disposition | 2020-11-24 16:30 | Com-Iltg-dWatt-CFL_OSbldg | NonDEER | Scaled | BaseRatio | 0 | 0 | None |  | 0 |  | 1 | Com | Any | Lighting | InGen-CFL | Ltg_Lamp | LED_lamp |  | ILtg-Com-LED-20000hr | LED Globe greater than or equal to 3 Watts Basecase, Total Watts = 4.94 x Msr Watts | LED Globe greater than or equal to 3 Watts Basecase, Total Watts = 4.94 x Msr Watts | LED Lamp: Glb, 4 Watts, non-dimmable | LEDratio0494 | LEDratio0494 | LED-Glb(4w) | Available | From LED WRR Disposition July 2016 | 0 | 0 | LED-WRR-WorkpaperDisposition_22Jul2016-Final.docx | RobNc |  | ILtg-Com-LED-20000hr |  | DEER2017-Ltg-Com-CFL | 2017-01-01 | 2018-06-30 | InEA_modVal | LT-88455 |  |  |  | Standard | Revise expiry date to 60/30/2018 Commission Staff direction 2018ScrewInLampSavignsMethods-11Dec2017.pdf | 1 | 1 | 0 | Deemed Ex Ante Team |  | Revise expiry date to 60/30/2018 Commission Staff direction 2018ScrewInLampSavignsMethods-11Dec2017.pdf |  | Updated to indicate claim/filing status
253 | C-In-LED-Glb(5w)-dWP19 | Commercial Indoor General Lighting: LED Lamp replaces pre-existing standard lighting Wattage. Measure includes Code case. | DEER2017 | Staff Disposition | 2020-11-24 16:30 | Com-Iltg-dWatt-CFL_OSbldg | NonDEER | Scaled | BaseRatio | 0 | 0 | None |  | 0 |  | 1 | Com | Any | Lighting | InGen-CFL | Ltg_Lamp | LED_lamp |  | ILtg-Com-LED-20000hr | LED Globe greater than or equal to 3 Watts Basecase, Total Watts = 4.94 x Msr Watts | LED Globe greater than or equal to 3 Watts Basecase, Total Watts = 4.94 x Msr Watts | LED Lamp: Glb, 5 Watts, non-dimmable | LEDratio0494 | LEDratio0494 | LED-Glb(5w) | Available | From LED WRR Disposition July 2016 | 0 | 0 | LED-WRR-WorkpaperDisposition_22Jul2016-Final.docx | RobNc |  | ILtg-Com-LED-20000hr |  | DEER2017-Ltg-Com-CFL | 2017-01-01 | 2018-06-30 | InEA_modVal | LT-58216 |  |  |  | Standard | Revise expiry date to 60/30/2018 Commission Staff direction 2018ScrewInLampSavignsMethods-11Dec2017.pdf | 1 | 1 | 0 | Deemed Ex Ante Team |  | Revise expiry date to 60/30/2018 Commission Staff direction 2018ScrewInLampSavignsMethods-11Dec2017.pdf |  | Updated to indicate claim/filing status
254 | C-In-LED-Glb(6w)-dWP23 | Commercial Indoor General Lighting: LED Lamp replaces pre-existing standard lighting Wattage. Measure includes Code case. | DEER2017 | Staff Disposition | 2020-11-24 16:30 | Com-Iltg-dWatt-CFL_OSbldg | NonDEER | Scaled | BaseRatio | 0 | 0 | None |  | 0 |  | 1 | Com | Any | Lighting | InGen-CFL | Ltg_Lamp | LED_lamp |  | ILtg-Com-LED-20000hr | LED Globe greater than or equal to 3 Watts Basecase, Total Watts = 4.94 x Msr Watts | LED Globe greater than or equal to 3 Watts Basecase, Total Watts = 4.94 x Msr Watts | LED Lamp: Glb, 6 Watts, non-dimmable | LEDratio0494 | LEDratio0494 | LED-Glb(6w) | Available | From LED WRR Disposition July 2016 | 0 | 0 | LED-WRR-WorkpaperDisposition_22Jul2016-Final.docx | RobNc |  | ILtg-Com-LED-20000hr |  | DEER2017-Ltg-Com-CFL | 2017-01-01 | 2018-06-30 | InEA_modVal | LT-85655 |  |  |  | Standard | Revise expiry date to 60/30/2018 Commission Staff direction 2018ScrewInLampSavignsMethods-11Dec2017.pdf | 1 | 1 | 0 | Deemed Ex Ante Team |  | Revise expiry date to 60/30/2018 Commission Staff direction 2018ScrewInLampSavignsMethods-11Dec2017.pdf |  | Updated to indicate claim/filing status
255 | C-In-LED-Glb(7w)-dWP27 | Commercial Indoor General Lighting: LED Lamp replaces pre-existing standard lighting Wattage. Measure includes Code case. | DEER2017 | Staff Disposition | 2020-11-24 16:30 | Com-Iltg-dWatt-CFL_OSbldg | NonDEER | Scaled | BaseRatio | 0 | 0 | None |  | 0 |  | 1 | Com | Any | Lighting | InGen-CFL | Ltg_Lamp | LED_lamp |  | ILtg-Com-LED-20000hr | LED Globe greater than or equal to 3 Watts Basecase, Total Watts = 4.94 x Msr Watts | LED Globe greater than or equal to 3 Watts Basecase, Total Watts = 4.94 x Msr Watts | LED Lamp: Glb, 7 Watts, non-dimmable | LEDratio0494 | LEDratio0494 | LED-Glb(7w) | Available | From LED WRR Disposition July 2016 | 0 | 0 | LED-WRR-WorkpaperDisposition_22Jul2016-Final.docx | RobNc |  | ILtg-Com-LED-20000hr |  | DEER2017-Ltg-Com-CFL | 2017-01-01 | 2018-06-30 | InEA_modVal | LT-90058 |  |  |  | Standard | Revise expiry date to 60/30/2018 Commission Staff direction 2018ScrewInLampSavignsMethods-11Dec2017.pdf | 1 | 1 | 0 | Deemed Ex Ante Team |  | Revise expiry date to 60/30/2018 Commission Staff direction 2018ScrewInLampSavignsMethods-11Dec2017.pdf |  | Updated to indicate claim/filing status
256 | C-In-LED-Glb(9w)-dWP35 | Commercial Indoor General Lighting: LED Lamp replaces pre-existing standard lighting Wattage. Measure includes Code case. | DEER2017 | Staff Disposition | 2020-11-24 16:30 | Com-Iltg-dWatt-CFL_OSbldg | NonDEER | Scaled | BaseRatio | 0 | 0 | None |  | 0 |  | 1 | Com | Any | Lighting | InGen-CFL | Ltg_Lamp | LED_lamp |  | ILtg-Com-LED-20000hr | LED Globe greater than or equal to 3 Watts Basecase, Total Watts = 4.94 x Msr Watts | LED Globe greater than or equal to 3 Watts Basecase, Total Watts = 4.94 x Msr Watts | LED Lamp: Glb, 9 Watts, non-dimmable | LEDratio0494 | LEDratio0494 | LED-Glb(9w) | Available | From LED WRR Disposition July 2016 | 0 | 0 | LED-WRR-WorkpaperDisposition_22Jul2016-Final.docx | RobNc |  | ILtg-Com-LED-20000hr |  | DEER2017-Ltg-Com-CFL | 2017-01-01 | 2018-06-30 | InEA_modVal | LT-50075 |  |  |  | Standard | Revise expiry date to 60/30/2018 Commission Staff direction 2018ScrewInLampSavignsMethods-11Dec2017.pdf | 1 | 1 | 0 | Deemed Ex Ante Team |  | Revise expiry date to 60/30/2018 Commission Staff direction 2018ScrewInLampSavignsMethods-11Dec2017.pdf |  | Updated to indicate claim/filing status
257 | C-In-LED-PAR30(21w)-dWP50 | Commercial Indoor General Lighting: LED Lamp replaces pre-existing standard lighting Wattage. Measure includes Code case. | DEER2017 | Staff Disposition | 2020-11-24 16:30 | Com-Iltg-dWatt-CFL_OSbldg | NonDEER | Scaled | BaseRatio | 0 | 0 | None |  | 0 |  | 1 | Com | Any | Lighting | InGen-CFL | Ltg_Lamp | LED_lamp |  | ILtg-Com-LED-20000hr | LED PAR30 Basecase, Total Watts = 3.42 x Msr Watts | LED PAR30 Basecase, Total Watts = 3.42 x Msr Watts | LED Lamp: PAR30, 21 Watts, non-dimmable | LEDratio0342 | LEDratio0342 | LED-PAR30(21w) | Available | From LED WRR Disposition July 2016 | 0 | 0 | LED-WRR-WorkpaperDisposition_22Jul2016-Final.docx | RobNc |  | ILtg-Com-LED-20000hr |  | DEER2017-Ltg-Com-CFL | 2017-01-01 | 2017-06-30 | InEA_modVal | LT-55011 |  |  |  | Standard |  | 1 | 1 | 0 | Deemed Ex Ante Team |  |  |  | Updated to indicate claim/filing status
258 | C-In-LED-PAR30(22w)-dWP53 | Commercial Indoor General Lighting: LED Lamp replaces pre-existing standard lighting Wattage. Measure includes Code case. | DEER2017 | Staff Disposition | 2020-11-24 16:30 | Com-Iltg-dWatt-CFL_OSbldg | NonDEER | Scaled | BaseRatio | 0 | 0 | None |  | 0 |  | 1 | Com | Any | Lighting | InGen-CFL | Ltg_Lamp | LED_lamp |  | ILtg-Com-LED-20000hr | LED PAR30 Basecase, Total Watts = 3.42 x Msr Watts | LED PAR30 Basecase, Total Watts = 3.42 x Msr Watts | LED Lamp: PAR30, 22 Watts, non-dimmable | LEDratio0342 | LEDratio0342 | LED-PAR30(22w) | Available | From LED WRR Disposition July 2016 | 0 | 0 | LED-WRR-WorkpaperDisposition_22Jul2016-Final.docx | RobNc |  | ILtg-Com-LED-20000hr |  | DEER2017-Ltg-Com-CFL | 2017-01-01 | 2017-06-30 | InEA_modVal | LT-95269 |  |  |  | Standard |  | 1 | 1 | 0 | Deemed Ex Ante Team |  |  |  | Updated to indicate claim/filing status
259 | R-InCmn-LED-A19(26w)-dWP50 | Residential Indoor Common Area Lighting: LED Lamp replaces pre-existing standard lighting Wattage. Measure includes Code case. | DEER2017 | Staff Disposition | 2020-11-24 16:30 | Res-Iltg-Cmn-dWatt-CFL | NonDEER | Scaled | BaseRatio | 0 | 0 | None |  | 0 |  | 1 | Res | Any | Lighting | InCommon | Ltg_Lamp | LED_lamp |  | ILtg-Res-LED-20000hr-Cmn | LED A19 Basecase, Total Watts = 2.96 x Msr Watts | LED A19 Basecase, Total Watts = 2.96 x Msr Watts | LED Lamp: A19, 26 Watts, non-dimmable | LEDratio0296 | LEDratio0296 | LED-A19(26w) | Available | From LED WRR Disposition July 2016 | 0 | 0 | LED-WRR-WorkpaperDisposition_22Jul2016-Final.docx | RobNc |  | ILtg-Res-LED-20000hr-Cmn |  | None | 2017-01-01 | 2017-06-30 | InEA_modVal | LT-89928 |  |  |  | Standard |  | 1 | 1 | 0 | Deemed Ex Ante Team |  |  |  | Updated to indicate claim/filing status
260 | R-InCmn-LED-A19(27w)-dWP52 | Residential Indoor Common Area Lighting: LED Lamp replaces pre-existing standard lighting Wattage. Measure includes Code case. | DEER2017 | Staff Disposition | 2020-11-24 16:30 | Res-Iltg-Cmn-dWatt-CFL | NonDEER | Scaled | BaseRatio | 0 | 0 | None |  | 0 |  | 1 | Res | Any | Lighting | InCommon | Ltg_Lamp | LED_lamp |  | ILtg-Res-LED-20000hr-Cmn | LED A19 Basecase, Total Watts = 2.96 x Msr Watts | LED A19 Basecase, Total Watts = 2.96 x Msr Watts | LED Lamp: A19, 27 Watts, non-dimmable | LEDratio0296 | LEDratio0296 | LED-A19(27w) | Available | From LED WRR Disposition July 2016 | 0 | 0 | LED-WRR-WorkpaperDisposition_22Jul2016-Final.docx | RobNc |  | ILtg-Res-LED-20000hr-Cmn |  | None | 2017-01-01 | 2017-06-30 | InEA_modVal | LT-91862 |  |  |  | Standard |  | 1 | 1 | 0 | Deemed Ex Ante Team |  |  |  | Updated to indicate claim/filing status
261 | R-InCmn-LED-A19(28w)-dWP54 | Residential Indoor Common Area Lighting: LED Lamp replaces pre-existing standard lighting Wattage. Measure includes Code case. | DEER2017 | Staff Disposition | 2020-11-24 16:30 | Res-Iltg-Cmn-dWatt-CFL | NonDEER | Scaled | BaseRatio | 0 | 0 | None |  | 0 |  | 1 | Res | Any | Lighting | InCommon | Ltg_Lamp | LED_lamp |  | ILtg-Res-LED-20000hr-Cmn | LED A19 Basecase, Total Watts = 2.96 x Msr Watts | LED A19 Basecase, Total Watts = 2.96 x Msr Watts | LED Lamp: A19, 28 Watts, non-dimmable | LEDratio0296 | LEDratio0296 | LED-A19(28w) | Available | From LED WRR Disposition July 2016 | 0 | 0 | LED-WRR-WorkpaperDisposition_22Jul2016-Final.docx | RobNc |  | ILtg-Res-LED-20000hr-Cmn |  | None | 2017-01-01 | 2017-06-30 | InEA_modVal | LT-71438 |  |  |  | Standard |  | 1 | 1 | 0 | Deemed Ex Ante Team |  |  |  | Updated to indicate claim/filing status
262 | R-InCmn-LED-A19(29w)-dWP56 | Residential Indoor Common Area Lighting: LED Lamp replaces pre-existing standard lighting Wattage. Measure includes Code case. | DEER2017 | Staff Disposition | 2020-11-24 16:30 | Res-Iltg-Cmn-dWatt-CFL | NonDEER | Scaled | BaseRatio | 0 | 0 | None |  | 0 |  | 1 | Res | Any | Lighting | InCommon | Ltg_Lamp | LED_lamp |  | ILtg-Res-LED-20000hr-Cmn | LED A19 Basecase, Total Watts = 2.96 x Msr Watts | LED A19 Basecase, Total Watts = 2.96 x Msr Watts | LED Lamp: A19, 29 Watts, non-dimmable | LEDratio0296 | LEDratio0296 | LED-A19(29w) | Available | From LED WRR Disposition July 2016 | 0 | 0 | LED-WRR-WorkpaperDisposition_22Jul2016-Final.docx | RobNc |  | ILtg-Res-LED-20000hr-Cmn |  | None | 2017-01-01 | 2017-06-30 | InEA_modVal | LT-52009 |  |  |  | Standard |  | 1 | 1 | 0 | Deemed Ex Ante Team |  |  |  | Updated to indicate claim/filing status
263 | R-InCmn-LED-A19(30w)-dWP58 | Residential Indoor Common Area Lighting: LED Lamp replaces pre-existing standard lighting Wattage. Measure includes Code case. | DEER2017 | Staff Disposition | 2020-11-24 16:30 | Res-Iltg-Cmn-dWatt-CFL | NonDEER | Scaled | BaseRatio | 0 | 0 | None |  | 0 |  | 1 | Res | Any | Lighting | InCommon | Ltg_Lamp | LED_lamp |  | ILtg-Res-LED-20000hr-Cmn | LED A19 Basecase, Total Watts = 2.96 x Msr Watts | LED A19 Basecase, Total Watts = 2.96 x Msr Watts | LED Lamp: A19, 30 Watts, non-dimmable | LEDratio0296 | LEDratio0296 | LED-A19(30w) | Available | From LED WRR Disposition July 2016 | 0 | 0 | LED-WRR-WorkpaperDisposition_22Jul2016-Final.docx | RobNc |  | ILtg-Res-LED-20000hr-Cmn |  | None | 2017-01-01 | 2017-06-30 | InEA_modVal | LT-90996 |  |  |  | Standard |  | 1 | 1 | 0 | Deemed Ex Ante Team |  |  |  | Updated to indicate claim/filing status
264 | R-InCmn-LED-A19(31w)-dWP60 | Residential Indoor Common Area Lighting: LED Lamp replaces pre-existing standard lighting Wattage. Measure includes Code case. | DEER2017 | Staff Disposition | 2020-11-24 16:30 | Res-Iltg-Cmn-dWatt-CFL | NonDEER | Scaled | BaseRatio | 0 | 0 | None |  | 0 |  | 1 | Res | Any | Lighting | InCommon | Ltg_Lamp | LED_lamp |  | ILtg-Res-LED-20000hr-Cmn | LED A19 Basecase, Total Watts = 2.96 x Msr Watts | LED A19 Basecase, Total Watts = 2.96 x Msr Watts | LED Lamp: A19, 31 Watts, non-dimmable | LEDratio0296 | LEDratio0296 | LED-A19(31w) | Available | From LED WRR Disposition July 2016 | 0 | 0 | LED-WRR-WorkpaperDisposition_22Jul2016-Final.docx | RobNc |  | ILtg-Res-LED-20000hr-Cmn |  | None | 2017-01-01 | 2017-06-30 | InEA_modVal | LT-60757 |  |  |  | Standard |  | 1 | 1 | 0 | Deemed Ex Ante Team |  |  |  | Updated to indicate claim/filing status
265 | R-InCmn-LED-CanRet(8w)-dWP19 | Residential Indoor Common Area Lighting: LED Lamp replaces pre-existing standard lighting Wattage. Measure includes Code case. | DEER2017 | Staff Disposition | 2020-11-24 16:30 | Res-Iltg-Cmn-dWatt-CFL | NonDEER | Scaled | BaseRatio | 0 | 0 | None |  | 0 |  | 1 | Res | Any | Lighting | InCommon | Ltg_Lamp | LED_lamp |  | ILtg-Res-LED-20000hr-Cmn | LED PAR30 Basecase, Total Watts = 3.42 x Msr Watts | LED PAR30 Basecase, Total Watts = 3.42 x Msr Watts | LED Lamp: CanRet, 8 Watts, non-dimmable | LEDratio0342 | LEDratio0342 | LED-CanRet(8w) | Available | From LED WRR Disposition July 2016 | 0 | 0 | LED-WRR-WorkpaperDisposition_22Jul2016-Final.docx | RobNc |  | ILtg-Res-LED-20000hr-Cmn |  | None | 2017-01-01 | 2018-06-30 | InEA_modVal |  |  |  |  | Standard | Remove expiry date per Commission Staff direction 2018ScrewInLampSavignsMethods-11Dec2017.pdf | 1 | 1 | 0 | Deemed Ex Ante Team |  | Remove expiry date per Commission Staff direction 2018ScrewInLampSavignsMethods-11Dec2017.pdf |  | Updated to indicate claim/filing status
266 | R-InCmn-LEDFixt(17w)-dWP33-dWC24 | Residential Indoor Common Area Lighting: LED Fixture replaces pre-existing standard lighting Wattage. Measure includes Code case. | DEER2017 | Staff Disposition | 2020-11-24 16:30 | Res-Iltg-Cmn-dWatt-CFL | NonDEER | Scaled | BaseRatio | 0 | 0 | None |  | 0 |  | 1 | Res | Any | Lighting | InCommon | Ltg_Fixture | LED_fixt |  | ILtg-Res-LED-50000hr-Cmn | LED A19 Basecase, Total Watts = 2.96 x Msr Watts | LED Fixture Basecase, Total Watts = 2.42 x Msr Watts | LED fixture: Any type of housing Fixture Type; Total Watts = 17 | LEDratio0296 | LEDratio0242 | LEDFixt(17w) | Available | From LED WRR Disposition July 2016 | 0 | 0 | DEER2020 Update: LED-WRR-WorkpaperDisposition_22Jul2016-Final.docx | ErRobNc |  | LtgFixture-Default |  | None | 2017-01-01 | 2019-12-31 | InEA_modVal | LT-88901 |  |  |  | Standard | Measures expires 12/31/2019 with revision note: Measures expire 12/31/2019. Workpaper required for 1/1/2020 to consider: revises HOU to reflect most recent Title 24 and ISP control practices; DEER 2020 peak demand definition update | 1 | 1 | 0 | Deemed Ex Ante Team |  | Measures expires 12/31/2019 with revision note: Measures expire 12/31/2019. Workpaper required for 1/1/2020 to consider: revises HOU to reflect most recent Title 24 and ISP control practices; DEER 2020 peak demand definition update |  | Updated to indicate claim/filing status
267 | R-InCmn-LEDFixt(20w)-dWP39-dWC28 | Residential Indoor Common Area Lighting: LED Fixture replaces pre-existing standard lighting Wattage. Measure includes Code case. | DEER2017 | Staff Disposition | 2020-11-24 16:30 | Res-Iltg-Cmn-dWatt-CFL | NonDEER | Scaled | BaseRatio | 0 | 0 | None |  | 0 |  | 1 | Res | Any | Lighting | InCommon | Ltg_Fixture | LED_fixt |  | ILtg-Res-LED-50000hr-Cmn | LED A19 Basecase, Total Watts = 2.96 x Msr Watts | LED Fixture Basecase, Total Watts = 2.42 x Msr Watts | LED fixture: Any type of housing Fixture Type; Total Watts = 20 | LEDratio0296 | LEDratio0242 | LEDFixt(20w) | Available | From LED WRR Disposition July 2016 | 0 | 0 | DEER2020 Update: LED-WRR-WorkpaperDisposition_22Jul2016-Final.docx | ErRobNc |  | LtgFixture-Default |  | None | 2017-01-01 | 2019-12-31 | InEA_modVal | LT-65272 |  |  |  | Standard | Measures expires 12/31/2019 with revision note: Measures expire 12/31/2019. Workpaper required for 1/1/2020 to consider: revises HOU to reflect most recent Title 24 and ISP control practices; DEER 2020 peak demand definition update | 1 | 1 | 0 | Deemed Ex Ante Team |  | Measures expires 12/31/2019 with revision note: Measures expire 12/31/2019. Workpaper required for 1/1/2020 to consider: revises HOU to reflect most recent Title 24 and ISP control practices; DEER 2020 peak demand definition update |  | Updated to indicate claim/filing status
268 | R-InCmn-LEDFixt(22w)-dWP43-dWC31 | Residential Indoor Common Area Lighting: LED Fixture replaces pre-existing standard lighting Wattage. Measure includes Code case. | DEER2017 | Staff Disposition | 2020-11-24 16:30 | Res-Iltg-Cmn-dWatt-CFL | NonDEER | Scaled | BaseRatio | 0 | 0 | None |  | 0 |  | 1 | Res | Any | Lighting | InCommon | Ltg_Fixture | LED_fixt |  | ILtg-Res-LED-50000hr-Cmn | LED A19 Basecase, Total Watts = 2.96 x Msr Watts | LED Fixture Basecase, Total Watts = 2.42 x Msr Watts | LED fixture: Any type of housing Fixture Type; Total Watts = 22 | LEDratio0296 | LEDratio0242 | LEDFixt(22w) | Available | From LED WRR Disposition July 2016 | 0 | 0 | DEER2020 Update: LED-WRR-WorkpaperDisposition_22Jul2016-Final.docx | ErRobNc |  | LtgFixture-Default |  | None | 2017-01-01 | 2019-12-31 | InEA_modVal | LT-68477 |  |  |  | Standard | Measures expires 12/31/2019 with revision note: Measures expire 12/31/2019. Workpaper required for 1/1/2020 to consider: revises HOU to reflect most recent Title 24 and ISP control practices; DEER 2020 peak demand definition update | 1 | 1 | 0 | Deemed Ex Ante Team |  | Measures expires 12/31/2019 with revision note: Measures expire 12/31/2019. Workpaper required for 1/1/2020 to consider: revises HOU to reflect most recent Title 24 and ISP control practices; DEER 2020 peak demand definition update |  | Updated to indicate claim/filing status
269 | R-InCmn-LEDFixt(27w)-dWP52-dWC38 | Residential Indoor Common Area Lighting: LED Fixture replaces pre-existing standard lighting Wattage. Measure includes Code case. | DEER2017 | Staff Disposition | 2020-11-24 16:30 | Res-Iltg-Cmn-dWatt-CFL | NonDEER | Scaled | BaseRatio | 0 | 0 | None |  | 0 |  | 1 | Res | Any | Lighting | InCommon | Ltg_Fixture | LED_fixt |  | ILtg-Res-LED-50000hr-Cmn | LED A19 Basecase, Total Watts = 2.96 x Msr Watts | LED Fixture Basecase, Total Watts = 2.42 x Msr Watts | LED fixture: Any type of housing Fixture Type; Total Watts = 27 | LEDratio0296 | LEDratio0242 | LEDFixt(27w) | Available | From LED WRR Disposition July 2016 | 0 | 0 | DEER2020 Update: LED-WRR-WorkpaperDisposition_22Jul2016-Final.docx | ErRobNc |  | LtgFixture-Default |  | None | 2017-01-01 | 2019-12-31 | InEA_modVal | LT-59195 |  |  |  | Standard | Measures expires 12/31/2019 with revision note: Measures expire 12/31/2019. Workpaper required for 1/1/2020 to consider: revises HOU to reflect most recent Title 24 and ISP control practices; DEER 2020 peak demand definition update | 1 | 1 | 0 | Deemed Ex Ante Team |  | Measures expires 12/31/2019 with revision note: Measures expire 12/31/2019. Workpaper required for 1/1/2020 to consider: revises HOU to reflect most recent Title 24 and ISP control practices; DEER 2020 peak demand definition update |  | Updated to indicate claim/filing status
270 | R-InCmn-LEDFixt(28w)-dWP54-dWC39 | Residential Indoor Common Area Lighting: LED Fixture replaces pre-existing standard lighting Wattage. Measure includes Code case. | DEER2017 | Staff Disposition | 2020-11-24 16:30 | Res-Iltg-Cmn-dWatt-CFL | NonDEER | Scaled | BaseRatio | 0 | 0 | None |  | 0 |  | 1 | Res | Any | Lighting | InCommon | Ltg_Fixture | LED_fixt |  | ILtg-Res-LED-50000hr-Cmn | LED A19 Basecase, Total Watts = 2.96 x Msr Watts | LED Fixture Basecase, Total Watts = 2.42 x Msr Watts | LED fixture: Any type of housing Fixture Type; Total Watts = 28 | LEDratio0296 | LEDratio0242 | LEDFixt(28w) | Available | From LED WRR Disposition July 2016 | 0 | 0 | DEER2020 Update: LED-WRR-WorkpaperDisposition_22Jul2016-Final.docx | ErRobNc |  | LtgFixture-Default |  | None | 2017-01-01 | 2019-12-31 | InEA_modVal | LT-95180 |  |  |  | Standard | Measures expires 12/31/2019 with revision note: Measures expire 12/31/2019. Workpaper required for 1/1/2020 to consider: revises HOU to reflect most recent Title 24 and ISP control practices; DEER 2020 peak demand definition update | 1 | 1 | 0 | Deemed Ex Ante Team |  | Measures expires 12/31/2019 with revision note: Measures expire 12/31/2019. Workpaper required for 1/1/2020 to consider: revises HOU to reflect most recent Title 24 and ISP control practices; DEER 2020 peak demand definition update |  | Updated to indicate claim/filing status
271 | R-InCmn-LEDFixt(29w)-dWP56-dWC41 | Residential Indoor Common Area Lighting: LED Fixture replaces pre-existing standard lighting Wattage. Measure includes Code case. | DEER2017 | Staff Disposition | 2020-11-24 16:30 | Res-Iltg-Cmn-dWatt-CFL | NonDEER | Scaled | BaseRatio | 0 | 0 | None |  | 0 |  | 1 | Res | Any | Lighting | InCommon | Ltg_Fixture | LED_fixt |  | ILtg-Res-LED-50000hr-Cmn | LED A19 Basecase, Total Watts = 2.96 x Msr Watts | LED Fixture Basecase, Total Watts = 2.42 x Msr Watts | LED fixture: Any type of housing Fixture Type; Total Watts = 29 | LEDratio0296 | LEDratio0242 | LEDFixt(29w) | Available | From LED WRR Disposition July 2016 | 0 | 0 | DEER2020 Update: LED-WRR-WorkpaperDisposition_22Jul2016-Final.docx | ErRobNc |  | LtgFixture-Default |  | None | 2017-01-01 | 2019-12-31 | InEA_modVal | LT-64204 |  |  |  | Standard | Measures expires 12/31/2019 with revision note: Measures expire 12/31/2019. Workpaper required for 1/1/2020 to consider: revises HOU to reflect most recent Title 24 and ISP control practices; DEER 2020 peak demand definition update | 1 | 1 | 0 | Deemed Ex Ante Team |  | Measures expires 12/31/2019 with revision note: Measures expire 12/31/2019. Workpaper required for 1/1/2020 to consider: revises HOU to reflect most recent Title 24 and ISP control practices; DEER 2020 peak demand definition update |  | Updated to indicate claim/filing status
272 | R-InCmn-LEDFixt(30w)-dWP58-dWC42 | Residential Indoor Common Area Lighting: LED Fixture replaces pre-existing standard lighting Wattage. Measure includes Code case. | DEER2017 | Staff Disposition | 2020-11-24 16:30 | Res-Iltg-Cmn-dWatt-CFL | NonDEER | Scaled | BaseRatio | 0 | 0 | None |  | 0 |  | 1 | Res | Any | Lighting | InCommon | Ltg_Fixture | LED_fixt |  | ILtg-Res-LED-50000hr-Cmn | LED A19 Basecase, Total Watts = 2.96 x Msr Watts | LED Fixture Basecase, Total Watts = 2.42 x Msr Watts | LED fixture: Any type of housing Fixture Type; Total Watts = 30 | LEDratio0296 | LEDratio0242 | LEDFixt(30w) | Available | From LED WRR Disposition July 2016 | 0 | 0 | DEER2020 Update: LED-WRR-WorkpaperDisposition_22Jul2016-Final.docx | ErRobNc |  | LtgFixture-Default |  | None | 2017-01-01 | 2019-12-31 | InEA_modVal | LT-66875 |  |  |  | Standard | Measures expires 12/31/2019 with revision note: Measures expire 12/31/2019. Workpaper required for 1/1/2020 to consider: revises HOU to reflect most recent Title 24 and ISP control practices; DEER 2020 peak demand definition update | 1 | 1 | 0 | Deemed Ex Ante Team |  | Measures expires 12/31/2019 with revision note: Measures expire 12/31/2019. Workpaper required for 1/1/2020 to consider: revises HOU to reflect most recent Title 24 and ISP control practices; DEER 2020 peak demand definition update |  | Updated to indicate claim/filing status
273 | R-InCmn-LEDFixt(31w)-dWP60-dWC44 | Residential Indoor Common Area Lighting: LED Fixture replaces pre-existing standard lighting Wattage. Measure includes Code case. | DEER2017 | Staff Disposition | 2020-11-24 16:30 | Res-Iltg-Cmn-dWatt-CFL | NonDEER | Scaled | BaseRatio | 0 | 0 | None |  | 0 |  | 1 | Res | Any | Lighting | InCommon | Ltg_Fixture | LED_fixt |  | ILtg-Res-LED-50000hr-Cmn | LED A19 Basecase, Total Watts = 2.96 x Msr Watts | LED Fixture Basecase, Total Watts = 2.42 x Msr Watts | LED fixture: Any type of housing Fixture Type; Total Watts = 31 | LEDratio0296 | LEDratio0242 | LEDFixt(31w) | Available | From LED WRR Disposition July 2016 | 0 | 0 | DEER2020 Update: LED-WRR-WorkpaperDisposition_22Jul2016-Final.docx | ErRobNc |  | LtgFixture-Default |  | None | 2017-01-01 | 2019-12-31 | InEA_modVal | LT-58864 |  |  |  | Standard | Measures expires 12/31/2019 with revision note: Measures expire 12/31/2019. Workpaper required for 1/1/2020 to consider: revises HOU to reflect most recent Title 24 and ISP control practices; DEER 2020 peak demand definition update | 1 | 1 | 0 | Deemed Ex Ante Team |  | Measures expires 12/31/2019 with revision note: Measures expire 12/31/2019. Workpaper required for 1/1/2020 to consider: revises HOU to reflect most recent Title 24 and ISP control practices; DEER 2020 peak demand definition update |  | Updated to indicate claim/filing status
274 | R-InCmn-LEDFixt(32w)-dWP62-dWC45 | Residential Indoor Common Area Lighting: LED Fixture replaces pre-existing standard lighting Wattage. Measure includes Code case. | DEER2017 | Staff Disposition | 2020-11-24 16:30 | Res-Iltg-Cmn-dWatt-CFL | NonDEER | Scaled | BaseRatio | 0 | 0 | None |  | 0 |  | 1 | Res | Any | Lighting | InCommon | Ltg_Fixture | LED_fixt |  | ILtg-Res-LED-50000hr-Cmn | LED A19 Basecase, Total Watts = 2.96 x Msr Watts | LED Fixture Basecase, Total Watts = 2.42 x Msr Watts | LED fixture: Any type of housing Fixture Type; Total Watts = 32 | LEDratio0296 | LEDratio0242 | LEDFixt(32w) | Available | From LED WRR Disposition July 2016 | 0 | 0 | DEER2020 Update: LED-WRR-WorkpaperDisposition_22Jul2016-Final.docx | ErRobNc |  | LtgFixture-Default |  | None | 2017-01-01 | 2019-12-31 | InEA_modVal | LT-82897 |  |  |  | Standard | Measures expires 12/31/2019 with revision note: Measures expire 12/31/2019. Workpaper required for 1/1/2020 to consider: revises HOU to reflect most recent Title 24 and ISP control practices; DEER 2020 peak demand definition update | 1 | 1 | 0 | Deemed Ex Ante Team |  | Measures expires 12/31/2019 with revision note: Measures expire 12/31/2019. Workpaper required for 1/1/2020 to consider: revises HOU to reflect most recent Title 24 and ISP control practices; DEER 2020 peak demand definition update |  | Updated to indicate claim/filing status
275 | R-InCmn-LEDFixt(33w)-dWP64-dWC46 | Residential Indoor Common Area Lighting: LED Fixture replaces pre-existing standard lighting Wattage. Measure includes Code case. | DEER2017 | Staff Disposition | 2020-11-24 16:30 | Res-Iltg-Cmn-dWatt-CFL | NonDEER | Scaled | BaseRatio | 0 | 0 | None |  | 0 |  | 1 | Res | Any | Lighting | InCommon | Ltg_Fixture | LED_fixt |  | ILtg-Res-LED-50000hr-Cmn | LED A19 Basecase, Total Watts = 2.96 x Msr Watts | LED Fixture Basecase, Total Watts = 2.42 x Msr Watts | LED fixture: Any type of housing Fixture Type; Total Watts = 33 | LEDratio0296 | LEDratio0242 | LEDFixt(33w) | Available | From LED WRR Disposition July 2016 | 0 | 0 | DEER2020 Update: LED-WRR-WorkpaperDisposition_22Jul2016-Final.docx | ErRobNc |  | LtgFixture-Default |  | None | 2017-01-01 | 2019-12-31 | InEA_modVal | LT-90373 |  |  |  | Standard | Measures expires 12/31/2019 with revision note: Measures expire 12/31/2019. Workpaper required for 1/1/2020 to consider: revises HOU to reflect most recent Title 24 and ISP control practices; DEER 2020 peak demand definition update | 1 | 1 | 0 | Deemed Ex Ante Team |  | Measures expires 12/31/2019 with revision note: Measures expire 12/31/2019. Workpaper required for 1/1/2020 to consider: revises HOU to reflect most recent Title 24 and ISP control practices; DEER 2020 peak demand definition update |  | Updated to indicate claim/filing status
276 | R-InCmn-LEDFixt(34w)-dWP66-dWC48 | Residential Indoor Common Area Lighting: LED Fixture replaces pre-existing standard lighting Wattage. Measure includes Code case. | DEER2017 | Staff Disposition | 2020-11-24 16:30 | Res-Iltg-Cmn-dWatt-CFL | NonDEER | Scaled | BaseRatio | 0 | 0 | None |  | 0 |  | 1 | Res | Any | Lighting | InCommon | Ltg_Fixture | LED_fixt |  | ILtg-Res-LED-50000hr-Cmn | LED A19 Basecase, Total Watts = 2.96 x Msr Watts | LED Fixture Basecase, Total Watts = 2.42 x Msr Watts | LED fixture: Any type of housing Fixture Type; Total Watts = 34 | LEDratio0296 | LEDratio0242 | LEDFixt(34w) | Available | From LED WRR Disposition July 2016 | 0 | 0 | DEER2020 Update: LED-WRR-WorkpaperDisposition_22Jul2016-Final.docx | ErRobNc |  | LtgFixture-Default |  | None | 2017-01-01 | 2019-12-31 | InEA_modVal | LT-75088 |  |  |  | Standard | Measures expires 12/31/2019 with revision note: Measures expire 12/31/2019. Workpaper required for 1/1/2020 to consider: revises HOU to reflect most recent Title 24 and ISP control practices; DEER 2020 peak demand definition update | 1 | 1 | 0 | Deemed Ex Ante Team |  | Measures expires 12/31/2019 with revision note: Measures expire 12/31/2019. Workpaper required for 1/1/2020 to consider: revises HOU to reflect most recent Title 24 and ISP control practices; DEER 2020 peak demand definition update |  | Updated to indicate claim/filing status
277 | R-InCmn-LEDFixt(36w)-dWP70-dWC51 | Residential Indoor Common Area Lighting: LED Fixture replaces pre-existing standard lighting Wattage. Measure includes Code case. | DEER2017 | Staff Disposition | 2020-11-24 16:30 | Res-Iltg-Cmn-dWatt-CFL | NonDEER | Scaled | BaseRatio | 0 | 0 | None |  | 0 |  | 1 | Res | Any | Lighting | InCommon | Ltg_Fixture | LED_fixt |  | ILtg-Res-LED-50000hr-Cmn | LED A19 Basecase, Total Watts = 2.96 x Msr Watts | LED Fixture Basecase, Total Watts = 2.42 x Msr Watts | LED fixture: Any type of housing Fixture Type, 2580 min lm; Total Watts = 36 | LEDratio0296 | LEDratio0242 | LEDFixt(36w) | Available | From LED WRR Disposition July 2016 | 0 | 0 | DEER2020 Update: LED-WRR-WorkpaperDisposition_22Jul2016-Final.docx | ErRobNc |  | LtgFixture-Default |  | None | 2017-01-01 | 2019-12-31 | InEA_modVal | LT-59932 |  |  |  | Standard | Measures expires 12/31/2019 with revision note: Measures expire 12/31/2019. Workpaper required for 1/1/2020 to consider: revises HOU to reflect most recent Title 24 and ISP control practices; DEER 2020 peak demand definition update | 1 | 1 | 0 | Deemed Ex Ante Team |  | Measures expires 12/31/2019 with revision note: Measures expire 12/31/2019. Workpaper required for 1/1/2020 to consider: revises HOU to reflect most recent Title 24 and ISP control practices; DEER 2020 peak demand definition update |  | Updated to indicate claim/filing status
278 | R-InCmn-LEDFixt(39w)-dWP76-dWC55 | Residential Indoor Common Area Lighting: LED Fixture replaces pre-existing standard lighting Wattage. Measure includes Code case. | DEER2017 | Staff Disposition | 2020-11-24 16:30 | Res-Iltg-Cmn-dWatt-CFL | NonDEER | Scaled | BaseRatio | 0 | 0 | None |  | 0 |  | 1 | Res | Any | Lighting | InCommon | Ltg_Fixture | LED_fixt |  | ILtg-Res-LED-50000hr-Cmn | LED A19 Basecase, Total Watts = 2.96 x Msr Watts | LED Fixture Basecase, Total Watts = 2.42 x Msr Watts | LED fixture: Any type of housing Fixture Type; Total Watts = 39 | LEDratio0296 | LEDratio0242 | LEDFixt(39w) | Available | From LED WRR Disposition July 2016 | 0 | 0 | DEER2020 Update: LED-WRR-WorkpaperDisposition_22Jul2016-Final.docx | ErRobNc |  | LtgFixture-Default |  | None | 2017-01-01 | 2019-12-31 | InEA_modVal | LT-61534 |  |  |  | Standard | Measures expires 12/31/2019 with revision note: Measures expire 12/31/2019. Workpaper required for 1/1/2020 to consider: revises HOU to reflect most recent Title 24 and ISP control practices; DEER 2020 peak demand definition update | 1 | 1 | 0 | Deemed Ex Ante Team |  | Measures expires 12/31/2019 with revision note: Measures expire 12/31/2019. Workpaper required for 1/1/2020 to consider: revises HOU to reflect most recent Title 24 and ISP control practices; DEER 2020 peak demand definition update |  | Updated to indicate claim/filing status
279 | R-InCmn-LEDFixt(40w)-dWP78-dWC56 | Residential Indoor Common Area Lighting: LED Fixture replaces pre-existing standard lighting Wattage. Measure includes Code case. | DEER2017 | Staff Disposition | 2020-11-24 16:30 | Res-Iltg-Cmn-dWatt-CFL | NonDEER | Scaled | BaseRatio | 0 | 0 | None |  | 0 |  | 1 | Res | Any | Lighting | InCommon | Ltg_Fixture | LED_fixt |  | ILtg-Res-LED-50000hr-Cmn | LED A19 Basecase, Total Watts = 2.96 x Msr Watts | LED Fixture Basecase, Total Watts = 2.42 x Msr Watts | LED fixture: Any type of housing Fixture Type, 1680 min lm; Total Watts = 40 | LEDratio0296 | LEDratio0242 | LEDFixt(40w) | Available | From LED WRR Disposition July 2016 | 0 | 0 | DEER2020 Update: LED-WRR-WorkpaperDisposition_22Jul2016-Final.docx | ErRobNc |  | LtgFixture-Default |  | None | 2017-01-01 | 2019-12-31 | InEA_modVal | LT-74886 |  |  |  | Standard | Measures expires 12/31/2019 with revision note: Measures expire 12/31/2019. Workpaper required for 1/1/2020 to consider: revises HOU to reflect most recent Title 24 and ISP control practices; DEER 2020 peak demand definition update | 1 | 1 | 0 | Deemed Ex Ante Team |  | Measures expires 12/31/2019 with revision note: Measures expire 12/31/2019. Workpaper required for 1/1/2020 to consider: revises HOU to reflect most recent Title 24 and ISP control practices; DEER 2020 peak demand definition update |  | Updated to indicate claim/filing status
280 | R-InCmn-LEDFixt-1(16w)-dWP31-dWC22 | Residential Indoor Common Area Lighting: LED Fixture replaces pre-existing standard lighting Wattage. Measure includes Code case. | DEER2017 | Staff Disposition | 2020-11-24 16:30 | Res-Iltg-Cmn-dWatt-CFL | NonDEER | Scaled | BaseRatio | 0 | 0 | None |  | 0 |  | 1 | Res | Any | Lighting | InCommon | Ltg_Fixture | LED_fixt |  | ILtg-Res-LED-50000hr-Cmn | LED A19 Basecase, Total Watts = 2.96 x Msr Watts | LED Fixture Basecase, Total Watts = 2.42 x Msr Watts | LED fixture: Any type of housing Fixture Type; Total Watts = 16 | LEDratio0296 | LEDratio0242 | LEDFixt-1(16w) | Available | From LED WRR Disposition July 2016 | 0 | 0 | DEER2020 Update: LED-WRR-WorkpaperDisposition_22Jul2016-Final.docx | ErRobNc |  | LtgFixture-Default |  | None | 2017-01-01 | 2019-12-31 | InEA_modVal | LT-99048 |  |  |  | Standard | Measures expires 12/31/2019 with revision note: Measures expire 12/31/2019. Workpaper required for 1/1/2020 to consider: revises HOU to reflect most recent Title 24 and ISP control practices; DEER 2020 peak demand definition update | 1 | 1 | 0 | Deemed Ex Ante Team |  | Measures expires 12/31/2019 with revision note: Measures expire 12/31/2019. Workpaper required for 1/1/2020 to consider: revises HOU to reflect most recent Title 24 and ISP control practices; DEER 2020 peak demand definition update |  | Updated to indicate claim/filing status
281 | R-InCmn-LEDFixt-1(26w)-dWP50-dWC36 | Residential Indoor Common Area Lighting: LED Fixture replaces pre-existing standard lighting Wattage. Measure includes Code case. | DEER2017 | Staff Disposition | 2020-11-24 16:30 | Res-Iltg-Cmn-dWatt-CFL | NonDEER | Scaled | BaseRatio | 0 | 0 | None |  | 0 |  | 1 | Res | Any | Lighting | InCommon | Ltg_Fixture | LED_fixt |  | ILtg-Res-LED-50000hr-Cmn | LED A19 Basecase, Total Watts = 2.96 x Msr Watts | LED Fixture Basecase, Total Watts = 2.42 x Msr Watts | LED fixture: Any type of housing Fixture Type, 1100 min lm; Total Watts = 26 | LEDratio0296 | LEDratio0242 | LEDFixt-1(26w) | Available | From LED WRR Disposition July 2016 | 0 | 0 | DEER2020 Update: LED-WRR-WorkpaperDisposition_22Jul2016-Final.docx | ErRobNc |  | LtgFixture-Default |  | None | 2017-01-01 | 2019-12-31 | InEA_modVal | LT-83431 |  |  |  | Standard | Measures expires 12/31/2019 with revision note: Measures expire 12/31/2019. Workpaper required for 1/1/2020 to consider: revises HOU to reflect most recent Title 24 and ISP control practices; DEER 2020 peak demand definition update | 1 | 1 | 0 | Deemed Ex Ante Team |  | Measures expires 12/31/2019 with revision note: Measures expire 12/31/2019. Workpaper required for 1/1/2020 to consider: revises HOU to reflect most recent Title 24 and ISP control practices; DEER 2020 peak demand definition update |  | Updated to indicate claim/filing status
282 | R-InCmn-LEDFixt-1(35w)-dWP68-dWC49 | Residential Indoor Common Area Lighting: LED Fixture replaces pre-existing standard lighting Wattage. Measure includes Code case. | DEER2017 | Staff Disposition | 2020-11-24 16:30 | Res-Iltg-Cmn-dWatt-CFL | NonDEER | Scaled | BaseRatio | 0 | 0 | None |  | 0 |  | 1 | Res | Any | Lighting | InCommon | Ltg_Fixture | LED_fixt |  | ILtg-Res-LED-50000hr-Cmn | LED A19 Basecase, Total Watts = 2.96 x Msr Watts | LED Fixture Basecase, Total Watts = 2.42 x Msr Watts | LED fixture: Any type of housing Fixture Type, 1620 min lm; Total Watts = 35 | LEDratio0296 | LEDratio0242 | LEDFixt-1(35w) | Available | From LED WRR Disposition July 2016 | 0 | 0 | DEER2020 Update: LED-WRR-WorkpaperDisposition_22Jul2016-Final.docx | ErRobNc |  | LtgFixture-Default |  | None | 2017-01-01 | 2019-12-31 | InEA_modVal | LT-70945 |  |  |  | Standard | Measures expires 12/31/2019 with revision note: Measures expire 12/31/2019. Workpaper required for 1/1/2020 to consider: revises HOU to reflect most recent Title 24 and ISP control practices; DEER 2020 peak demand definition update | 1 | 1 | 0 | Deemed Ex Ante Team |  | Measures expires 12/31/2019 with revision note: Measures expire 12/31/2019. Workpaper required for 1/1/2020 to consider: revises HOU to reflect most recent Title 24 and ISP control practices; DEER 2020 peak demand definition update |  | Updated to indicate claim/filing status
283 | R-InCmn-LEDFixt-1(37w)-dWP72-dWC52 | Residential Indoor Common Area Lighting: LED Fixture replaces pre-existing standard lighting Wattage. Measure includes Code case. | DEER2017 | Staff Disposition | 2020-11-24 16:30 | Res-Iltg-Cmn-dWatt-CFL | NonDEER | Scaled | BaseRatio | 0 | 0 | None |  | 0 |  | 1 | Res | Any | Lighting | InCommon | Ltg_Fixture | LED_fixt |  | ILtg-Res-LED-50000hr-Cmn | LED A19 Basecase, Total Watts = 2.96 x Msr Watts | LED Fixture Basecase, Total Watts = 2.42 x Msr Watts | LED fixture: Any type of housing Fixture Type, 1520 min lm; Total Watts = 37 | LEDratio0296 | LEDratio0242 | LEDFixt-1(37w) | Available | From LED WRR Disposition July 2016 | 0 | 0 | DEER2020 Update: LED-WRR-WorkpaperDisposition_22Jul2016-Final.docx | ErRobNc |  | LtgFixture-Default |  | None | 2017-01-01 | 2019-12-31 | InEA_modVal | LT-79692 |  |  |  | Standard | Measures expires 12/31/2019 with revision note: Measures expire 12/31/2019. Workpaper required for 1/1/2020 to consider: revises HOU to reflect most recent Title 24 and ISP control practices; DEER 2020 peak demand definition update | 1 | 1 | 0 | Deemed Ex Ante Team |  | Measures expires 12/31/2019 with revision note: Measures expire 12/31/2019. Workpaper required for 1/1/2020 to consider: revises HOU to reflect most recent Title 24 and ISP control practices; DEER 2020 peak demand definition update |  | Updated to indicate claim/filing status
284 | R-InCmn-LEDFixt-1(38w)-dWP74-dWC53 | Residential Indoor Common Area Lighting: LED Fixture replaces pre-existing standard lighting Wattage. Measure includes Code case. | DEER2017 | Staff Disposition | 2020-11-24 16:30 | Res-Iltg-Cmn-dWatt-CFL | NonDEER | Scaled | BaseRatio | 0 | 0 | None |  | 0 |  | 1 | Res | Any | Lighting | InCommon | Ltg_Fixture | LED_fixt |  | ILtg-Res-LED-50000hr-Cmn | LED A19 Basecase, Total Watts = 2.96 x Msr Watts | LED Fixture Basecase, Total Watts = 2.42 x Msr Watts | LED fixture: Any type of housing Fixture Type, 1660 min lm; Total Watts = 38 | LEDratio0296 | LEDratio0242 | LEDFixt-1(38w) | Available | From LED WRR Disposition July 2016 | 0 | 0 | DEER2020 Update: LED-WRR-WorkpaperDisposition_22Jul2016-Final.docx | ErRobNc |  | LtgFixture-Default |  | None | 2017-01-01 | 2019-12-31 | InEA_modVal | LT-70411 |  |  |  | Standard | Measures expires 12/31/2019 with revision note: Measures expire 12/31/2019. Workpaper required for 1/1/2020 to consider: revises HOU to reflect most recent Title 24 and ISP control practices; DEER 2020 peak demand definition update | 1 | 1 | 0 | Deemed Ex Ante Team |  | Measures expires 12/31/2019 with revision note: Measures expire 12/31/2019. Workpaper required for 1/1/2020 to consider: revises HOU to reflect most recent Title 24 and ISP control practices; DEER 2020 peak demand definition update |  | Updated to indicate claim/filing status
285 | R-InCmn-LEDFixt-2(24w)-dWP47-dWC34 | Residential Indoor Common Area Lighting: LED Fixture replaces pre-existing standard lighting Wattage. Measure includes Code case. | DEER2017 | Staff Disposition | 2020-11-24 16:30 | Res-Iltg-Cmn-dWatt-CFL | NonDEER | Scaled | BaseRatio | 0 | 0 | None |  | 0 |  | 1 | Res | Any | Lighting | InCommon | Ltg_Fixture | LED_fixt |  | ILtg-Res-LED-50000hr-Cmn | LED A19 Basecase, Total Watts = 2.96 x Msr Watts | LED Fixture Basecase, Total Watts = 2.42 x Msr Watts | LED fixture: Any type of housing Fixture Type; Total Watts = 24 | LEDratio0296 | LEDratio0242 | LEDFixt-2(24w) | Available | From LED WRR Disposition July 2016 | 0 | 0 | DEER2020 Update: LED-WRR-WorkpaperDisposition_22Jul2016-Final.docx | ErRobNc |  | LtgFixture-Default |  | None | 2017-01-01 | 2019-12-31 | InEA_modVal | LT-97316 |  |  |  | Standard | Measures expires 12/31/2019 with revision note: Measures expire 12/31/2019. Workpaper required for 1/1/2020 to consider: revises HOU to reflect most recent Title 24 and ISP control practices; DEER 2020 peak demand definition update | 1 | 1 | 0 | Deemed Ex Ante Team |  | Measures expires 12/31/2019 with revision note: Measures expire 12/31/2019. Workpaper required for 1/1/2020 to consider: revises HOU to reflect most recent Title 24 and ISP control practices; DEER 2020 peak demand definition update |  | Updated to indicate claim/filing status
286 | R-InCmn-LEDFixt-2(25w)-dWP49-dWC35 | Residential Indoor Common Area Lighting: LED Fixture replaces pre-existing standard lighting Wattage. Measure includes Code case. | DEER2017 | Staff Disposition | 2020-11-24 16:30 | Res-Iltg-Cmn-dWatt-CFL | NonDEER | Scaled | BaseRatio | 0 | 0 | None |  | 0 |  | 1 | Res | Any | Lighting | InCommon | Ltg_Fixture | LED_fixt |  | ILtg-Res-LED-50000hr-Cmn | LED A19 Basecase, Total Watts = 2.96 x Msr Watts | LED Fixture Basecase, Total Watts = 2.42 x Msr Watts | LED fixture: Any type of housing Fixture Type; Total Watts = 25 | LEDratio0296 | LEDratio0242 | LEDFixt-2(25w) | Available | From LED WRR Disposition July 2016 | 0 | 0 | DEER2020 Update: LED-WRR-WorkpaperDisposition_22Jul2016-Final.docx | ErRobNc |  | LtgFixture-Default |  | None | 2017-01-01 | 2019-12-31 | InEA_modVal | LT-54259 |  |  |  | Standard | Measures expires 12/31/2019 with revision note: Measures expire 12/31/2019. Workpaper required for 1/1/2020 to consider: revises HOU to reflect most recent Title 24 and ISP control practices; DEER 2020 peak demand definition update | 1 | 1 | 0 | Deemed Ex Ante Team |  | Measures expires 12/31/2019 with revision note: Measures expire 12/31/2019. Workpaper required for 1/1/2020 to consider: revises HOU to reflect most recent Title 24 and ISP control practices; DEER 2020 peak demand definition update |  | Updated to indicate claim/filing status
287 | R-InCmn-LEDFixt-3(15w)-dWP29-dWC21 | Residential Indoor Common Area Lighting: LED Fixture replaces pre-existing standard lighting Wattage. Measure includes Code case. | DEER2017 | Staff Disposition | 2020-11-24 16:30 | Res-Iltg-Cmn-dWatt-CFL | NonDEER | Scaled | BaseRatio | 0 | 0 | None |  | 0 |  | 1 | Res | Any | Lighting | InCommon | Ltg_Fixture | LED_fixt |  | ILtg-Res-LED-50000hr-Cmn | LED A19 Basecase, Total Watts = 2.96 x Msr Watts | LED Fixture Basecase, Total Watts = 2.42 x Msr Watts | LED fixture: Any type of housing Fixture Type; Total Watts = 15 | LEDratio0296 | LEDratio0242 | LEDFixt-3(15w) | Available | From LED WRR Disposition July 2016 | 0 | 0 | DEER2020 Update: LED-WRR-WorkpaperDisposition_22Jul2016-Final.docx | ErRobNc |  | LtgFixture-Default |  | None | 2017-01-01 | 2019-12-31 | InEA_modVal | LT-91239 |  |  |  | Standard | Measures expires 12/31/2019 with revision note: Measures expire 12/31/2019. Workpaper required for 1/1/2020 to consider: revises HOU to reflect most recent Title 24 and ISP control practices; DEER 2020 peak demand definition update | 1 | 1 | 0 | Deemed Ex Ante Team |  | Measures expires 12/31/2019 with revision note: Measures expire 12/31/2019. Workpaper required for 1/1/2020 to consider: revises HOU to reflect most recent Title 24 and ISP control practices; DEER 2020 peak demand definition update |  | Updated to indicate claim/filing status
288 | R-InCmn-LEDFixt-3(18w)-dWP35-dWC25 | Residential Indoor Common Area Lighting: LED Fixture replaces pre-existing standard lighting Wattage. Measure includes Code case. | DEER2017 | Staff Disposition | 2020-11-24 16:30 | Res-Iltg-Cmn-dWatt-CFL | NonDEER | Scaled | BaseRatio | 0 | 0 | None |  | 0 |  | 1 | Res | Any | Lighting | InCommon | Ltg_Fixture | LED_fixt |  | ILtg-Res-LED-50000hr-Cmn | LED A19 Basecase, Total Watts = 2.96 x Msr Watts | LED Fixture Basecase, Total Watts = 2.42 x Msr Watts | LED fixture: Any type of housing Fixture Type; Total Watts = 18 | LEDratio0296 | LEDratio0242 | LEDFixt-3(18w) | Available | From LED WRR Disposition July 2016 | 0 | 0 | DEER2020 Update: LED-WRR-WorkpaperDisposition_22Jul2016-Final.docx | ErRobNc |  | LtgFixture-Default |  | None | 2017-01-01 | 2019-12-31 | InEA_modVal | LT-69343 |  |  |  | Standard | Measures expires 12/31/2019 with revision note: Measures expire 12/31/2019. Workpaper required for 1/1/2020 to consider: revises HOU to reflect most recent Title 24 and ISP control practices; DEER 2020 peak demand definition update | 1 | 1 | 0 | Deemed Ex Ante Team |  | Measures expires 12/31/2019 with revision note: Measures expire 12/31/2019. Workpaper required for 1/1/2020 to consider: revises HOU to reflect most recent Title 24 and ISP control practices; DEER 2020 peak demand definition update |  | Updated to indicate claim/filing status
289 | R-InCmn-LEDFixt-3(19w)-dWP37-dWC26 | Residential Indoor Common Area Lighting: LED Fixture replaces pre-existing standard lighting Wattage. Measure includes Code case. | DEER2017 | Staff Disposition | 2020-11-24 16:30 | Res-Iltg-Cmn-dWatt-CFL | NonDEER | Scaled | BaseRatio | 0 | 0 | None |  | 0 |  | 1 | Res | Any | Lighting | InCommon | Ltg_Fixture | LED_fixt |  | ILtg-Res-LED-50000hr-Cmn | LED A19 Basecase, Total Watts = 2.96 x Msr Watts | LED Fixture Basecase, Total Watts = 2.42 x Msr Watts | LED fixture: Any type of housing Fixture Type; Total Watts = 19 | LEDratio0296 | LEDratio0242 | LEDFixt-3(19w) | Available | From LED WRR Disposition July 2016 | 0 | 0 | DEER2020 Update: LED-WRR-WorkpaperDisposition_22Jul2016-Final.docx | ErRobNc |  | LtgFixture-Default |  | None | 2017-01-01 | 2019-12-31 | InEA_modVal | LT-64738 |  |  |  | Standard | Measures expires 12/31/2019 with revision note: Measures expire 12/31/2019. Workpaper required for 1/1/2020 to consider: revises HOU to reflect most recent Title 24 and ISP control practices; DEER 2020 peak demand definition update | 1 | 1 | 0 | Deemed Ex Ante Team |  | Measures expires 12/31/2019 with revision note: Measures expire 12/31/2019. Workpaper required for 1/1/2020 to consider: revises HOU to reflect most recent Title 24 and ISP control practices; DEER 2020 peak demand definition update |  | Updated to indicate claim/filing status
290 | R-InCmn-LEDFixt-3(21w)-dWP41-dWC29 | Residential Indoor Common Area Lighting: LED Fixture replaces pre-existing standard lighting Wattage. Measure includes Code case. | DEER2017 | Staff Disposition | 2020-11-24 16:30 | Res-Iltg-Cmn-dWatt-CFL | NonDEER | Scaled | BaseRatio | 0 | 0 | None |  | 0 |  | 1 | Res | Any | Lighting | InCommon | Ltg_Fixture | LED_fixt |  | ILtg-Res-LED-50000hr-Cmn | LED A19 Basecase, Total Watts = 2.96 x Msr Watts | LED Fixture Basecase, Total Watts = 2.42 x Msr Watts | LED fixture: Any type of housing Fixture Type; Total Watts = 21 | LEDratio0296 | LEDratio0242 | LEDFixt-3(21w) | Available | From LED WRR Disposition July 2016 | 0 | 0 | DEER2020 Update: LED-WRR-WorkpaperDisposition_22Jul2016-Final.docx | ErRobNc |  | LtgFixture-Default |  | None | 2017-01-01 | 2019-12-31 | InEA_modVal | LT-63670 |  |  |  | Standard | Measures expires 12/31/2019 with revision note: Measures expire 12/31/2019. Workpaper required for 1/1/2020 to consider: revises HOU to reflect most recent Title 24 and ISP control practices; DEER 2020 peak demand definition update | 1 | 1 | 0 | Deemed Ex Ante Team |  | Measures expires 12/31/2019 with revision note: Measures expire 12/31/2019. Workpaper required for 1/1/2020 to consider: revises HOU to reflect most recent Title 24 and ISP control practices; DEER 2020 peak demand definition update |  | Updated to indicate claim/filing status
291 | R-InCmn-LEDFixt-4(23w)-dWP45-dWC32 | Residential Indoor Common Area Lighting: LED Fixture replaces pre-existing standard lighting Wattage. Measure includes Code case. | DEER2017 | Staff Disposition | 2020-11-24 16:30 | Res-Iltg-Cmn-dWatt-CFL | NonDEER | Scaled | BaseRatio | 0 | 0 | None |  | 0 |  | 1 | Res | Any | Lighting | InCommon | Ltg_Fixture | LED_fixt |  | ILtg-Res-LED-50000hr-Cmn | LED A19 Basecase, Total Watts = 2.96 x Msr Watts | LED Fixture Basecase, Total Watts = 2.42 x Msr Watts | LED fixture: Any type of housing Fixture Type; Total Watts = 23 | LEDratio0296 | LEDratio0242 | LEDFixt-4(23w) | Available | From LED WRR Disposition July 2016 | 0 | 0 | DEER2020 Update: LED-WRR-WorkpaperDisposition_22Jul2016-Final.docx | ErRobNc |  | LtgFixture-Default |  | None | 2017-01-01 | 2019-12-31 | InEA_modVal | LT-54057 |  |  |  | Standard | Measures expires 12/31/2019 with revision note: Measures expire 12/31/2019. Workpaper required for 1/1/2020 to consider: revises HOU to reflect most recent Title 24 and ISP control practices; DEER 2020 peak demand definition update | 1 | 1 | 0 | Deemed Ex Ante Team |  | Measures expires 12/31/2019 with revision note: Measures expire 12/31/2019. Workpaper required for 1/1/2020 to consider: revises HOU to reflect most recent Title 24 and ISP control practices; DEER 2020 peak demand definition update |  | Updated to indicate claim/filing status
292 | R-InCmn-LED-Glb(10w)-dWP39 | Residential Indoor Common Area Lighting: LED Lamp replaces pre-existing standard lighting Wattage. Measure includes Code case. | DEER2017 | Staff Disposition | 2020-11-24 16:30 | Res-Iltg-Cmn-dWatt-CFL | NonDEER | Scaled | BaseRatio | 0 | 0 | None |  | 0 |  | 1 | Res | Any | Lighting | InCommon | Ltg_Lamp | LED_lamp |  | ILtg-Res-LED-20000hr-Cmn | LED Globe greater than or equal to 3 Watts Basecase, Total Watts = 4.94 x Msr Watts | LED Globe greater than or equal to 3 Watts Basecase, Total Watts = 4.94 x Msr Watts | LED Lamp: Glb, 10 Watts, non-dimmable | LEDratio0494 | LEDratio0494 | LED-Glb(10w) | Available | From LED WRR Disposition July 2016 | 0 | 0 | LED-WRR-WorkpaperDisposition_22Jul2016-Final.docx | RobNc |  | ILtg-Res-LED-20000hr-Cmn |  | None | 2017-01-01 | 2018-06-30 | InEA_modVal | LT-66631 |  |  |  | Standard | Revise expiry date to 60/30/2018 Commission Staff direction 2018ScrewInLampSavignsMethods-11Dec2017.pdf | 1 | 1 | 0 | Deemed Ex Ante Team |  | Revise expiry date to 60/30/2018 Commission Staff direction 2018ScrewInLampSavignsMethods-11Dec2017.pdf |  | Updated to indicate claim/filing status
293 | R-InCmn-LED-Glb(1w)-dWP6 | Residential Indoor Common Area Lighting: LED Lamp replaces pre-existing standard lighting Wattage. Measure includes Code case. | DEER2017 | Staff Disposition | 2020-11-24 16:30 | Res-Iltg-Cmn-dWatt-CFL | NonDEER | Scaled | BaseRatio | 0 | 0 | None |  | 0 |  | 1 | Res | Any | Lighting | InCommon | Ltg_Lamp | LED_lamp |  | ILtg-Res-LED-20000hr-Cmn | LED Globe less than 3 Watts Basecase, Total Watts = 7.47 x Msr Watts | LED Globe less than 3 Watts Basecase, Total Watts = 7.47 x Msr Watts | LED Lamp: Glb, 1 Watts, non-dimmable | LEDratio0747 | LEDratio0747 | LED-Glb(1w) | Available | From LED WRR Disposition July 2016 | 0 | 0 | LED-WRR-WorkpaperDisposition_22Jul2016-Final.docx | RobNc |  | ILtg-Res-LED-15000hr-Cmn |  | None | 2017-01-01 | 2018-06-30 | InEA_modVal | LT-96466 |  |  |  | Standard | Revise expiry date to 60/30/2018 Commission Staff direction 2018ScrewInLampSavignsMethods-11Dec2017.pdf | 1 | 1 | 0 | Deemed Ex Ante Team |  | Revise expiry date to 60/30/2018 Commission Staff direction 2018ScrewInLampSavignsMethods-11Dec2017.pdf |  | Updated to indicate claim/filing status
294 | R-InCmn-LED-Glb(2w)-dWP12 | Residential Indoor Common Area Lighting: LED Lamp replaces pre-existing standard lighting Wattage. Measure includes Code case. | DEER2017 | Staff Disposition | 2020-11-24 16:30 | Res-Iltg-Cmn-dWatt-CFL | NonDEER | Scaled | BaseRatio | 0 | 0 | None |  | 0 |  | 1 | Res | Any | Lighting | InCommon | Ltg_Lamp | LED_lamp |  | ILtg-Res-LED-20000hr-Cmn | LED Globe less than 3 Watts Basecase, Total Watts = 7.47 x Msr Watts | LED Globe less than 3 Watts Basecase, Total Watts = 7.47 x Msr Watts | LED Lamp: Glb, 2 Watts, non-dimmable | LEDratio0747 | LEDratio0747 | LED-Glb(2w) | Available | From LED WRR Disposition July 2016 | 0 | 0 | LED-WRR-WorkpaperDisposition_22Jul2016-Final.docx | RobNc |  | ILtg-Res-LED-15000hr-Cmn |  | None | 2017-01-01 | 2018-06-30 | InEA_modVal | LT-70904 |  |  |  | Standard | Revise expiry date to 60/30/2018 Commission Staff direction 2018ScrewInLampSavignsMethods-11Dec2017.pdf | 1 | 1 | 0 | Deemed Ex Ante Team |  | Revise expiry date to 60/30/2018 Commission Staff direction 2018ScrewInLampSavignsMethods-11Dec2017.pdf |  | Updated to indicate claim/filing status
295 | R-InCmn-LED-Glb(3w)-dWP11 | Residential Indoor Common Area Lighting: LED Lamp replaces pre-existing standard lighting Wattage. Measure includes Code case. | DEER2017 | Staff Disposition | 2020-11-24 16:30 | Res-Iltg-Cmn-dWatt-CFL | NonDEER | Scaled | BaseRatio | 0 | 0 | None |  | 0 |  | 1 | Res | Any | Lighting | InCommon | Ltg_Lamp | LED_lamp |  | ILtg-Res-LED-20000hr-Cmn | LED Globe greater than or equal to 3 Watts Basecase, Total Watts = 4.94 x Msr Watts | LED Globe greater than or equal to 3 Watts Basecase, Total Watts = 4.94 x Msr Watts | LED Lamp: Glb, 3 Watts, non-dimmable | LEDratio0494 | LEDratio0494 | LED-Glb(3w) | Available | From LED WRR Disposition July 2016 | 0 | 0 | LED-WRR-WorkpaperDisposition_22Jul2016-Final.docx | RobNc |  | ILtg-Res-LED-20000hr-Cmn |  | None | 2017-01-01 | 2018-06-30 | InEA_modVal | LT-71033 |  |  |  | Standard | Revise expiry date to 60/30/2018 Commission Staff direction 2018ScrewInLampSavignsMethods-11Dec2017.pdf | 1 | 1 | 0 | Deemed Ex Ante Team |  | Revise expiry date to 60/30/2018 Commission Staff direction 2018ScrewInLampSavignsMethods-11Dec2017.pdf |  | Updated to indicate claim/filing status
296 | R-InCmn-LED-Glb(4w)-dWP15 | Residential Indoor Common Area Lighting: LED Lamp replaces pre-existing standard lighting Wattage. Measure includes Code case. | DEER2017 | Staff Disposition | 2020-11-24 16:30 | Res-Iltg-Cmn-dWatt-CFL | NonDEER | Scaled | BaseRatio | 0 | 0 | None |  | 0 |  | 1 | Res | Any | Lighting | InCommon | Ltg_Lamp | LED_lamp |  | ILtg-Res-LED-20000hr-Cmn | LED Globe greater than or equal to 3 Watts Basecase, Total Watts = 4.94 x Msr Watts | LED Globe greater than or equal to 3 Watts Basecase, Total Watts = 4.94 x Msr Watts | LED Lamp: Glb, 4 Watts, non-dimmable | LEDratio0494 | LEDratio0494 | LED-Glb(4w) | Available | From LED WRR Disposition July 2016 | 0 | 0 | LED-WRR-WorkpaperDisposition_22Jul2016-Final.docx | RobNc |  | ILtg-Res-LED-20000hr-Cmn |  | None | 2017-01-01 | 2018-06-30 | InEA_modVal | LT-97203 |  |  |  | Standard | Revise expiry date to 60/30/2018 Commission Staff direction 2018ScrewInLampSavignsMethods-11Dec2017.pdf | 1 | 1 | 0 | Deemed Ex Ante Team |  | Revise expiry date to 60/30/2018 Commission Staff direction 2018ScrewInLampSavignsMethods-11Dec2017.pdf |  | Updated to indicate claim/filing status
297 | R-InCmn-LED-Glb(5w)-dWP19 | Residential Indoor Common Area Lighting: LED Lamp replaces pre-existing standard lighting Wattage. Measure includes Code case. | DEER2017 | Staff Disposition | 2020-11-24 16:30 | Res-Iltg-Cmn-dWatt-CFL | NonDEER | Scaled | BaseRatio | 0 | 0 | None |  | 0 |  | 1 | Res | Any | Lighting | InCommon | Ltg_Lamp | LED_lamp |  | ILtg-Res-LED-20000hr-Cmn | LED Globe greater than or equal to 3 Watts Basecase, Total Watts = 4.94 x Msr Watts | LED Globe greater than or equal to 3 Watts Basecase, Total Watts = 4.94 x Msr Watts | LED Lamp: Glb, 5 Watts, non-dimmable | LEDratio0494 | LEDratio0494 | LED-Glb(5w) | Available | From LED WRR Disposition July 2016 | 0 | 0 | LED-WRR-WorkpaperDisposition_22Jul2016-Final.docx | RobNc |  | ILtg-Res-LED-20000hr-Cmn |  | None | 2017-01-01 | 2018-06-30 | InEA_modVal | LT-55416 |  |  |  | Standard | Revise expiry date to 60/30/2018 Commission Staff direction 2018ScrewInLampSavignsMethods-11Dec2017.pdf | 1 | 1 | 0 | Deemed Ex Ante Team |  | Revise expiry date to 60/30/2018 Commission Staff direction 2018ScrewInLampSavignsMethods-11Dec2017.pdf |  | Updated to indicate claim/filing status
298 | R-InCmn-LED-Glb(6w)-dWP23 | Residential Indoor Common Area Lighting: LED Lamp replaces pre-existing standard lighting Wattage. Measure includes Code case. | DEER2017 | Staff Disposition | 2020-11-24 16:30 | Res-Iltg-Cmn-dWatt-CFL | NonDEER | Scaled | BaseRatio | 0 | 0 | None |  | 0 |  | 1 | Res | Any | Lighting | InCommon | Ltg_Lamp | LED_lamp |  | ILtg-Res-LED-20000hr-Cmn | LED Globe greater than or equal to 3 Watts Basecase, Total Watts = 4.94 x Msr Watts | LED Globe greater than or equal to 3 Watts Basecase, Total Watts = 4.94 x Msr Watts | LED Lamp: Glb, 6 Watts, non-dimmable | LEDratio0494 | LEDratio0494 | LED-Glb(6w) | Available | From LED WRR Disposition July 2016 | 0 | 0 | LED-WRR-WorkpaperDisposition_22Jul2016-Final.docx | RobNc |  | ILtg-Res-LED-20000hr-Cmn |  | None | 2017-01-01 | 2018-06-30 | InEA_modVal | LT-67497 |  |  |  | Standard | Revise expiry date to 60/30/2018 Commission Staff direction 2018ScrewInLampSavignsMethods-11Dec2017.pdf | 1 | 1 | 0 | Deemed Ex Ante Team |  | Revise expiry date to 60/30/2018 Commission Staff direction 2018ScrewInLampSavignsMethods-11Dec2017.pdf |  | Updated to indicate claim/filing status
299 | R-InCmn-LED-Glb(7w)-dWP27 | Residential Indoor Common Area Lighting: LED Lamp replaces pre-existing standard lighting Wattage. Measure includes Code case. | DEER2017 | Staff Disposition | 2020-11-24 16:30 | Res-Iltg-Cmn-dWatt-CFL | NonDEER | Scaled | BaseRatio | 0 | 0 | None |  | 0 |  | 1 | Res | Any | Lighting | InCommon | Ltg_Lamp | LED_lamp |  | ILtg-Res-LED-20000hr-Cmn | LED Globe greater than or equal to 3 Watts Basecase, Total Watts = 4.94 x Msr Watts | LED Globe greater than or equal to 3 Watts Basecase, Total Watts = 4.94 x Msr Watts | LED Lamp: Glb, 7 Watts, non-dimmable | LEDratio0494 | LEDratio0494 | LED-Glb(7w) | Available | From LED WRR Disposition July 2016 | 0 | 0 | LED-WRR-WorkpaperDisposition_22Jul2016-Final.docx | RobNc |  | ILtg-Res-LED-20000hr-Cmn |  | None | 2017-01-01 | 2018-06-30 | InEA_modVal | LT-94532 |  |  |  | Standard | Revise expiry date to 60/30/2018 Commission Staff direction 2018ScrewInLampSavignsMethods-11Dec2017.pdf | 1 | 1 | 0 | Deemed Ex Ante Team |  | Revise expiry date to 60/30/2018 Commission Staff direction 2018ScrewInLampSavignsMethods-11Dec2017.pdf |  | Updated to indicate claim/filing status
300 | R-InCmn-LED-Glb(8w)-dWP31 | Residential Indoor Common Area Lighting: LED Lamp replaces pre-existing standard lighting Wattage. Measure includes Code case. | DEER2017 | Staff Disposition | 2020-11-24 16:30 | Res-Iltg-Cmn-dWatt-CFL | NonDEER | Scaled | BaseRatio | 0 | 0 | None |  | 0 |  | 1 | Res | Any | Lighting | InCommon | Ltg_Lamp | LED_lamp |  | ILtg-Res-LED-20000hr-Cmn | LED Globe greater than or equal to 3 Watts Basecase, Total Watts = 4.94 x Msr Watts | LED Globe greater than or equal to 3 Watts Basecase, Total Watts = 4.94 x Msr Watts | LED Lamp: Glb, 8 Watts, non-dimmable | LEDratio0494 | LEDratio0494 | LED-Glb(8w) | Available | From LED WRR Disposition July 2016 | 0 | 0 | LED-WRR-WorkpaperDisposition_22Jul2016-Final.docx | RobNc |  | ILtg-Res-LED-20000hr-Cmn |  | None | 2017-01-01 | 2018-06-30 | InEA_modVal | LT-63427 |  |  |  | Standard | Revise expiry date to 60/30/2018 Commission Staff direction 2018ScrewInLampSavignsMethods-11Dec2017.pdf | 1 | 1 | 0 | Deemed Ex Ante Team |  | Revise expiry date to 60/30/2018 Commission Staff direction 2018ScrewInLampSavignsMethods-11Dec2017.pdf |  | Updated to indicate claim/filing status
301 | R-InCmn-LED-Glb(9w)-dWP35 | Residential Indoor Common Area Lighting: LED Lamp replaces pre-existing standard lighting Wattage. Measure includes Code case. | DEER2017 | Staff Disposition | 2020-11-24 16:30 | Res-Iltg-Cmn-dWatt-CFL | NonDEER | Scaled | BaseRatio | 0 | 0 | None |  | 0 |  | 1 | Res | Any | Lighting | InCommon | Ltg_Lamp | LED_lamp |  | ILtg-Res-LED-20000hr-Cmn | LED Globe greater than or equal to 3 Watts Basecase, Total Watts = 4.94 x Msr Watts | LED Globe greater than or equal to 3 Watts Basecase, Total Watts = 4.94 x Msr Watts | LED Lamp: Glb, 9 Watts, non-dimmable | LEDratio0494 | LEDratio0494 | LED-Glb(9w) | Available | From LED WRR Disposition July 2016 | 0 | 0 | LED-WRR-WorkpaperDisposition_22Jul2016-Final.docx | RobNc |  | ILtg-Res-LED-20000hr-Cmn |  | None | 2017-01-01 | 2018-06-30 | InEA_modVal | LT-93464 |  |  |  | Standard | Revise expiry date to 60/30/2018 Commission Staff direction 2018ScrewInLampSavignsMethods-11Dec2017.pdf | 1 | 1 | 0 | Deemed Ex Ante Team |  | Revise expiry date to 60/30/2018 Commission Staff direction 2018ScrewInLampSavignsMethods-11Dec2017.pdf |  | Updated to indicate claim/filing status
302 | R-InCmn-LED-PAR30(21w)-dWP50 | Residential Indoor Common Area Lighting: LED Lamp replaces pre-existing standard lighting Wattage. Measure includes Code case. | DEER2017 | Staff Disposition | 2020-11-24 16:30 | Res-Iltg-Cmn-dWatt-CFL | NonDEER | Scaled | BaseRatio | 0 | 0 | None |  | 0 |  | 1 | Res | Any | Lighting | InCommon | Ltg_Lamp | LED_lamp |  | ILtg-Res-LED-20000hr-Cmn | LED PAR30 Basecase, Total Watts = 3.42 x Msr Watts | LED PAR30 Basecase, Total Watts = 3.42 x Msr Watts | LED Lamp: PAR30, 21 Watts, non-dimmable | LEDratio0342 | LEDratio0342 | LED-PAR30(21w) | Available | From LED WRR Disposition July 2016 | 0 | 0 | LED-WRR-WorkpaperDisposition_22Jul2016-Final.docx | RobNc |  | ILtg-Res-LED-20000hr-Cmn |  | None | 2017-01-01 | 2017-06-30 | InEA_modVal | LT-92598 |  |  |  | Standard |  | 1 | 1 | 0 | Deemed Ex Ante Team |  |  |  | Updated to indicate claim/filing status
303 | R-InCmn-LED-PAR30(22w)-dWP53 | Residential Indoor Common Area Lighting: LED Lamp replaces pre-existing standard lighting Wattage. Measure includes Code case. | DEER2017 | Staff Disposition | 2020-11-24 16:30 | Res-Iltg-Cmn-dWatt-CFL | NonDEER | Scaled | BaseRatio | 0 | 0 | None |  | 0 |  | 1 | Res | Any | Lighting | InCommon | Ltg_Lamp | LED_lamp |  | ILtg-Res-LED-20000hr-Cmn | LED PAR30 Basecase, Total Watts = 3.42 x Msr Watts | LED PAR30 Basecase, Total Watts = 3.42 x Msr Watts | LED Lamp: PAR30, 22 Watts, non-dimmable | LEDratio0342 | LEDratio0342 | LED-PAR30(22w) | Available | From LED WRR Disposition July 2016 | 0 | 0 | LED-WRR-WorkpaperDisposition_22Jul2016-Final.docx | RobNc |  | ILtg-Res-LED-20000hr-Cmn |  | None | 2017-01-01 | 2017-06-30 | InEA_modVal | LT-55950 |  |  |  | Standard |  | 1 | 1 | 0 | Deemed Ex Ante Team |  |  |  | Updated to indicate claim/filing status
304 | R-InCmn-LED-PAR38(8w)-dWP22 | Residential Indoor Common Area Lighting: LED Lamp replaces pre-existing standard lighting Wattage. Measure includes Code case. | DEER2017 | Staff Disposition | 2020-11-24 16:30 | Res-Iltg-Cmn-dWatt-CFL | NonDEER | Scaled | BaseRatio | 0 | 0 | None |  | 0 |  | 1 | Res | Any | Lighting | InCommon | Ltg_Lamp | LED_lamp |  | ILtg-Res-LED-20000hr-Cmn | LED PAR38 Basecase, Total Watts = 3.81 x Msr Watts | LED PAR38 Basecase, Total Watts = 3.81 x Msr Watts | LED Lamp: Exterior PAR38, 8 Watts, non-dimmable | LEDratio0381 | LEDratio0381 | LED-PAR38-Ext(8w) | Available | From LED WRR Disposition July 2016 | 0 | 0 | LED-WRR-WorkpaperDisposition_22Jul2016-Final.docx | RobNc |  | ILtg-Res-LED-20000hr-Cmn |  | None | 2017-01-01 | 2017-06-30 | InEA_modVal | LT-68754 |  |  |  | Standard |  | 1 | 1 | 0 | Deemed Ex Ante Team |  |  |  | Updated to indicate claim/filing status
305 | R-In-LED-A19(26w)-dWP50 | Residential Indoor General Lighting: LED Lamp replaces pre-existing standard lighting Wattage. Measure includes Code case. | DEER2017 | Staff Disposition | 2020-11-24 16:30 | Res-Iltg-dWatt-CFL | NonDEER | Scaled | BaseRatio | 0 | 0 | None |  | 0 |  | 1 | Res | Any | Lighting | InGen-CFL | Ltg_Lamp | LED_lamp |  | ILtg-Res-LED-20000hr | LED A19 Basecase, Total Watts = 2.96 x Msr Watts | LED A19 Basecase, Total Watts = 2.96 x Msr Watts | LED Lamp: A19, 26 Watts, non-dimmable | LEDratio0296 | LEDratio0296 | LED-A19(26w) | Available | From LED WRR Disposition July 2016 | 0 | 0 | LED-WRR-WorkpaperDisposition_22Jul2016-Final.docx | RobNc |  | ILtg-Res-LED-20000hr |  | None | 2017-01-01 | 2017-06-30 | InEA_modVal | LT-99339 |  |  |  | Standard |  | 1 | 1 | 0 | Deemed Ex Ante Team |  |  |  | Updated to indicate claim/filing status
306 | R-In-LED-A19(27w)-dWP52 | Residential Indoor General Lighting: LED Lamp replaces pre-existing standard lighting Wattage. Measure includes Code case. | DEER2017 | Staff Disposition | 2020-11-24 16:30 | Res-Iltg-dWatt-CFL | NonDEER | Scaled | BaseRatio | 0 | 0 | None |  | 0 |  | 1 | Res | Any | Lighting | InGen-CFL | Ltg_Lamp | LED_lamp |  | ILtg-Res-LED-20000hr | LED A19 Basecase, Total Watts = 2.96 x Msr Watts | LED A19 Basecase, Total Watts = 2.96 x Msr Watts | LED Lamp: A19, 27 Watts, non-dimmable | LEDratio0296 | LEDratio0296 | LED-A19(27w) | Available | From LED WRR Disposition July 2016 | 0 | 0 | LED-WRR-WorkpaperDisposition_22Jul2016-Final.docx | RobNc |  | ILtg-Res-LED-20000hr |  | None | 2017-01-01 | 2017-06-30 | InEA_modVal | LT-99007 |  |  |  | Standard |  | 1 | 1 | 0 | Deemed Ex Ante Team |  |  |  | Updated to indicate claim/filing status
307 | R-In-LED-A19(28w)-dWP54 | Residential Indoor General Lighting: LED Lamp replaces pre-existing standard lighting Wattage. Measure includes Code case. | DEER2017 | Staff Disposition | 2020-11-24 16:30 | Res-Iltg-dWatt-CFL | NonDEER | Scaled | BaseRatio | 0 | 0 | None |  | 0 |  | 1 | Res | Any | Lighting | InGen-CFL | Ltg_Lamp | LED_lamp |  | ILtg-Res-LED-20000hr | LED A19 Basecase, Total Watts = 2.96 x Msr Watts | LED A19 Basecase, Total Watts = 2.96 x Msr Watts | LED Lamp: A19, 28 Watts, non-dimmable | LEDratio0296 | LEDratio0296 | LED-A19(28w) | Available | From LED WRR Disposition July 2016 | 0 | 0 | LED-WRR-WorkpaperDisposition_22Jul2016-Final.docx | RobNc |  | ILtg-Res-LED-20000hr |  | None | 2017-01-01 | 2017-06-30 | InEA_modVal | LT-86724 |  |  |  | Standard |  | 1 | 1 | 0 | Deemed Ex Ante Team |  |  |  | Updated to indicate claim/filing status
308 | R-In-LED-A19(29w)-dWP56 | Residential Indoor General Lighting: LED Lamp replaces pre-existing standard lighting Wattage. Measure includes Code case. | DEER2017 | Staff Disposition | 2020-11-24 16:30 | Res-Iltg-dWatt-CFL | NonDEER | Scaled | BaseRatio | 0 | 0 | None |  | 0 |  | 1 | Res | Any | Lighting | InGen-CFL | Ltg_Lamp | LED_lamp |  | ILtg-Res-LED-20000hr | LED A19 Basecase, Total Watts = 2.96 x Msr Watts | LED A19 Basecase, Total Watts = 2.96 x Msr Watts | LED Lamp: A19, 29 Watts, non-dimmable | LEDratio0296 | LEDratio0296 | LED-A19(29w) | Available | From LED WRR Disposition July 2016 | 0 | 0 | LED-WRR-WorkpaperDisposition_22Jul2016-Final.docx | RobNc |  | ILtg-Res-LED-20000hr |  | None | 2017-01-01 | 2017-06-30 | InEA_modVal | LT-86853 |  |  |  | Standard |  | 1 | 1 | 0 | Deemed Ex Ante Team |  |  |  | Updated to indicate claim/filing status
309 | R-In-LED-A19(30w)-dWP58 | Residential Indoor General Lighting: LED Lamp replaces pre-existing standard lighting Wattage. Measure includes Code case. | DEER2017 | Staff Disposition | 2020-11-24 16:30 | Res-Iltg-dWatt-CFL | NonDEER | Scaled | BaseRatio | 0 | 0 | None |  | 0 |  | 1 | Res | Any | Lighting | InGen-CFL | Ltg_Lamp | LED_lamp |  | ILtg-Res-LED-20000hr | LED A19 Basecase, Total Watts = 2.96 x Msr Watts | LED A19 Basecase, Total Watts = 2.96 x Msr Watts | LED Lamp: A19, 30 Watts, non-dimmable | LEDratio0296 | LEDratio0296 | LED-A19(30w) | Available | From LED WRR Disposition July 2016 | 0 | 0 | LED-WRR-WorkpaperDisposition_22Jul2016-Final.docx | RobNc |  | ILtg-Res-LED-20000hr |  | None | 2017-01-01 | 2017-06-30 | InEA_modVal | LT-63022 |  |  |  | Standard |  | 1 | 1 | 0 | Deemed Ex Ante Team |  |  |  | Updated to indicate claim/filing status
310 | R-In-LED-A19(31w)-dWP60 | Residential Indoor General Lighting: LED Lamp replaces pre-existing standard lighting Wattage. Measure includes Code case. | DEER2017 | Staff Disposition | 2020-11-24 16:30 | Res-Iltg-dWatt-CFL | NonDEER | Scaled | BaseRatio | 0 | 0 | None |  | 0 |  | 1 | Res | Any | Lighting | InGen-CFL | Ltg_Lamp | LED_lamp |  | ILtg-Res-LED-20000hr | LED A19 Basecase, Total Watts = 2.96 x Msr Watts | LED A19 Basecase, Total Watts = 2.96 x Msr Watts | LED Lamp: A19, 31 Watts, non-dimmable | LEDratio0296 | LEDratio0296 | LED-A19(31w) | Available | From LED WRR Disposition July 2016 | 0 | 0 | LED-WRR-WorkpaperDisposition_22Jul2016-Final.docx | RobNc |  | ILtg-Res-LED-20000hr |  | None | 2017-01-01 | 2017-06-30 | InEA_modVal | LT-71236 |  |  |  | Standard |  | 1 | 1 | 0 | Deemed Ex Ante Team |  |  |  | Updated to indicate claim/filing status
311 | R-In-LEDFixt(17w)-dWP33-dWC24 | Residential Indoor General Lighting: LED Fixture replaces pre-existing standard lighting Wattage. Measure includes Code case. | DEER2017 | Staff Disposition | 2020-11-24 16:30 | Res-Iltg-dWatt-CFL | NonDEER | Scaled | BaseRatio | 0 | 0 | None |  | 0 |  | 1 | Res | Any | Lighting | InGen-CFL | Ltg_Fixture | LED_fixt |  | ILtg-Res-LED-50000hr+12yr | LED A19 Basecase, Total Watts = 2.96 x Msr Watts | LED Fixture Basecase, Total Watts = 2.42 x Msr Watts | LED fixture: Any type of housing Fixture Type; Total Watts = 17 | LEDratio0296 | LEDratio0242 | LEDFixt(17w) | Available | From LED WRR Disposition July 2016 | 0 | 0 | LED-WRR-WorkpaperDisposition_22Jul2016-Final.docx | ErRobNc |  | LtgFixture-Default |  | None | 2017-01-01 | 2019-12-31 | InEA_modVal | LT-82362 |  |  |  | Standard | Expires 12/31/2019 due to DEER2020 revised impacts and peak demand definition | 1 | 1 | 0 | Deemed Ex Ante Team |  | Expires 12/31/2019 due to DEER2020 revised impacts and peak demand definition |  | Updated to indicate claim/filing status
312 | R-In-LEDFixt(20w)-dWP39-dWC28 | Residential Indoor General Lighting: LED Fixture replaces pre-existing standard lighting Wattage. Measure includes Code case. | DEER2017 | Staff Disposition | 2020-11-24 16:30 | Res-Iltg-dWatt-CFL | NonDEER | Scaled | BaseRatio | 0 | 0 | None |  | 0 |  | 1 | Res | Any | Lighting | InGen-CFL | Ltg_Fixture | LED_fixt |  | ILtg-Res-LED-50000hr+12yr | LED A19 Basecase, Total Watts = 2.96 x Msr Watts | LED Fixture Basecase, Total Watts = 2.42 x Msr Watts | LED fixture: Any type of housing Fixture Type; Total Watts = 20 | LEDratio0296 | LEDratio0242 | LEDFixt(20w) | Available | From LED WRR Disposition July 2016 | 0 | 0 | LED-WRR-WorkpaperDisposition_22Jul2016-Final.docx | ErRobNc |  | LtgFixture-Default |  | None | 2017-01-01 | 2019-12-31 | InEA_modVal | LT-52787 |  |  |  | Standard | Expires 12/31/2019 due to DEER2020 revised impacts and peak demand definition | 1 | 1 | 0 | Deemed Ex Ante Team |  | Expires 12/31/2019 due to DEER2020 revised impacts and peak demand definition |  | Updated to indicate claim/filing status
313 | R-In-LEDFixt(22w)-dWP43-dWC31 | Residential Indoor General Lighting: LED Fixture replaces pre-existing standard lighting Wattage. Measure includes Code case. | DEER2017 | Staff Disposition | 2020-11-24 16:30 | Res-Iltg-dWatt-CFL | NonDEER | Scaled | BaseRatio | 0 | 0 | None |  | 0 |  | 1 | Res | Any | Lighting | InGen-CFL | Ltg_Fixture | LED_fixt |  | ILtg-Res-LED-50000hr+12yr | LED A19 Basecase, Total Watts = 2.96 x Msr Watts | LED Fixture Basecase, Total Watts = 2.42 x Msr Watts | LED fixture: Any type of housing Fixture Type; Total Watts = 22 | LEDratio0296 | LEDratio0242 | LEDFixt(22w) | Available | From LED WRR Disposition July 2016 | 0 | 0 | LED-WRR-WorkpaperDisposition_22Jul2016-Final.docx | ErRobNc |  | LtgFixture-Default |  | None | 2017-01-01 | 2019-12-31 | InEA_modVal | LT-52989 |  |  |  | Standard | Expires 12/31/2019 due to DEER2020 revised impacts and peak demand definition | 1 | 1 | 0 | Deemed Ex Ante Team |  | Expires 12/31/2019 due to DEER2020 revised impacts and peak demand definition |  | Updated to indicate claim/filing status
314 | R-In-LEDFixt(27w)-dWP52-dWC38 | Residential Indoor General Lighting: LED Fixture replaces pre-existing standard lighting Wattage. Measure includes Code case. | DEER2017 | Staff Disposition | 2020-11-24 16:30 | Res-Iltg-dWatt-CFL | NonDEER | Scaled | BaseRatio | 0 | 0 | None |  | 0 |  | 1 | Res | Any | Lighting | InGen-CFL | Ltg_Fixture | LED_fixt |  | ILtg-Res-LED-50000hr+12yr | LED A19 Basecase, Total Watts = 2.96 x Msr Watts | LED Fixture Basecase, Total Watts = 2.42 x Msr Watts | LED fixture: Any type of housing Fixture Type; Total Watts = 27 | LEDratio0296 | LEDratio0242 | LEDFixt(27w) | Available | From LED WRR Disposition July 2016 | 0 | 0 | LED-WRR-WorkpaperDisposition_22Jul2016-Final.docx | ErRobNc |  | LtgFixture-Default |  | None | 2017-01-01 | 2019-12-31 | InEA_modVal | LT-65604 |  |  |  | Standard | Expires 12/31/2019 due to DEER2020 revised impacts and peak demand definition | 1 | 1 | 0 | Deemed Ex Ante Team |  | Expires 12/31/2019 due to DEER2020 revised impacts and peak demand definition |  | Updated to indicate claim/filing status
315 | R-In-LEDFixt(28w)-dWP54-dWC39 | Residential Indoor General Lighting: LED Fixture replaces pre-existing standard lighting Wattage. Measure includes Code case. | DEER2017 | Staff Disposition | 2020-11-24 16:30 | Res-Iltg-dWatt-CFL | NonDEER | Scaled | BaseRatio | 0 | 0 | None |  | 0 |  | 1 | Res | Any | Lighting | InGen-CFL | Ltg_Fixture | LED_fixt |  | ILtg-Res-LED-50000hr+12yr | LED A19 Basecase, Total Watts = 2.96 x Msr Watts | LED Fixture Basecase, Total Watts = 2.42 x Msr Watts | LED fixture: Any type of housing Fixture Type; Total Watts = 28 | LEDratio0296 | LEDratio0242 | LEDFixt(28w) | Available | From LED WRR Disposition July 2016 | 0 | 0 | LED-WRR-WorkpaperDisposition_22Jul2016-Final.docx | ErRobNc |  | LtgFixture-Default |  | None | 2017-01-01 | 2019-12-31 | InEA_modVal | LT-72547 |  |  |  | Standard | Expires 12/31/2019 due to DEER2020 revised impacts and peak demand definition | 1 | 1 | 0 | Deemed Ex Ante Team |  | Expires 12/31/2019 due to DEER2020 revised impacts and peak demand definition |  | Updated to indicate claim/filing status
316 | R-In-LEDFixt(29w)-dWP56-dWC41 | Residential Indoor General Lighting: LED Fixture replaces pre-existing standard lighting Wattage. Measure includes Code case. | DEER2017 | Staff Disposition | 2020-11-24 16:30 | Res-Iltg-dWatt-CFL | NonDEER | Scaled | BaseRatio | 0 | 0 | None |  | 0 |  | 1 | Res | Any | Lighting | InGen-CFL | Ltg_Fixture | LED_fixt |  | ILtg-Res-LED-50000hr+12yr | LED A19 Basecase, Total Watts = 2.96 x Msr Watts | LED Fixture Basecase, Total Watts = 2.42 x Msr Watts | LED fixture: Any type of housing Fixture Type; Total Watts = 29 | LEDratio0296 | LEDratio0242 | LEDFixt(29w) | Available | From LED WRR Disposition July 2016 | 0 | 0 | LED-WRR-WorkpaperDisposition_22Jul2016-Final.docx | ErRobNc |  | LtgFixture-Default |  | None | 2017-01-01 | 2019-12-31 | InEA_modVal | LT-55125 |  |  |  | Standard | Expires 12/31/2019 due to DEER2020 revised impacts and peak demand definition | 1 | 1 | 0 | Deemed Ex Ante Team |  | Expires 12/31/2019 due to DEER2020 revised impacts and peak demand definition |  | Updated to indicate claim/filing status
317 | R-In-LEDFixt(30w)-dWP58-dWC42 | Residential Indoor General Lighting: LED Fixture replaces pre-existing standard lighting Wattage. Measure includes Code case. | DEER2017 | Staff Disposition | 2020-11-24 16:30 | Res-Iltg-dWatt-CFL | NonDEER | Scaled | BaseRatio | 0 | 0 | None |  | 0 |  | 1 | Res | Any | Lighting | InGen-CFL | Ltg_Fixture | LED_fixt |  | ILtg-Res-LED-50000hr+12yr | LED A19 Basecase, Total Watts = 2.96 x Msr Watts | LED Fixture Basecase, Total Watts = 2.42 x Msr Watts | LED fixture: Any type of housing Fixture Type; Total Watts = 30 | LEDratio0296 | LEDratio0242 | LEDFixt(30w) | Available | From LED WRR Disposition July 2016 | 0 | 0 | LED-WRR-WorkpaperDisposition_22Jul2016-Final.docx | ErRobNc |  | LtgFixture-Default |  | None | 2017-01-01 | 2019-12-31 | InEA_modVal | LT-63872 |  |  |  | Standard | Expires 12/31/2019 due to DEER2020 revised impacts and peak demand definition | 1 | 1 | 0 | Deemed Ex Ante Team |  | Expires 12/31/2019 due to DEER2020 revised impacts and peak demand definition |  | Updated to indicate claim/filing status
318 | R-In-LEDFixt(31w)-dWP60-dWC44 | Residential Indoor General Lighting: LED Fixture replaces pre-existing standard lighting Wattage. Measure includes Code case. | DEER2017 | Staff Disposition | 2020-11-24 16:30 | Res-Iltg-dWatt-CFL | NonDEER | Scaled | BaseRatio | 0 | 0 | None |  | 0 |  | 1 | Res | Any | Lighting | InGen-CFL | Ltg_Fixture | LED_fixt |  | ILtg-Res-LED-50000hr+12yr | LED A19 Basecase, Total Watts = 2.96 x Msr Watts | LED Fixture Basecase, Total Watts = 2.42 x Msr Watts | LED fixture: Any type of housing Fixture Type; Total Watts = 31 | LEDratio0296 | LEDratio0242 | LEDFixt(31w) | Available | From LED WRR Disposition July 2016 | 0 | 0 | LED-WRR-WorkpaperDisposition_22Jul2016-Final.docx | ErRobNc |  | LtgFixture-Default |  | None | 2017-01-01 | 2019-12-31 | InEA_modVal | LT-54591 |  |  |  | Standard | Expires 12/31/2019 due to DEER2020 revised impacts and peak demand definition | 1 | 1 | 0 | Deemed Ex Ante Team |  | Expires 12/31/2019 due to DEER2020 revised impacts and peak demand definition |  | Updated to indicate claim/filing status
319 | R-In-LEDFixt(32w)-dWP62-dWC45 | Residential Indoor General Lighting: LED Fixture replaces pre-existing standard lighting Wattage. Measure includes Code case. | DEER2017 | Staff Disposition | 2020-11-24 16:30 | Res-Iltg-dWatt-CFL | NonDEER | Scaled | BaseRatio | 0 | 0 | None |  | 0 |  | 1 | Res | Any | Lighting | InGen-CFL | Ltg_Fixture | LED_fixt |  | ILtg-Res-LED-50000hr+12yr | LED A19 Basecase, Total Watts = 2.96 x Msr Watts | LED Fixture Basecase, Total Watts = 2.42 x Msr Watts | LED fixture: Any type of housing Fixture Type; Total Watts = 32 | LEDratio0296 | LEDratio0242 | LEDFixt(32w) | Available | From LED WRR Disposition July 2016 | 0 | 0 | LED-WRR-WorkpaperDisposition_22Jul2016-Final.docx | ErRobNc |  | LtgFixture-Default |  | None | 2017-01-01 | 2019-12-31 | InEA_modVal | LT-56395 |  |  |  | Standard | Expires 12/31/2019 due to DEER2020 revised impacts and peak demand definition | 1 | 1 | 0 | Deemed Ex Ante Team |  | Expires 12/31/2019 due to DEER2020 revised impacts and peak demand definition |  | Updated to indicate claim/filing status
320 | R-In-LEDFixt(33w)-dWP64-dWC46 | Residential Indoor General Lighting: LED Fixture replaces pre-existing standard lighting Wattage. Measure includes Code case. | DEER2017 | Staff Disposition | 2020-11-24 16:30 | Res-Iltg-dWatt-CFL | NonDEER | Scaled | BaseRatio | 0 | 0 | None |  | 0 |  | 1 | Res | Any | Lighting | InGen-CFL | Ltg_Fixture | LED_fixt |  | ILtg-Res-LED-50000hr+12yr | LED A19 Basecase, Total Watts = 2.96 x Msr Watts | LED Fixture Basecase, Total Watts = 2.42 x Msr Watts | LED fixture: Any type of housing Fixture Type; Total Watts = 33 | LEDratio0296 | LEDratio0242 | LEDFixt(33w) | Available | From LED WRR Disposition July 2016 | 0 | 0 | LED-WRR-WorkpaperDisposition_22Jul2016-Final.docx | ErRobNc |  | LtgFixture-Default |  | None | 2017-01-01 | 2019-12-31 | InEA_modVal | LT-59066 |  |  |  | Standard | Expires 12/31/2019 due to DEER2020 revised impacts and peak demand definition | 1 | 1 | 0 | Deemed Ex Ante Team |  | Expires 12/31/2019 due to DEER2020 revised impacts and peak demand definition |  | Updated to indicate claim/filing status
321 | R-In-LEDFixt(34w)-dWP66-dWC48 | Residential Indoor General Lighting: LED Fixture replaces pre-existing standard lighting Wattage. Measure includes Code case. | DEER2017 | Staff Disposition | 2020-11-24 16:30 | Res-Iltg-dWatt-CFL | NonDEER | Scaled | BaseRatio | 0 | 0 | None |  | 0 |  | 1 | Res | Any | Lighting | InGen-CFL | Ltg_Fixture | LED_fixt |  | ILtg-Res-LED-50000hr+12yr | LED A19 Basecase, Total Watts = 2.96 x Msr Watts | LED Fixture Basecase, Total Watts = 2.42 x Msr Watts | LED fixture: Any type of housing Fixture Type; Total Watts = 34 | LEDratio0296 | LEDratio0242 | LEDFixt(34w) | Available | From LED WRR Disposition July 2016 | 0 | 0 | LED-WRR-WorkpaperDisposition_22Jul2016-Final.docx | ErRobNc |  | LtgFixture-Default |  | None | 2017-01-01 | 2019-12-31 | InEA_modVal | LT-69011 |  |  |  | Standard | Expires 12/31/2019 due to DEER2020 revised impacts and peak demand definition | 1 | 1 | 0 | Deemed Ex Ante Team |  | Expires 12/31/2019 due to DEER2020 revised impacts and peak demand definition |  | Updated to indicate claim/filing status
322 | R-In-LEDFixt(36w)-dWP70-dWC51 | Residential Indoor General Lighting: LED Fixture replaces pre-existing standard lighting Wattage. Measure includes Code case. | DEER2017 | Staff Disposition | 2020-11-24 16:30 | Res-Iltg-dWatt-CFL | NonDEER | Scaled | BaseRatio | 0 | 0 | None |  | 0 |  | 1 | Res | Any | Lighting | InGen-CFL | Ltg_Fixture | LED_fixt |  | ILtg-Res-LED-50000hr+12yr | LED A19 Basecase, Total Watts = 2.96 x Msr Watts | LED Fixture Basecase, Total Watts = 2.42 x Msr Watts | LED fixture: Any type of housing Fixture Type, 2580 min lm; Total Watts = 36 | LEDratio0296 | LEDratio0242 | LEDFixt(36w) | Available | From LED WRR Disposition July 2016 | 0 | 0 | LED-WRR-WorkpaperDisposition_22Jul2016-Final.docx | ErRobNc |  | LtgFixture-Default |  | None | 2017-01-01 | 2019-12-31 | InEA_modVal | LT-52123 |  |  |  | Standard | Expires 12/31/2019 due to DEER2020 revised impacts and peak demand definition | 1 | 1 | 0 | Deemed Ex Ante Team |  | Expires 12/31/2019 due to DEER2020 revised impacts and peak demand definition |  | Updated to indicate claim/filing status
323 | R-In-LEDFixt(39w)-dWP76-dWC55 | Residential Indoor General Lighting: LED Fixture replaces pre-existing standard lighting Wattage. Measure includes Code case. | DEER2017 | Staff Disposition | 2020-11-24 16:30 | Res-Iltg-dWatt-CFL | NonDEER | Scaled | BaseRatio | 0 | 0 | None |  | 0 |  | 1 | Res | Any | Lighting | InGen-CFL | Ltg_Fixture | LED_fixt |  | ILtg-Res-LED-50000hr+12yr | LED A19 Basecase, Total Watts = 2.96 x Msr Watts | LED Fixture Basecase, Total Watts = 2.42 x Msr Watts | LED fixture: Any type of housing Fixture Type; Total Watts = 39 | LEDratio0296 | LEDratio0242 | LEDFixt(39w) | Available | From LED WRR Disposition July 2016 | 0 | 0 | LED-WRR-WorkpaperDisposition_22Jul2016-Final.docx | ErRobNc |  | LtgFixture-Default |  | None | 2017-01-01 | 2019-12-31 | InEA_modVal | LT-66138 |  |  |  | Standard | Expires 12/31/2019 due to DEER2020 revised impacts and peak demand definition | 1 | 1 | 0 | Deemed Ex Ante Team |  | Expires 12/31/2019 due to DEER2020 revised impacts and peak demand definition |  | Updated to indicate claim/filing status
324 | R-In-LEDFixt(40w)-dWP78-dWC56 | Residential Indoor General Lighting: LED Fixture replaces pre-existing standard lighting Wattage. Measure includes Code case. | DEER2017 | Staff Disposition | 2020-11-24 16:30 | Res-Iltg-dWatt-CFL | NonDEER | Scaled | BaseRatio | 0 | 0 | None |  | 0 |  | 1 | Res | Any | Lighting | InGen-CFL | Ltg_Fixture | LED_fixt |  | ILtg-Res-LED-50000hr+12yr | LED A19 Basecase, Total Watts = 2.96 x Msr Watts | LED Fixture Basecase, Total Watts = 2.42 x Msr Watts | LED fixture: Any type of housing Fixture Type, 1680 min lm; Total Watts = 40 | LEDratio0296 | LEDratio0242 | LEDFixt(40w) | Available | From LED WRR Disposition July 2016 | 0 | 0 | LED-WRR-WorkpaperDisposition_22Jul2016-Final.docx | ErRobNc |  | LtgFixture-Default |  | None | 2017-01-01 | 2019-12-31 | InEA_modVal | LT-72749 |  |  |  | Standard | Expires 12/31/2019 due to DEER2020 revised impacts and peak demand definition | 1 | 1 | 0 | Deemed Ex Ante Team |  | Expires 12/31/2019 due to DEER2020 revised impacts and peak demand definition |  | Updated to indicate claim/filing status
325 | C-In-LEDFixt-2(3w)-dWP5-dWC4 | Commercial Indoor General Lighting: LED Fixture replaces pre-existing standard lighting Wattage. Measure includes Code case. | DEER2017 | Staff Disposition | 2020-11-24 16:30 | Com-Iltg-dWatt-CFL_OSbldg | NonDEER | Scaled | BaseRatio | 0 | 0 | None |  | 0 |  | 1 | Com | Any | Lighting | InGen-CFL | Ltg_Fixture | LED_fixt |  | ILtg-Com-LED-50000hr+16yr | LED A19 Basecase, Total Watts = 2.96 x Msr Watts | LED Fixture Basecase, Total Watts = 2.42 x Msr Watts | LED fixture: Any type of housing Fixture Type; Total Watts = 3 | LEDratio0296 | LEDratio0242 | LEDFixt-2(3w) | Available | From LED WRR Disposition July 2016 | 0 | 0 | LED-WRR-WorkpaperDisposition_22Jul2016-Final.docx | ErRobNc |  | LtgFixture-Default |  | DEER2017-Ltg-Com-CFL | 2017-01-01 | 2019-12-31 | InEA_modVal |  |  |  |  | Standard | Expires 12/31/2019 due to DEER2020 revised impacts and peak demand definition | 1 | 1 | 0 | Deemed Ex Ante Team |  | Expires 12/31/2019 due to DEER2020 revised impacts and peak demand definition |  | Updated to indicate claim/filing status
325 | R-In-LEDFixt-1(38w)-dWP74-dWC53 | Residential Indoor General Lighting: LED Fixture replaces pre-existing standard lighting Wattage. Measure includes Code case. | DEER2017 | Staff Disposition | 2020-11-24 16:30 | Res-Iltg-dWatt-CFL | NonDEER | Scaled | BaseRatio | 0 | 0 | None |  | 0 |  | 1 | Res | Any | Lighting | InGen-CFL | Ltg_Fixture | LED_fixt |  | ILtg-Res-LED-50000hr+12yr | LED A19 Basecase, Total Watts = 2.96 x Msr Watts | LED Fixture Basecase, Total Watts = 2.42 x Msr Watts | LED fixture: Any type of housing Fixture Type, 1660 min lm; Total Watts = 38 | LEDratio0296 | LEDratio0242 | LEDFixt-1(38w) | Available | From LED WRR Disposition July 2016 | 0 | 0 | LED-WRR-WorkpaperDisposition_22Jul2016-Final.docx | ErRobNc |  | LtgFixture-Default |  | None | 2017-01-01 | 2019-12-31 | InEA_modVal | LT-70281 |  |  |  | Standard | Expires 12/31/2019 due to DEER2020 revised impacts and peak demand definition | 1 | 1 | 0 | Deemed Ex Ante Team |  | Expires 12/31/2019 due to DEER2020 revised impacts and peak demand definition |  | Updated to indicate claim/filing status
326 | C-In-LEDFixt-3(15w)-dWP29-dWC21 | Commercial Indoor General Lighting: LED Fixture replaces pre-existing standard lighting Wattage. Measure includes Code case. | DEER2017 | Staff Disposition | 2020-11-24 16:30 | Com-Iltg-dWatt-CFL_OSbldg | NonDEER | Scaled | BaseRatio | 0 | 0 | None |  | 0 |  | 1 | Com | Any | Lighting | InGen-CFL | Ltg_Fixture | LED_fixt |  | ILtg-Com-LED-50000hr+16yr | LED A19 Basecase, Total Watts = 2.96 x Msr Watts | LED Fixture Basecase, Total Watts = 2.42 x Msr Watts | LED fixture: Any type of housing Fixture Type; Total Watts = 15 | LEDratio0296 | LEDratio0242 | LEDFixt-3(15w) | Available | From LED WRR Disposition July 2016 | 0 | 0 | LED-WRR-WorkpaperDisposition_22Jul2016-Final.docx | ErRobNc |  | LtgFixture-Default |  | DEER2017-Ltg-Com-CFL | 2017-01-01 | 2019-12-31 | InEA_modVal |  | LD136Com |  |  | Standard | Expires 12/31/2019 due to DEER2020 revised impacts and peak demand definition | 1 | 1 | 0 | Deemed Ex Ante Team |  | Expires 12/31/2019 due to DEER2020 revised impacts and peak demand definition |  | Updated to indicate claim/filing status
340 | NE-WtrHt-SmlInst-Elec-lte12kW-lt2G | Small Electric Instantaneous Water Heater EF = 0.98, Recov Eff = 0.98 | DEER2014 | D13 v1.0 | 2020-11-24 16:30 | NE-WtrHt-SmlInst-Elec-lte12kW-lt2G | DEER | Standard | None | 0 | 0 | None |  | 0 |  | 0 | Com | Any | SHW | Heating | WaterHtg_eq | Instant_EF |  | WtrHt-Instant-Com | Small Electric Storage Water Heater 40 Gal, EF and based on vintage, Recov Eff = 0.98 | Small Electric Storage Water Heater 40 Gal, EF = 0.93, Recov Eff = 0.98 | Small Electric Instantaneous Water Heater EF = 0.98, Recov Eff = 0.98 |  |  | NE-WtrHt-SmlInst-Elec-lte12kW-lt2G | Available |  | 0 | 0 |  | RobNc |  | WtrHt-Instant-Com |  | DEER1314-WtrHt | 2013-01-01 | 2015-04-15 | DEER |  |  |  |  | Standard |  | 1 | 1 | 0 | Deemed Ex Ante Team |  |  |  | Updated to indicate claim/filing status
341 | NG-WtrHt-SmlInst-Gas-lte75kBtuh-lt2G-0p82EF | Small Gas Instantaneous Water Heater EF = 0.82, Recov Eff = 0.82 | DEER2014 | D13 v1.0 | 2020-11-24 16:30 | NG-WtrHt-SmlInst-Gas-lte75kBtuh-lt2G-0p82EF | DEER | Standard | None | 0 | 0 | None |  | 0 |  | 0 | Com | Any | SHW | Heating | WaterHtg_eq | Instant_EF |  | WtrHt-Instant-Com | Small Gas Storage Water Heater 40 Gal, EF and Recov Eff based on vintage | Small Gas Storage Water Heater 40 Gal, EF = 0.60, Recov Eff = 0.76 | Small Gas Instantaneous Water Heater EF = 0.82, Recov Eff = 0.82 |  |  | NG-WtrHt-SmlInst-Gas-lte75kBtuh-lt2G-0p82EF | Available |  | 0 | 0 |  | ErRobNc |  | WtrHt-Instant-Com |  | DEER1314-WtrHt | 2013-01-01 | 2015-04-15 | DEER |  |  |  |  | Standard |  | 1 | 1 | 0 | Deemed Ex Ante Team |  |  |  | Updated to indicate claim/filing status
342 | RE-WtrHt-SmlInst-Elec-lte12kW-lt2G | High Efficiency Small Electric Instantaneous Water Heater | DEER2014 | D11 v4.00 | 2020-11-24 16:30 | RE-WtrHt-SmlInst-Elec-lte12kW-lt2G | DEER | Standard | None | 0 | 0 | None |  | 0 |  | 0 | Res | Any | SHW | Heating | WaterHtg_eq | Instant_EF |  | WtrHt-Instant-Res | Small Electric Storage Water Heater 30 Gal; EF = 0.93; Recov Eff = 0.98 | Small Electric Storage Water Heater 30 Gal; EF = 0.93; Recov Eff = 0.98 | High Efficiency Small Electric Instantaneous Water Heater |  |  | RE-WtrHt-SmlInst-Elec-lte12kW-lt2G | Available |  | 0 | 0 |  | RobNc |  | WtrHt-Instant-Res | D08-RE-WtrHt-SmlInst-Elec-lte12kW-lt2G | DEER1314-WtrHt | 2013-01-01 | 2015-04-15 | DEER |  |  |  |  | Standard |  | 1 | 1 | 0 | Deemed Ex Ante Team |  |  |  | Updated to indicate claim/filing status
343 | NE-WtrHt-LrgInst-Elec-gt12kW | Large Electric Instantaneous Water Heater, Recov Eff = 0.98, Stdby Loss = 0.27%/hr | DEER2014 | D13 v1.0 | 2020-11-24 16:30 | NE-WtrHt-LrgInst-Elec-gt12kW | DEER | Standard | None | 0 | 0 | None |  | 0 |  | 0 | Com | Any | SHW | Heating | WaterHtg_eq | Instant_Et |  | WtrHt-Instant-Com | Large Electric Storage Water Heater, Recov Eff = 0.98, Stdby Loss based on vintage | Large Electric Storage Water Heater, Recov Eff = 0.98, Stdby Loss = 0.54%/hr | Large Electric Instantaneous Water Heater, Recov Eff = 0.98, Stdby Loss = 0.27%/hr |  |  | NE-WtrHt-LrgInst-Elec-gt12kW | Available |  | 0 | 0 |  | RobNc |  | WtrHt-Instant-Com |  | DEER1314-WtrHt | 2013-01-01 | 2015-04-15 | DEER |  |  |  |  | Standard |  | 1 | 1 | 0 | Deemed Ex Ante Team |  |  |  | Updated to indicate claim/filing status
344 | NE-WtrHt-LrgStrg-Elec-gt12kW | Large Electric Storage Water Heater, Recov Eff = 0.98, Stdby Loss = 0.27%/hr | DEER2014 | D13 v1.0 | 2020-11-24 16:30 | NE-WtrHt-LrgStrg-Elec-gt12kW | DEER | Standard | None | 0 | 0 | None |  | 0 |  | 0 | Com | Any | SHW | Heating | WaterHtg_eq | Instant_Et |  | WtrHt-Com | Large Electric Storage Water Heater, Recov Eff = 0.98, Stdby Loss based on vintage | Large Electric Storage Water Heater, Recov Eff = 0.98, Stdby Loss = 0.54%/hr | Large Electric Storage Water Heater, Recov Eff = 0.98, Stdby Loss = 0.27%/hr |  |  | NE-WtrHt-LrgStrg-Elec-gt12kW | Available |  | 0 | 0 |  | RobNc |  | WtrHt-Com | D08-NE-WtrHt-LrgStrg-Elec-gt12kW | DEER1314-WtrHt | 2013-01-01 | 2015-04-15 | DEER |  |  |  |  | Standard |  | 1 | 1 | 0 | Deemed Ex Ante Team |  |  |  | Updated to indicate claim/filing status
345 | NG-WtrHt-LrgInst-Gas-gt200kBtuh-0p80Et | Large Gas Instantaneous Water Heater, Et = 0.80, Stdby Loss = 0.23%/hr | DEER2014 | D13 v1.0 | 2021-03-25 12:39 | NG-WtrHt-LrgInst-Gas-gt200kBtuh-0p80Et | DEER | Standard | None | 0 | 0 | None |  | 0 |  | 0 | Com | Any | SHW | Heating | WaterHtg_eq | Instant_Et |  | WtrHt-Com | Large Gas Storage Water Heater, Et and Stdby Loss based on vintage | Large Gas Storage Water Heater, Et = 0.80, Stdby Loss = 0.56%/hr | Large Gas Instantaneous Water Heater, Et = 0.80, Stdby Loss = 0.23%/hr |  |  | NG-WtrHt-LrgInst-Gas-gt200kBtuh-0p80Et | Available |  | 0 | 0 |  | ErRobNc |  | WtrHt-Com |  | DEER1314 | 2013-01-01 |  | DEER |  |  |  |  | Standard |  | 1 | 1 | 0 | Deemed Ex Ante Team |  |  |  | Updated to indicate claim/filing status
346 | NG-WtrHt-LrgInst-Gas-gt200kBtuh-0p85Et | Large Gas Instantaneous Water Heater, Et = 0.85, Stdby Loss = 0.23%/hr | DEER2014 | D13 v1.0 | 2021-03-25 12:39 | NG-WtrHt-LrgInst-Gas-gt200kBtuh-0p85Et | DEER | Standard | None | 0 | 0 | None |  | 0 |  | 0 | Com | Any | SHW | Heating | WaterHtg_eq | Instant_Et |  | WtrHt-Com | Large Gas Storage Water Heater, Et and Stdby Loss based on vintage | Large Gas Storage Water Heater, Et = 0.80, Stdby Loss = 0.56%/hr | Large Gas Instantaneous Water Heater, Et = 0.85, Stdby Loss = 0.23%/hr |  |  | NG-WtrHt-LrgInst-Gas-gt200kBtuh-0p85Et | Available |  | 0 | 0 |  | ErRobNc |  | WtrHt-Com |  | DEER1314 | 2013-01-01 |  | DEER |  |  |  |  | Standard |  | 1 | 1 | 0 | Deemed Ex Ante Team |  |  |  | Updated to indicate claim/filing status
347 | NG-WtrHt-LrgInst-Gas-gt200kBtuh-0p90Et | Large Gas Instantaneous Water Heater, Et = 0.90, Stdby Loss = 0.23%/hr | DEER2014 | D13 v1.0 | 2021-03-25 12:39 | NG-WtrHt-LrgInst-Gas-gt200kBtuh-0p90Et | DEER | Standard | None | 0 | 0 | None |  | 0 |  | 0 | Com | Any | SHW | Heating | WaterHtg_eq | Instant_Et |  | WtrHt-Com | Large Gas Storage Water Heater, Et and Stdby Loss based on vintage | Large Gas Storage Water Heater, Et = 0.80, Stdby Loss = 0.56%/hr | Large Gas Instantaneous Water Heater, Et = 0.90, Stdby Loss = 0.23%/hr |  |  | NG-WtrHt-LrgInst-Gas-gt200kBtuh-0p90Et | Available |  | 0 | 0 |  | ErRobNc |  | WtrHt-Com |  | DEER1314 | 2013-01-01 |  | DEER |  |  |  |  | Standard |  | 1 | 1 | 0 | Deemed Ex Ante Team |  |  |  | Updated to indicate claim/filing status
348 | NG-WtrHt-MedInst-Gas-76to200kBtuh-0p80Et | Medium Gas Instantaneous Water Heater, Et = 0.80, Stdby Loss = 0.05%/hr | DEER2014 | D13 v1.0 | 2020-11-24 16:30 | NG-WtrHt-MedInst-Gas-76to200kBtuh-0p80Et | DEER | Standard | None | 0 | 0 | None |  | 0 |  | 0 | Com | Any | SHW | Heating | WaterHtg_eq | Instant_Et |  | WtrHt-Instant-Com | Large Gas Storage Water Heater, Et and Stdby Loss based on vintage | Large Gas Storage Water Heater, Et = 0.80, Stdby Loss = 0.56%/hr | Medium Gas Instantaneous Water Heater, Et = 0.80, Stdby Loss = 0.05%/hr |  |  | NG-WtrHt-MedInst-Gas-76to200kBtuh-0p80Et | Available |  | 0 | 0 |  | ErRobNc |  | WtrHt-Instant-Com |  | DEER1314 | 2013-01-01 | 2019-12-31 | DEER |  |  |  |  | Standard |  | 1 | 1 | 0 | Deemed Ex Ante Team |  |  |  | Updated to indicate claim/filing status
349 | NG-WtrHt-MedInst-Gas-76to200kBtuh-0p85Et | Medium Gas Instantaneous Water Heater, Et = 0.85, Stdby Loss = 0.05%/hr | DEER2014 | D13 v1.0 | 2020-11-24 16:30 | NG-WtrHt-MedInst-Gas-76to200kBtuh-0p85Et | DEER | Standard | None | 0 | 0 | None |  | 0 |  | 0 | Com | Any | SHW | Heating | WaterHtg_eq | Instant_Et |  | WtrHt-Instant-Com | Large Gas Storage Water Heater, Et and Stdby Loss based on vintage | Large Gas Storage Water Heater, Et = 0.80, Stdby Loss = 0.56%/hr | Medium Gas Instantaneous Water Heater, Et = 0.85, Stdby Loss = 0.05%/hr |  |  | NG-WtrHt-MedInst-Gas-76to200kBtuh-0p85Et | Available |  | 0 | 0 |  | ErRobNc |  | WtrHt-Instant-Com |  | DEER1314 | 2013-01-01 | 2019-12-31 | DEER |  |  |  |  | Standard |  | 1 | 1 | 0 | Deemed Ex Ante Team |  |  |  | Updated to indicate claim/filing status
350 | NG-WtrHt-MedInst-Gas-76to200kBtuh-0p90Et | Medium Gas Instantaneous Water Heater, Et = 0.90, Stdby Loss = 0.05%/hr | DEER2014 | D13 v1.0 | 2020-11-24 16:30 | NG-WtrHt-MedInst-Gas-76to200kBtuh-0p90Et | DEER | Standard | None | 0 | 0 | None |  | 0 |  | 0 | Com | Any | SHW | Heating | WaterHtg_eq | Instant_Et |  | WtrHt-Instant-Com | Large Gas Storage Water Heater, Et and Stdby Loss based on vintage | Large Gas Storage Water Heater, Et = 0.80, Stdby Loss = 0.56%/hr | Medium Gas Instantaneous Water Heater, Et = 0.90, Stdby Loss = 0.05%/hr |  |  | NG-WtrHt-MedInst-Gas-76to200kBtuh-0p90Et | Available |  | 0 | 0 |  | ErRobNc |  | WtrHt-Instant-Com |  | DEER1314 | 2013-01-01 | 2020-12-31 | DEER |  |  |  |  | Standard |  | 1 | 1 | 0 | Deemed Ex Ante Team |  |  |  | Updated to indicate claim/filing status
351 | NE-WtrHt-SmlStrg-Elec-lte12kW-30G-0p95EF | Small Electric Storage Water Heater 30 Gal, EF = 0.95, Recov Eff = 0.98 | DEER2014 | D13 v1.0 | 2020-11-24 16:30 | NE-WtrHt-SmlStrg-Elec-lte12kW-30G-0p95EF | DEER | Standard | None | 0 | 0 | None |  | 0 |  | 0 | Com | Any | SHW | Heating | WaterHtg_eq | Stor_EF |  | WtrHt-Com | Small Electric Storage Water Heater 30 Gal, EF and based on vintage, Recov Eff = 0.98 | Small Electric Storage Water Heater 30 Gal, EF = 0.93, Recov Eff = 0.98 | Small Electric Storage Water Heater 30 Gal, EF = 0.95, Recov Eff = 0.98 |  |  | NE-WtrHt-SmlStrg-Elec-lte12kW-30G-0p95EF | Available |  | 0 | 0 |  | RobNc |  | WtrHt-Com | D08-NE-WtrHt-SmlStrg-Elec-lte12kW-30G-0p95EF | DEER1314-WtrHt | 2013-01-01 | 2015-04-15 | DEER |  |  |  |  | Standard |  | 1 | 1 | 0 | Deemed Ex Ante Team |  |  |  | Updated to indicate claim/filing status
352 | NE-WtrHt-SmlStrg-Elec-lte12kW-40G-0p94EF | Small Electric Storage Water Heater 40 Gal, EF = 0.94, Recov Eff = 0.98 | DEER2014 | D13 v1.0 | 2020-11-24 16:30 | NE-WtrHt-SmlStrg-Elec-lte12kW-40G-0p94EF | DEER | Standard | None | 0 | 0 | None |  | 0 |  | 0 | Com | Any | SHW | Heating | WaterHtg_eq | Stor_EF |  | WtrHt-Com | Small Electric Storage Water Heater 40 Gal, EF and based on vintage, Recov Eff = 0.98 | Small Electric Storage Water Heater 40 Gal, EF = 0.92, Recov Eff = 0.98 | Small Electric Storage Water Heater 40 Gal, EF = 0.94, Recov Eff = 0.98 |  |  | NE-WtrHt-SmlStrg-Elec-lte12kW-40G-0p94EF | Available |  | 0 | 0 |  | RobNc |  | WtrHt-Com | D08-NE-WtrHt-SmlStrg-Elec-lte12kW-40G-0p94EF | DEER1314-WtrHt | 2013-01-01 | 2015-04-15 | DEER |  |  |  |  | Standard |  | 1 | 1 | 0 | Deemed Ex Ante Team |  |  |  | Updated to indicate claim/filing status
353 | NE-WtrHt-SmlStrg-Elec-lte12kW-50G-0p93EF | Small Electric Storage Water Heater 50 Gal, EF = 0.93, Recov Eff = 0.98 | DEER2014 | D13 v1.0 | 2020-11-24 16:30 | NE-WtrHt-SmlStrg-Elec-lte12kW-50G-0p93EF | DEER | Standard | None | 0 | 0 | None |  | 0 |  | 0 | Com | Any | SHW | Heating | WaterHtg_eq | Stor_EF |  | WtrHt-Com | Small Electric Storage Water Heater 50 Gal, EF and based on vintage, Recov Eff = 0.98 | Small Electric Storage Water Heater 50 Gal, EF = 0.90, Recov Eff = 0.98 | Small Electric Storage Water Heater 50 Gal, EF = 0.93, Recov Eff = 0.98 |  |  | NE-WtrHt-SmlStrg-Elec-lte12kW-50G-0p93EF | Available |  | 0 | 0 |  | RobNc |  | WtrHt-Com | D08-NE-WtrHt-SmlStrg-Elec-lte12kW-50G-0p93EF | DEER1314-WtrHt | 2013-01-01 | 2015-04-15 | DEER |  |  |  |  | Standard |  | 1 | 1 | 0 | Deemed Ex Ante Team |  |  |  | Updated to indicate claim/filing status
354 | NE-WtrHt-SmlStrg-Elec-lte12kW-60G-0p92EF | Small Electric Storage Water Heater 60 Gal, EF = 0.92, Recov Eff = 0.98 | DEER2014 | D13 v1.0 | 2020-11-24 16:30 | NE-WtrHt-SmlStrg-Elec-lte12kW-60G-0p92EF | DEER | Standard | None | 0 | 0 | None |  | 0 |  | 0 | Com | Any | SHW | Heating | WaterHtg_eq | Stor_EF |  | WtrHt-Com | Small Electric Storage Water Heater 60 Gal, EF and based on vintage, Recov Eff = 0.98 | Small Electric Storage Water Heater 60 Gal, EF = 0.89, Recov Eff = 0.98 | Small Electric Storage Water Heater 60 Gal, EF = 0.92, Recov Eff = 0.98 |  |  | NE-WtrHt-SmlStrg-Elec-lte12kW-60G-0p92EF | Available |  | 0 | 0 |  | RobNc |  | WtrHt-Com | D08-NE-WtrHt-SmlStrg-Elec-lte12kW-60G-0p92EF | DEER1314-WtrHt | 2013-01-01 | 2015-04-15 | DEER |  |  |  |  | Standard |  | 1 | 1 | 0 | Deemed Ex Ante Team |  |  |  | Updated to indicate claim/filing status
355 | NE-WtrHt-SmlStrg-Elec-lte12kW-75G-0p91EF | Small Electric Storage Water Heater 75 Gal, EF = 0.91, Recov Eff = 0.98 | DEER2014 | D13 v1.0 | 2020-11-24 16:30 | NE-WtrHt-SmlStrg-Elec-lte12kW-75G-0p91EF | DEER | Standard | None | 0 | 0 | None |  | 0 |  | 0 | Com | Any | SHW | Heating | WaterHtg_eq | Stor_EF |  | WtrHt-Com | Small Electric Storage Water Heater 75 Gal, EF and based on vintage, Recov Eff = 0.98 | Small Electric Storage Water Heater 75 Gal, EF = 0.87, Recov Eff = 0.98 | Small Electric Storage Water Heater 75 Gal, EF = 0.91, Recov Eff = 0.98 |  |  | NE-WtrHt-SmlStrg-Elec-lte12kW-75G-0p91EF | Available |  | 0 | 0 |  | RobNc |  | WtrHt-Com | D08-NE-WtrHt-SmlStrg-Elec-lte12kW-75G-0p91EF | DEER1314-WtrHt | 2013-01-01 | 2015-04-15 | DEER |  |  |  |  | Standard |  | 1 | 1 | 0 | Deemed Ex Ante Team |  |  |  | Updated to indicate claim/filing status
356 | NG-WtrHt-SmlStrg-Gas-lte75kBtuh-30G-0p62EF | Small Gas Storage Water Heater 30 Gal, EF = 0.62, Recov Eff = 0.77 | DEER2014 | D13 v1.0 | 2020-11-24 16:30 | NG-WtrHt-SmlStrg-Gas-lte75kBtuh-30G-0p62EF | DEER | Standard | None | 0 | 0 | None |  | 0 |  | 0 | Com | Any | SHW | Heating | WaterHtg_eq | Stor_EF |  | WtrHt-Com | Small Gas Storage Water Heater 30 Gal, EF and Recov Eff based on vintage | Small Gas Storage Water Heater 30 Gal, EF = 0.61, Recov Eff = 0.76 | Small Gas Storage Water Heater 30 Gal, EF = 0.62, Recov Eff = 0.77 |  |  | NG-WtrHt-SmlStrg-Gas-lte75kBtuh-30G-0p62EF | Available |  | 0 | 0 |  | ErRobNc |  | WtrHt-Com | D08-NG-WtrHt-SmlStrg-Gas-lte75kBtuh-30G-0p62EF | DEER1314-WtrHt | 2013-01-01 | 2015-04-15 | DEER |  |  |  |  | Standard |  | 1 | 1 | 0 | Deemed Ex Ante Team |  |  |  | Updated to indicate claim/filing status
357 | NG-WtrHt-SmlStrg-Gas-lte75kBtuh-30G-0p65EF | Small Gas Storage Water Heater 30 Gal, EF = 0.65, Recov Eff = 0.81 | DEER2014 | D13 v1.0 | 2020-11-24 16:30 | NG-WtrHt-SmlStrg-Gas-lte75kBtuh-30G-0p65EF | DEER | Standard | None | 0 | 0 | None |  | 0 |  | 0 | Com | Any | SHW | Heating | WaterHtg_eq | Stor_EF |  | WtrHt-Com | Small Gas Storage Water Heater 30 Gal, EF and Recov Eff based on vintage | Small Gas Storage Water Heater 30 Gal, EF = 0.61, Recov Eff = 0.76 | Small Gas Storage Water Heater 30 Gal, EF = 0.65, Recov Eff = 0.81 |  |  | NG-WtrHt-SmlStrg-Gas-lte75kBtuh-30G-0p65EF | Available |  | 0 | 0 |  | ErRobNc |  | WtrHt-Com | D08-NG-WtrHt-SmlStrg-Gas-lte75kBtuh-30G-0p65EF | DEER1315-WtrHt | 2013-01-01 | 2018-12-31 | DEER |  |  |  |  | Standard |  | 1 | 1 | 0 | Deemed Ex Ante Team |  |  |  | Updated to indicate claim/filing status
358 | NG-WtrHt-SmlStrg-Gas-lte75kBtuh-30G-0p70EF | Small Gas Storage Water Heater 30 Gal, EF = 0.70, Recov Eff = 0.81 | DEER2014 | D13 v1.0 | 2020-11-24 16:30 | NG-WtrHt-SmlStrg-Gas-lte75kBtuh-30G-0p70EF | DEER | Standard | None | 0 | 0 | None |  | 0 |  | 0 | Com | Any | SHW | Heating | WaterHtg_eq | Stor_EF |  | WtrHt-Com | Small Gas Storage Water Heater 30 Gal, EF and Recov Eff based on vintage | Small Gas Storage Water Heater 30 Gal, EF = 0.61, Recov Eff = 0.76 | Small Gas Storage Water Heater 30 Gal, EF = 0.70, Recov Eff = 0.81 |  |  | NG-WtrHt-SmlStrg-Gas-lte75kBtuh-30G-0p70EF | Available |  | 0 | 0 |  | ErRobNc |  | WtrHt-Com | D08-NG-WtrHt-SmlStrg-Gas-lte75kBtuh-30G-0p70EF | DEER1315-WtrHt | 2013-01-01 | 2018-12-31 | DEER |  |  |  |  | Standard |  | 1 | 1 | 0 | Deemed Ex Ante Team |  |  |  | Updated to indicate claim/filing status
359 | NG-WtrHt-SmlStrg-Gas-lte75kBtuh-40G-0p62EF | Small Gas Storage Water Heater 40 Gal, EF = 0.62, Recov Eff = 0.77 | DEER2014 | D13 v1.0 | 2020-11-24 16:30 | NG-WtrHt-SmlStrg-Gas-lte75kBtuh-40G-0p62EF | DEER | Standard | None | 0 | 0 | None |  | 0 |  | 0 | Com | Any | SHW | Heating | WaterHtg_eq | Stor_EF |  | WtrHt-Com | Small Gas Storage Water Heater 40 Gal, EF and Recov Eff based on vintage | Small Gas Storage Water Heater 40 Gal, EF = 0.60, Recov Eff = 0.76 | Small Gas Storage Water Heater 40 Gal, EF = 0.62, Recov Eff = 0.77 |  |  | NG-WtrHt-SmlStrg-Gas-lte75kBtuh-40G-0p62EF | Available |  | 0 | 0 |  | ErRobNc |  | WtrHt-Com | D08-NG-WtrHt-SmlStrg-Gas-lte75kBtuh-40G-0p62EF | DEER1314-WtrHt | 2013-01-01 | 2015-04-15 | DEER |  |  |  |  | Standard |  | 1 | 1 | 0 | Deemed Ex Ante Team |  |  |  | Updated to indicate claim/filing status
360 | NG-WtrHt-SmlStrg-Gas-lte75kBtuh-40G-0p67EF | Small Gas Storage Water Heater 40 Gal, EF = 0.67, Recov Eff = 0.81 | DEER2014 | D13 v1.0 | 2020-11-24 16:30 | NG-WtrHt-SmlStrg-Gas-lte75kBtuh-40G-0p67EF | DEER | Standard | None | 0 | 0 | None |  | 0 |  | 0 | Com | Any | SHW | Heating | WaterHtg_eq | Stor_EF |  | WtrHt-Com | Small Gas Storage Water Heater 40 Gal, EF and Recov Eff based on vintage | Small Gas Storage Water Heater 40 Gal, EF = 0.60, Recov Eff = 0.76 | Small Gas Storage Water Heater 40 Gal, EF = 0.67, Recov Eff = 0.81 |  |  | NG-WtrHt-SmlStrg-Gas-lte75kBtuh-40G-0p67EF | Available |  | 0 | 0 |  | ErRobNc |  | WtrHt-Com | D08-NG-WtrHt-SmlStrg-Gas-lte75kBtuh-40G-0p67EF | DEER1315-WtrHt | 2013-01-01 | 2018-12-31 | DEER |  |  |  |  | Standard |  | 1 | 1 | 0 | Deemed Ex Ante Team |  |  |  | Updated to indicate claim/filing status
361 | NG-WtrHt-SmlStrg-Gas-lte75kBtuh-40G-0p70EF | Small Gas Storage Water Heater 40 Gal, EF = 0.70, Recov Eff = 0.81 | DEER2014 | D13 v1.0 | 2020-11-24 16:30 | NG-WtrHt-SmlStrg-Gas-lte75kBtuh-40G-0p70EF | DEER | Standard | None | 0 | 0 | None |  | 0 |  | 0 | Com | Any | SHW | Heating | WaterHtg_eq | Stor_EF |  | WtrHt-Com | Small Gas Storage Water Heater 40 Gal, EF and Recov Eff based on vintage | Small Gas Storage Water Heater 40 Gal, EF = 0.60, Recov Eff = 0.76 | Small Gas Storage Water Heater 40 Gal, EF = 0.70, Recov Eff = 0.81 |  |  | NG-WtrHt-SmlStrg-Gas-lte75kBtuh-40G-0p70EF | Available |  | 0 | 0 |  | ErRobNc |  | WtrHt-Com | D08-NG-WtrHt-SmlStrg-Gas-lte75kBtuh-40G-0p70EF | DEER1315-WtrHt | 2013-01-01 | 2018-12-31 | DEER |  |  |  |  | Standard |  | 1 | 1 | 0 | Deemed Ex Ante Team |  |  |  | Updated to indicate claim/filing status
362 | NG-WtrHt-SmlStrg-Gas-lte75kBtuh-50G-0p62EF | Small Gas Storage Water Heater 50 Gal, EF = 0.62, Recov Eff = 0.77 | DEER2014 | D13 v1.0 | 2020-11-24 16:30 | NG-WtrHt-SmlStrg-Gas-lte75kBtuh-50G-0p62EF | DEER | Standard | None | 0 | 0 | None |  | 0 |  | 0 | Com | Any | SHW | Heating | WaterHtg_eq | Stor_EF |  | WtrHt-Com | Small Gas Storage Water Heater 50 Gal, EF and Recov Eff based on vintage | Small Gas Storage Water Heater 50 Gal, EF = 0.58, Recov Eff = 0.76 | Small Gas Storage Water Heater 50 Gal, EF = 0.62, Recov Eff = 0.77 |  |  | NG-WtrHt-SmlStrg-Gas-lte75kBtuh-50G-0p62EF | Available |  | 0 | 0 |  | RobNc |  | WtrHt-Com | D08-NG-WtrHt-SmlStrg-Gas-lte75kBtuh-50G-0p62EF | DEER1314-WtrHt | 2013-01-01 | 2015-04-15 | DEER |  |  |  |  | Standard |  | 1 | 1 | 0 | Deemed Ex Ante Team |  |  |  | Updated to indicate claim/filing status
363 | NG-WtrHt-SmlStrg-Gas-lte75kBtuh-50G-0p67EF | Small Gas Storage Water Heater 50 Gal, EF = 0.67, Recov Eff = 0.81 | DEER2014 | D13 v1.0 | 2020-11-24 16:30 | NG-WtrHt-SmlStrg-Gas-lte75kBtuh-50G-0p67EF | DEER | Standard | None | 0 | 0 | None |  | 0 |  | 0 | Com | Any | SHW | Heating | WaterHtg_eq | Stor_EF |  | WtrHt-Com | Small Gas Storage Water Heater 50 Gal, EF and Recov Eff based on vintage | Small Gas Storage Water Heater 50 Gal, EF = 0.58, Recov Eff = 0.76 | Small Gas Storage Water Heater 50 Gal, EF = 0.67, Recov Eff = 0.81 |  |  | NG-WtrHt-SmlStrg-Gas-lte75kBtuh-50G-0p67EF | Available |  | 0 | 0 |  | RobNc |  | WtrHt-Com | D08-NG-WtrHt-SmlStrg-Gas-lte75kBtuh-50G-0p67EF | DEER1315-WtrHt | 2013-01-01 | 2018-12-31 | DEER |  |  |  |  | Standard |  | 1 | 1 | 0 | Deemed Ex Ante Team |  |  |  | Updated to indicate claim/filing status
364 | NG-WtrHt-SmlStrg-Gas-lte75kBtuh-50G-0p70EF | Small Gas Storage Water Heater 50 Gal, EF = 0.70, Recov Eff = 0.81 | DEER2014 | D13 v1.0 | 2020-11-24 16:30 | NG-WtrHt-SmlStrg-Gas-lte75kBtuh-50G-0p70EF | DEER | Standard | None | 0 | 0 | None |  | 0 |  | 0 | Com | Any | SHW | Heating | WaterHtg_eq | Stor_EF |  | WtrHt-Com | Small Gas Storage Water Heater 50 Gal, EF and Recov Eff based on vintage | Small Gas Storage Water Heater 50 Gal, EF = 0.58, Recov Eff = 0.76 | Small Gas Storage Water Heater 50 Gal, EF = 0.70, Recov Eff = 0.81 |  |  | NG-WtrHt-SmlStrg-Gas-lte75kBtuh-50G-0p70EF | Available |  | 0 | 0 |  | RobNc |  | WtrHt-Com | D08-NG-WtrHt-SmlStrg-Gas-lte75kBtuh-50G-0p70EF | DEER1315-WtrHt | 2013-01-01 | 2018-12-31 | DEER |  |  |  |  | Standard |  | 1 | 1 | 0 | Deemed Ex Ante Team |  |  |  | Updated to indicate claim/filing status
365 | NG-WtrHt-SmlStrg-Gas-lte75kBtuh-60G-0p62EF | Small Gas Storage Water Heater 60 Gal, EF = 0.62, Recov Eff = 0.76 | DEER2014 | D13 v1.0 | 2020-11-24 16:30 | NG-WtrHt-SmlStrg-Gas-lte75kBtuh-60G-0p62EF | DEER | Standard | None | 0 | 0 | None |  | 0 |  | 0 | Com | Any | SHW | Heating | WaterHtg_eq | Stor_EF |  | WtrHt-Com | Small Gas Storage Water Heater 60 Gal, EF and Recov Eff based on vintage | Small Gas Storage Water Heater 60 Gal, EF = 0.56, Recov Eff = 0.76 | Small Gas Storage Water Heater 60 Gal, EF = 0.62, Recov Eff = 0.76 |  |  | NG-WtrHt-SmlStrg-Gas-lte75kBtuh-60G-0p62EF | Available |  | 0 | 0 |  | RobNc |  | WtrHt-Com | D08-NG-WtrHt-SmlStrg-Gas-lte75kBtuh-60G-0p62EF | DEER1314-WtrHt | 2013-01-01 | 2015-04-15 | DEER |  |  |  |  | Standard |  | 1 | 1 | 0 | Deemed Ex Ante Team |  |  |  | Updated to indicate claim/filing status
366 | NG-WtrHt-SmlStrg-Gas-lte75kBtuh-60G-0p66EF | Small Gas Storage Water Heater 60 Gal, EF = 0.66, Recov Eff = 0.81 | DEER2014 | D13 v1.0 | 2020-11-24 16:30 | NG-WtrHt-SmlStrg-Gas-lte75kBtuh-60G-0p66EF | DEER | Standard | None | 0 | 0 | None |  | 0 |  | 0 | Com | Any | SHW | Heating | WaterHtg_eq | Stor_EF |  | WtrHt-Com | Small Gas Storage Water Heater 60 Gal, EF and Recov Eff based on vintage | Small Gas Storage Water Heater 60 Gal, EF = 0.56, Recov Eff = 0.76 | Small Gas Storage Water Heater 60 Gal, EF = 0.66, Recov Eff = 0.81 |  |  | NG-WtrHt-SmlStrg-Gas-lte75kBtuh-60G-0p66EF | Available |  | 0 | 0 |  | RobNc |  | WtrHt-Com | D08-NG-WtrHt-SmlStrg-Gas-lte75kBtuh-60G-0p66EF | DEER1314-WtrHt | 2013-01-01 | 2015-04-15 | DEER |  |  |  |  | Standard |  | 1 | 1 | 0 | Deemed Ex Ante Team |  |  |  | Updated to indicate claim/filing status
367 | NG-WtrHt-SmlStrg-Gas-lte75kBtuh-60G-0p70EF | Small Gas Storage Water Heater 60 Gal, EF = 0.70, Recov Eff = 0.81 | DEER2014 | D13 v1.0 | 2020-11-24 16:30 | NG-WtrHt-SmlStrg-Gas-lte75kBtuh-60G-0p70EF | DEER | Standard | None | 0 | 0 | None |  | 0 |  | 0 | Com | Any | SHW | Heating | WaterHtg_eq | Stor_EF |  | WtrHt-Com | Small Gas Storage Water Heater 60 Gal, EF and Recov Eff based on vintage | Small Gas Storage Water Heater 60 Gal, EF = 0.56, Recov Eff = 0.76 | Small Gas Storage Water Heater 60 Gal, EF = 0.70, Recov Eff = 0.81 |  |  | NG-WtrHt-SmlStrg-Gas-lte75kBtuh-60G-0p70EF | Available |  | 0 | 0 |  | RobNc |  | WtrHt-Com | D08-NG-WtrHt-SmlStrg-Gas-lte75kBtuh-60G-0p70EF | DEER1314-WtrHt | 2013-01-01 | 2015-04-15 | DEER |  |  |  |  | Standard |  | 1 | 1 | 0 | Deemed Ex Ante Team |  |  |  | Updated to indicate claim/filing status
368 | NG-WtrHt-SmlStrg-Gas-lte75kBtuh-75G-0p62EF | Small Gas Storage Water Heater 75 Gal, EF = 0.62, Recov Eff = 0.80 | DEER2014 | D13 v1.0 | 2020-11-24 16:30 | NG-WtrHt-SmlStrg-Gas-lte75kBtuh-75G-0p62EF | DEER | Standard | None | 0 | 0 | None |  | 0 |  | 0 | Com | Any | SHW | Heating | WaterHtg_eq | Stor_EF |  | WtrHt-Com | Small Gas Storage Water Heater 75 Gal, EF and Recov Eff based on vintage | Small Gas Storage Water Heater 75 Gal, EF = 0.53, Recov Eff = 0.76 | Small Gas Storage Water Heater 75 Gal, EF = 0.62, Recov Eff = 0.80 |  |  | NG-WtrHt-SmlStrg-Gas-lte75kBtuh-75G-0p62EF | Available |  | 0 | 0 |  | ErRobNc |  | WtrHt-Com | D08-NG-WtrHt-SmlStrg-Gas-lte75kBtuh-75G-0p62EF | DEER1314-WtrHt | 2013-01-01 | 2015-04-15 | DEER |  |  |  |  | Standard |  | 1 | 1 | 0 | Deemed Ex Ante Team |  |  |  | Updated to indicate claim/filing status
369 | NG-WtrHt-SmlStrg-Gas-lte75kBtuh-75G-0p66EF | Small Gas Storage Water Heater 75 Gal, EF = 0.66, Recov Eff = 0.81 | DEER2014 | D13 v1.0 | 2020-11-24 16:30 | NG-WtrHt-SmlStrg-Gas-lte75kBtuh-75G-0p66EF | DEER | Standard | None | 0 | 0 | None |  | 0 |  | 0 | Com | Any | SHW | Heating | WaterHtg_eq | Stor_EF |  | WtrHt-Com | Small Gas Storage Water Heater 75 Gal, EF and Recov Eff based on vintage | Small Gas Storage Water Heater 75 Gal, EF = 0.53, Recov Eff = 0.76 | Small Gas Storage Water Heater 75 Gal, EF = 0.66, Recov Eff = 0.81 |  |  | NG-WtrHt-SmlStrg-Gas-lte75kBtuh-75G-0p66EF | Available |  | 0 | 0 |  | ErRobNc |  | WtrHt-Com | D08-NG-WtrHt-SmlStrg-Gas-lte75kBtuh-75G-0p66EF | DEER1314-WtrHt | 2013-01-01 | 2015-04-15 | DEER |  |  |  |  | Standard |  | 1 | 1 | 0 | Deemed Ex Ante Team |  |  |  | Updated to indicate claim/filing status
370 | NG-WtrHt-SmlStrg-Gas-lte75kBtuh-75G-0p70EF | Small Gas Storage Water Heater 75 Gal, EF = 0.70, Recov Eff = 0.81 | DEER2014 | D13 v1.0 | 2020-11-24 16:30 | NG-WtrHt-SmlStrg-Gas-lte75kBtuh-75G-0p70EF | DEER | Standard | None | 0 | 0 | None |  | 0 |  | 0 | Com | Any | SHW | Heating | WaterHtg_eq | Stor_EF |  | WtrHt-Com | Small Gas Storage Water Heater 75 Gal, EF and Recov Eff based on vintage | Small Gas Storage Water Heater 75 Gal, EF = 0.53, Recov Eff = 0.76 | Small Gas Storage Water Heater 75 Gal, EF = 0.70, Recov Eff = 0.81 |  |  | NG-WtrHt-SmlStrg-Gas-lte75kBtuh-75G-0p70EF | Available |  | 0 | 0 |  | ErRobNc |  | WtrHt-Com | D08-NG-WtrHt-SmlStrg-Gas-lte75kBtuh-75G-0p70EF | DEER1314-WtrHt | 2013-01-01 | 2015-04-15 | DEER |  |  |  |  | Standard |  | 1 | 1 | 0 | Deemed Ex Ante Team |  |  |  | Updated to indicate claim/filing status
371 | RE-WtrHt-SmlStrg-Elec-lte12kW-30G-0p95EF | High Efficiency Small Electric Storage Water Heater - 30 Gal , 0.95 EF | DEER2014 | D11 v4.00 | 2020-11-24 16:30 | RE-WtrHt-SmlStrg-Elec-lte12kW-30G-0p95EF | DEER | Standard | None | 0 | 0 | None |  | 0 |  | 0 | Res | Any | SHW | Heating | WaterHtg_eq | Stor_EF |  | WtrHt-Res-Elec | Small Electric Storage Water Heater 30 Gal; EF = 0.93; Recov Eff = 0.98 | Small Electric Storage Water Heater 30 Gal; EF = 0.93; Recov Eff = 0.98 | High Efficiency Small Electric Storage Water Heater - 30 Gal , 0.95 EF |  |  | RE-WtrHt-SmlStrg-Elec-lte12kW-30G-0p95EF | Available |  | 0 | 0 |  | RobNc |  | WtrHt-Res-Elec | D08-RE-WtrHt-SmlStrg-Elec-lte12kW-30G-0p95EF | DEER1314-WtrHt | 2013-01-01 | 2015-04-15 | DEER |  |  |  |  | Standard |  | 1 | 1 | 0 | Deemed Ex Ante Team |  |  |  | Updated to indicate claim/filing status
372 | RE-WtrHt-SmlStrg-Elec-lte12kW-40G-0p94EF | High Efficiency Small Electric Storage Water Heater - 40 Gal , 0.94 EF | DEER2014 | D11 v4.00 | 2020-11-24 16:30 | RE-WtrHt-SmlStrg-Elec-lte12kW-40G-0p94EF | DEER | Standard | None | 0 | 0 | None |  | 0 |  | 0 | Res | Any | SHW | Heating | WaterHtg_eq | Stor_EF |  | WtrHt-Res-Elec | Small Electric Storage Water Heater 40 Gal; EF = 0.92; Recov Eff = 0.98 | Small Electric Storage Water Heater 40 Gal; EF = 0.92; Recov Eff = 0.98 | High Efficiency Small Electric Storage Water Heater - 40 Gal , 0.94 EF |  |  | RE-WtrHt-SmlStrg-Elec-lte12kW-40G-0p94EF | Available |  | 0 | 0 |  | RobNc |  | WtrHt-Res-Elec | D08-RE-WtrHt-SmlStrg-Elec-lte12kW-40G-0p94EF | DEER1314-WtrHt | 2013-01-01 | 2015-04-15 | DEER |  |  |  |  | Standard |  | 1 | 1 | 0 | Deemed Ex Ante Team |  |  |  | Updated to indicate claim/filing status
373 | RE-WtrHt-SmlStrg-Elec-lte12kW-50G-0p93EF | High Efficiency Small Electric Storage Water Heater - 50 Gal , 0.93 EF | DEER2014 | D11 v4.00 | 2020-11-24 16:30 | RE-WtrHt-SmlStrg-Elec-lte12kW-50G-0p93EF | DEER | Standard | None | 0 | 0 | None |  | 0 |  | 0 | Res | Any | SHW | Heating | WaterHtg_eq | Stor_EF |  | WtrHt-Res-Elec | Small Electric Storage Water Heater 50 Gal; EF = 0.90; Recov Eff = 0.98 | Small Electric Storage Water Heater 50 Gal; EF = 0.90; Recov Eff = 0.98 | High Efficiency Small Electric Storage Water Heater - 50 Gal , 0.93 EF |  |  | RE-WtrHt-SmlStrg-Elec-lte12kW-50G-0p93EF | Available |  | 0 | 0 |  | RobNc |  | WtrHt-Res-Elec | D08-RE-WtrHt-SmlStrg-Elec-lte12kW-50G-0p93EF | DEER1314-WtrHt | 2013-01-01 | 2015-04-15 | DEER |  |  |  |  | Standard |  | 1 | 1 | 0 | Deemed Ex Ante Team |  |  |  | Updated to indicate claim/filing status
374 | RE-WtrHt-SmlStrg-Elec-lte12kW-60G-0p92EF | High Efficiency Small Electric Storage Water Heater - 60 Gal , 0.92 EF | DEER2014 | D11 v4.00 | 2020-11-24 16:30 | RE-WtrHt-SmlStrg-Elec-lte12kW-60G-0p92EF | DEER | Standard | None | 0 | 0 | None |  | 0 |  | 0 | Res | Any | SHW | Heating | WaterHtg_eq | Stor_EF |  | WtrHt-Res-Elec | Small Electric Storage Water Heater 60 Gal; EF = 0.89; Recov Eff = 0.98 | Small Electric Storage Water Heater 60 Gal; EF = 0.89; Recov Eff = 0.98 | High Efficiency Small Electric Storage Water Heater - 60 Gal , 0.92 EF |  |  | RE-WtrHt-SmlStrg-Elec-lte12kW-60G-0p92EF | Available |  | 0 | 0 |  | RobNc |  | WtrHt-Res-Elec | D08-RE-WtrHt-SmlStrg-Elec-lte12kW-60G-0p92EF | DEER1314-WtrHt | 2013-01-01 | 2015-04-15 | DEER |  |  |  |  | Standard |  | 1 | 1 | 0 | Deemed Ex Ante Team |  |  |  | Updated to indicate claim/filing status
375 | RE-WtrHt-SmlStrg-Elec-lte12kW-75G-0p91EF | High Efficiency Small Electric Storage Water Heater - 75 Gal , 0.91 EF | DEER2014 | D11 v4.00 | 2020-11-24 16:30 | RE-WtrHt-SmlStrg-Elec-lte12kW-75G-0p91EF | DEER | Standard | None | 0 | 0 | None |  | 0 |  | 0 | Res | Any | SHW | Heating | WaterHtg_eq | Stor_EF |  | WtrHt-Res-Elec | Small Electric Storage Water Heater 75 Gal; EF = 0.87; Recov Eff = 0.98 | Small Electric Storage Water Heater 75 Gal; EF = 0.87; Recov Eff = 0.98 | High Efficiency Small Electric Storage Water Heater - 75 Gal , 0.91 EF |  |  | RE-WtrHt-SmlStrg-Elec-lte12kW-75G-0p91EF | Available |  | 0 | 0 |  | RobNc |  | WtrHt-Res-Elec | D08-RE-WtrHt-SmlStrg-Elec-lte12kW-75G-0p91EF | DEER1314-WtrHt | 2013-01-01 | 2015-04-15 | DEER |  |  |  |  | Standard |  | 1 | 1 | 0 | Deemed Ex Ante Team |  |  |  | Updated to indicate claim/filing status
376 | RG-WtrHt-SmlInst-Gas-lte75kBtuh-lt2G-0p82EF | High Efficiency Small Gas Instantaneous Water Heater | DEER2014 | D11 v4.00 | 2020-11-24 16:30 | RG-WtrHt-SmlInst-Gas-lte75kBtuh-lt2G-0p82EF | DEER | Standard | None | 0 | 0 | None |  | 0 |  | 0 | Res | Any | SHW | Heating | WaterHtg_eq | Stor_EF |  | WtrHt-Res-Gas | Small Gas Storage Water Heater 40 Gal; EF = 0.57; Recov Eff = 0.76 | Small Gas Storage Water Heater 40 Gal; EF = 0.59; Recov Eff = 0.76 | High Efficiency Small Gas Instantaneous Water Heater |  |  | RG-WtrHt-SmlInst-Gas-lte75kBtuh-lt2G-0p82EF | Available |  | 0 | 0 |  | ErRobNc |  | WtrHt-Res-Gas | D08-RG-WtrHt-SmlInst-Gas-lte75kBtuh-lt2G-0p82EF | DEER1314-WtrHt | 2013-01-01 | 2015-04-15 | DEER |  |  |  |  | Standard |  | 1 | 1 | 0 | Deemed Ex Ante Team |  |  |  | Updated to indicate claim/filing status
377 | RG-WtrHt-SmlStrg-Gas-lte75kBtuh-30G-0p62EF | High Efficiency Small Gas Storage Water Heater - 30 Gal , 0.62 EF | DEER2014 | D11 v4.00 | 2020-11-24 16:30 | RG-WtrHt-SmlStrg-Gas-lte75kBtuh-30G-0p62EF | DEER | Standard | None | 0 | 0 | None |  | 0 |  | 0 | Res | Any | SHW | Heating | WaterHtg_eq | Stor_EF |  | WtrHt-Res-Gas | Small Gas Storage Water Heater 30 Gal; EF = 0.57; Recov Eff = 0.76 | Small Gas Storage Water Heater 30 Gal; EF = 0.61; Recov Eff = 0.76 | High Efficiency Small Gas Storage Water Heater - 30 Gal , 0.62 EF |  |  | RG-WtrHt-SmlStrg-Gas-lte75kBtuh-30G-0p62EF | Available |  | 0 | 0 |  | ErRobNc |  | WtrHt-Res-Gas | D08-RG-WtrHt-SmlStrg-Gas-lte75kBtuh-30G-0p62EF | DEER1314-WtrHt | 2013-01-01 | 2015-04-15 | DEER |  |  |  |  | Standard |  | 1 | 1 | 0 | Deemed Ex Ante Team |  |  |  | Updated to indicate claim/filing status
378 | RG-WtrHt-SmlStrg-Gas-lte75kBtuh-30G-0p65EF | High Efficiency Small Gas Storage Water Heater - 30 Gal , 0.65 EF | DEER2014 | D11 v4.00 | 2020-11-24 16:30 | RG-WtrHt-SmlStrg-Gas-lte75kBtuh-30G-0p65EF | DEER | Standard | None | 0 | 0 | None |  | 0 |  | 0 | Res | Any | SHW | Heating | WaterHtg_eq | Stor_EF |  | WtrHt-Res-Gas | Small Gas Storage Water Heater 30 Gal; EF = 0.57; Recov Eff = 0.76 | Small Gas Storage Water Heater 30 Gal; EF = 0.61; Recov Eff = 0.76 | High Efficiency Small Gas Storage Water Heater - 30 Gal , 0.65 EF |  |  | RG-WtrHt-SmlStrg-Gas-lte75kBtuh-30G-0p65EF | Available |  | 0 | 0 |  | ErRobNc |  | WtrHt-Res-Gas | D08-RG-WtrHt-SmlStrg-Gas-lte75kBtuh-30G-0p65EF | DEER1315-WtrHt | 2013-01-01 | 2016-12-31 | DEER |  |  |  |  | Standard |  | 1 | 1 | 0 | Deemed Ex Ante Team |  |  |  | Updated to indicate claim/filing status
379 | RG-WtrHt-SmlStrg-Gas-lte75kBtuh-30G-0p70EF | High Efficiency Small Gas Storage Water Heater - 30 Gal , 0.70 EF | DEER2014 | D11 v4.00 | 2020-11-24 16:30 | RG-WtrHt-SmlStrg-Gas-lte75kBtuh-30G-0p70EF | DEER | Standard | None | 0 | 0 | None |  | 0 |  | 0 | Res | Any | SHW | Heating | WaterHtg_eq | Stor_EF |  | WtrHt-Res-Gas | Small Gas Storage Water Heater 30 Gal; EF = 0.57; Recov Eff = 0.76 | Small Gas Storage Water Heater 30 Gal; EF = 0.61; Recov Eff = 0.76 | High Efficiency Small Gas Storage Water Heater - 30 Gal , 0.70 EF |  |  | RG-WtrHt-SmlStrg-Gas-lte75kBtuh-30G-0p70EF | Available |  | 0 | 0 |  | ErRobNc |  | WtrHt-Res-Gas | D08-RG-WtrHt-SmlStrg-Gas-lte75kBtuh-30G-0p70EF | DEER1315-WtrHt | 2013-01-01 | 2016-12-31 | DEER |  |  |  |  | Standard |  | 1 | 1 | 0 | Deemed Ex Ante Team |  |  |  | Updated to indicate claim/filing status
380 | RG-WtrHt-SmlStrg-Gas-lte75kBtuh-40G-0p62EF | High Efficiency Small Gas Storage Water Heater - 40 Gal , 0.62 EF | DEER2014 | D11 v4.00 | 2020-11-24 16:30 | RG-WtrHt-SmlStrg-Gas-lte75kBtuh-40G-0p62EF | DEER | Standard | None | 0 | 0 | None |  | 0 |  | 0 | Res | Any | SHW | Heating | WaterHtg_eq | Stor_EF |  | WtrHt-Res-Gas | Small Gas Storage Water Heater 40 Gal; EF = 0.57; Recov Eff = 0.76 | Small Gas Storage Water Heater 40 Gal; EF = 0.59; Recov Eff = 0.76 | High Efficiency Small Gas Storage Water Heater - 40 Gal , 0.62 EF |  |  | RG-WtrHt-SmlStrg-Gas-lte75kBtuh-40G-0p62EF | Available |  | 0 | 0 |  | ErRobNc |  | WtrHt-Res-Gas | D08-RG-WtrHt-SmlStrg-Gas-lte75kBtuh-40G-0p62EF | DEER1314-WtrHt | 2013-01-01 | 2015-04-15 | DEER |  |  |  |  | Standard |  | 1 | 1 | 0 | Deemed Ex Ante Team |  |  |  | Updated to indicate claim/filing status
381 | RG-WtrHt-SmlStrg-Gas-lte75kBtuh-40G-0p67EF | High Efficiency Small Gas Storage Water Heater - 40 Gal , 0.67 EF | DEER2014 | D11 v4.00 | 2020-11-24 16:30 | RG-WtrHt-SmlStrg-Gas-lte75kBtuh-40G-0p67EF | DEER | Standard | None | 0 | 0 | None |  | 0 |  | 0 | Res | Any | SHW | Heating | WaterHtg_eq | Stor_EF |  | WtrHt-Res-Gas | Small Gas Storage Water Heater 40 Gal; EF = 0.57; Recov Eff = 0.76 | Small Gas Storage Water Heater 40 Gal; EF = 0.59; Recov Eff = 0.76 | High Efficiency Small Gas Storage Water Heater - 40 Gal , 0.67 EF |  |  | RG-WtrHt-SmlStrg-Gas-lte75kBtuh-40G-0p67EF | Available |  | 0 | 0 |  | ErRobNc |  | WtrHt-Res-Gas | D08-RG-WtrHt-SmlStrg-Gas-lte75kBtuh-40G-0p67EF | DEER1315-WtrHt | 2013-01-01 | 2018-12-31 | DEER |  |  |  |  | Standard |  | 1 | 1 | 0 | Deemed Ex Ante Team |  |  |  | Updated to indicate claim/filing status
382 | RG-WtrHt-SmlStrg-Gas-lte75kBtuh-40G-0p70EF | High Efficiency Small Gas Storage Water Heater - 40 Gal , 0.70 EF | DEER2014 | D11 v4.00 | 2020-11-24 16:30 | RG-WtrHt-SmlStrg-Gas-lte75kBtuh-40G-0p70EF | DEER | Standard | None | 0 | 0 | None |  | 0 |  | 0 | Res | Any | SHW | Heating | WaterHtg_eq | Stor_EF |  | WtrHt-Res-Gas | Small Gas Storage Water Heater 40 Gal; EF = 0.57; Recov Eff = 0.76 | Small Gas Storage Water Heater 40 Gal; EF = 0.59; Recov Eff = 0.76 | High Efficiency Small Gas Storage Water Heater - 40 Gal , 0.70 EF |  |  | RG-WtrHt-SmlStrg-Gas-lte75kBtuh-40G-0p70EF | Available |  | 0 | 0 |  | ErRobNc |  | WtrHt-Res-Gas | D08-RG-WtrHt-SmlStrg-Gas-lte75kBtuh-40G-0p70EF | DEER1315-WtrHt | 2013-01-01 | 2016-12-31 | DEER |  |  |  |  | Standard |  | 1 | 1 | 0 | Deemed Ex Ante Team |  |  |  | Updated to indicate claim/filing status
383 | RG-WtrHt-SmlStrg-Gas-lte75kBtuh-50G-0p62EF | High Efficiency Small Gas Storage Water Heater - 50 Gal , 0.62 EF | DEER2014 | D11 v4.00 | 2020-11-24 16:30 | RG-WtrHt-SmlStrg-Gas-lte75kBtuh-50G-0p62EF | DEER | Standard | None | 0 | 0 | None |  | 0 |  | 0 | Res | Any | SHW | Heating | WaterHtg_eq | Stor_EF |  | WtrHt-Res-Gas | Small Gas Storage Water Heater 50 Gal; EF = 0.57; Recov Eff = 0.76 | Small Gas Storage Water Heater 50 Gal; EF = 0.57; Recov Eff = 0.76 | High Efficiency Small Gas Storage Water Heater - 50 Gal , 0.62 EF |  |  | RG-WtrHt-SmlStrg-Gas-lte75kBtuh-50G-0p62EF | Available |  | 0 | 0 |  | RobNc |  | WtrHt-Res-Gas | D08-RG-WtrHt-SmlStrg-Gas-lte75kBtuh-50G-0p62EF | DEER1314-WtrHt | 2013-01-01 | 2015-04-15 | DEER |  |  |  |  | Standard |  | 1 | 1 | 0 | Deemed Ex Ante Team |  |  |  | Updated to indicate claim/filing status
384 | RG-WtrHt-SmlStrg-Gas-lte75kBtuh-50G-0p67EF | High Efficiency Small Gas Storage Water Heater - 50 Gal , 0.67 EF | DEER2014 | D11 v4.00 | 2020-11-24 16:30 | RG-WtrHt-SmlStrg-Gas-lte75kBtuh-50G-0p67EF | DEER | Standard | None | 0 | 0 | None |  | 0 |  | 0 | Res | Any | SHW | Heating | WaterHtg_eq | Stor_EF |  | WtrHt-Res-Gas | Small Gas Storage Water Heater 50 Gal; EF = 0.57; Recov Eff = 0.76 | Small Gas Storage Water Heater 50 Gal; EF = 0.57; Recov Eff = 0.76 | High Efficiency Small Gas Storage Water Heater - 50 Gal , 0.67 EF |  |  | RG-WtrHt-SmlStrg-Gas-lte75kBtuh-50G-0p67EF | Available |  | 0 | 0 |  | RobNc |  | WtrHt-Res-Gas | D08-RG-WtrHt-SmlStrg-Gas-lte75kBtuh-50G-0p67EF | DEER1315-WtrHt | 2013-01-01 | 2016-12-31 | DEER |  |  |  |  | Standard |  | 1 | 1 | 0 | Deemed Ex Ante Team |  |  |  | Updated to indicate claim/filing status
385 | RG-WtrHt-SmlStrg-Gas-lte75kBtuh-50G-0p70EF | High Efficiency Small Gas Storage Water Heater - 50 Gal , 0.70 EF | DEER2014 | D11 v4.00 | 2020-11-24 16:30 | RG-WtrHt-SmlStrg-Gas-lte75kBtuh-50G-0p70EF | DEER | Standard | None | 0 | 0 | None |  | 0 |  | 0 | Res | Any | SHW | Heating | WaterHtg_eq | Stor_EF |  | WtrHt-Res-Gas | Small Gas Storage Water Heater 50 Gal; EF = 0.57; Recov Eff = 0.76 | Small Gas Storage Water Heater 50 Gal; EF = 0.57; Recov Eff = 0.76 | High Efficiency Small Gas Storage Water Heater - 50 Gal , 0.70 EF |  |  | RG-WtrHt-SmlStrg-Gas-lte75kBtuh-50G-0p70EF | Available |  | 0 | 0 |  | RobNc |  | WtrHt-Res-Gas | D08-RG-WtrHt-SmlStrg-Gas-lte75kBtuh-50G-0p70EF | DEER1314-WtrHt | 2013-01-01 | 2016-12-31 | DEER |  |  |  |  | Standard |  | 1 | 1 | 0 | Deemed Ex Ante Team |  |  |  | Updated to indicate claim/filing status
386 | RG-WtrHt-SmlStrg-Gas-lte75kBtuh-60G-0p62EF | High Efficiency Small Gas Storage Water Heater - 60 Gal , 0.62 EF | DEER2014 | D11 v4.00 | 2020-11-24 16:30 | RG-WtrHt-SmlStrg-Gas-lte75kBtuh-60G-0p62EF | DEER | Standard | None | 0 | 0 | None |  | 0 |  | 0 | Res | Any | SHW | Heating | WaterHtg_eq | Stor_EF |  | WtrHt-Res-Gas | Small Gas Storage Water Heater 60 Gal; EF = 0.56; Recov Eff = 0.76 | Small Gas Storage Water Heater 60 Gal; EF = 0.56; Recov Eff = 0.76 | High Efficiency Small Gas Storage Water Heater - 60 Gal , 0.62 EF |  |  | RG-WtrHt-SmlStrg-Gas-lte75kBtuh-60G-0p62EF | Available |  | 0 | 0 |  | RobNc |  | WtrHt-Res-Gas | D08-RG-WtrHt-SmlStrg-Gas-lte75kBtuh-60G-0p62EF | DEER1314-WtrHt | 2013-01-01 | 2015-04-15 | DEER |  |  |  |  | Standard |  | 1 | 1 | 0 | Deemed Ex Ante Team |  |  |  | Updated to indicate claim/filing status
387 | RG-WtrHt-SmlStrg-Gas-lte75kBtuh-60G-0p66EF | High Efficiency Small Gas Storage Water Heater - 60 Gal , 0.66 EF | DEER2014 | D11 v4.00 | 2020-11-24 16:30 | RG-WtrHt-SmlStrg-Gas-lte75kBtuh-60G-0p66EF | DEER | Standard | None | 0 | 0 | None |  | 0 |  | 0 | Res | Any | SHW | Heating | WaterHtg_eq | Stor_EF |  | WtrHt-Res-Gas | Small Gas Storage Water Heater 60 Gal; EF = 0.56; Recov Eff = 0.76 | Small Gas Storage Water Heater 60 Gal; EF = 0.56; Recov Eff = 0.76 | High Efficiency Small Gas Storage Water Heater - 60 Gal , 0.66 EF |  |  | RG-WtrHt-SmlStrg-Gas-lte75kBtuh-60G-0p66EF | Available |  | 0 | 0 |  | RobNc |  | WtrHt-Res-Gas | D08-RG-WtrHt-SmlStrg-Gas-lte75kBtuh-60G-0p66EF | DEER1314-WtrHt | 2013-01-01 | 2015-04-15 | DEER |  |  |  |  | Standard |  | 1 | 1 | 0 | Deemed Ex Ante Team |  |  |  | Updated to indicate claim/filing status
388 | RG-WtrHt-SmlStrg-Gas-lte75kBtuh-60G-0p70EF | High Efficiency Small Gas Storage Water Heater - 60 Gal , 0.70 EF | DEER2014 | D11 v4.00 | 2020-11-24 16:30 | RG-WtrHt-SmlStrg-Gas-lte75kBtuh-60G-0p70EF | DEER | Standard | None | 0 | 0 | None |  | 0 |  | 0 | Res | Any | SHW | Heating | WaterHtg_eq | Stor_EF |  | WtrHt-Res-Gas | Small Gas Storage Water Heater 60 Gal; EF = 0.56; Recov Eff = 0.76 | Small Gas Storage Water Heater 60 Gal; EF = 0.56; Recov Eff = 0.76 | High Efficiency Small Gas Storage Water Heater - 60 Gal , 0.70 EF |  |  | RG-WtrHt-SmlStrg-Gas-lte75kBtuh-60G-0p70EF | Available |  | 0 | 0 |  | ErRobNc |  | WtrHt-Res-Gas | D08-RG-WtrHt-SmlStrg-Gas-lte75kBtuh-60G-0p70EF | DEER1314-WtrHt | 2013-01-01 | 2015-04-15 | DEER |  |  |  |  | Standard |  | 1 | 1 | 0 | Deemed Ex Ante Team |  |  |  | Updated to indicate claim/filing status
389 | RG-WtrHt-SmlStrg-Gas-lte75kBtuh-75G-0p62EF | High Efficiency Small Gas Storage Water Heater - 75 Gal , 0.62 EF | DEER2014 | D11 v4.00 | 2020-11-24 16:30 | RG-WtrHt-SmlStrg-Gas-lte75kBtuh-75G-0p62EF | DEER | Standard | None | 0 | 0 | None |  | 0 |  | 0 | Res | Any | SHW | Heating | WaterHtg_eq | Stor_EF |  | WtrHt-Res-Gas | Small Gas Storage Water Heater 75 Gal; EF = 0.48; Recov Eff = 0.76 | Small Gas Storage Water Heater 75 Gal; EF = 0.53; Recov Eff = 0.76 | High Efficiency Small Gas Storage Water Heater - 75 Gal , 0.62 EF |  |  | RG-WtrHt-SmlStrg-Gas-lte75kBtuh-75G-0p62EF | Available |  | 0 | 0 |  | ErRobNc |  | WtrHt-Res-Gas | D08-RG-WtrHt-SmlStrg-Gas-lte75kBtuh-75G-0p62EF | DEER1314-WtrHt | 2013-01-01 | 2015-04-15 | DEER |  |  |  |  | Standard |  | 1 | 1 | 0 | Deemed Ex Ante Team |  |  |  | Updated to indicate claim/filing status
390 | RG-WtrHt-SmlStrg-Gas-lte75kBtuh-75G-0p66EF | High Efficiency Small Gas Storage Water Heater - 75 Gal , 0.66 EF | DEER2014 | D11 v4.00 | 2020-11-24 16:30 | RG-WtrHt-SmlStrg-Gas-lte75kBtuh-75G-0p66EF | DEER | Standard | None | 0 | 0 | None |  | 0 |  | 0 | Res | Any | SHW | Heating | WaterHtg_eq | Stor_EF |  | WtrHt-Res-Gas | Small Gas Storage Water Heater 75 Gal; EF = 0.48; Recov Eff = 0.76 | Small Gas Storage Water Heater 75 Gal; EF = 0.53; Recov Eff = 0.76 | High Efficiency Small Gas Storage Water Heater - 75 Gal , 0.66 EF |  |  | RG-WtrHt-SmlStrg-Gas-lte75kBtuh-75G-0p66EF | Available |  | 0 | 0 |  | ErRobNc |  | WtrHt-Res-Gas | D08-RG-WtrHt-SmlStrg-Gas-lte75kBtuh-75G-0p66EF | DEER1314-WtrHt | 2013-01-01 | 2015-04-15 | DEER |  |  |  |  | Standard |  | 1 | 1 | 0 | Deemed Ex Ante Team |  |  |  | Updated to indicate claim/filing status
391 | RG-WtrHt-SmlStrg-Gas-lte75kBtuh-75G-0p70EF | High Efficiency Small Gas Storage Water Heater - 75 Gal , 0.70 EF | DEER2014 | D11 v4.00 | 2020-11-24 16:30 | RG-WtrHt-SmlStrg-Gas-lte75kBtuh-75G-0p70EF | DEER | Standard | None | 0 | 0 | None |  | 0 |  | 0 | Res | Any | SHW | Heating | WaterHtg_eq | Stor_EF |  | WtrHt-Res-Gas | Small Gas Storage Water Heater 75 Gal; EF = 0.48; Recov Eff = 0.76 | Small Gas Storage Water Heater 75 Gal; EF = 0.53; Recov Eff = 0.76 | High Efficiency Small Gas Storage Water Heater - 75 Gal , 0.70 EF |  |  | RG-WtrHt-SmlStrg-Gas-lte75kBtuh-75G-0p70EF | Available |  | 0 | 0 |  | ErRobNc |  | WtrHt-Res-Gas | D08-RG-WtrHt-SmlStrg-Gas-lte75kBtuh-75G-0p70EF | DEER1314-WtrHt | 2013-01-01 | 2015-04-15 | DEER |  |  |  |  | Standard |  | 1 | 1 | 0 | Deemed Ex Ante Team |  |  |  | Updated to indicate claim/filing status
392 | NG-WtrHt-LrgStrg-Gas-gte75kBtuh-0p83Et | Large Gas Storage Water Heater, Et = 0.83, Stdby Loss = 0.56%/hr | DEER2014 | D13 v1.0 | 2020-11-24 16:30 | NG-WtrHt-LrgStrg-Gas-gte75kBtuh-0p83Et | DEER | Standard | None | 0 | 0 | None |  | 0 |  | 0 | Com | Any | SHW | Heating | WaterHtg_eq | Stor_Et |  | WtrHt-Com | Large Gas Storage Water Heater, Et and Stdby Loss based on vintage | Large Gas Storage Water Heater, Et = 0.80, Stdby Loss = 0.56%/hr | Large Gas Storage Water Heater, Et = 0.83, Stdby Loss = 0.56%/hr |  |  | NG-WtrHt-LrgStrg-Gas-gte75kBtuh-0p83Et | Available |  | 0 | 0 |  | ErRobNc |  | WtrHt-Com | D08-NG-WtrHt-LrgStrg-Gas-gte75kBtuh-0p83Et | DEER1314 | 2013-01-01 | 2020-12-31 | DEER |  |  |  |  | Standard |  | 1 | 1 | 0 | Deemed Ex Ante Team |  |  |  | Updated to indicate claim/filing status
393 | NG-WtrHt-LrgStrg-Gas-gte75kBtuh-0p90Et | Large Gas Storage Water Heater, Et = 0.90, Stdby Loss = 0.56%/hr | DEER2014 | D13 v1.0 | 2020-11-24 16:30 | NG-WtrHt-LrgStrg-Gas-gte75kBtuh-0p90Et | DEER | Standard | None | 0 | 0 | None |  | 0 |  | 0 | Com | Any | SHW | Heating | WaterHtg_eq | Stor_Et |  | WtrHt-Com | Large Gas Storage Water Heater, Et and Stdby Loss based on vintage | Large Gas Storage Water Heater, Et = 0.80, Stdby Loss = 0.56%/hr | Large Gas Storage Water Heater, Et = 0.90, Stdby Loss = 0.56%/hr |  |  | NG-WtrHt-LrgStrg-Gas-gte75kBtuh-0p90Et | Available |  | 0 | 0 |  | ErRobNc |  | WtrHt-Com | D08-NG-WtrHt-LrgStrg-Gas-gte75kBtuh-0p90Et | DEER1314 | 2013-01-01 | 2020-12-31 | DEER |  |  |  |  | Standard |  | 1 | 1 | 0 | Deemed Ex Ante Team |  |  |  | Updated to indicate claim/filing status
401 | NE-WtrHt-SmlStrg-HP-lte12kW-30G-2p00EF | Efficient water heater: HP_EF Elec (EF=2.00) replaces Elec water heater | DEER2015 | DEER-WaterHeater-Calculator | 2020-11-24 16:30 | NE-WtrHt-SmlStrg-HP-lte12kW-30G-2p00EF | DEER | Standard | None | 0 | 0 | None |  | 0 |  | 1 | Com | Any | SHW | Heating | WaterHtg_eq | HP_EF |  | WtrHt-Com | Small Storage 30 gallon Elec water heater, EF varies by vintage |  |  |  | Stor_EF-Elec-030gal-0.951EF | Stor_EF-ElecHP-030gal-2.00EF | Available |  | 0 | 0 |  | ErRobNc |  | WtrHt-Com |  | None | 2015-04-16 | 2018-12-31 | DEER |  |  |  |  | Standard |  | 1 | 1 | 0 | Deemed Ex Ante Team |  |  |  | Updated to indicate claim/filing status
402 | NE-WtrHt-SmlStrg-HP-lte12kW-30G-2p20EF | Efficient water heater: HP_EF Elec (EF=2.20) replaces Elec water heater | DEER2015 | DEER-WaterHeater-Calculator | 2020-11-24 16:30 | NE-WtrHt-SmlStrg-HP-lte12kW-30G-2p20EF | DEER | Standard | None | 0 | 0 | None |  | 0 |  | 1 | Com | Any | SHW | Heating | WaterHtg_eq | HP_EF |  | WtrHt-Com | Small Storage 30 gallon Elec water heater, EF varies by vintage |  |  |  | Stor_EF-Elec-030gal-0.951EF | Stor_EF-ElecHP-030gal-2.20EF | Available |  | 0 | 0 |  | ErRobNc |  | WtrHt-Com |  | None | 2015-04-16 | 2018-12-31 | DEER |  |  |  |  | Standard |  | 1 | 1 | 0 | Deemed Ex Ante Team |  |  |  | Updated to indicate claim/filing status
403 | NE-WtrHt-SmlStrg-HP-lte12kW-30G-2p40EF | Efficient water heater: HP_EF Elec (EF=2.40) replaces Elec water heater | DEER2015 | DEER-WaterHeater-Calculator | 2020-11-24 16:30 | NE-WtrHt-SmlStrg-HP-lte12kW-30G-2p40EF | DEER | Standard | None | 0 | 0 | None |  | 0 |  | 1 | Com | Any | SHW | Heating | WaterHtg_eq | HP_EF |  | WtrHt-Com | Small Storage 30 gallon Elec water heater, EF varies by vintage |  |  |  | Stor_EF-Elec-030gal-0.951EF | Stor_EF-ElecHP-030gal-2.40EF | Available |  | 0 | 0 |  | ErRobNc |  | WtrHt-Com |  | None | 2015-04-16 | 2018-12-31 | DEER |  |  |  |  | Standard |  | 1 | 1 | 0 | Deemed Ex Ante Team |  |  |  | Updated to indicate claim/filing status
404 | NE-WtrHt-SmlStrg-HP-lte12kW-40G-2p00EF | Efficient water heater: HP_EF Elec (EF=2.00) replaces Elec water heater | DEER2015 | DEER-WaterHeater-Calculator | 2020-11-24 16:30 | NE-WtrHt-SmlStrg-HP-lte12kW-40G-2p00EF | DEER | Standard | None | 0 | 0 | None |  | 0 |  | 1 | Com | Any | SHW | Heating | WaterHtg_eq | HP_EF |  | WtrHt-Com | Small Storage 40 gallon Elec water heater, EF varies by vintage |  |  |  | Stor_EF-Elec-040gal-0.948EF | Stor_EF-ElecHP-040gal-2.00EF | Available |  | 0 | 0 |  | ErRobNc |  | WtrHt-Com |  | None | 2015-04-16 | 2018-12-31 | DEER |  |  |  |  | Standard |  | 1 | 1 | 0 | Deemed Ex Ante Team |  |  |  | Updated to indicate claim/filing status
405 | NE-WtrHt-SmlStrg-HP-lte12kW-40G-2p20EF | Efficient water heater: HP_EF Elec (EF=2.20) replaces Elec water heater | DEER2015 | DEER-WaterHeater-Calculator | 2020-11-24 16:30 | NE-WtrHt-SmlStrg-HP-lte12kW-40G-2p20EF | DEER | Standard | None | 0 | 0 | None |  | 0 |  | 1 | Com | Any | SHW | Heating | WaterHtg_eq | HP_EF |  | WtrHt-Com | Small Storage 40 gallon Elec water heater, EF varies by vintage |  |  |  | Stor_EF-Elec-040gal-0.948EF | Stor_EF-ElecHP-040gal-2.20EF | Available |  | 0 | 0 |  | ErRobNc |  | WtrHt-Com |  | None | 2015-04-16 | 2018-12-31 | DEER |  |  |  |  | Standard |  | 1 | 1 | 0 | Deemed Ex Ante Team |  |  |  | Updated to indicate claim/filing status
406 | NE-WtrHt-SmlStrg-HP-lte12kW-40G-2p40EF | Efficient water heater: HP_EF Elec (EF=2.40) replaces Elec water heater | DEER2015 | DEER-WaterHeater-Calculator | 2020-11-24 16:30 | NE-WtrHt-SmlStrg-HP-lte12kW-40G-2p40EF | DEER | Standard | None | 0 | 0 | None |  | 0 |  | 1 | Com | Any | SHW | Heating | WaterHtg_eq | HP_EF |  | WtrHt-Com | Small Storage 40 gallon Elec water heater, EF varies by vintage |  |  |  | Stor_EF-Elec-040gal-0.948EF | Stor_EF-ElecHP-040gal-2.40EF | Available |  | 0 | 0 |  | ErRobNc |  | WtrHt-Com |  | None | 2015-04-16 | 2018-12-31 | DEER |  |  |  |  | Standard |  | 1 | 1 | 0 | Deemed Ex Ante Team |  |  |  | Updated to indicate claim/filing status
407 | NE-WtrHt-SmlStrg-HP-lte12kW-50G-2p00EF | Efficient water heater: HP_EF Elec (EF=2.00) replaces Elec water heater | DEER2015 | DEER-WaterHeater-Calculator | 2020-11-24 16:30 | NE-WtrHt-SmlStrg-HP-lte12kW-50G-2p00EF | DEER | Standard | None | 0 | 0 | None |  | 0 |  | 1 | Com | Any | SHW | Heating | WaterHtg_eq | HP_EF |  | WtrHt-Com | Small Storage 50 gallon Elec water heater, EF varies by vintage |  |  |  | Stor_EF-Elec-050gal-0.945EF | Stor_EF-ElecHP-050gal-2.00EF | Available |  | 0 | 0 |  | ErRobNc |  | WtrHt-Com |  | None | 2015-04-16 | 2018-12-31 | DEER |  |  |  |  | Standard |  | 1 | 1 | 0 | Deemed Ex Ante Team |  |  |  | Updated to indicate claim/filing status
408 | NE-WtrHt-SmlStrg-HP-lte12kW-50G-2p20EF | Efficient water heater: HP_EF Elec (EF=2.20) replaces Elec water heater | DEER2015 | DEER-WaterHeater-Calculator | 2020-11-24 16:30 | NE-WtrHt-SmlStrg-HP-lte12kW-50G-2p20EF | DEER | Standard | None | 0 | 0 | None |  | 0 |  | 1 | Com | Any | SHW | Heating | WaterHtg_eq | HP_EF |  | WtrHt-Com | Small Storage 50 gallon Elec water heater, EF varies by vintage |  |  |  | Stor_EF-Elec-050gal-0.945EF | Stor_EF-ElecHP-050gal-2.20EF | Available |  | 0 | 0 |  | ErRobNc |  | WtrHt-Com |  | None | 2015-04-16 | 2018-12-31 | DEER |  |  |  |  | Standard |  | 1 | 1 | 0 | Deemed Ex Ante Team |  |  |  | Updated to indicate claim/filing status
409 | NE-WtrHt-SmlStrg-HP-lte12kW-50G-2p40EF | Efficient water heater: HP_EF Elec (EF=2.40) replaces Elec water heater | DEER2015 | DEER-WaterHeater-Calculator | 2020-11-24 16:30 | NE-WtrHt-SmlStrg-HP-lte12kW-50G-2p40EF | DEER | Standard | None | 0 | 0 | None |  | 0 |  | 1 | Com | Any | SHW | Heating | WaterHtg_eq | HP_EF |  | WtrHt-Com | Small Storage 50 gallon Elec water heater, EF varies by vintage |  |  |  | Stor_EF-Elec-050gal-0.945EF | Stor_EF-ElecHP-050gal-2.40EF | Available |  | 0 | 0 |  | ErRobNc |  | WtrHt-Com |  | None | 2015-04-16 | 2018-12-31 | DEER |  |  |  |  | Standard |  | 1 | 1 | 0 | Deemed Ex Ante Team |  |  |  | Updated to indicate claim/filing status
410 | NE-WtrHt-SmlStrg-HP-lte12kW-60G-2p20EF | Efficient water heater: HP_EF Elec (EF=2.20) replaces Elec water heater | DEER2015 | DEER-WaterHeater-Calculator | 2020-11-24 16:30 | NE-WtrHt-SmlStrg-HP-lte12kW-60G-2p20EF | DEER | Standard | None | 0 | 0 | None |  | 0 |  | 1 | Com | Any | SHW | Heating | WaterHtg_eq | HP_EF |  | WtrHt-Com | Small Storage 60 gallon Elec water heater, EF varies by vintage |  |  |  | Stor_EF-ElecHP-060gal-1.98EF | Stor_EF-ElecHP-060gal-2.20EF | Available |  | 0 | 0 |  | ErRobNc |  | WtrHt-Com |  | None | 2015-04-16 | 2018-12-31 | DEER |  |  |  |  | Standard |  | 1 | 1 | 0 | Deemed Ex Ante Team |  |  |  | Updated to indicate claim/filing status
411 | NE-WtrHt-SmlStrg-HP-lte12kW-60G-2p40EF | Efficient water heater: HP_EF Elec (EF=2.40) replaces Elec water heater | DEER2015 | DEER-WaterHeater-Calculator | 2020-11-24 16:30 | NE-WtrHt-SmlStrg-HP-lte12kW-60G-2p40EF | DEER | Standard | None | 0 | 0 | None |  | 0 |  | 1 | Com | Any | SHW | Heating | WaterHtg_eq | HP_EF |  | WtrHt-Com | Small Storage 60 gallon Elec water heater, EF varies by vintage |  |  |  | Stor_EF-ElecHP-060gal-1.98EF | Stor_EF-ElecHP-060gal-2.40EF | Available |  | 0 | 0 |  | ErRobNc |  | WtrHt-Com |  | None | 2015-04-16 | 2018-12-31 | DEER |  |  |  |  | Standard |  | 1 | 1 | 0 | Deemed Ex Ante Team |  |  |  | Updated to indicate claim/filing status
412 | NE-WtrHt-SmlStrg-HP-lte12kW-75G-2p20EF | Efficient water heater: HP_EF Elec (EF=2.20) replaces Elec water heater | DEER2015 | DEER-WaterHeater-Calculator | 2020-11-24 16:30 | NE-WtrHt-SmlStrg-HP-lte12kW-75G-2p20EF | DEER | Standard | None | 0 | 0 | None |  | 0 |  | 1 | Com | Any | SHW | Heating | WaterHtg_eq | HP_EF |  | WtrHt-Com | Small Storage 75 gallon Elec water heater, EF varies by vintage |  |  |  | Stor_EF-ElecHP-075gal-1.96EF | Stor_EF-ElecHP-075gal-2.20EF | Available |  | 0 | 0 |  | ErRobNc |  | WtrHt-Com |  | None | 2015-04-16 | 2018-12-31 | DEER |  |  |  |  | Standard |  | 1 | 1 | 0 | Deemed Ex Ante Team |  |  |  | Updated to indicate claim/filing status
413 | NE-WtrHt-SmlStrg-HP-lte12kW-75G-2p40EF | Efficient water heater: HP_EF Elec (EF=2.40) replaces Elec water heater | DEER2015 | DEER-WaterHeater-Calculator | 2020-11-24 16:30 | NE-WtrHt-SmlStrg-HP-lte12kW-75G-2p40EF | DEER | Standard | None | 0 | 0 | None |  | 0 |  | 1 | Com | Any | SHW | Heating | WaterHtg_eq | HP_EF |  | WtrHt-Com | Small Storage 75 gallon Elec water heater, EF varies by vintage |  |  |  | Stor_EF-ElecHP-075gal-1.96EF | Stor_EF-ElecHP-075gal-2.40EF | Available |  | 0 | 0 |  | ErRobNc |  | WtrHt-Com |  | None | 2015-04-16 | 2018-12-31 | DEER |  |  |  |  | Standard |  | 1 | 1 | 0 | Deemed Ex Ante Team |  |  |  | Updated to indicate claim/filing status
416 | NG-WtrHt-SmlStrg-Gas-lte75kBtuh-30G-0p72EF | Efficient water heater: Stor_EF Gas (EF=0.72) replaces Gas water heater | DEER2015 | DEER-WaterHeater-Calculator | 2020-11-24 16:30 | NG-WtrHt-SmlStrg-Gas-lte75kBtuh-30G-0p72EF | DEER | Standard | None | 0 | 0 | None |  | 0 |  | 1 | Com | Any | SHW | Heating | WaterHtg_eq | Stor_EF |  | WtrHt-Com | Small Storage 30 gallon Gas water heater, EF varies by vintage |  |  |  | Stor_EF-Gas-030gal-0.630EF | Stor_EF-Gas-030gal-0.72EF | Available |  | 0 | 0 |  | ErRobNc |  | WtrHt-Com |  | None | 2015-04-16 | 2018-12-31 | DEER |  |  |  |  | Standard |  | 1 | 1 | 0 | Deemed Ex Ante Team |  |  |  | Updated to indicate claim/filing status
417 | NG-WtrHt-SmlStrg-Gas-lte75kBtuh-40G-0p65EF | Efficient water heater: Stor_EF Gas (EF=0.65) replaces Gas water heater | DEER2015 | DEER-WaterHeater-Calculator | 2020-11-24 16:30 | NG-WtrHt-SmlStrg-Gas-lte75kBtuh-40G-0p65EF | DEER | Standard | None | 0 | 0 | None |  | 0 |  | 1 | Com | Any | SHW | Heating | WaterHtg_eq | Stor_EF |  | WtrHt-Com | Small Storage 40 gallon Gas water heater, EF varies by vintage |  |  |  | Stor_EF-Gas-040gal-0.615EF | Stor_EF-Gas-040gal-0.65EF | Available |  | 0 | 0 |  | ErRobNc |  | WtrHt-Com |  | None | 2015-04-16 | 2018-12-31 | DEER |  |  |  |  | Standard |  | 1 | 1 | 0 | Deemed Ex Ante Team |  |  |  | Updated to indicate claim/filing status
419 | NG-WtrHt-SmlStrg-Gas-lte75kBtuh-40G-0p82EF | Efficient water heater: Stor_EF Gas (EF=0.82) replaces Gas water heater | DEER2015 | DEER-WaterHeater-Calculator | 2020-11-24 16:30 | NG-WtrHt-SmlStrg-Gas-lte75kBtuh-40G-0p82EF | DEER | Standard | None | 0 | 0 | None |  | 0 |  | 1 | Com | Any | SHW | Heating | WaterHtg_eq | Stor_EF |  | WtrHt-Com | Small Storage 40 gallon Gas water heater, EF varies by vintage |  |  |  | Stor_EF-Gas-040gal-0.615EF | Stor_EF-Gas-040gal-0.82EF | Available |  | 0 | 0 |  | ErRobNc |  | WtrHt-Com |  | None | 2015-04-16 | 2018-12-31 | DEER |  |  |  |  | Standard |  | 1 | 1 | 0 | Deemed Ex Ante Team |  |  |  | Updated to indicate claim/filing status
422 | NG-WtrHt-SmlStrg-Gas-lte75kBtuh-50G-0p82EF | Efficient water heater: Stor_EF Gas (EF=0.82) replaces Gas water heater | DEER2015 | DEER-WaterHeater-Calculator | 2020-11-24 16:30 | NG-WtrHt-SmlStrg-Gas-lte75kBtuh-50G-0p82EF | DEER | Standard | None | 0 | 0 | None |  | 0 |  | 1 | Com | Any | SHW | Heating | WaterHtg_eq | Stor_EF |  | WtrHt-Com | Small Storage 50 gallon Gas water heater, EF varies by vintage |  |  |  | Stor_EF-Gas-050gal-0.600EF | Stor_EF-Gas-050gal-0.82EF | Available |  | 0 | 0 |  | ErRobNc |  | WtrHt-Com |  | None | 2015-04-16 | 2018-12-31 | DEER |  |  |  |  | Standard |  | 1 | 1 | 0 | Deemed Ex Ante Team |  |  |  | Updated to indicate claim/filing status
423 | NG-WtrHt-SmlStrg-Gas-lte75kBtuh-60G-0p78EF | Efficient water heater: Stor_EF Gas (EF=0.78) replaces Gas water heater | DEER2015 | DEER-WaterHeater-Calculator | 2020-11-24 16:30 | NG-WtrHt-SmlStrg-Gas-lte75kBtuh-60G-0p78EF | DEER | Standard | None | 0 | 0 | None |  | 0 |  | 1 | Com | Any | SHW | Heating | WaterHtg_eq | Stor_EF |  | WtrHt-Com | Small Storage 60 gallon Gas water heater, EF varies by vintage |  |  |  | Stor_EF-Gas-060gal-0.754EF | Stor_EF-Gas-060gal-0.78EF | Available |  | 0 | 0 |  | ErRobNc |  | WtrHt-Com |  | None | 2015-04-16 | 2018-12-31 | DEER |  |  |  |  | Standard |  | 1 | 1 | 0 | Deemed Ex Ante Team |  |  |  | Updated to indicate claim/filing status
424 | NG-WtrHt-SmlStrg-Gas-lte75kBtuh-60G-0p80EF | Efficient water heater: Stor_EF Gas (EF=0.80) replaces Gas water heater | DEER2015 | DEER-WaterHeater-Calculator | 2020-11-24 16:30 | NG-WtrHt-SmlStrg-Gas-lte75kBtuh-60G-0p80EF | DEER | Standard | None | 0 | 0 | None |  | 0 |  | 1 | Com | Any | SHW | Heating | WaterHtg_eq | Stor_EF |  | WtrHt-Com | Small Storage 60 gallon Gas water heater, EF varies by vintage |  |  |  | Stor_EF-Gas-060gal-0.754EF | Stor_EF-Gas-060gal-0.80EF | Available |  | 0 | 0 |  | ErRobNc |  | WtrHt-Com |  | None | 2015-04-16 | 2018-12-31 | DEER |  |  |  |  | Standard |  | 1 | 1 | 0 | Deemed Ex Ante Team |  |  |  | Updated to indicate claim/filing status
425 | NG-WtrHt-SmlStrg-Gas-lte75kBtuh-60G-0p82EF | Efficient water heater: Stor_EF Gas (EF=0.82) replaces Gas water heater | DEER2015 | DEER-WaterHeater-Calculator | 2020-11-24 16:30 | NG-WtrHt-SmlStrg-Gas-lte75kBtuh-60G-0p82EF | DEER | Standard | None | 0 | 0 | None |  | 0 |  | 1 | Com | Any | SHW | Heating | WaterHtg_eq | Stor_EF |  | WtrHt-Com | Small Storage 60 gallon Gas water heater, EF varies by vintage |  |  |  | Stor_EF-Gas-060gal-0.754EF | Stor_EF-Gas-060gal-0.82EF | Available |  | 0 | 0 |  | ErRobNc |  | WtrHt-Com |  | None | 2015-04-16 | 2018-12-31 | DEER |  |  |  |  | Standard |  | 1 | 1 | 0 | Deemed Ex Ante Team |  |  |  | Updated to indicate claim/filing status
426 | NG-WtrHt-SmlStrg-Gas-lte75kBtuh-75G-0p78EF | Efficient water heater: Stor_EF Gas (EF=0.78) replaces Gas water heater | DEER2015 | DEER-WaterHeater-Calculator | 2020-11-24 16:30 | NG-WtrHt-SmlStrg-Gas-lte75kBtuh-75G-0p78EF | DEER | Standard | None | 0 | 0 | None |  | 0 |  | 1 | Com | Any | SHW | Heating | WaterHtg_eq | Stor_EF |  | WtrHt-Com | Small Storage 75 gallon Gas water heater, EF varies by vintage |  |  |  | Stor_EF-Gas-075gal-0.743EF | Stor_EF-Gas-075gal-0.78EF | Available |  | 0 | 0 |  | ErRobNc |  | WtrHt-Com |  | None | 2015-04-16 | 2018-12-31 | DEER |  |  |  |  | Standard |  | 1 | 1 | 0 | Deemed Ex Ante Team |  |  |  | Updated to indicate claim/filing status
427 | NG-WtrHt-SmlStrg-Gas-lte75kBtuh-75G-0p80EF | Efficient water heater: Stor_EF Gas (EF=0.80) replaces Gas water heater | DEER2015 | DEER-WaterHeater-Calculator | 2020-11-24 16:30 | NG-WtrHt-SmlStrg-Gas-lte75kBtuh-75G-0p80EF | DEER | Standard | None | 0 | 0 | None |  | 0 |  | 1 | Com | Any | SHW | Heating | WaterHtg_eq | Stor_EF |  | WtrHt-Com | Small Storage 75 gallon Gas water heater, EF varies by vintage |  |  |  | Stor_EF-Gas-075gal-0.743EF | Stor_EF-Gas-075gal-0.80EF | Available |  | 0 | 0 |  | ErRobNc |  | WtrHt-Com |  | None | 2015-04-16 | 2018-12-31 | DEER |  |  |  |  | Standard |  | 1 | 1 | 0 | Deemed Ex Ante Team |  |  |  | Updated to indicate claim/filing status
428 | NG-WtrHt-SmlStrg-Gas-lte75kBtuh-75G-0p82EF | Efficient water heater: Stor_EF Gas (EF=0.82) replaces Gas water heater | DEER2015 | DEER-WaterHeater-Calculator | 2020-11-24 16:30 | NG-WtrHt-SmlStrg-Gas-lte75kBtuh-75G-0p82EF | DEER | Standard | None | 0 | 0 | None |  | 0 |  | 1 | Com | Any | SHW | Heating | WaterHtg_eq | Stor_EF |  | WtrHt-Com | Small Storage 75 gallon Gas water heater, EF varies by vintage |  |  |  | Stor_EF-Gas-075gal-0.743EF | Stor_EF-Gas-075gal-0.82EF | Available |  | 0 | 0 |  | ErRobNc |  | WtrHt-Com |  | None | 2015-04-16 | 2018-12-31 | DEER |  |  |  |  | Standard |  | 1 | 1 | 0 | Deemed Ex Ante Team |  |  |  | Updated to indicate claim/filing status
429 | NG-WtrHt-SmlInst-Gas-150kBtuh-lt2G-0p82EF | Efficient water heater: Instant_EF Gas (EF=0.82) replaces Gas water heater | DEER2015 | DEER-WaterHeater-Calculator | 2020-11-24 16:30 | NG-WtrHt-SmlInst-Gas-150kBtuh-lt2G-0p82EF | DEER | Standard | None | 0 | 0 | None |  | 0 |  | 1 | Com | Any | SHW | Heating | WaterHtg_eq | Instant_EF |  | WtrHt-Instant-Com | Small Storage 75 gallon Gas water heater, EF varies by vintage |  |  |  | Stor_EF-Gas-075gal-0.743EF | Inst_EF-Gas-150kBtuh-0p82EF | Available |  | 0 | 0 |  | ErRobNc |  | WtrHt-Instant-Com |  | None | 2015-04-16 | 2018-12-31 | DEER |  |  |  |  | Standard |  | 1 | 1 | 0 | Deemed Ex Ante Team |  |  |  | Updated to indicate claim/filing status
430 | NG-WtrHt-SmlInst-Gas-150kBtuh-lt2G-0p92EF | Efficient water heater: Instant_EF Gas (EF=0.92) replaces Gas water heater | DEER2015 | DEER-WaterHeater-Calculator | 2020-11-24 16:30 | NG-WtrHt-SmlInst-Gas-150kBtuh-lt2G-0p92EF | DEER | Standard | None | 0 | 0 | None |  | 0 |  | 1 | Com | Any | SHW | Heating | WaterHtg_eq | Instant_EF |  | WtrHt-Instant-Com | Small Storage 75 gallon Gas water heater, EF varies by vintage |  |  |  | Stor_EF-Gas-075gal-0.743EF | Inst_EF-Gas-150kBtuh-0p92EF | Available |  | 0 | 0 |  | ErRobNc |  | WtrHt-Instant-Com |  | None | 2015-04-16 | 2018-12-31 | DEER |  |  |  |  | Standard |  | 1 | 1 | 0 | Deemed Ex Ante Team |  |  |  | Updated to indicate claim/filing status
431 | RE-WtrHt-SmlStrg-HP-lte12kW-30G-2p00EF | Efficient water heater: HP_EF Elec (EF=2.00) replaces Elec water heater | DEER2015 | DEER-WaterHeater-Calculator | 2020-11-24 16:30 | RE-WtrHt-SmlStrg-HP-lte12kW-30G-2p00EF | DEER | Standard | None | 0 | 0 | None |  | 0 |  | 1 | Res | Any | SHW | Heating | WaterHtg_eq | HP_EF |  | WtrHt-Res-Elec | Small Storage 30 gallon Elec water heater, EF varies by vintage |  |  |  | Stor_EF-Elec-030gal-0.951EF | Stor_EF-ElecHP-030gal-2.00EF | Available |  | 0 | 0 |  | ErRobNc |  | WtrHt-Res-Elec |  | None | 2015-04-16 | 2016-12-31 | DEER |  |  |  |  | Standard |  | 1 | 1 | 0 | Deemed Ex Ante Team |  |  |  | Updated to indicate claim/filing status
431 | RE-WtrHt-SmlStrg-HP-lte12kW-rep30G-3p24EF | Efficient water heater: 50 gallon HP Elec (EF=3.24) replaces 30 gallon Electric water heater | DEER2017 | DEER-WaterHeater-Calculator | 2020-11-24 16:30 | RE-WtrHt-SmlStrg-HP-lte12kW-rep30G-3p24EF | DEER | Standard | None | 0 | 0 | None |  | 0 |  | 0 | Res | Any | SHW | Heating | WaterHtg_eq | HP_EF |  | WtrHt-Res-Elec | Small storage Elec water heater: 30 gallon, EF = 0.91, RE = 0.98, Cap = 4.5, UA = 2.51 BTU/hr-F | Small storage Elec water heater: 30 gallon, EF = 0.95, RE = 0.98, Cap = 4.5, UA = 1.31 BTU/hr-F | Small storage HP water heater: 30 gallon replacement, 50 gallon, EF = 3.24, RE = 0.98, Cap = 4.5, UA = 4.20 BTU/hr-F |  |  |  | Available |  | 0 | 0 | June 2017 DEER Update | ErRobNc |  | WtrHt-Res-Elec |  | None | 2017-01-01 | 2018-12-31 | NotInEA |  |  |  |  | Standard | DEER2017 update for pre-existing technology; no vintage dependency; Measure efficiency level updated | 1 | 1 | 0 | Deemed Ex Ante Team |  | DEER2017 update for pre-existing technology; no vintage dependency; Measure efficiency level updated |  | Updated to indicate claim/filing status
432 | RE-WtrHt-SmlStrg-HP-lte12kW-30G-2p20EF | Efficient water heater: HP_EF Elec (EF=2.20) replaces Elec water heater | DEER2015 | DEER-WaterHeater-Calculator | 2020-11-24 16:30 | RE-WtrHt-SmlStrg-HP-lte12kW-30G-2p20EF | DEER | Standard | None | 0 | 0 | None |  | 0 |  | 1 | Res | Any | SHW | Heating | WaterHtg_eq | HP_EF |  | WtrHt-Res-Elec | Small Storage 30 gallon Elec water heater, EF varies by vintage |  |  |  | Stor_EF-Elec-030gal-0.951EF | Stor_EF-ElecHP-030gal-2.20EF | Available |  | 0 | 0 |  | ErRobNc |  | WtrHt-Res-Elec |  | None | 2015-04-16 | 2016-12-31 | DEER |  |  |  |  | Standard |  | 1 | 1 | 0 | Deemed Ex Ante Team |  |  |  | Updated to indicate claim/filing status
432 | RE-WtrHt-SmlStrg-HP-lte12kW-rep30G-3p50EF | Efficient water heater: 50 gallon HP Elec (EF=3.50) replaces 30 gallon Electric water heater | DEER2017 | DEER-WaterHeater-Calculator | 2020-11-24 16:30 | RE-WtrHt-SmlStrg-HP-lte12kW-rep30G-3p50EF | DEER | Standard | None | 0 | 0 | None |  | 0 |  | 0 | Res | Any | SHW | Heating | WaterHtg_eq | HP_EF |  | WtrHt-Res-Elec | Small storage Elec water heater: 30 gallon, EF = 0.91, RE = 0.98, Cap = 4.5, UA = 2.51 BTU/hr-F | Small storage Elec water heater: 30 gallon, EF = 0.95, RE = 0.98, Cap = 4.5, UA = 1.31 BTU/hr-F | Small storage HP water heater: 30 gallon replacement, 50 gallon, EF = 3.50, RE = 0.98, Cap = 4.5, UA = 4.20 BTU/hr-F |  |  |  | Available |  | 0 | 0 | June 2017 DEER Update | ErRobNc |  | WtrHt-Res-Elec |  | None | 2017-01-01 | 2018-12-31 | NotInEA |  |  |  |  | Standard | DEER2017 update for pre-existing technology; no vintage dependency; Measure efficiency level updated | 1 | 1 | 0 | Deemed Ex Ante Team |  | DEER2017 update for pre-existing technology; no vintage dependency; Measure efficiency level updated |  | Updated to indicate claim/filing status
433 | RE-WtrHt-SmlStrg-HP-lte12kW-30G-2p40EF | Efficient water heater: HP_EF Elec (EF=2.40) replaces Elec water heater | DEER2015 | DEER-WaterHeater-Calculator | 2020-11-24 16:30 | RE-WtrHt-SmlStrg-HP-lte12kW-30G-2p40EF | DEER | Standard | None | 0 | 0 | None |  | 0 |  | 1 | Res | Any | SHW | Heating | WaterHtg_eq | HP_EF |  | WtrHt-Res-Elec | Small Storage 30 gallon Elec water heater, EF varies by vintage |  |  |  | Stor_EF-Elec-030gal-0.951EF | Stor_EF-ElecHP-030gal-2.40EF | Available |  | 0 | 0 |  | ErRobNc |  | WtrHt-Res-Elec |  | None | 2015-04-16 | 2016-12-31 | DEER |  |  |  |  | Standard |  | 1 | 1 | 0 | Deemed Ex Ante Team |  |  |  | Updated to indicate claim/filing status
434 | RE-WtrHt-SmlStrg-HP-lte12kW-40G-2p00EF | Efficient water heater: HP_EF Elec (EF=2.00) replaces Elec water heater | DEER2015 | DEER-WaterHeater-Calculator | 2020-11-24 16:30 | RE-WtrHt-SmlStrg-HP-lte12kW-40G-2p00EF | DEER | Standard | None | 0 | 0 | None |  | 0 |  | 1 | Res | Any | SHW | Heating | WaterHtg_eq | HP_EF |  | WtrHt-Res-Elec | Small Storage 40 gallon Elec water heater, EF varies by vintage |  |  |  | Stor_EF-Elec-040gal-0.948EF | Stor_EF-ElecHP-040gal-2.00EF | Available |  | 0 | 0 |  | ErRobNc |  | WtrHt-Res-Elec |  | None | 2015-04-16 | 2016-12-31 | DEER |  |  |  |  | Standard |  | 1 | 1 | 0 | Deemed Ex Ante Team |  |  |  | Updated to indicate claim/filing status
434 | RE-WtrHt-SmlStrg-HP-lte12kW-rep40G-3p24EF | Efficient water heater: 50 gallon HP Elec (EF=3.24) replaces 40 gallon Electric water heater | DEER2017 | DEER-WaterHeater-Calculator | 2020-11-24 16:30 | RE-WtrHt-SmlStrg-HP-lte12kW-rep40G-3p24EF | DEER | Standard | None | 0 | 0 | None |  | 0 |  | 0 | Res | Any | SHW | Heating | WaterHtg_eq | HP_EF |  | WtrHt-Res-Elec | Small storage Elec water heater: 40 gallon, EF = 0.92, RE = 0.98, Cap = 4.5, UA = 2.21 BTU/hr-F | Small storage Elec water heater: 40 gallon, EF = 0.95, RE = 0.98, Cap = 4.5, UA = 1.39 BTU/hr-F | Small storage HP water heater: 40 gallon replacement, 50 gallon, EF = 3.24, RE = 0.98, Cap = 4.5, UA = 4.20 BTU/hr-F |  |  |  | Available |  | 0 | 0 | June 2017 DEER Update | ErRobNc |  | WtrHt-Res-Elec |  | None | 2017-01-01 | 2018-12-31 | NotInEA |  |  |  |  | Standard | DEER2017 update for pre-existing technology; no vintage dependency; Measure efficiency level updated | 1 | 1 | 0 | Deemed Ex Ante Team |  | DEER2017 update for pre-existing technology; no vintage dependency; Measure efficiency level updated |  | Updated to indicate claim/filing status
435 | RE-WtrHt-SmlStrg-HP-lte12kW-40G-2p20EF | Efficient water heater: HP_EF Elec (EF=2.20) replaces Elec water heater | DEER2015 | DEER-WaterHeater-Calculator | 2020-11-24 16:30 | RE-WtrHt-SmlStrg-HP-lte12kW-40G-2p20EF | DEER | Standard | None | 0 | 0 | None |  | 0 |  | 1 | Res | Any | SHW | Heating | WaterHtg_eq | HP_EF |  | WtrHt-Res-Elec | Small Storage 40 gallon Elec water heater, EF varies by vintage |  |  |  | Stor_EF-Elec-040gal-0.948EF | Stor_EF-ElecHP-040gal-2.20EF | Available |  | 0 | 0 |  | ErRobNc |  | WtrHt-Res-Elec |  | None | 2015-04-16 | 2016-12-31 | DEER |  |  |  |  | Standard |  | 1 | 1 | 0 | Deemed Ex Ante Team |  |  |  | Updated to indicate claim/filing status
435 | RE-WtrHt-SmlStrg-HP-lte12kW-rep40G-3p50EF | Efficient water heater: 50 gallon HP Elec (EF=3.50) replaces 40 gallon Electric water heater | DEER2017 | DEER-WaterHeater-Calculator | 2020-11-24 16:30 | RE-WtrHt-SmlStrg-HP-lte12kW-rep40G-3p50EF | DEER | Standard | None | 0 | 0 | None |  | 0 |  | 0 | Res | Any | SHW | Heating | WaterHtg_eq | HP_EF |  | WtrHt-Res-Elec | Small storage Elec water heater: 40 gallon, EF = 0.92, RE = 0.98, Cap = 4.5, UA = 2.21 BTU/hr-F | Small storage Elec water heater: 40 gallon, EF = 0.95, RE = 0.98, Cap = 4.5, UA = 1.39 BTU/hr-F | Small storage HP water heater: 40 gallon replacement, 50 gallon, EF = 3.50, RE = 0.98, Cap = 4.5, UA = 4.20 BTU/hr-F |  |  |  | Available |  | 0 | 0 | June 2017 DEER Update | ErRobNc |  | WtrHt-Res-Elec |  | None | 2017-01-01 | 2018-12-31 | NotInEA |  |  |  |  | Standard | DEER2017 update for pre-existing technology; no vintage dependency; Measure efficiency level updated | 1 | 1 | 0 | Deemed Ex Ante Team |  | DEER2017 update for pre-existing technology; no vintage dependency; Measure efficiency level updated |  | Updated to indicate claim/filing status
436 | RE-WtrHt-SmlStrg-HP-lte12kW-40G-2p40EF | Efficient water heater: HP_EF Elec (EF=2.40) replaces Elec water heater | DEER2015 | DEER-WaterHeater-Calculator | 2020-11-24 16:30 | RE-WtrHt-SmlStrg-HP-lte12kW-40G-2p40EF | DEER | Standard | None | 0 | 0 | None |  | 0 |  | 1 | Res | Any | SHW | Heating | WaterHtg_eq | HP_EF |  | WtrHt-Res-Elec | Small Storage 40 gallon Elec water heater, EF varies by vintage |  |  |  | Stor_EF-Elec-040gal-0.948EF | Stor_EF-ElecHP-040gal-2.40EF | Available |  | 0 | 0 |  | ErRobNc |  | WtrHt-Res-Elec |  | None | 2015-04-16 | 2016-12-31 | DEER |  |  |  |  | Standard |  | 1 | 1 | 0 | Deemed Ex Ante Team |  |  |  | Updated to indicate claim/filing status
437 | RE-WtrHt-SmlStrg-HP-lte12kW-50G-2p00EF | Efficient water heater: HP_EF Elec (EF=2.00) replaces Elec water heater | DEER2015 | DEER-WaterHeater-Calculator | 2020-11-24 16:30 | RE-WtrHt-SmlStrg-HP-lte12kW-50G-2p00EF | DEER | Standard | None | 0 | 0 | None |  | 0 |  | 1 | Res | Any | SHW | Heating | WaterHtg_eq | HP_EF |  | WtrHt-Res-Elec | Small Storage 50 gallon Elec water heater, EF varies by vintage |  |  |  | Stor_EF-Elec-050gal-0.945EF | Stor_EF-ElecHP-050gal-2.00EF | Available |  | 0 | 0 |  | ErRobNc |  | WtrHt-Res-Elec |  | None | 2015-04-16 | 2016-12-31 | DEER |  |  |  |  | Standard |  | 1 | 1 | 0 | Deemed Ex Ante Team |  |  |  | Updated to indicate claim/filing status
437 | RE-WtrHt-SmlStrg-HP-lte12kW-rep50G-3p24EF | Efficient water heater: 50 gallon HP Elec (EF=3.24) replaces 50 gallon Electric water heater | DEER2017 | DEER-WaterHeater-Calculator | 2020-11-24 16:30 | RE-WtrHt-SmlStrg-HP-lte12kW-rep50G-3p24EF | DEER | Standard | None | 0 | 0 | None |  | 0 |  | 0 | Res | Any | SHW | Heating | WaterHtg_eq | HP_EF |  | WtrHt-Res-Elec | Small storage Elec water heater: 50 gallon, EF = 0.92, RE = 0.98, Cap = 5, UA = 2.21 BTU/hr-F | Small storage Elec water heater: 50 gallon, EF = 0.95, RE = 0.98, Cap = 4.5, UA = 1.48 BTU/hr-F | Small storage HP water heater: 50 gallon replacement, 50 gallon, EF = 3.24, RE = 0.98, Cap = 4.5, UA = 4.20 BTU/hr-F |  |  |  | Available |  | 0 | 0 | June 2017 DEER Update | ErRobNc |  | WtrHt-Res-Elec |  | None | 2017-01-01 | 2018-12-31 | NotInEA |  |  |  |  | Standard | DEER2017 update for pre-existing technology; no vintage dependency; Measure efficiency level updated | 1 | 1 | 0 | Deemed Ex Ante Team |  | DEER2017 update for pre-existing technology; no vintage dependency; Measure efficiency level updated |  | Updated to indicate claim/filing status
438 | RE-WtrHt-SmlStrg-HP-lte12kW-50G-2p20EF | Efficient water heater: HP_EF Elec (EF=2.20) replaces Elec water heater | DEER2015 | DEER-WaterHeater-Calculator | 2020-11-24 16:30 | RE-WtrHt-SmlStrg-HP-lte12kW-50G-2p20EF | DEER | Standard | None | 0 | 0 | None |  | 0 |  | 1 | Res | Any | SHW | Heating | WaterHtg_eq | HP_EF |  | WtrHt-Res-Elec | Small Storage 50 gallon Elec water heater, EF varies by vintage |  |  |  | Stor_EF-Elec-050gal-0.945EF | Stor_EF-ElecHP-050gal-2.20EF | Available |  | 0 | 0 |  | ErRobNc |  | WtrHt-Res-Elec |  | None | 2015-04-16 | 2016-12-31 | DEER |  |  |  |  | Standard |  | 1 | 1 | 0 | Deemed Ex Ante Team |  |  |  | Updated to indicate claim/filing status
438 | RE-WtrHt-SmlStrg-HP-lte12kW-rep50G-3p50EF | Efficient water heater: 50 gallon HP Elec (EF=3.50) replaces 50 gallon Electric water heater | DEER2017 | DEER-WaterHeater-Calculator | 2020-11-24 16:30 | RE-WtrHt-SmlStrg-HP-lte12kW-rep50G-3p50EF | DEER | Standard | None | 0 | 0 | None |  | 0 |  | 0 | Res | Any | SHW | Heating | WaterHtg_eq | HP_EF |  | WtrHt-Res-Elec | Small storage Elec water heater: 50 gallon, EF = 0.92, RE = 0.98, Cap = 5, UA = 2.21 BTU/hr-F | Small storage Elec water heater: 50 gallon, EF = 0.95, RE = 0.98, Cap = 4.5, UA = 1.48 BTU/hr-F | Small storage HP water heater: 50 gallon replacement, 50 gallon, EF = 3.50, RE = 0.98, Cap = 4.5, UA = 4.20 BTU/hr-F |  |  |  | Available |  | 0 | 0 | June 2017 DEER Update | ErRobNc |  | WtrHt-Res-Elec |  | None | 2017-01-01 | 2018-12-31 | NotInEA |  |  |  |  | Standard | DEER2017 update for pre-existing technology; no vintage dependency; Measure efficiency level updated | 1 | 1 | 0 | Deemed Ex Ante Team |  | DEER2017 update for pre-existing technology; no vintage dependency; Measure efficiency level updated |  | Updated to indicate claim/filing status
439 | RE-WtrHt-SmlStrg-HP-lte12kW-50G-2p40EF | Efficient water heater: HP_EF Elec (EF=2.20) replaces Elec water heater | DEER2015 | DEER-WaterHeater-Calculator | 2020-11-24 16:30 | RE-WtrHt-SmlStrg-HP-lte12kW-50G-2p40EF | DEER | Standard | None | 0 | 0 | None |  | 0 |  | 1 | Res | Any | SHW | Heating | WaterHtg_eq | HP_EF |  | WtrHt-Res-Elec | Small Storage 50 gallon Elec water heater, EF varies by vintage |  |  |  | Stor_EF-Elec-050gal-0.945EF | Stor_EF-ElecHP-050gal-2.20EF | Available |  | 0 | 0 |  | ErRobNc |  | WtrHt-Res-Elec |  | None | 2015-04-16 | 2016-12-31 | DEER |  |  |  |  | Standard |  | 1 | 1 | 0 | Deemed Ex Ante Team |  |  |  | Updated to indicate claim/filing status
440 | RE-WtrHt-SmlStrg-HP-lte12kW-60G-2p20EF | Efficient water heater: HP_EF Elec (EF=2.20) replaces Elec water heater | DEER2015 | DEER-WaterHeater-Calculator | 2020-11-24 16:30 | RE-WtrHt-SmlStrg-HP-lte12kW-60G-2p20EF | DEER | Standard | None | 0 | 0 | None |  | 0 |  | 1 | Res | Any | SHW | Heating | WaterHtg_eq | HP_EF |  | WtrHt-Res-Elec | Small Storage 60 gallon Elec water heater, EF varies by vintage |  |  |  | Stor_EF-ElecHP-060gal-1.98EF | Stor_EF-ElecHP-060gal-2.20EF | Available |  | 0 | 0 |  | ErRobNc |  | WtrHt-Res-Elec |  | None | 2015-04-16 | 2016-12-31 | DEER |  |  |  |  | Standard |  | 1 | 1 | 0 | Deemed Ex Ante Team |  |  |  | Updated to indicate claim/filing status
440 | RE-WtrHt-SmlStrg-HP-lte12kW-rep60G-3p17EF | Efficient water heater: 65 gallon HP Elec (EF=3.17) replaces 60 gallon Electric water heater | DEER2017 | DEER-WaterHeater-Calculator | 2020-11-24 16:30 | RE-WtrHt-SmlStrg-HP-lte12kW-rep60G-3p17EF | DEER | Standard | None | 0 | 0 | None |  | 0 |  | 0 | Res | Any | SHW | Heating | WaterHtg_eq | HP_EF |  | WtrHt-Res-Elec | Small storage Elec water heater: 60 gallon, EF = 0.89, RE = 0.98, Cap = 5.5, UA = 3.11 BTU/hr-F | Small storage HP water heater: 60 gallon replacement, 65 gallon, EF = 3.00, RE = 0.98, Cap = 4.5, UA = 4.20 BTU/hr-F | Small storage HP water heater: 60 gallon replacement, 65 gallon, EF = 3.17, RE = 0.98, Cap = 4.5, UA = 4.20 BTU/hr-F |  |  |  | Available |  | 0 | 0 | June 2017 DEER Update | ErRobNc |  | WtrHt-Res-Elec |  | None | 2017-01-01 | 2018-12-31 | NotInEA |  |  |  |  | Standard | DEER2017 update for pre-existing technology; no vintage dependency; Code/Std and Measure efficiency levels updated | 1 | 1 | 0 | Deemed Ex Ante Team |  | DEER2017 update for pre-existing technology; no vintage dependency; Code/Std and Measure efficiency levels updated |  | Updated to indicate claim/filing status
441 | RE-WtrHt-SmlStrg-HP-lte12kW-60G-2p40EF | Efficient water heater: HP_EF Elec (EF=2.40) replaces Elec water heater | DEER2015 | DEER-WaterHeater-Calculator | 2020-11-24 16:30 | RE-WtrHt-SmlStrg-HP-lte12kW-60G-2p40EF | DEER | Standard | None | 0 | 0 | None |  | 0 |  | 1 | Res | Any | SHW | Heating | WaterHtg_eq | HP_EF |  | WtrHt-Res-Elec | Small Storage 60 gallon Elec water heater, EF varies by vintage |  |  |  | Stor_EF-ElecHP-060gal-1.98EF | Stor_EF-ElecHP-060gal-2.40EF | Available |  | 0 | 0 |  | ErRobNc |  | WtrHt-Res-Elec |  | None | 2015-04-16 | 2016-12-31 | DEER |  |  |  |  | Standard |  | 1 | 1 | 0 | Deemed Ex Ante Team |  |  |  | Updated to indicate claim/filing status
441 | RE-WtrHt-SmlStrg-HP-lte12kW-rep60G-3p50EF | Efficient water heater: 65 gallon HP Elec (EF=3.50) replaces 60 gallon Electric water heater | DEER2017 | DEER-WaterHeater-Calculator | 2020-11-24 16:30 | RE-WtrHt-SmlStrg-HP-lte12kW-rep60G-3p50EF | DEER | Standard | None | 0 | 0 | None |  | 0 |  | 0 | Res | Any | SHW | Heating | WaterHtg_eq | HP_EF |  | WtrHt-Res-Elec | Small storage Elec water heater: 60 gallon, EF = 0.89, RE = 0.98, Cap = 5.5, UA = 3.11 BTU/hr-F | Small storage HP water heater: 60 gallon replacement, 65 gallon, EF = 3.00, RE = 0.98, Cap = 4.5, UA = 4.20 BTU/hr-F | Small storage HP water heater: 60 gallon replacement, 65 gallon, EF = 3.50, RE = 0.98, Cap = 4.5, UA = 4.20 BTU/hr-F |  |  |  | Available |  | 0 | 0 | June 2017 DEER Update | ErRobNc |  | WtrHt-Res-Elec |  | None | 2017-01-01 | 2018-12-31 | NotInEA |  |  |  |  | Standard | DEER2017 update for pre-existing technology; no vintage dependency; Code/Std and Measure efficiency levels updated | 1 | 1 | 0 | Deemed Ex Ante Team |  | DEER2017 update for pre-existing technology; no vintage dependency; Code/Std and Measure efficiency levels updated |  | Updated to indicate claim/filing status
442 | RE-WtrHt-SmlStrg-HP-lte12kW-75G-2p20EF | Efficient water heater: HP_EF Elec (EF=2.20) replaces Elec water heater | DEER2015 | DEER-WaterHeater-Calculator | 2020-11-24 16:30 | RE-WtrHt-SmlStrg-HP-lte12kW-75G-2p20EF | DEER | Standard | None | 0 | 0 | None |  | 0 |  | 1 | Res | Any | SHW | Heating | WaterHtg_eq | HP_EF |  | WtrHt-Res-Elec | Small Storage 75 gallon Elec water heater, EF varies by vintage |  |  |  | Stor_EF-ElecHP-075gal-1.96EF | Stor_EF-ElecHP-075gal-2.20EF | Available |  | 0 | 0 |  | ErRobNc |  | WtrHt-Res-Elec |  | None | 2015-04-16 | 2016-12-31 | DEER |  |  |  |  | Standard |  | 1 | 1 | 0 | Deemed Ex Ante Team |  |  |  | Updated to indicate claim/filing status
442 | RE-WtrHt-SmlStrg-HP-lte12kW-rep75G-3p06EF | Efficient water heater: 80 gallon HP Elec (EF=3.06) replaces 75 gallon Electric water heater | DEER2017 | DEER-WaterHeater-Calculator | 2020-11-24 16:30 | RE-WtrHt-SmlStrg-HP-lte12kW-rep75G-3p06EF | DEER | Standard | None | 0 | 0 | None |  | 0 |  | 0 | Res | Any | SHW | Heating | WaterHtg_eq | HP_EF |  | WtrHt-Res-Elec | Small storage Elec water heater: 75 gallon, EF = 0.87, RE = 0.98, Cap = 5.5, UA = 3.76 BTU/hr-F | Small storage HP water heater: 75 gallon replacement, 80 gallon, EF = 3.00, RE = 0.98, Cap = 4.5, UA = 4.20 BTU/hr-F | Small storage HP water heater: 75 gallon replacement, 80 gallon, EF = 3.06, RE = 0.98, Cap = 4.5, UA = 4.20 BTU/hr-F |  |  |  | Available |  | 0 | 0 | June 2017 DEER Update | ErRobNc |  | WtrHt-Res-Elec |  | None | 2017-01-01 | 2018-12-31 | NotInEA |  |  |  |  | Standard | DEER2017 update for pre-existing technology; no vintage dependency; Code/Std and Measure efficiency levels updated | 1 | 1 | 0 | Deemed Ex Ante Team |  | DEER2017 update for pre-existing technology; no vintage dependency; Code/Std and Measure efficiency levels updated |  | Updated to indicate claim/filing status
443 | RE-WtrHt-SmlStrg-HP-lte12kW-75G-2p40EF | Efficient water heater: HP_EF Elec (EF=2.40) replaces Elec water heater | DEER2015 | DEER-WaterHeater-Calculator | 2020-11-24 16:30 | RE-WtrHt-SmlStrg-HP-lte12kW-75G-2p40EF | DEER | Standard | None | 0 | 0 | None |  | 0 |  | 1 | Res | Any | SHW | Heating | WaterHtg_eq | Stor_EF |  | WtrHt-Res-Elec | Small Storage 75 gallon Elec water heater, EF varies by vintage |  |  |  | Stor_EF-ElecHP-075gal-1.96EF | Stor_EF-ElecHP-075gal-2.40EF | Available |  | 0 | 0 |  | ErRobNc |  | WtrHt-Res-Elec |  | None | 2015-04-16 | 2016-12-31 | DEER |  |  |  |  | Standard |  | 1 | 1 | 0 | Deemed Ex Ante Team |  |  |  | Updated to indicate claim/filing status
443 | RE-WtrHt-SmlStrg-HP-lte12kW-rep75G-3p50EF | Efficient water heater: 80 gallon HP Elec (EF=3.50) replaces 75 gallon Electric water heater | DEER2017 | DEER-WaterHeater-Calculator | 2020-11-24 16:30 | RE-WtrHt-SmlStrg-HP-lte12kW-rep75G-3p50EF | DEER | Standard | None | 0 | 0 | None |  | 0 |  | 0 | Res | Any | SHW | Heating | WaterHtg_eq | HP_EF |  | WtrHt-Res-Elec | Small storage Elec water heater: 75 gallon, EF = 0.87, RE = 0.98, Cap = 5.5, UA = 3.76 BTU/hr-F | Small storage HP water heater: 75 gallon replacement, 80 gallon, EF = 3.00, RE = 0.98, Cap = 4.5, UA = 4.20 BTU/hr-F | Small storage HP water heater: 75 gallon replacement, 80 gallon, EF = 3.50, RE = 0.98, Cap = 4.5, UA = 4.20 BTU/hr-F |  |  |  | Available |  | 0 | 0 | June 2017 DEER Update | ErRobNc |  | WtrHt-Res-Elec |  | None | 2017-01-01 | 2018-12-31 | NotInEA |  |  |  |  | Standard | DEER2017 update for pre-existing technology; no vintage dependency; Code/Std and Measure efficiency levels updated | 1 | 1 | 0 | Deemed Ex Ante Team |  | DEER2017 update for pre-existing technology; no vintage dependency; Code/Std and Measure efficiency levels updated |  | Updated to indicate claim/filing status
444 | RG-WtrHt-SmlStrg-Gas-lte75kBtuh-30G-0p72EF | Efficient water heater: Std Gas (EF=0.72) replaces Gas water heater | DEER2017 | DEER-WaterHeater-Calculator | 2020-11-24 16:30 | RG-WtrHt-SmlStrg-Gas-lte75kBtuh-30G-0p72EF | DEER | Standard | None | 0 | 0 | None |  | 0 |  | 0 | Res | Any | SHW | Heating | WaterHtg_eq | Stor_EF |  | WtrHt-Res-Gas | Small storage Gas water heater: 30 gallon, EF = 0.59, RE = 0.758, Cap = 30, UA = 8.00 BTU/hr-F, AuxBTUh: 350 | Small storage Gas water heater: 30 gallon, EF = 0.63, RE = 0.81, Cap = 30, UA = 7.97 BTU/hr-F, AuxBTUh: 350 | Small storage Gas water heater: 30 gallon, EF = 0.72, RE = 0.83, Cap = 30, UA = 4.21 BTU/hr-F, AuxBTUh: 350 | Stor_EF-Gas-030gal-0.59EF | Stor_EF-Gas-030gal-0.630EF | Stor_EF-Gas-030gal-0.72EF | Available |  | 0 | 0 | June 2017 DEER Update | ErRobNc |  | WtrHt-Res-Gas |  | None | 2017-01-01 | 2018-12-31 | InEA_modValue |  |  |  |  | Standard | DEER2017 update for pre-existing technology; no vintage dependency | 1 | 1 | 0 | Deemed Ex Ante Team |  | DEER2017 update for pre-existing technology; no vintage dependency |  | Updated to indicate claim/filing status
445 | RG-WtrHt-SmlStrg-Gas-lte75kBtuh-40G-0p65EF | Efficient water heater: Std Gas (EF=0.65) replaces Gas water heater | DEER2017 | DEER-WaterHeater-Calculator | 2020-11-24 16:30 | RG-WtrHt-SmlStrg-Gas-lte75kBtuh-40G-0p65EF | DEER | Standard | None | 0 | 0 | None |  | 0 |  | 0 | Res | Any | SHW | Heating | WaterHtg_eq | Stor_EF |  | WtrHt-Res-Gas | Small storage Gas water heater: 40 gallon, EF = 0.60, RE = 0.758, Cap = 40, UA = 7.19 BTU/hr-F, AuxBTUh: 350 | Small storage Gas water heater: 40 gallon, EF = 0.62, RE = 0.76, Cap = 40, UA = 6.43 BTU/hr-F, AuxBTUh: 350 | Small storage Gas water heater: 40 gallon, EF = 0.65, RE = 0.76, Cap = 40, UA = 4.60 BTU/hr-F, AuxBTUh: 350 | Stor_EF-Gas-040gal-0.60EF | Stor_EF-Gas-040gal-0.615EF | Stor_EF-Gas-040gal-0.65EF | Available |  | 0 | 0 | June 2017 DEER Update | ErRobNc |  | WtrHt-Res-Gas |  | None | 2017-01-01 | 2018-12-31 | InEA_modValue |  |  |  |  | Standard | DEER2017 update for pre-existing technology; no vintage dependency | 1 | 1 | 0 | Deemed Ex Ante Team |  | DEER2017 update for pre-existing technology; no vintage dependency |  | Updated to indicate claim/filing status
446 | RG-WtrHt-SmlStrg-Gas-lte75kBtuh-30G-0p72EF | Efficient water heater: Stor_EF Gas (EF=0.72) replaces Gas water heater | DEER2015 | DEER-WaterHeater-Calculator | 2020-11-24 16:30 | RG-WtrHt-SmlStrg-Gas-lte75kBtuh-30G-0p72EF | DEER | Standard | None | 0 | 0 | None |  | 0 |  | 1 | Res | Any | SHW | Heating | WaterHtg_eq | Stor_EF |  | WtrHt-Res-Gas | Small Storage 30 gallon Gas water heater, EF varies by vintage |  |  |  | Stor_EF-Gas-030gal-0.630EF | Stor_EF-Gas-030gal-0.72EF | Available |  | 0 | 0 |  | ErRobNc | Stor_EF-Gas-030gal-0.630EF | WtrHt-Res-Gas |  | None | 2015-04-16 | 2016-12-31 | DEER |  |  |  |  | Standard |  | 1 | 1 | 0 | Deemed Ex Ante Team |  |  |  | Updated to indicate claim/filing status
447 | RG-WtrHt-SmlStrg-Gas-lte75kBtuh-40G-0p65EF | Efficient water heater: Stor_EF Gas (EF=0.65) replaces Gas water heater | DEER2015 | DEER-WaterHeater-Calculator | 2020-11-24 16:30 | RG-WtrHt-SmlStrg-Gas-lte75kBtuh-40G-0p65EF | DEER | Standard | None | 0 | 0 | None |  | 0 |  | 1 | Res | Any | SHW | Heating | WaterHtg_eq | Stor_EF | Stor_EF-Gas-040gal-0.65EF | WtrHt-Res-Gas | Small Storage 40 gallon Gas water heater, EF varies by vintage |  |  |  | Stor_EF-Gas-040gal-0.615EF | Stor_EF-Gas-040gal-0.65EF | Available |  | 0 | 0 |  | ErRobNc | Stor_EF-Gas-040gal-0.615EF | WtrHt-Res-Gas |  | None | 2015-04-16 | 2016-12-31 | DEER |  |  |  |  | Standard |  | 1 | 1 | 0 | Deemed Ex Ante Team |  |  |  | Updated to indicate claim/filing status
448 | RG-WtrHt-SmlStrg-Gas-lte75kBtuh-60G-0p78EF | Efficient water heater: Std Gas (EF=0.78) replaces Gas water heater | DEER2017 | DEER-WaterHeater-Calculator | 2020-11-24 16:30 | RG-WtrHt-SmlStrg-Gas-lte75kBtuh-60G-0p78EF | DEER | Standard | None | 0 | 0 | None |  | 0 |  | 0 | Res | Any | SHW | Heating | WaterHtg_eq | Stor_EF |  | WtrHt-Res-Gas | Small storage Gas water heater: 60 gallon, EF = 0.57, RE = 0.76, Cap = 55, UA = 8.94 BTU/hr-F, AuxBTUh: 350 | Small storage Gas water heater: 60 gallon, EF = 0.75, RE = 0.85, Cap = 40, UA = 3.42 BTU/hr-F, VentW: 50, AuxBTUh: 350 | Small storage Gas water heater: 60 gallon, EF = 0.78, RE = 0.9, Cap = 40, UA = 4.13 BTU/hr-F, VentW: 50, AuxBTUh: 350 | Stor_EF-Gas-060gal-0.57EF | Stor_EF-Gas-060gal-0.754EF | Stor_EF-Gas-060gal-0.78EF | Available |  | 0 | 0 | June 2017 DEER Update | ErRobNc |  | WtrHt-Res-Gas |  | None | 2017-01-01 | 2018-12-31 | InEA_modValue |  |  |  |  | Standard | DEER2017 update for pre-existing technology; no vintage dependency | 1 | 1 | 0 | Deemed Ex Ante Team |  | DEER2017 update for pre-existing technology; no vintage dependency |  | Updated to indicate claim/filing status
449 | RG-WtrHt-SmlStrg-Gas-lte75kBtuh-40G-0p82EF | Efficient water heater: Stor_EF Gas (EF=0.82) replaces Gas water heater | DEER2015 | DEER-WaterHeater-Calculator | 2020-11-24 16:30 | RG-WtrHt-SmlStrg-Gas-lte75kBtuh-40G-0p82EF | DEER | Standard | None | 0 | 0 | None |  | 0 |  | 1 | Res | Any | SHW | Heating | WaterHtg_eq | Stor_EF | Stor_EF-Gas-040gal-0.82EF | WtrHt-Res-Gas | Small Storage 40 gallon Gas water heater, EF varies by vintage |  |  |  | Stor_EF-Gas-040gal-0.615EF | Stor_EF-Gas-040gal-0.82EF | Available |  | 0 | 0 |  | ErRobNc | Stor_EF-Gas-040gal-0.615EF | WtrHt-Res-Gas |  | None | 2015-04-16 | 2016-12-31 | DEER |  |  |  |  | Standard |  | 1 | 1 | 0 | Deemed Ex Ante Team |  |  |  | Updated to indicate claim/filing status
449 | RG-WtrHt-SmlStrg-Gas-lte75kBtuh-60G-0p80EF | Efficient water heater: Std Gas (EF=0.80) replaces Gas water heater | DEER2017 | DEER-WaterHeater-Calculator | 2020-11-24 16:30 | RG-WtrHt-SmlStrg-Gas-lte75kBtuh-60G-0p80EF | DEER | Standard | None | 0 | 0 | None |  | 0 |  | 0 | Res | Any | SHW | Heating | WaterHtg_eq | Stor_EF |  | WtrHt-Res-Gas | Small storage Gas water heater: 60 gallon, EF = 0.57, RE = 0.76, Cap = 55, UA = 8.94 BTU/hr-F, AuxBTUh: 350 | Small storage Gas water heater: 60 gallon, EF = 0.75, RE = 0.85, Cap = 40, UA = 3.42 BTU/hr-F, VentW: 50, AuxBTUh: 350 | Small storage Gas water heater: 60 gallon, EF = 0.80, RE = 0.92, Cap = 40, UA = 4.02 BTU/hr-F, VentW: 50, AuxBTUh: 350 | Stor_EF-Gas-060gal-0.57EF | Stor_EF-Gas-060gal-0.754EF | Stor_EF-Gas-060gal-0.80EF | Available |  | 0 | 0 | June 2017 DEER Update | ErRobNc |  | WtrHt-Res-Gas |  | None | 2017-01-01 | 2018-12-31 | InEA_modValue |  |  |  |  | Standard | DEER2017 update for pre-existing technology; no vintage dependency | 1 | 1 | 0 | Deemed Ex Ante Team |  | DEER2017 update for pre-existing technology; no vintage dependency |  | Updated to indicate claim/filing status
450 | RG-WtrHt-SmlStrg-Gas-lte75kBtuh-60G-0p82EF | Efficient water heater: Std Gas (EF=0.82) replaces Gas water heater | DEER2017 | DEER-WaterHeater-Calculator | 2020-11-24 16:30 | RG-WtrHt-SmlStrg-Gas-lte75kBtuh-60G-0p82EF | DEER | Standard | None | 0 | 0 | None |  | 0 |  | 0 | Res | Any | SHW | Heating | WaterHtg_eq | Stor_EF |  | WtrHt-Res-Gas | Small storage Gas water heater: 60 gallon, EF = 0.57, RE = 0.76, Cap = 55, UA = 8.94 BTU/hr-F, AuxBTUh: 350 | Small storage Gas water heater: 60 gallon, EF = 0.75, RE = 0.85, Cap = 40, UA = 3.42 BTU/hr-F, VentW: 50, AuxBTUh: 350 | Small storage Gas water heater: 60 gallon, EF = 0.82, RE = 0.92, Cap = 40, UA = 3.26 BTU/hr-F, VentW: 50, AuxBTUh: 350 | Stor_EF-Gas-060gal-0.57EF | Stor_EF-Gas-060gal-0.754EF | Stor_EF-Gas-060gal-0.82EF | Available |  | 0 | 0 | June 2017 DEER Update | ErRobNc |  | WtrHt-Res-Gas |  | None | 2017-01-01 | 2018-12-31 | InEA_modValue |  |  |  |  | Standard | DEER2017 update for pre-existing technology; no vintage dependency | 1 | 1 | 0 | Deemed Ex Ante Team |  | DEER2017 update for pre-existing technology; no vintage dependency |  | Updated to indicate claim/filing status
451 | RG-WtrHt-SmlStrg-Gas-lte75kBtuh-75G-0p78EF | Efficient water heater: Std Gas (EF=0.78) replaces Gas water heater | DEER2017 | DEER-WaterHeater-Calculator | 2020-11-24 16:30 | RG-WtrHt-SmlStrg-Gas-lte75kBtuh-75G-0p78EF | DEER | Standard | None | 0 | 0 | None |  | 0 |  | 0 | Res | Any | SHW | Heating | WaterHtg_eq | Stor_EF |  | WtrHt-Res-Gas | Small storage Gas water heater: 75 gallon, EF = 0.52, RE = 0.76, Cap = 70, UA = 12.28 BTU/hr-F, AuxBTUh: 350 | Small storage Gas water heater: 75 gallon, EF = 0.74, RE = 0.88, Cap = 70, UA = 4.84 BTU/hr-F, VentW: 50, AuxBTUh: 350 | Small storage Gas water heater: 75 gallon, EF = 0.78, RE = 0.9, Cap = 70, UA = 4.03 BTU/hr-F, VentW: 50, AuxBTUh: 350 | Stor_EF-Gas-075gal-0.52EF | Stor_EF-Gas-075gal-0.743EF | Stor_EF-Gas-075gal-0.78EF | Available |  | 0 | 0 | June 2017 DEER Update | ErRobNc |  | WtrHt-Res-Gas |  | None | 2017-01-01 | 2018-12-31 | InEA_modValue |  |  |  |  | Standard | DEER2017 update for pre-existing technology; no vintage dependency | 1 | 1 | 0 | Deemed Ex Ante Team |  | DEER2017 update for pre-existing technology; no vintage dependency |  | Updated to indicate claim/filing status
452 | RG-WtrHt-SmlStrg-Gas-lte75kBtuh-50G-0p82EF | Efficient water heater: Stor_EF Gas (EF=0.82) replaces Gas water heater | DEER2015 | DEER-WaterHeater-Calculator | 2020-11-24 16:30 | RG-WtrHt-SmlStrg-Gas-lte75kBtuh-50G-0p82EF | DEER | Standard | None | 0 | 0 | None |  | 0 |  | 1 | Res | Any | SHW | Heating | WaterHtg_eq | Stor_EF |  | WtrHt-Res-Gas | Small Storage 50 gallon Gas water heater, EF varies by vintage |  |  |  | Stor_EF-Gas-050gal-0.600EF | Stor_EF-Gas-050gal-0.82EF | Available |  | 0 | 0 |  | ErRobNc | Stor_EF-Gas-050gal-0.600EF | WtrHt-Res-Gas |  | None | 2015-04-16 | 2016-12-31 | DEER |  |  |  |  | Standard |  | 1 | 1 | 0 | Deemed Ex Ante Team |  |  |  | Updated to indicate claim/filing status
452 | RG-WtrHt-SmlStrg-Gas-lte75kBtuh-75G-0p80EF | Efficient water heater: Std Gas (EF=0.80) replaces Gas water heater | DEER2017 | DEER-WaterHeater-Calculator | 2020-11-24 16:30 | RG-WtrHt-SmlStrg-Gas-lte75kBtuh-75G-0p80EF | DEER | Standard | None | 0 | 0 | None |  | 0 |  | 0 | Res | Any | SHW | Heating | WaterHtg_eq | Stor_EF |  | WtrHt-Res-Gas | Small storage Gas water heater: 75 gallon, EF = 0.52, RE = 0.76, Cap = 70, UA = 12.28 BTU/hr-F, AuxBTUh: 350 | Small storage Gas water heater: 75 gallon, EF = 0.74, RE = 0.88, Cap = 70, UA = 4.84 BTU/hr-F, VentW: 50, AuxBTUh: 350 | Small storage Gas water heater: 75 gallon, EF = 0.80, RE = 0.92, Cap = 70, UA = 3.92 BTU/hr-F, VentW: 50, AuxBTUh: 350 | Stor_EF-Gas-075gal-0.52EF | Stor_EF-Gas-075gal-0.743EF | Stor_EF-Gas-075gal-0.80EF | Available |  | 0 | 0 | June 2017 DEER Update | ErRobNc |  | WtrHt-Res-Gas |  | None | 2017-01-01 | 2018-12-31 | InEA_modValue |  |  |  |  | Standard | DEER2017 update for pre-existing technology; no vintage dependency | 1 | 1 | 0 | Deemed Ex Ante Team |  | DEER2017 update for pre-existing technology; no vintage dependency |  | Updated to indicate claim/filing status
453 | RG-WtrHt-SmlStrg-Gas-lte75kBtuh-60G-0p78EF | Efficient water heater: Stor_EF Gas (EF=0.78) replaces Gas water heater | DEER2015 | DEER-WaterHeater-Calculator | 2020-11-24 16:30 | RG-WtrHt-SmlStrg-Gas-lte75kBtuh-60G-0p78EF | DEER | Standard | None | 0 | 0 | None |  | 0 |  | 1 | Res | Any | SHW | Heating | WaterHtg_eq | Stor_EF |  | WtrHt-Res-Gas | Small Storage 60 gallon Gas water heater, EF varies by vintage |  |  |  | Stor_EF-Gas-060gal-0.754EF | Stor_EF-Gas-060gal-0.78EF | Available |  | 0 | 0 |  | ErRobNc |  | WtrHt-Res-Gas |  | None | 2015-04-16 | 2016-12-31 | DEER |  |  |  |  | Standard |  | 1 | 1 | 0 | Deemed Ex Ante Team |  |  |  | Updated to indicate claim/filing status
453 | RG-WtrHt-SmlStrg-Gas-lte75kBtuh-75G-0p82EF | Efficient water heater: Std Gas (EF=0.82) replaces Gas water heater | DEER2017 | DEER-WaterHeater-Calculator | 2020-11-24 16:30 | RG-WtrHt-SmlStrg-Gas-lte75kBtuh-75G-0p82EF | DEER | Standard | None | 0 | 0 | None |  | 0 |  | 0 | Res | Any | SHW | Heating | WaterHtg_eq | Stor_EF |  | WtrHt-Res-Gas | Small storage Gas water heater: 75 gallon, EF = 0.52, RE = 0.76, Cap = 70, UA = 12.28 BTU/hr-F, AuxBTUh: 350 | Small storage Gas water heater: 75 gallon, EF = 0.74, RE = 0.88, Cap = 70, UA = 4.84 BTU/hr-F, VentW: 50, AuxBTUh: 350 | Small storage Gas water heater: 75 gallon, EF = 0.82, RE = 0.94, Cap = 70, UA = 3.83 BTU/hr-F, VentW: 50, AuxBTUh: 350 | Stor_EF-Gas-075gal-0.52EF | Stor_EF-Gas-075gal-0.743EF | Stor_EF-Gas-075gal-0.82EF | Available |  | 0 | 0 | June 2017 DEER Update | ErRobNc |  | WtrHt-Res-Gas |  | None | 2017-01-01 | 2018-12-31 | InEA_modValue |  |  |  |  | Standard | DEER2017 update for pre-existing technology; no vintage dependency | 1 | 1 | 0 | Deemed Ex Ante Team |  | DEER2017 update for pre-existing technology; no vintage dependency |  | Updated to indicate claim/filing status
454 | RG-WtrHt-SmlInst-Gas-150kBtuh-lt2G-0p82EF | Efficient water heater: Inst Gas (EF=0.82) replaces Gas water heater | DEER2017 | DEER-WaterHeater-Calculator | 2020-11-24 16:30 | RG-WtrHt-SmlInst-Gas-150kBtuh-lt2G-0p82EF | DEER | Standard | None | 0 | 0 | None |  | 0 |  | 0 | Res | Any | SHW | Heating | WaterHtg_eq | Instant_EF |  | WtrHt-Instant-Res | Small storage Gas water heater: 75 gallon, EF = 0.52, RE = 0.76, Cap = 70, UA = 12.28 BTU/hr-F, AuxBTUh: 350 | Small storage Gas water heater: 75 gallon, EF = 0.74, RE = 0.88, Cap = 70, UA = 4.84 BTU/hr-F, VentW: 50, AuxBTUh: 350 | Small storage Inst water heater: 75 gallon, EF = 0.82, RE = 0.82, Cap = 150, UA = 0.00 BTU/hr-F, AuxBTUh: 350 | Stor_EF-Gas-075gal-0.52EF | Stor_EF-Gas-075gal-0.743EF | Inst_EF-Gas-150kBtuh-0p82EF | Available |  | 0 | 0 | June 2017 DEER Update | ErRobNc |  | WtrHt-Instant-Res |  | None | 2017-01-01 | 2018-12-31 | InEA_modValue |  |  |  |  | Standard | DEER2017 update for pre-existing technology; no vintage dependency | 1 | 1 | 0 | Deemed Ex Ante Team |  | DEER2017 update for pre-existing technology; no vintage dependency |  | Updated to indicate claim/filing status
454 | RG-WtrHt-SmlStrg-Gas-lte75kBtuh-60G-0p80EF | Efficient water heater: Stor_EF Gas (EF=0.80) replaces Gas water heater | DEER2015 | DEER-WaterHeater-Calculator | 2020-11-24 16:30 | RG-WtrHt-SmlStrg-Gas-lte75kBtuh-60G-0p80EF | DEER | Standard | None | 0 | 0 | None |  | 0 |  | 1 | Res | Any | SHW | Heating | WaterHtg_eq | Stor_EF |  | WtrHt-Res-Gas | Small Storage 60 gallon Gas water heater, EF varies by vintage |  |  |  | Stor_EF-Gas-060gal-0.754EF | Stor_EF-Gas-060gal-0.80EF | Available |  | 0 | 0 |  | ErRobNc |  | WtrHt-Res-Gas |  | None | 2015-04-16 | 2016-12-31 | DEER |  |  |  |  | Standard |  | 1 | 1 | 0 | Deemed Ex Ante Team |  |  |  | Updated to indicate claim/filing status
455 | RG-WtrHt-SmlInst-Gas-150kBtuh-lt2G-0p92EF | Efficient water heater: Inst Gas (EF=0.92) replaces Gas water heater | DEER2017 | DEER-WaterHeater-Calculator | 2020-11-24 16:30 | RG-WtrHt-SmlInst-Gas-150kBtuh-lt2G-0p92EF | DEER | Standard | None | 0 | 0 | None |  | 0 |  | 0 | Res | Any | SHW | Heating | WaterHtg_eq | Instant_EF |  | WtrHt-Instant-Res | Small storage Gas water heater: 75 gallon, EF = 0.52, RE = 0.76, Cap = 70, UA = 12.28 BTU/hr-F, AuxBTUh: 350 | Small storage Gas water heater: 75 gallon, EF = 0.74, RE = 0.88, Cap = 70, UA = 4.84 BTU/hr-F, VentW: 50, AuxBTUh: 350 | Small storage Inst water heater: 75 gallon, EF = 0.92, RE = 0.92, Cap = 150, UA = 0.00 BTU/hr-F, VentW: 50, AuxBTUh: 350 | Stor_EF-Gas-075gal-0.52EF | Stor_EF-Gas-075gal-0.743EF | Inst_EF-Gas-150kBtuh-0p92EF | Available |  | 0 | 0 | June 2017 DEER Update | ErRobNc |  | WtrHt-Instant-Res |  | None | 2017-01-01 | 2018-12-31 | InEA_modValue |  |  |  |  | Standard | DEER2017 update for pre-existing technology; no vintage dependency | 1 | 1 | 0 | Deemed Ex Ante Team |  | DEER2017 update for pre-existing technology; no vintage dependency |  | Updated to indicate claim/filing status
455 | RG-WtrHt-SmlStrg-Gas-lte75kBtuh-60G-0p82EF | Efficient water heater: Stor_EF Gas (EF=0.82) replaces Gas water heater | DEER2015 | DEER-WaterHeater-Calculator | 2020-11-24 16:30 | RG-WtrHt-SmlStrg-Gas-lte75kBtuh-60G-0p82EF | DEER | Standard | None | 0 | 0 | None |  | 0 |  | 1 | Res | Any | SHW | Heating | WaterHtg_eq | Stor_EF |  | WtrHt-Res-Gas | Small Storage 60 gallon Gas water heater, EF varies by vintage |  |  |  | Stor_EF-Gas-060gal-0.754EF | Stor_EF-Gas-060gal-0.82EF | Available |  | 0 | 0 |  | ErRobNc |  | WtrHt-Res-Gas |  | None | 2015-04-16 | 2016-12-31 | DEER |  |  |  |  | Standard |  | 1 | 1 | 0 | Deemed Ex Ante Team |  |  |  | Updated to indicate claim/filing status
456 | RG-WtrHt-SmlStrg-Gas-lte75kBtuh-75G-0p78EF | Efficient water heater: Stor_EF Gas (EF=0.78) replaces Gas water heater | DEER2015 | DEER-WaterHeater-Calculator | 2020-11-24 16:30 | RG-WtrHt-SmlStrg-Gas-lte75kBtuh-75G-0p78EF | DEER | Standard | None | 0 | 0 | None |  | 0 |  | 1 | Res | Any | SHW | Heating | WaterHtg_eq | Stor_EF |  | WtrHt-Res-Gas | Small Storage 75 gallon Gas water heater, EF varies by vintage |  |  |  | Stor_EF-Gas-075gal-0.743EF | Stor_EF-Gas-075gal-0.78EF | Available |  | 0 | 0 |  | ErRobNc |  | WtrHt-Res-Gas |  | None | 2015-04-16 | 2016-12-31 | DEER |  |  |  |  | Standard |  | 1 | 1 | 0 | Deemed Ex Ante Team |  |  |  | Updated to indicate claim/filing status
457 | RG-WtrHt-SmlStrg-Gas-lte75kBtuh-75G-0p80EF | Efficient water heater: Stor_EF Gas (EF=0.80) replaces Gas water heater | DEER2015 | DEER-WaterHeater-Calculator | 2020-11-24 16:30 | RG-WtrHt-SmlStrg-Gas-lte75kBtuh-75G-0p80EF | DEER | Standard | None | 0 | 0 | None |  | 0 |  | 1 | Res | Any | SHW | Heating | WaterHtg_eq | Stor_EF |  | WtrHt-Res-Gas | Small Storage 75 gallon Gas water heater, EF varies by vintage |  |  |  | Stor_EF-Gas-075gal-0.743EF | Stor_EF-Gas-075gal-0.80EF | Available |  | 0 | 0 |  | ErRobNc |  | WtrHt-Res-Gas |  | None | 2015-04-16 | 2016-12-31 | DEER |  |  |  |  | Standard |  | 1 | 1 | 0 | Deemed Ex Ante Team |  |  |  | Updated to indicate claim/filing status
458 | RG-WtrHt-SmlStrg-Gas-lte75kBtuh-75G-0p82EF | Efficient water heater: Stor_EF Gas (EF=0.82) replaces Gas water heater | DEER2015 | DEER-WaterHeater-Calculator | 2020-11-24 16:30 | RG-WtrHt-SmlStrg-Gas-lte75kBtuh-75G-0p82EF | DEER | Standard | None | 0 | 0 | None |  | 0 |  | 1 | Res | Any | SHW | Heating | WaterHtg_eq | Stor_EF |  | WtrHt-Res-Gas | Small Storage 75 gallon Gas water heater, EF varies by vintage |  |  |  | Stor_EF-Gas-075gal-0.743EF | Stor_EF-Gas-075gal-0.82EF | Available |  | 0 | 0 |  | ErRobNc |  | WtrHt-Res-Gas |  | None | 2015-04-16 | 2016-12-31 | DEER |  |  |  |  | Standard |  | 1 | 1 | 0 | Deemed Ex Ante Team |  |  |  | Updated to indicate claim/filing status
459 | RG-WtrHt-SmlInst-Gas-150kBtuh-lt2G-0p82EF | Efficient water heater: Instant_EF Gas (EF=0.82) replaces Gas water heater | DEER2015 | DEER-WaterHeater-Calculator | 2020-11-24 16:30 | RG-WtrHt-SmlInst-Gas-150kBtuh-lt2G-0p82EF | DEER | Standard | None | 0 | 0 | None |  | 0 |  | 1 | Res | Any | SHW | Heating | WaterHtg_eq | Instant_EF | Inst_EF-Gas-150kBtuh-0p82EF | WtrHt-Instant-Res | Small Storage 75 gallon Gas water heater, EF varies by vintage |  |  |  | Stor_EF-Gas-075gal-0.743EF | Inst_EF-Gas-150kBtuh-0p82EF | Available |  | 0 | 0 |  | ErRobNc |  | WtrHt-Instan-Res |  | None | 2015-04-16 | 2016-12-31 | DEER |  |  |  |  | Standard |  | 1 | 1 | 0 | Deemed Ex Ante Team |  |  |  | Updated to indicate claim/filing status
460 | RG-WtrHt-SmlInst-Gas-150kBtuh-lt2G-0p92EF | Efficient water heater: Instant_EF Gas (EF=0.92) replaces Gas water heater | DEER2015 | DEER-WaterHeater-Calculator | 2020-11-24 16:30 | RG-WtrHt-SmlInst-Gas-150kBtuh-lt2G-0p92EF | DEER | Standard | None | 0 | 0 | None |  | 0 |  | 1 | Res | Any | SHW | Heating | WaterHtg_eq | Instant_EF | Inst_EF-Gas-150kBtuh-0p92EF | WtrHt-Instant-Res | Small Storage 75 gallon Gas water heater, EF varies by vintage |  |  |  | Stor_EF-Gas-075gal-0.743EF | Inst_EF-Gas-150kBtuh-0p92EF | Available |  | 0 | 0 |  | ErRobNc |  | WtrHt-Instan-Res |  | None | 2015-04-16 | 2016-12-31 | DEER |  |  |  |  | Standard |  | 1 | 1 | 0 | Deemed Ex Ante Team |  |  |  | Updated to indicate claim/filing status
461 | RG-WtrHt-SmlInst-Gas-150kBtuh-lt2G-0p82EF-40g | Efficient water heater: Inst Gas (EF=0.82) replaces Gas water heater | DEER2015 | DEER-WaterHeater-Calculator | 2020-11-24 16:30 | RG-WtrHt-SmlInst-Gas-150kBtuh-lt2G-0p82EF-40g | DEER | Standard | None | 0 | 0 | None |  | 0 |  | 1 | Res | Any | SHW | Heating | WaterHtg_eq | Instant_EF | Inst_EF-Gas-150kBtuh-0p82EF | WtrHt-Instant-Res | Small Storage 40 gallon Gas water heater, EF varies by vintage |  |  |  | Stor_EF-Gas-040gal-0.615EF | Inst_EF-Gas-150kBtuh-0p82EF | Available |  | 0 | 0 |  | ErRobNc | Stor_EF-Gas-040gal-0.615EF | WtrHt-Com |  | None | 2015-04-16 | 2018-12-31 | DEER |  |  |  |  | Standard |  | 1 | 1 | 0 | Deemed Ex Ante Team |  |  |  | Updated to indicate claim/filing status
462 | RG-WtrHt-SmlInst-Gas-150kBtuh-lt2G-0p92EF-40g | Efficient water heater: Inst Gas (EF=0.92) replaces Gas water heater | DEER2015 | DEER-WaterHeater-Calculator | 2020-11-24 16:30 | RG-WtrHt-SmlInst-Gas-150kBtuh-lt2G-0p92EF-40g | DEER | Standard | None | 0 | 0 | None |  | 0 |  | 1 | Res | Any | SHW | Heating | WaterHtg_eq | Instant_EF | Inst_EF-Gas-150kBtuh-0p92EF | WtrHt-Instant-Res | Small Storage 40 gallon Gas water heater, EF varies by vintage |  |  |  | Stor_EF-Gas-040gal-0.615EF | Inst_EF-Gas-150kBtuh-0p92EF | Available |  | 0 | 0 |  | ErRobNc | Stor_EF-Gas-040gal-0.615EF | WtrHt-Com |  | None | 2015-04-16 | 2018-12-31 | DEER |  |  |  |  | Standard |  | 1 | 1 | 0 | Deemed Ex Ante Team |  |  |  | Updated to indicate claim/filing status
464 | NG-WtrHt-SmlInst-Gas-150kBtuh-lt2G-0p82EF-40g | Efficient water heater: Inst Gas (EF=0.82) replaces Gas water heater | DEER2015 | DEER-WaterHeater-Calculator | 2020-11-24 16:30 | NG-WtrHt-SmlInst-Gas-150kBtuh-lt2G-0p82EF-40g | DEER | Standard | None | 0 | 0 | None |  | 0 |  | 1 | Com | Any | SHW | Heating | WaterHtg_eq | Instant_EF |  | WtrHt-Instant-Com | Small Storage 40 gallon Gas water heater, EF varies by vintage |  |  |  | Stor_EF-Gas-040gal-0.615EF | Inst_EF-Gas-150kBtuh-0p82EF | Available | added per DEER Measure Addition Request from SCG | 0 | 0 |  | ErRobNc |  | WtrHt-Com |  | None | 2015-04-16 | 2020-12-31 | DEER |  |  |  |  | Standard | Previously expired 2018-12-31; extended by CPUC 2020-04-14. | 1 | 1 | 0 | Deemed Ex Ante Team |  | Previously expired 2018-12-31; extended by CPUC 2020-04-14. |  | Updated to indicate claim/filing status
465 | NG-WtrHt-SmlInst-Gas-150kBtuh-lt2G-0p92EF-40g | Efficient water heater: Inst Gas (EF=0.92) replaces Gas water heater | DEER2015 | DEER-WaterHeater-Calculator | 2020-11-24 16:30 | NG-WtrHt-SmlInst-Gas-150kBtuh-lt2G-0p92EF-40g | DEER | Standard | None | 0 | 0 | None |  | 0 |  | 1 | Com | Any | SHW | Heating | WaterHtg_eq | Instant_EF |  | WtrHt-Instant-Com | Small Storage 40 gallon Gas water heater, EF varies by vintage |  |  |  | Stor_EF-Gas-040gal-0.615EF | Inst_EF-Gas-150kBtuh-0p92EF | Available | added per DEER Measure Addition Request from SCG | 0 | 0 |  | ErRobNc |  | WtrHt-Com |  | None | 2015-04-16 | 2020-12-31 | DEER |  |  |  |  | Standard | Previously expired 2018-12-31; extended by CPUC 2020-04-14. | 1 | 1 | 0 | Deemed Ex Ante Team |  | Previously expired 2018-12-31; extended by CPUC 2020-04-14. |  | Updated to indicate claim/filing status
467 | NG-WtrHt-SmlInst-Gas-150kBtuh-lt2G-0p84EF-82EF | Efficient water heater: Inst Gas (EF=0.84) replaces Gas water heater | DEER2015 | DEER-WaterHeater-Calculator | 2020-11-24 16:30 | NG-WtrHt-SmlInst-Gas-150kBtuh-lt2G-0p84EF-82EF | DEER | Standard | None | 0 | 0 | None |  | 0 |  | 1 | Com | Any | SHW | Heating | WaterHtg_eq | Instant_EF |  | WtrHt-Instant-Com |  |  |  | Inst_EF-Gas-150kBtuh-0p82EF | Inst_EF-Gas-150kBtuh-0p82EF | Inst_EF-Gas-150kBtuh-0p84EF | Available | added per DEER Measure Addition Request from SCG. Measure technology replaces a lower-EF instantaneous water heater. Both the Pre-Exisitng and Code/Standard technologies are set to the lower EF technology. | 0 | 0 |  | ErRobNc |  | WtrHt-Instant-Com |  | None | 2015-04-16 | 2018-12-31 | DEER |  |  |  |  | Standard |  | 1 | 1 | 0 | Deemed Ex Ante Team |  |  |  | Updated to indicate claim/filing status
468 | NG-WtrHt-SmlInst-Gas-150kBtuh-lt2G-0p92EF-82EF | Efficient water heater: Inst Gas (EF=0.92) replaces Gas water heater | DEER2015 | DEER-WaterHeater-Calculator | 2020-11-24 16:30 | NG-WtrHt-SmlInst-Gas-150kBtuh-lt2G-0p92EF-82EF | DEER | Standard | None | 0 | 0 | None |  | 0 |  | 1 | Com | Any | SHW | Heating | WaterHtg_eq | Instant_EF |  | WtrHt-Instant-Com |  |  |  | Inst_EF-Gas-150kBtuh-0p82EF | Inst_EF-Gas-150kBtuh-0p82EF | Inst_EF-Gas-150kBtuh-0p92EF | Available | added per DEER Measure Addition Request from SCG. Measure technology replaces a lower-EF instantaneous water heater. Both the Pre-Exisitng and Code/Standard technologies are set to the lower EF technology. | 0 | 0 |  | ErRobNc |  | WtrHt-Instant-Com |  | None | 2015-04-16 | 2018-12-31 | DEER |  |  |  |  | Standard |  | 1 | 1 | 0 | Deemed Ex Ante Team |  |  |  | Updated to indicate claim/filing status
501 | Furnace-Pkg-AFUE90 | Efficient Packaged Gas Furnace (Weatherized) - AFUE 90 | DEER2015 | D15 v1 | 2020-11-24 16:30 | Com-Furnace-dHIR | DEER | Scaled | Delta | 0.065168 | 0.08856 | None |  | 0 |  | 0 | Com | Any | HVAC | SpaceHeat | SpaceHtg_eq | GasFurnace |  | HVAC-Frnc | Packaged Furnace (Weatherized) 78 AFUE, HIR = 1.24067 | Packaged Furnace (Weatherized) 81 AFUE; HIR = 1.21728 | Packaged Furnace (Weatherized) 90 AFUE, HIR = 1.15211 |  |  |  | Available | based on D03-065 | 0 | 0 |  | ErRobNc |  | HVAC-Frnc |  | DEER2014 | 2015-01-01 | 2019-12-31 | DEER |  |  |  |  | Standard | Measure expired due to DEER2020 update | 1 | 1 | 0 | Deemed Ex Ante Team |  | Measure expired due to DEER2020 update |  | Updated to indicate claim/filing status
502 | Furnace-Pkg-AFUE91 | Efficient Packaged Gas Furnace (Weatherized) - AFUE 91 | DEER2015 | D15 v1 | 2020-11-24 16:30 | Com-Furnace-dHIR | DEER | Scaled | Delta | 0.07198 | 0.095372 | None |  | 0 |  | 0 | Com | Any | HVAC | SpaceHeat | SpaceHtg_eq | GasFurnace |  | HVAC-Frnc | Packaged Furnace (Weatherized) 78 AFUE, HIR = 1.24067 | Packaged Furnace (Weatherized) 81 AFUE; HIR = 1.21728 | Packaged Furnace (Weatherized) 91 AFUE, HIR = 1.14530 |  |  |  | Available | based on D03-065 | 0 | 0 |  | ErRobNc |  | HVAC-Frnc |  | DEER2014 | 2015-01-01 | 2019-12-31 | DEER |  |  |  |  | Standard | Measure expired due to DEER2020 update | 1 | 1 | 0 | Deemed Ex Ante Team |  | Measure expired due to DEER2020 update |  | Updated to indicate claim/filing status
503 | Furnace-Pkg-AFUE92 | Efficient Packaged Gas Furnace (Weatherized) - AFUE 92 | DEER2015 | D15 v1 | 2020-11-24 16:30 | Com-Furnace-dHIR | DEER | Scaled | Delta | 0.078713 | 0.1021 | None |  | 0 |  | 0 | Com | Any | HVAC | SpaceHeat | SpaceHtg_eq | GasFurnace |  | HVAC-Frnc | Packaged Furnace (Weatherized) 78 AFUE, HIR = 1.24067 | Packaged Furnace (Weatherized) 81 AFUE; HIR = 1.21728 | Packaged Furnace (Weatherized) 92 AFUE, HIR = 1.13857 |  |  |  | Available | based on D03-065 | 0 | 0 |  | ErRobNc |  | HVAC-Frnc |  | DEER2014 | 2015-01-01 | 2019-12-31 | DEER |  |  |  |  | Standard | Measure expired due to DEER2020 update | 1 | 1 | 0 | Deemed Ex Ante Team |  | Measure expired due to DEER2020 update |  | Updated to indicate claim/filing status
504 | Furnace-Pkg-AFUE93 | Efficient Packaged Gas Furnace (Weatherized) - AFUE 93 | DEER2015 | D15 v1 | 2020-11-24 16:30 | Com-Furnace-dHIR | DEER | Scaled | Delta | 0.085367 | 0.10876 | None |  | 0 |  | 0 | Com | Any | HVAC | SpaceHeat | SpaceHtg_eq | GasFurnace |  | HVAC-Frnc | Packaged Furnace (Weatherized) 78 AFUE, HIR = 1.24067 | Packaged Furnace (Weatherized) 81 AFUE; HIR = 1.21728 | Packaged Furnace (Weatherized) 93 AFUE, HIR = 1.13191 |  |  |  | Available | based on D03-065 | 0 | 0 |  | ErRobNc |  | HVAC-Frnc |  | DEER2014 | 2015-01-01 | 2019-12-31 | DEER |  |  |  |  | Standard | Measure expired due to DEER2020 update | 1 | 1 | 0 | Deemed Ex Ante Team |  | Measure expired due to DEER2020 update |  | Updated to indicate claim/filing status
505 | Furnace-Pkg-AFUE94 | Efficient Packaged Gas Furnace (Weatherized) - AFUE 94 | DEER2015 | D15 v1 | 2020-11-24 16:30 | Com-Furnace-dHIR | DEER | Scaled | Delta | 0.091943 | 0.11534 | None |  | 0 |  | 0 | Com | Any | HVAC | SpaceHeat | SpaceHtg_eq | GasFurnace |  | HVAC-Frnc | Packaged Furnace (Weatherized) 78 AFUE, HIR = 1.24067 | Packaged Furnace (Weatherized) 81 AFUE; HIR = 1.21728 | Packaged Furnace (Weatherized) 94 AFUE, HIR = 1.12534 |  |  |  | Available | based on D03-065 | 0 | 0 |  | ErRobNc |  | HVAC-Frnc |  | DEER2014 | 2015-01-01 | 2019-12-31 | DEER |  |  |  |  | Standard | Measure expired due to DEER2020 update | 1 | 1 | 0 | Deemed Ex Ante Team |  | Measure expired due to DEER2020 update |  | Updated to indicate claim/filing status
506 | Furnace-Pkg-AFUE95 | Efficient Packaged Gas Furnace (Weatherized) - AFUE 95 | DEER2015 | D15 v1 | 2020-11-24 16:30 | Com-Furnace-dHIR | DEER | Scaled | Delta | 0.098444 | 0.12184 | None |  | 0 |  | 0 | Com | Any | HVAC | SpaceHeat | SpaceHtg_eq | GasFurnace |  | HVAC-Frnc | Packaged Furnace (Weatherized) 78 AFUE, HIR = 1.24067 | Packaged Furnace (Weatherized) 81 AFUE; HIR = 1.21728 | Packaged Furnace (Weatherized) 95 AFUE, HIR = 1.11884 |  |  |  | Available | based on D03-065 | 0 | 0 |  | ErRobNc |  | HVAC-Frnc |  | DEER2014 | 2015-01-01 | 2019-12-31 | DEER |  |  |  |  | Standard | Measure expired due to DEER2020 update | 1 | 1 | 0 | Deemed Ex Ante Team |  | Measure expired due to DEER2020 update |  | Updated to indicate claim/filing status
507 | Furnace-Pkg-AFUE96 | Efficient Packaged Gas Furnace (Weatherized) - AFUE 96 | DEER2015 | D15 v1 | 2020-11-24 16:30 | Com-Furnace-dHIR | DEER | Scaled | Delta | 0.10487 | 0.12826 | None |  | 0 |  | 0 | Com | Any | HVAC | SpaceHeat | SpaceHtg_eq | GasFurnace |  | HVAC-Frnc | Packaged Furnace (Weatherized) 78 AFUE, HIR = 1.24067 | Packaged Furnace (Weatherized) 81 AFUE; HIR = 1.21728 | Packaged Furnace (Weatherized) 96 AFUE, HIR = 1.11241 |  |  |  | Available | based on D03-065 | 0 | 0 |  | ErRobNc |  | HVAC-Frnc |  | DEER2014 | 2015-01-01 | 2019-12-31 | DEER |  |  |  |  | Standard | Measure expired due to DEER2020 update | 1 | 1 | 0 | Deemed Ex Ante Team |  | Measure expired due to DEER2020 update |  | Updated to indicate claim/filing status
508 | Furnace-Pkg-AFUE97 | Efficient Packaged Gas Furnace (Weatherized) - AFUE 97 | DEER2015 | D15 v1 | 2020-11-24 16:30 | Com-Furnace-dHIR | DEER | Scaled | Delta | 0.11122 | 0.13461 | None |  | 0 |  | 0 | Com | Any | HVAC | SpaceHeat | SpaceHtg_eq | GasFurnace |  | HVAC-Frnc | Packaged Furnace (Weatherized) 78 AFUE, HIR = 1.24067 | Packaged Furnace (Weatherized) 81 AFUE; HIR = 1.21728 | Packaged Furnace (Weatherized) 97 AFUE, HIR = 1.10606 |  |  |  | Available | based on D03-065 | 0 | 0 |  | ErRobNc |  | HVAC-Frnc |  | DEER2014 | 2015-01-01 | 2019-12-31 | DEER |  |  |  |  | Standard | Measure expired due to DEER2020 update | 1 | 1 | 0 | Deemed Ex Ante Team |  | Measure expired due to DEER2020 update |  | Updated to indicate claim/filing status
509 | Furnace-Pkg-AFUE98 | Efficient Packaged Gas Furnace (Weatherized) - AFUE 98 | DEER2015 | D15 v1 | 2020-11-24 16:30 | Com-Furnace-dHIR | DEER | Scaled | Delta | 0.1175 | 0.14089 | None |  | 0 |  | 0 | Com | Any | HVAC | SpaceHeat | SpaceHtg_eq | GasFurnace |  | HVAC-Frnc | Packaged Furnace (Weatherized) 78 AFUE, HIR = 1.24067 | Packaged Furnace (Weatherized) 81 AFUE; HIR = 1.21728 | Packaged Furnace (Weatherized) 98 AFUE, HIR = 1.09978 |  |  |  | Available | based on D03-065 | 0 | 0 |  | ErRobNc |  | HVAC-Frnc |  | DEER2014 | 2015-01-01 | 2019-12-31 | DEER |  |  |  |  | Standard | Measure expired due to DEER2020 update | 1 | 1 | 0 | Deemed Ex Ante Team |  | Measure expired due to DEER2020 update |  | Updated to indicate claim/filing status
601 | RE-RefgFrz-TM_Mini-Tier1 | Refrigerator-freezers - automatic defrost with top-mounted freezer without an automatic icemaker, Size Range: Very Small (<13 cu. ft.), Energy Star (10% less than Code Maximum) | DEER2017 | D17 v2 | 2020-11-24 16:30 | Res-Refg-dKWH-Cond | DEER | Scaled | Delta | 34 | 40.1 | None |  | 0 |  | 1 | Res | Any | AppPlug | Refrig | Ref_Storage | RefrigFrz | RefgFrz-TM_Mini-Tier1 | Appl-ESRefg |  |  |  |  | RefgFrz-TM_Mini-Code | RefgFrz-TM_Mini-Tier1 | Available |  | 0 | 0 | June 2017 Update | RobNc | RefgFrz-TM_Mini-Code | Appl-ESRefg |  | DEER1517 | 2015-01-01 | 2019-12-31 | InEA_same |  |  |  |  | Standard |  | 1 | 1 | 0 | Deemed Ex Ante Team |  |  |  | Updated to indicate claim/filing status
602 | RE-RefgFrz-TM_Mini-Tier2 | Refrigerator-freezers - automatic defrost with top-mounted freezer without an automatic icemaker, Size Range: Very Small (<13 cu. ft.), 30% less than Code Maximum | DEER2017 | D17 v2 | 2020-11-24 16:30 | Res-Refg-dKWH-Cond | DEER | Scaled | Delta | 102 | 120 | None |  | 0 |  | 1 | Res | Any | AppPlug | Refrig | Ref_Storage | RefrigFrz | RefgFrz-TM_Mini-Tier2 | Appl-ESRefg |  |  |  |  | RefgFrz-TM_Mini-Code | RefgFrz-TM_Mini-Tier2 | Available |  | 0 | 0 | June 2017 Update | RobNc | RefgFrz-TM_Mini-Code | Appl-ESRefg |  | DEER1517 | 2015-01-01 | 2019-12-31 | InEA_same |  |  |  |  | Standard |  | 1 | 1 | 0 | Deemed Ex Ante Team |  |  |  | Updated to indicate claim/filing status
603 | RE-RefgFrz-TM_Small-Tier1 | Refrigerator-freezers - automatic defrost with top-mounted freezer without an automatic icemaker, Size Range: Small (13 to 16 cu. ft.), Energy Star (10% less than Code Maximum) | DEER2017 | D17 v2 | 2020-11-24 16:30 | Res-Refg-dKWH-Cond | DEER | Scaled | Delta | 38 | 44.8 | None |  | 0 |  | 1 | Res | Any | AppPlug | Refrig | Ref_Storage | RefrigFrz | RefgFrz-TM_Small-Tier1 | Appl-ESRefg |  |  |  |  | RefgFrz-TM_Small-Code | RefgFrz-TM_Small-Tier1 | Available |  | 0 | 0 | June 2017 Update | RobNc | RefgFrz-TM_Small-Code | Appl-ESRefg |  | DEER1517 | 2015-01-01 | 2019-12-31 | InEA_same |  |  |  |  | Standard |  | 1 | 1 | 0 | Deemed Ex Ante Team |  |  |  | Updated to indicate claim/filing status
604 | RE-RefgFrz-TM_Small-Tier2 | Refrigerator-freezers - automatic defrost with top-mounted freezer without an automatic icemaker, Size Range: Small (13 to 16 cu. ft.), 30% less than Code Maximum | DEER2017 | D17 v2 | 2020-11-24 16:30 | Res-Refg-dKWH-Cond | DEER | Scaled | Delta | 113 | 133 | None |  | 0 |  | 1 | Res | Any | AppPlug | Refrig | Ref_Storage | RefrigFrz | RefgFrz-TM_Small-Tier2 | Appl-ESRefg |  |  |  |  | RefgFrz-TM_Small-Code | RefgFrz-TM_Small-Tier2 | Available |  | 0 | 0 | June 2017 Update | RobNc | RefgFrz-TM_Small-Code | Appl-ESRefg |  | DEER1517 | 2015-01-01 | 2019-12-31 | InEA_same |  |  |  |  | Standard |  | 1 | 1 | 0 | Deemed Ex Ante Team |  |  |  | Updated to indicate claim/filing status
605 | RE-RefgFrz-TM_Med-Tier1 | Refrigerator-freezers - automatic defrost with top-mounted freezer without an automatic icemaker, Size Range: Medium (17 to 20 cu. ft.), Energy Star (10% less than Code Maximum) | DEER2017 | D17 v2 | 2020-11-24 16:30 | Res-Refg-dKWH-Cond | DEER | Scaled | Delta | 42 | 49.6 | None |  | 0 |  | 1 | Res | Any | AppPlug | Refrig | Ref_Storage | RefrigFrz | RefgFrz-TM_Med-Tier1 | Appl-ESRefg |  |  |  |  | RefgFrz-TM_Med-Code | RefgFrz-TM_Med-Tier1 | Available |  | 0 | 0 | June 2017 Update | RobNc | RefgFrz-TM_Med-Code | Appl-ESRefg |  | DEER1517 | 2015-01-01 | 2019-12-31 | InEA_same |  |  |  |  | Standard |  | 1 | 1 | 0 | Deemed Ex Ante Team |  |  |  | Updated to indicate claim/filing status
606 | RE-RefgFrz-TM_Med-Tier2 | Refrigerator-freezers - automatic defrost with top-mounted freezer without an automatic icemaker, Size Range: Medium (17 to 20 cu. ft.), 30% less than Code Maximum | DEER2017 | D17 v2 | 2020-11-24 16:30 | Res-Refg-dKWH-Cond | DEER | Scaled | Delta | 125 | 148 | None |  | 0 |  | 1 | Res | Any | AppPlug | Refrig | Ref_Storage | RefrigFrz | RefgFrz-TM_Med-Tier2 | Appl-ESRefg |  |  |  |  | RefgFrz-TM_Med-Code | RefgFrz-TM_Med-Tier2 | Available |  | 0 | 0 | June 2017 Update | RobNc | RefgFrz-TM_Med-Code | Appl-ESRefg |  | DEER1517 | 2015-01-01 | 2019-12-31 | InEA_same |  |  |  |  | Standard |  | 1 | 1 | 0 | Deemed Ex Ante Team |  |  |  | Updated to indicate claim/filing status
607 | RE-RefgFrz-TM_Large-Tier1 | Refrigerator-freezers - automatic defrost with top-mounted freezer without an automatic icemaker, Size Range: Large (21 to 23 cu. ft.), Energy Star (10% less than Code Maximum) | DEER2017 | D17 v2 | 2020-11-24 16:30 | Res-Refg-dKWH-Cond | DEER | Scaled | Delta | 44 | 51.9 | None |  | 0 |  | 1 | Res | Any | AppPlug | Refrig | Ref_Storage | RefrigFrz | RefgFrz-TM_Large-Tier1 | Appl-ESRefg |  |  |  |  | RefgFrz-TM_Large-Code | RefgFrz-TM_Large-Tier1 | Available |  | 0 | 0 | June 2017 Update | RobNc | RefgFrz-TM_Large-Code | Appl-ESRefg |  | DEER1517 | 2015-01-01 | 2019-12-31 | InEA_same |  |  |  |  | Standard |  | 1 | 1 | 0 | Deemed Ex Ante Team |  |  |  | Updated to indicate claim/filing status
608 | RE-RefgFrz-TM_Large-Tier2 | Refrigerator-freezers - automatic defrost with top-mounted freezer without an automatic icemaker, Size Range: Large (21 to 23 cu. ft.), 30% less than Code Maximum | DEER2017 | D17 v2 | 2020-11-24 16:30 | Res-Refg-dKWH-Cond | DEER | Scaled | Delta | 133 | 157 | None |  | 0 |  | 1 | Res | Any | AppPlug | Refrig | Ref_Storage | RefrigFrz | RefgFrz-TM_Large-Tier2 | Appl-ESRefg |  |  |  |  | RefgFrz-TM_Large-Code | RefgFrz-TM_Large-Tier2 | Available |  | 0 | 0 | June 2017 Update | RobNc | RefgFrz-TM_Large-Code | Appl-ESRefg |  | DEER1517 | 2015-01-01 | 2019-12-31 | InEA_same |  |  |  |  | Standard |  | 1 | 1 | 0 | Deemed Ex Ante Team |  |  |  | Updated to indicate claim/filing status
609 | RE-RefgFrz-TM_VLarge-Tier1 | Refrigerator-freezers - automatic defrost with top-mounted freezer without an automatic icemaker, Size Range: Very large (over 23 cu. ft.), Energy Star (10% less than Code Maximum) | DEER2017 | D17 v2 | 2020-11-24 16:30 | Res-Refg-dKWH-Cond | DEER | Scaled | Delta | 48 | 56.6 | None |  | 0 |  | 1 | Res | Any | AppPlug | Refrig | Ref_Storage | RefrigFrz | RefgFrz-TM_VLarge-Tier1 | Appl-ESRefg |  |  |  |  | RefgFrz-TM_VLarge-Code | RefgFrz-TM_VLarge-Tier1 | Available |  | 0 | 0 | June 2017 Update | RobNc | RefgFrz-TM_VLarge-Code | Appl-ESRefg |  | DEER1517 | 2015-01-01 | 2019-12-31 | InEA_same |  |  |  |  | Standard |  | 1 | 1 | 0 | Deemed Ex Ante Team |  |  |  | Updated to indicate claim/filing status
610 | RE-RefgFrz-TM_VLarge-Tier2 | Refrigerator-freezers - automatic defrost with top-mounted freezer without an automatic icemaker, Size Range: Very large (over 23 cu. ft.), 30% less than Code Maximum | DEER2017 | D17 v2 | 2020-11-24 16:30 | Res-Refg-dKWH-Cond | DEER | Scaled | Delta | 145 | 171 | None |  | 0 |  | 1 | Res | Any | AppPlug | Refrig | Ref_Storage | RefrigFrz | RefgFrz-TM_VLarge-Tier2 | Appl-ESRefg |  |  |  |  | RefgFrz-TM_VLarge-Code | RefgFrz-TM_VLarge-Tier2 | Available |  | 0 | 0 | June 2017 Update | RobNc | RefgFrz-TM_VLarge-Code | Appl-ESRefg |  | DEER1517 | 2015-01-01 | 2019-12-31 | InEA_same |  |  |  |  | Standard |  | 1 | 1 | 0 | Deemed Ex Ante Team |  |  |  | Updated to indicate claim/filing status
611 | RE-RefgFrz-TM_WtdSize-Tier1 | Refrigerator-freezers - automatic defrost with top-mounted freezer without an automatic icemaker, Size Range: Weighted Size, Energy Star (10% less than Code Maximum) | DEER2017 | D17 v2 | 2020-11-24 16:30 | Res-Refg-dKWH-Cond | DEER | Scaled | Delta | 42 | 49.6 | None |  | 0 |  | 1 | Res | Any | AppPlug | Refrig | Ref_Storage | RefrigFrz | RefgFrz-TM_WtdSize-Tier1 | Appl-ESRefg |  |  |  |  | RefgFrz-TM_WtdSize-Code | RefgFrz-TM_WtdSize-Tier1 | Available |  | 0 | 0 | June 2017 Update | RobNc | RefgFrz-TM_WtdSize-Code | Appl-ESRefg |  | DEER1517 | 2015-01-01 | 2019-12-31 | InEA_same |  |  |  |  | Standard |  | 1 | 1 | 0 | Deemed Ex Ante Team |  |  |  | Updated to indicate claim/filing status
612 | RE-RefgFrz-TM_WtdSize-Tier2 | Refrigerator-freezers - automatic defrost with top-mounted freezer without an automatic icemaker, Size Range: Weighted Size, 30% less than Code Maximum | DEER2017 | D17 v2 | 2020-11-24 16:30 | Res-Refg-dKWH-Cond | DEER | Scaled | Delta | 126 | 149 | None |  | 0 |  | 1 | Res | Any | AppPlug | Refrig | Ref_Storage | RefrigFrz | RefgFrz-TM_WtdSize-Tier2 | Appl-ESRefg |  |  |  |  | RefgFrz-TM_WtdSize-Code | RefgFrz-TM_WtdSize-Tier2 | Available |  | 0 | 0 | June 2017 Update | RobNc | RefgFrz-TM_WtdSize-Code | Appl-ESRefg |  | DEER1517 | 2015-01-01 | 2019-12-31 | InEA_same |  |  |  |  | Standard |  | 1 | 1 | 0 | Deemed Ex Ante Team |  |  |  | Updated to indicate claim/filing status
613 | RE-Refg-All_Mini-Tier1 | All-refrigerators - automatic defrost (Refrigerator with no separate freezer storage), Size Range: Very Small (<13 cu. ft.), Energy Star (10% less than Code Maximum) | DEER2017 | D17 v2 | 2020-11-24 16:30 | Res-Refg-dKWH-Cond | DEER | Scaled | Delta | 28 | 33 | None |  | 0 |  | 1 | Res | Any | AppPlug | Refrig | Ref_Storage | RefrigFrz |  | Appl-ESRefg |  |  |  |  | Refg-All_Mini-Code | Refg-All_Mini-Tier1 | Available |  | 0 | 0 | June 2017 Update | RobNc |  | Appl-ESRefg |  | DEER1517 | 2015-01-01 | 2019-12-31 | InEA_same |  |  |  |  | Standard |  | 1 | 1 | 0 | Deemed Ex Ante Team |  |  |  | Updated to indicate claim/filing status
614 | RE-Refg-All_Mini-Tier2 | All-refrigerators - automatic defrost (Refrigerator with no separate freezer storage), Size Range: Very Small (<13 cu. ft.), 30% less than Code Maximum | DEER2017 | D17 v2 | 2020-11-24 16:30 | Res-Refg-dKWH-Cond | DEER | Scaled | Delta | 84 | 99.1 | None |  | 0 |  | 1 | Res | Any | AppPlug | Refrig | Ref_Storage | RefrigFrz |  | Appl-ESRefg |  |  |  |  | Refg-All_Mini-Code | Refg-All_Mini-Tier2 | Available |  | 0 | 0 | June 2017 Update | RobNc |  | Appl-ESRefg |  | DEER1517 | 2015-01-01 | 2019-12-31 | InEA_same |  |  |  |  | Standard |  | 1 | 1 | 0 | Deemed Ex Ante Team |  |  |  | Updated to indicate claim/filing status
615 | RE-Refg-All_Small-Tier1 | All-refrigerators - automatic defrost (Refrigerator with no separate freezer storage), Size Range: Small (13 to 16 cu. ft.), Energy Star (10% less than Code Maximum) | DEER2017 | D17 v2 | 2020-11-24 16:30 | Res-Refg-dKWH-Cond | DEER | Scaled | Delta | 31 | 36.6 | None |  | 0 |  | 1 | Res | Any | AppPlug | Refrig | Ref_Storage | RefrigFrz |  | Appl-ESRefg |  |  |  |  | Refg-All_Small-Code | Refg-All_Small-Tier1 | Available |  | 0 | 0 | June 2017 Update | RobNc |  | Appl-ESRefg |  | DEER1517 | 2015-01-01 | 2019-12-31 | InEA_same |  |  |  |  | Standard |  | 1 | 1 | 0 | Deemed Ex Ante Team |  |  |  | Updated to indicate claim/filing status
616 | RE-Refg-All_Small-Tier2 | All-refrigerators - automatic defrost (Refrigerator with no separate freezer storage), Size Range: Small (13 to 16 cu. ft.), 30% less than Code Maximum | DEER2017 | D17 v2 | 2020-11-24 16:30 | Res-Refg-dKWH-Cond | DEER | Scaled | Delta | 92 | 109 | None |  | 0 |  | 1 | Res | Any | AppPlug | Refrig | Ref_Storage | RefrigFrz |  | Appl-ESRefg |  |  |  |  | Refg-All_Small-Code | Refg-All_Small-Tier2 | Available |  | 0 | 0 | June 2017 Update | RobNc |  | Appl-ESRefg |  | DEER1517 | 2015-01-01 | 2019-12-31 | InEA_same |  |  |  |  | Standard |  | 1 | 1 | 0 | Deemed Ex Ante Team |  |  |  | Updated to indicate claim/filing status
617 | RE-Refg-All_Med-Tier1 | All-refrigerators - automatic defrost (Refrigerator with no separate freezer storage), Size Range: Medium (17 to 20 cu. ft.), Energy Star (10% less than Code Maximum) | DEER2017 | D17 v2 | 2020-11-24 16:30 | Res-Refg-dKWH-Cond | DEER | Scaled | Delta | 34 | 40.1 | None |  | 0 |  | 1 | Res | Any | AppPlug | Refrig | Ref_Storage | RefrigFrz |  | Appl-ESRefg |  |  |  |  | Refg-All_Med-Code | Refg-All_Med-Tier1 | Available |  | 0 | 0 | June 2017 Update | RobNc |  | Appl-ESRefg |  | DEER1517 | 2015-01-01 | 2019-12-31 | InEA_same |  |  |  |  | Standard |  | 1 | 1 | 0 | Deemed Ex Ante Team |  |  |  | Updated to indicate claim/filing status
618 | RE-Refg-All_Med-Tier2 | All-refrigerators - automatic defrost (Refrigerator with no separate freezer storage), Size Range: Medium (17 to 20 cu. ft.), 30% less than Code Maximum | DEER2017 | D17 v2 | 2020-11-24 16:30 | Res-Refg-dKWH-Cond | DEER | Scaled | Delta | 101 | 119 | None |  | 0 |  | 1 | Res | Any | AppPlug | Refrig | Ref_Storage | RefrigFrz |  | Appl-ESRefg |  |  |  |  | Refg-All_Med-Code | Refg-All_Med-Tier2 | Available |  | 0 | 0 | June 2017 Update | RobNc |  | Appl-ESRefg |  | DEER1517 | 2015-01-01 | 2019-12-31 | InEA_same |  |  |  |  | Standard |  | 1 | 1 | 0 | Deemed Ex Ante Team |  |  |  | Updated to indicate claim/filing status
619 | RE-Refg-All_Large-Tier1 | All-refrigerators - automatic defrost (Refrigerator with no separate freezer storage), Size Range: Large (21 to 23 cu. ft.), Energy Star (10% less than Code Maximum) | DEER2017 | D17 v2 | 2020-11-24 16:30 | Res-Refg-dKWH-Cond | DEER | Scaled | Delta | 36 | 42.5 | None |  | 0 |  | 1 | Res | Any | AppPlug | Refrig | Ref_Storage | RefrigFrz |  | Appl-ESRefg |  |  |  |  | Refg-All_Large-Code | Refg-All_Large-Tier1 | Available |  | 0 | 0 | June 2017 Update | RobNc |  | Appl-ESRefg |  | DEER1517 | 2015-01-01 | 2019-12-31 | InEA_same |  |  |  |  | Standard |  | 1 | 1 | 0 | Deemed Ex Ante Team |  |  |  | Updated to indicate claim/filing status
620 | RE-Refg-All_Large-Tier2 | All-refrigerators - automatic defrost (Refrigerator with no separate freezer storage), Size Range: Large (21 to 23 cu. ft.), 30% less than Code Maximum | DEER2017 | D17 v2 | 2020-11-24 16:30 | Res-Refg-dKWH-Cond | DEER | Scaled | Delta | 107 | 126 | None |  | 0 |  | 1 | Res | Any | AppPlug | Refrig | Ref_Storage | RefrigFrz |  | Appl-ESRefg |  |  |  |  | Refg-All_Large-Code | Refg-All_Large-Tier2 | Available |  | 0 | 0 | June 2017 Update | RobNc |  | Appl-ESRefg |  | DEER1517 | 2015-01-01 | 2019-12-31 | InEA_same |  |  |  |  | Standard |  | 1 | 1 | 0 | Deemed Ex Ante Team |  |  |  | Updated to indicate claim/filing status
621 | RE-Refg-All_VLarge-Tier1 | All-refrigerators - automatic defrost (Refrigerator with no separate freezer storage), Size Range: Very large (over 23 cu. ft.), Energy Star (10% less than Code Maximum) | DEER2017 | D17 v2 | 2020-11-24 16:30 | Res-Refg-dKWH-Cond | DEER | Scaled | Delta | 38 | 44.8 | None |  | 0 |  | 1 | Res | Any | AppPlug | Refrig | Ref_Storage | RefrigFrz |  | Appl-ESRefg |  |  |  |  | Refg-All_VLarge-Code | Refg-All_VLarge-Tier1 | Available |  | 0 | 0 | June 2017 Update | RobNc |  | Appl-ESRefg |  | DEER1517 | 2015-01-01 | 2019-12-31 | InEA_same |  |  |  |  | Standard |  | 1 | 1 | 0 | Deemed Ex Ante Team |  |  |  | Updated to indicate claim/filing status
622 | RE-Refg-All_VLarge-Tier2 | All-refrigerators - automatic defrost (Refrigerator with no separate freezer storage), Size Range: Very large (over 23 cu. ft.), 30% less than Code Maximum | DEER2017 | D17 v2 | 2020-11-24 16:30 | Res-Refg-dKWH-Cond | DEER | Scaled | Delta | 115 | 136 | None |  | 0 |  | 1 | Res | Any | AppPlug | Refrig | Ref_Storage | RefrigFrz |  | Appl-ESRefg |  |  |  |  | Refg-All_VLarge-Code | Refg-All_VLarge-Tier2 | Available |  | 0 | 0 | June 2017 Update | RobNc |  | Appl-ESRefg |  | DEER1517 | 2015-01-01 | 2019-12-31 | InEA_same |  |  |  |  | Standard |  | 1 | 1 | 0 | Deemed Ex Ante Team |  |  |  | Updated to indicate claim/filing status
623 | RE-Refg-All_WtdSize-Tier1 | All-refrigerators - automatic defrost (Refrigerator with no separate freezer storage), Size Range: Weighted Size, Energy Star (10% less than Code Maximum) | DEER2017 | D17 v2 | 2020-11-24 16:30 | Res-Refg-dKWH-Cond | DEER | Scaled | Delta | 30 | 35.4 | None |  | 0 |  | 1 | Res | Any | AppPlug | Refrig | Ref_Storage | RefrigFrz |  | Appl-ESRefg |  |  |  |  | Refg-All_WtdSize-Code | Refg-All_WtdSize-Tier1 | Available |  | 0 | 0 | June 2017 Update | RobNc |  | Appl-ESRefg |  | DEER1517 | 2015-01-01 | 2019-12-31 | InEA_same |  |  |  |  | Standard |  | 1 | 1 | 0 | Deemed Ex Ante Team |  |  |  | Updated to indicate claim/filing status
624 | RE-Refg-All_WtdSize-Tier2 | All-refrigerators - automatic defrost (Refrigerator with no separate freezer storage), Size Range: Weighted Size, 30% less than Code Maximum | DEER2017 | D17 v2 | 2020-11-24 16:30 | Res-Refg-dKWH-Cond | DEER | Scaled | Delta | 91 | 107 | None |  | 0 |  | 1 | Res | Any | AppPlug | Refrig | Ref_Storage | RefrigFrz |  | Appl-ESRefg |  |  |  |  | Refg-All_WtdSize-Code | Refg-All_WtdSize-Tier2 | Available |  | 0 | 0 | June 2017 Update | RobNc |  | Appl-ESRefg |  | DEER1517 | 2015-01-01 | 2019-12-31 | InEA_same |  |  |  |  | Standard |  | 1 | 1 | 0 | Deemed Ex Ante Team |  |  |  | Updated to indicate claim/filing status
625 | RE-RefgFrz-TM-Ice_Mini-Tier1 | Refrigerator-freezers - automatic defrost with top-mounted freezer with an automatic icemaker without through-the-door ice service, Size Range: Very Small (<13 cu. ft.), Energy Star (10% less than Code Maximum) | DEER2017 | D17 v2 | 2020-11-24 16:30 | Res-Refg-dKWH-Cond | DEER | Scaled | Delta | 42 | 49.6 | None |  | 0 |  | 1 | Res | Any | AppPlug | Refrig | Ref_Storage | RefrigFrz | RefgFrz-TM-Ice_Mini-Tier1 | Appl-ESRefg |  |  |  |  | RefgFrz-TM-Ice_Mini-Code | RefgFrz-TM-Ice_Mini-Tier1 | Available |  | 0 | 0 | June 2017 Update | RobNc | RefgFrz-TM-Ice_Mini-Code | Appl-ESRefg |  | DEER1517 | 2015-01-01 | 2019-12-31 | InEA_same |  |  |  |  | Standard |  | 1 | 1 | 0 | Deemed Ex Ante Team |  |  |  | Updated to indicate claim/filing status
626 | RE-RefgFrz-TM-Ice_Mini-Tier2 | Refrigerator-freezers - automatic defrost with top-mounted freezer with an automatic icemaker without through-the-door ice service, Size Range: Very Small (<13 cu. ft.), 30% less than Code Maximum | DEER2017 | D17 v2 | 2020-11-24 16:30 | Res-Refg-dKWH-Cond | DEER | Scaled | Delta | 127 | 150 | None |  | 0 |  | 1 | Res | Any | AppPlug | Refrig | Ref_Storage | RefrigFrz | RefgFrz-TM-Ice_Mini-Tier2 | Appl-ESRefg |  |  |  |  | RefgFrz-TM-Ice_Mini-Code | RefgFrz-TM-Ice_Mini-Tier2 | Available |  | 0 | 0 | June 2017 Update | RobNc | RefgFrz-TM-Ice_Mini-Code | Appl-ESRefg |  | DEER1517 | 2015-01-01 | 2019-12-31 | InEA_same |  |  |  |  | Standard |  | 1 | 1 | 0 | Deemed Ex Ante Team |  |  |  | Updated to indicate claim/filing status
627 | RE-RefgFrz-TM-Ice_Small-Tier1 | Refrigerator-freezers - automatic defrost with top-mounted freezer with an automatic icemaker without through-the-door ice service, Size Range: Small (13 to 16 cu. ft.), Energy Star (10% less than Code Maximum) | DEER2017 | D17 v2 | 2020-11-24 16:30 | Res-Refg-dKWH-Cond | DEER | Scaled | Delta | 46 | 54.3 | None |  | 0 |  | 1 | Res | Any | AppPlug | Refrig | Ref_Storage | RefrigFrz | RefgFrz-TM-Ice_Small-Tier1 | Appl-ESRefg |  |  |  |  | RefgFrz-TM-Ice_Small-Code | RefgFrz-TM-Ice_Small-Tier1 | Available |  | 0 | 0 | June 2017 Update | RobNc | RefgFrz-TM-Ice_Small-Code | Appl-ESRefg |  | DEER1517 | 2015-01-01 | 2019-12-31 | InEA_same |  |  |  |  | Standard |  | 1 | 1 | 0 | Deemed Ex Ante Team |  |  |  | Updated to indicate claim/filing status
628 | RE-RefgFrz-TM-Ice_Small-Tier2 | Refrigerator-freezers - automatic defrost with top-mounted freezer with an automatic icemaker without through-the-door ice service, Size Range: Small (13 to 16 cu. ft.), 30% less than Code Maximum | DEER2017 | D17 v2 | 2020-11-24 16:30 | Res-Refg-dKWH-Cond | DEER | Scaled | Delta | 139 | 164 | None |  | 0 |  | 1 | Res | Any | AppPlug | Refrig | Ref_Storage | RefrigFrz | RefgFrz-TM-Ice_Small-Tier2 | Appl-ESRefg |  |  |  |  | RefgFrz-TM-Ice_Small-Code | RefgFrz-TM-Ice_Small-Tier2 | Available |  | 0 | 0 | June 2017 Update | RobNc | RefgFrz-TM-Ice_Small-Code | Appl-ESRefg |  | DEER1517 | 2015-01-01 | 2019-12-31 | InEA_same |  |  |  |  | Standard |  | 1 | 1 | 0 | Deemed Ex Ante Team |  |  |  | Updated to indicate claim/filing status
629 | RE-RefgFrz-TM-Ice_Med-Tier1 | Refrigerator-freezers - automatic defrost with top-mounted freezer with an automatic icemaker without through-the-door ice service, Size Range: Medium (17 to 20 cu. ft.), Energy Star (10% less than Code Maximum) | DEER2017 | D17 v2 | 2020-11-24 16:30 | Res-Refg-dKWH-Cond | DEER | Scaled | Delta | 50 | 59 | None |  | 0 |  | 1 | Res | Any | AppPlug | Refrig | Ref_Storage | RefrigFrz | RefgFrz-TM-Ice_Med-Tier1 | Appl-ESRefg |  |  |  |  | RefgFrz-TM-Ice_Med-Code | RefgFrz-TM-Ice_Med-Tier1 | Available |  | 0 | 0 | June 2017 Update | RobNc | RefgFrz-TM-Ice_Med-Code | Appl-ESRefg |  | DEER1517 | 2015-01-01 | 2019-12-31 | InEA_same |  |  |  |  | Standard |  | 1 | 1 | 0 | Deemed Ex Ante Team |  |  |  | Updated to indicate claim/filing status
630 | RE-RefgFrz-TM-Ice_Med-Tier2 | Refrigerator-freezers - automatic defrost with top-mounted freezer with an automatic icemaker without through-the-door ice service, Size Range: Medium (17 to 20 cu. ft.), 30% less than Code Maximum | DEER2017 | D17 v2 | 2020-11-24 16:30 | Res-Refg-dKWH-Cond | DEER | Scaled | Delta | 150 | 177 | None |  | 0 |  | 1 | Res | Any | AppPlug | Refrig | Ref_Storage | RefrigFrz | RefgFrz-TM-Ice_Med-Tier2 | Appl-ESRefg |  |  |  |  | RefgFrz-TM-Ice_Med-Code | RefgFrz-TM-Ice_Med-Tier2 | Available |  | 0 | 0 | June 2017 Update | RobNc | RefgFrz-TM-Ice_Med-Code | Appl-ESRefg |  | DEER1517 | 2015-01-01 | 2019-12-31 | InEA_same |  |  |  |  | Standard |  | 1 | 1 | 0 | Deemed Ex Ante Team |  |  |  | Updated to indicate claim/filing status
631 | RE-RefgFrz-TM-Ice_Large-Tier1 | Refrigerator-freezers - automatic defrost with top-mounted freezer with an automatic icemaker without through-the-door ice service, Size Range: Large (21 to 23 cu. ft.), Energy Star (10% less than Code Maximum) | DEER2017 | D17 v2 | 2020-11-24 16:30 | Res-Refg-dKWH-Cond | DEER | Scaled | Delta | 53 | 62.5 | None |  | 0 |  | 1 | Res | Any | AppPlug | Refrig | Ref_Storage | RefrigFrz | RefgFrz-TM-Ice_Large-Tier1 | Appl-ESRefg |  |  |  |  | RefgFrz-TM-Ice_Large-Code | RefgFrz-TM-Ice_Large-Tier1 | Available |  | 0 | 0 | June 2017 Update | RobNc | RefgFrz-TM-Ice_Large-Code | Appl-ESRefg |  | DEER1517 | 2015-01-01 | 2019-12-31 | InEA_same |  |  |  |  | Standard |  | 1 | 1 | 0 | Deemed Ex Ante Team |  |  |  | Updated to indicate claim/filing status
632 | RE-RefgFrz-TM-Ice_Large-Tier2 | Refrigerator-freezers - automatic defrost with top-mounted freezer with an automatic icemaker without through-the-door ice service, Size Range: Large (21 to 23 cu. ft.), 30% less than Code Maximum | DEER2017 | D17 v2 | 2020-11-24 16:30 | Res-Refg-dKWH-Cond | DEER | Scaled | Delta | 159 | 188 | None |  | 0 |  | 1 | Res | Any | AppPlug | Refrig | Ref_Storage | RefrigFrz | RefgFrz-TM-Ice_Large-Tier2 | Appl-ESRefg |  |  |  |  | RefgFrz-TM-Ice_Large-Code | RefgFrz-TM-Ice_Large-Tier2 | Available |  | 0 | 0 | June 2017 Update | RobNc | RefgFrz-TM-Ice_Large-Code | Appl-ESRefg |  | DEER1517 | 2015-01-01 | 2019-12-31 | InEA_same |  |  |  |  | Standard |  | 1 | 1 | 0 | Deemed Ex Ante Team |  |  |  | Updated to indicate claim/filing status
633 | RE-RefgFrz-TM-Ice_VLarge-Tier1 | Refrigerator-freezers - automatic defrost with top-mounted freezer with an automatic icemaker without through-the-door ice service, Size Range: Very large (over 23 cu. ft.), Energy Star (10% less than Code Maximum) | DEER2017 | D17 v2 | 2020-11-24 16:30 | Res-Refg-dKWH-Cond | DEER | Scaled | Delta | 57 | 67.3 | None |  | 0 |  | 1 | Res | Any | AppPlug | Refrig | Ref_Storage | RefrigFrz | RefgFrz-TM-Ice_VLarge-Tier1 | Appl-ESRefg |  |  |  |  | RefgFrz-TM-Ice_VLarge-Code | RefgFrz-TM-Ice_VLarge-Tier1 | Available |  | 0 | 0 | June 2017 Update | RobNc | RefgFrz-TM-Ice_VLarge-Code | Appl-ESRefg |  | DEER1517 | 2015-01-01 | 2019-12-31 | InEA_same |  |  |  |  | Standard |  | 1 | 1 | 0 | Deemed Ex Ante Team |  |  |  | Updated to indicate claim/filing status
634 | RE-RefgFrz-TM-Ice_VLarge-Tier2 | Refrigerator-freezers - automatic defrost with top-mounted freezer with an automatic icemaker without through-the-door ice service, Size Range: Very large (over 23 cu. ft.), 30% less than Code Maximum | DEER2017 | D17 v2 | 2020-11-24 16:30 | Res-Refg-dKWH-Cond | DEER | Scaled | Delta | 170 | 201 | None |  | 0 |  | 1 | Res | Any | AppPlug | Refrig | Ref_Storage | RefrigFrz | RefgFrz-TM-Ice_VLarge-Tier2 | Appl-ESRefg |  |  |  |  | RefgFrz-TM-Ice_VLarge-Code | RefgFrz-TM-Ice_VLarge-Tier2 | Available |  | 0 | 0 | June 2017 Update | RobNc | RefgFrz-TM-Ice_VLarge-Code | Appl-ESRefg |  | DEER1517 | 2015-01-01 | 2019-12-31 | InEA_same |  |  |  |  | Standard |  | 1 | 1 | 0 | Deemed Ex Ante Team |  |  |  | Updated to indicate claim/filing status
635 | RE-RefgFrz-TM-Ice_WtdSize-Tier1 | Refrigerator-freezers - automatic defrost with top-mounted freezer with an automatic icemaker without through-the-door ice service, Size Range: Weighted Size, Energy Star (10% less than Code Maximum) | DEER2017 | D17 v2 | 2020-11-24 16:30 | Res-Refg-dKWH-Cond | DEER | Scaled | Delta | 52 | 61.4 | None |  | 0 |  | 1 | Res | Any | AppPlug | Refrig | Ref_Storage | RefrigFrz | RefgFrz-TM-Ice_WtdSize-Tier1 | Appl-ESRefg |  |  |  |  | RefgFrz-TM-Ice_WtdSize-Code | RefgFrz-TM-Ice_WtdSize-Tier1 | Available |  | 0 | 0 | June 2017 Update | RobNc | RefgFrz-TM-Ice_WtdSize-Code | Appl-ESRefg |  | DEER1517 | 2015-01-01 | 2019-12-31 | InEA_same |  |  |  |  | Standard |  | 1 | 1 | 0 | Deemed Ex Ante Team |  |  |  | Updated to indicate claim/filing status
636 | RE-RefgFrz-TM-Ice_WtdSize-Tier2 | Refrigerator-freezers - automatic defrost with top-mounted freezer with an automatic icemaker without through-the-door ice service, Size Range: Weighted Size, 30% less than Code Maximum | DEER2017 | D17 v2 | 2020-11-24 16:30 | Res-Refg-dKWH-Cond | DEER | Scaled | Delta | 155 | 183 | None |  | 0 |  | 1 | Res | Any | AppPlug | Refrig | Ref_Storage | RefrigFrz | RefgFrz-TM-Ice_WtdSize-Tier2 | Appl-ESRefg |  |  |  |  | RefgFrz-TM-Ice_WtdSize-Code | RefgFrz-TM-Ice_WtdSize-Tier2 | Available |  | 0 | 0 | June 2017 Update | RobNc | RefgFrz-TM-Ice_WtdSize-Code | Appl-ESRefg |  | DEER1517 | 2015-01-01 | 2019-12-31 | InEA_same |  |  |  |  | Standard |  | 1 | 1 | 0 | Deemed Ex Ante Team |  |  |  | Updated to indicate claim/filing status
637 | RE-RefgFrz-SM_Mini-Tier1 | Refrigerator-freezers - automatic defrost with side-mounted freezer without an automatic icemaker, Size Range: Very Small (<13 cu. ft.), Energy Star (10% less than Code Maximum) | DEER2017 | D17 v2 | 2020-11-24 16:30 | Res-Refg-dKWH-Cond | DEER | Scaled | Delta | 42 | 49.6 | None |  | 0 |  | 1 | Res | Any | AppPlug | Refrig | Ref_Storage | RefrigFrz | RefgFrz-SM_Mini-Tier1 | Appl-ESRefg |  |  |  |  | RefgFrz-SM_Mini-Code | RefgFrz-SM_Mini-Tier1 | Available |  | 0 | 0 | June 2017 Update | RobNc | RefgFrz-SM_Mini-Code | Appl-ESRefg |  | DEER1517 | 2015-01-01 | 2019-12-31 | InEA_same |  |  |  |  | Standard |  | 1 | 1 | 0 | Deemed Ex Ante Team |  |  |  | Updated to indicate claim/filing status
638 | RE-RefgFrz-SM_Mini-Tier2 | Refrigerator-freezers - automatic defrost with side-mounted freezer without an automatic icemaker, Size Range: Very Small (<13 cu. ft.), 30% less than Code Maximum | DEER2017 | D17 v2 | 2020-11-24 16:30 | Res-Refg-dKWH-Cond | DEER | Scaled | Delta | 125 | 148 | None |  | 0 |  | 1 | Res | Any | AppPlug | Refrig | Ref_Storage | RefrigFrz | RefgFrz-SM_Mini-Tier2 | Appl-ESRefg |  |  |  |  | RefgFrz-SM_Mini-Code | RefgFrz-SM_Mini-Tier2 | Available |  | 0 | 0 | June 2017 Update | RobNc | RefgFrz-SM_Mini-Code | Appl-ESRefg |  | DEER1517 | 2015-01-01 | 2019-12-31 | InEA_same |  |  |  |  | Standard |  | 1 | 1 | 0 | Deemed Ex Ante Team |  |  |  | Updated to indicate claim/filing status
639 | RE-RefgFrz-SM_Small-Tier1 | Refrigerator-freezers - automatic defrost with side-mounted freezer without an automatic icemaker, Size Range: Small (13 to 16 cu. ft.), Energy Star (10% less than Code Maximum) | DEER2017 | D17 v2 | 2020-11-24 16:30 | Res-Refg-dKWH-Cond | DEER | Scaled | Delta | 46 | 54.3 | None |  | 0 |  | 1 | Res | Any | AppPlug | Refrig | Ref_Storage | RefrigFrz | RefgFrz-SM_Small-Tier1 | Appl-ESRefg |  |  |  |  | RefgFrz-SM_Small-Code | RefgFrz-SM_Small-Tier1 | Available |  | 0 | 0 | June 2017 Update | RobNc | RefgFrz-SM_Small-Code | Appl-ESRefg |  | DEER1517 | 2015-01-01 | 2019-12-31 | InEA_same |  |  |  |  | Standard |  | 1 | 1 | 0 | Deemed Ex Ante Team |  |  |  | Updated to indicate claim/filing status
640 | RE-RefgFrz-SM_Small-Tier2 | Refrigerator-freezers - automatic defrost with side-mounted freezer without an automatic icemaker, Size Range: Small (13 to 16 cu. ft.), 30% less than Code Maximum | DEER2017 | D17 v2 | 2020-11-24 16:30 | Res-Refg-dKWH-Cond | DEER | Scaled | Delta | 138 | 163 | None |  | 0 |  | 1 | Res | Any | AppPlug | Refrig | Ref_Storage | RefrigFrz | RefgFrz-SM_Small-Tier2 | Appl-ESRefg |  |  |  |  | RefgFrz-SM_Small-Code | RefgFrz-SM_Small-Tier2 | Available |  | 0 | 0 | June 2017 Update | RobNc | RefgFrz-SM_Small-Code | Appl-ESRefg |  | DEER1517 | 2015-01-01 | 2019-12-31 | InEA_same |  |  |  |  | Standard |  | 1 | 1 | 0 | Deemed Ex Ante Team |  |  |  | Updated to indicate claim/filing status
641 | RE-RefgFrz-SM_Med-Tier1 | Refrigerator-freezers - automatic defrost with side-mounted freezer without an automatic icemaker, Size Range: Medium (17 to 20 cu. ft.), Energy Star (10% less than Code Maximum) | DEER2017 | D17 v2 | 2020-11-24 16:30 | Res-Refg-dKWH-Cond | DEER | Scaled | Delta | 50 | 59 | None |  | 0 |  | 1 | Res | Any | AppPlug | Refrig | Ref_Storage | RefrigFrz | RefgFrz-SM_Med-Tier1 | Appl-ESRefg |  |  |  |  | RefgFrz-SM_Med-Code | RefgFrz-SM_Med-Tier1 | Available |  | 0 | 0 | June 2017 Update | RobNc | RefgFrz-SM_Med-Code | Appl-ESRefg |  | DEER1517 | 2015-01-01 | 2019-12-31 | InEA_same |  |  |  |  | Standard |  | 1 | 1 | 0 | Deemed Ex Ante Team |  |  |  | Updated to indicate claim/filing status
642 | RE-RefgFrz-SM_Med-Tier2 | Refrigerator-freezers - automatic defrost with side-mounted freezer without an automatic icemaker, Size Range: Medium (17 to 20 cu. ft.), 30% less than Code Maximum | DEER2017 | D17 v2 | 2020-11-24 16:30 | Res-Refg-dKWH-Cond | DEER | Scaled | Delta | 151 | 178 | None |  | 0 |  | 1 | Res | Any | AppPlug | Refrig | Ref_Storage | RefrigFrz | RefgFrz-SM_Med-Tier2 | Appl-ESRefg |  |  |  |  | RefgFrz-SM_Med-Code | RefgFrz-SM_Med-Tier2 | Available |  | 0 | 0 | June 2017 Update | RobNc | RefgFrz-SM_Med-Code | Appl-ESRefg |  | DEER1517 | 2015-01-01 | 2019-12-31 | InEA_same |  |  |  |  | Standard |  | 1 | 1 | 0 | Deemed Ex Ante Team |  |  |  | Updated to indicate claim/filing status
643 | RE-RefgFrz-SM_Large-Tier1 | Refrigerator-freezers - automatic defrost with side-mounted freezer without an automatic icemaker, Size Range: Large (21 to 23 cu. ft.), Energy Star (10% less than Code Maximum) | DEER2017 | D17 v2 | 2020-11-24 16:30 | Res-Refg-dKWH-Cond | DEER | Scaled | Delta | 54 | 63.7 | None |  | 0 |  | 1 | Res | Any | AppPlug | Refrig | Ref_Storage | RefrigFrz | RefgFrz-SM_Large-Tier1 | Appl-ESRefg |  |  |  |  | RefgFrz-SM_Large-Code | RefgFrz-SM_Large-Tier1 | Available |  | 0 | 0 | June 2017 Update | RobNc | RefgFrz-SM_Large-Code | Appl-ESRefg |  | DEER1517 | 2015-01-01 | 2019-12-31 | InEA_same |  |  |  |  | Standard |  | 1 | 1 | 0 | Deemed Ex Ante Team |  |  |  | Updated to indicate claim/filing status
644 | RE-RefgFrz-SM_Large-Tier2 | Refrigerator-freezers - automatic defrost with side-mounted freezer without an automatic icemaker, Size Range: Large (21 to 23 cu. ft.), 30% less than Code Maximum | DEER2017 | D17 v2 | 2020-11-24 16:30 | Res-Refg-dKWH-Cond | DEER | Scaled | Delta | 161 | 190 | None |  | 0 |  | 1 | Res | Any | AppPlug | Refrig | Ref_Storage | RefrigFrz | RefgFrz-SM_Large-Tier2 | Appl-ESRefg |  |  |  |  | RefgFrz-SM_Large-Code | RefgFrz-SM_Large-Tier2 | Available |  | 0 | 0 | June 2017 Update | RobNc | RefgFrz-SM_Large-Code | Appl-ESRefg |  | DEER1517 | 2015-01-01 | 2019-12-31 | InEA_same |  |  |  |  | Standard |  | 1 | 1 | 0 | Deemed Ex Ante Team |  |  |  | Updated to indicate claim/filing status
645 | RE-RefgFrz-SM_VLarge-Tier1 | Refrigerator-freezers - automatic defrost with side-mounted freezer without an automatic icemaker, Size Range: Very large (over 23 cu. Ft.), Energy Star (10% less than Code Maximum) | DEER2017 | D17 v2 | 2020-11-24 16:30 | Res-Refg-dKWH-Cond | DEER | Scaled | Delta | 58 | 68.4 | None |  | 0 |  | 1 | Res | Any | AppPlug | Refrig | Ref_Storage | RefrigFrz | RefgFrz-SM_VLarge-Tier1 | Appl-ESRefg |  |  |  |  | RefgFrz-SM_VLarge-Code | RefgFrz-SM_VLarge-Tier1 | Available |  | 0 | 0 | June 2017 Update | RobNc | RefgFrz-SM_VLarge-Code | Appl-ESRefg |  | DEER1517 | 2015-01-01 | 2019-12-31 | InEA_same |  |  |  |  | Standard |  | 1 | 1 | 0 | Deemed Ex Ante Team |  |  |  | Updated to indicate claim/filing status
646 | RE-RefgFrz-SM_VLarge-Tier2 | Refrigerator-freezers - automatic defrost with side-mounted freezer without an automatic icemaker, Size Range: Very large (over 23 cu. Ft.), 30% less than Code Maximum | DEER2017 | D17 v2 | 2020-11-24 16:30 | Res-Refg-dKWH-Cond | DEER | Scaled | Delta | 174 | 205 | None |  | 0 |  | 1 | Res | Any | AppPlug | Refrig | Ref_Storage | RefrigFrz | RefgFrz-SM_VLarge-Tier2 | Appl-ESRefg |  |  |  |  | RefgFrz-SM_VLarge-Code | RefgFrz-SM_VLarge-Tier2 | Available |  | 0 | 0 | June 2017 Update | RobNc | RefgFrz-SM_VLarge-Code | Appl-ESRefg |  | DEER1517 | 2015-01-01 | 2019-12-31 | InEA_same |  |  |  |  | Standard |  | 1 | 1 | 0 | Deemed Ex Ante Team |  |  |  | Updated to indicate claim/filing status
647 | RE-RefgFrz-SM_WtdSize-Tier1 | Refrigerator-freezers - automatic defrost with side-mounted freezer without an automatic icemaker, Size Range: Weighted Size, Energy Star (10% less than Code Maximum) | DEER2017 | D17 v2 | 2020-11-24 16:30 | Res-Refg-dKWH-Cond | DEER | Scaled | Delta | 54 | 63.7 | None |  | 0 |  | 1 | Res | Any | AppPlug | Refrig | Ref_Storage | RefrigFrz | RefgFrz-SM_WtdSize-Tier1 | Appl-ESRefg |  |  |  |  | RefgFrz-SM_WtdSize-Code | RefgFrz-SM_WtdSize-Tier1 | Available |  | 0 | 0 | June 2017 Update | RobNc | RefgFrz-SM_WtdSize-Code | Appl-ESRefg |  | DEER1517 | 2015-01-01 | 2019-12-31 | InEA_same |  |  |  |  | Standard |  | 1 | 1 | 0 | Deemed Ex Ante Team |  |  |  | Updated to indicate claim/filing status
648 | RE-RefgFrz-SM_WtdSize-Tier2 | Refrigerator-freezers - automatic defrost with side-mounted freezer without an automatic icemaker, Size Range: Weighted Size, 30% less than Code Maximum | DEER2017 | D17 v2 | 2020-11-24 16:30 | Res-Refg-dKWH-Cond | DEER | Scaled | Delta | 161 | 190 | None |  | 0 |  | 1 | Res | Any | AppPlug | Refrig | Ref_Storage | RefrigFrz | RefgFrz-SM_WtdSize-Tier2 | Appl-ESRefg |  |  |  |  | RefgFrz-SM_WtdSize-Code | RefgFrz-SM_WtdSize-Tier2 | Available |  | 0 | 0 | June 2017 Update | RobNc | RefgFrz-SM_WtdSize-Code | Appl-ESRefg |  | DEER1517 | 2015-01-01 | 2019-12-31 | InEA_same |  |  |  |  | Standard |  | 1 | 1 | 0 | Deemed Ex Ante Team |  |  |  | Updated to indicate claim/filing status
649 | RE-RefgFrz-SM-Ice_Mini-Tier1 | Refrigerator-freezers - automatic defrost with side-mounted freezer with an automatic icemaker without through-the-door ice service, Size Range: Very Small (<13 cu. ft.), Energy Star (10% less than Code Maximum) | DEER2017 | D17 v2 | 2020-11-24 16:30 | Res-Refg-dKWH-Cond | DEER | Scaled | Delta | 50 | 59 | None |  | 0 |  | 1 | Res | Any | AppPlug | Refrig | Ref_Storage | RefrigFrz | RefgFrz-SM-Ice_Mini-Tier1 | Appl-ESRefg |  |  |  |  | RefgFrz-SM-Ice_Mini-Code | RefgFrz-SM-Ice_Mini-Tier1 | Available |  | 0 | 0 | June 2017 Update | RobNc | RefgFrz-SM-Ice_Mini-Code | Appl-ESRefg |  | DEER1517 | 2015-01-01 | 2019-12-31 | InEA_same |  |  |  |  | Standard |  | 1 | 1 | 0 | Deemed Ex Ante Team |  |  |  | Updated to indicate claim/filing status
650 | RE-RefgFrz-SM-Ice_Mini-Tier2 | Refrigerator-freezers - automatic defrost with side-mounted freezer with an automatic icemaker without through-the-door ice service, Size Range: Very Small (<13 cu. ft.), 30% less than Code Maximum | DEER2017 | D17 v2 | 2020-11-24 16:30 | Res-Refg-dKWH-Cond | DEER | Scaled | Delta | 151 | 178 | None |  | 0 |  | 1 | Res | Any | AppPlug | Refrig | Ref_Storage | RefrigFrz | RefgFrz-SM-Ice_Mini-Tier2 | Appl-ESRefg |  |  |  |  | RefgFrz-SM-Ice_Mini-Code | RefgFrz-SM-Ice_Mini-Tier2 | Available |  | 0 | 0 | June 2017 Update | RobNc | RefgFrz-SM-Ice_Mini-Code | Appl-ESRefg |  | DEER1517 | 2015-01-01 | 2019-12-31 | InEA_same |  |  |  |  | Standard |  | 1 | 1 | 0 | Deemed Ex Ante Team |  |  |  | Updated to indicate claim/filing status
651 | RE-RefgFrz-SM-Ice_Small-Tier1 | Refrigerator-freezers - automatic defrost with side-mounted freezer with an automatic icemaker without through-the-door ice service, Size Range: Small (13 to 16 cu. ft.), Energy Star (10% less than Code Maximum) | DEER2017 | D17 v2 | 2020-11-24 16:30 | Res-Refg-dKWH-Cond | DEER | Scaled | Delta | 54 | 63.7 | None |  | 0 |  | 1 | Res | Any | AppPlug | Refrig | Ref_Storage | RefrigFrz | RefgFrz-SM-Ice_Small-Tier1 | Appl-ESRefg |  |  |  |  | RefgFrz-SM-Ice_Small-Code | RefgFrz-SM-Ice_Small-Tier1 | Available |  | 0 | 0 | June 2017 Update | RobNc | RefgFrz-SM-Ice_Small-Code | Appl-ESRefg |  | DEER1517 | 2015-01-01 | 2019-12-31 | InEA_same |  |  |  |  | Standard |  | 1 | 1 | 0 | Deemed Ex Ante Team |  |  |  | Updated to indicate claim/filing status
652 | RE-RefgFrz-SM-Ice_Small-Tier2 | Refrigerator-freezers - automatic defrost with side-mounted freezer with an automatic icemaker without through-the-door ice service, Size Range: Small (13 to 16 cu. ft.), 30% less than Code Maximum | DEER2017 | D17 v2 | 2020-11-24 16:30 | Res-Refg-dKWH-Cond | DEER | Scaled | Delta | 163 | 192 | None |  | 0 |  | 1 | Res | Any | AppPlug | Refrig | Ref_Storage | RefrigFrz | RefgFrz-SM-Ice_Small-Tier2 | Appl-ESRefg |  |  |  |  | RefgFrz-SM-Ice_Small-Code | RefgFrz-SM-Ice_Small-Tier2 | Available |  | 0 | 0 | June 2017 Update | RobNc | RefgFrz-SM-Ice_Small-Code | Appl-ESRefg |  | DEER1517 | 2015-01-01 | 2019-12-31 | InEA_same |  |  |  |  | Standard |  | 1 | 1 | 0 | Deemed Ex Ante Team |  |  |  | Updated to indicate claim/filing status
653 | RE-RefgFrz-SM-Ice_Med-Tier1 | Refrigerator-freezers - automatic defrost with side-mounted freezer with an automatic icemaker without through-the-door ice service, Size Range: Medium (17 to 20 cu. ft.), Energy Star (10% less than Code Maximum) | DEER2017 | D17 v2 | 2020-11-24 16:30 | Res-Refg-dKWH-Cond | DEER | Scaled | Delta | 59 | 69.6 | None |  | 0 |  | 1 | Res | Any | AppPlug | Refrig | Ref_Storage | RefrigFrz | RefgFrz-SM-Ice_Med-Tier1 | Appl-ESRefg |  |  |  |  | RefgFrz-SM-Ice_Med-Code | RefgFrz-SM-Ice_Med-Tier1 | Available |  | 0 | 0 | June 2017 Update | RobNc | RefgFrz-SM-Ice_Med-Code | Appl-ESRefg |  | DEER1517 | 2015-01-01 | 2019-12-31 | InEA_same |  |  |  |  | Standard |  | 1 | 1 | 0 | Deemed Ex Ante Team |  |  |  | Updated to indicate claim/filing status
654 | RE-RefgFrz-SM-Ice_Med-Tier2 | Refrigerator-freezers - automatic defrost with side-mounted freezer with an automatic icemaker without through-the-door ice service, Size Range: Medium (17 to 20 cu. ft.), 30% less than Code Maximum | DEER2017 | D17 v2 | 2020-11-24 16:30 | Res-Refg-dKWH-Cond | DEER | Scaled | Delta | 177 | 209 | None |  | 0 |  | 1 | Res | Any | AppPlug | Refrig | Ref_Storage | RefrigFrz | RefgFrz-SM-Ice_Med-Tier2 | Appl-ESRefg |  |  |  |  | RefgFrz-SM-Ice_Med-Code | RefgFrz-SM-Ice_Med-Tier2 | Available |  | 0 | 0 | June 2017 Update | RobNc | RefgFrz-SM-Ice_Med-Code | Appl-ESRefg |  | DEER1517 | 2015-01-01 | 2019-12-31 | InEA_same |  |  |  |  | Standard |  | 1 | 1 | 0 | Deemed Ex Ante Team |  |  |  | Updated to indicate claim/filing status
655 | RE-RefgFrz-SM-Ice_Large-Tier1 | Refrigerator-freezers - automatic defrost with side-mounted freezer with an automatic icemaker without through-the-door ice service, Size Range: Large (21 to 23 cu. ft.), Energy Star (10% less than Code Maximum) | DEER2017 | D17 v2 | 2020-11-24 16:30 | Res-Refg-dKWH-Cond | DEER | Scaled | Delta | 62 | 73.2 | None |  | 0 |  | 1 | Res | Any | AppPlug | Refrig | Ref_Storage | RefrigFrz | RefgFrz-SM-Ice_Large-Tier1 | Appl-ESRefg |  |  |  |  | RefgFrz-SM-Ice_Large-Code | RefgFrz-SM-Ice_Large-Tier1 | Available |  | 0 | 0 | June 2017 Update | RobNc | RefgFrz-SM-Ice_Large-Code | Appl-ESRefg |  | DEER1517 | 2015-01-01 | 2019-12-31 | InEA_same |  |  |  |  | Standard |  | 1 | 1 | 0 | Deemed Ex Ante Team |  |  |  | Updated to indicate claim/filing status
656 | RE-RefgFrz-SM-Ice_Large-Tier2 | Refrigerator-freezers - automatic defrost with side-mounted freezer with an automatic icemaker without through-the-door ice service, Size Range: Large (21 to 23 cu. ft.), 30% less than Code Maximum | DEER2017 | D17 v2 | 2020-11-24 16:30 | Res-Refg-dKWH-Cond | DEER | Scaled | Delta | 187 | 221 | None |  | 0 |  | 1 | Res | Any | AppPlug | Refrig | Ref_Storage | RefrigFrz | RefgFrz-SM-Ice_Large-Tier2 | Appl-ESRefg |  |  |  |  | RefgFrz-SM-Ice_Large-Code | RefgFrz-SM-Ice_Large-Tier2 | Available |  | 0 | 0 | June 2017 Update | RobNc | RefgFrz-SM-Ice_Large-Code | Appl-ESRefg |  | DEER1517 | 2015-01-01 | 2019-12-31 | InEA_same |  |  |  |  | Standard |  | 1 | 1 | 0 | Deemed Ex Ante Team |  |  |  | Updated to indicate claim/filing status
657 | RE-RefgFrz-SM-Ice_VLarge-Tier1 | Refrigerator-freezers - automatic defrost with side-mounted freezer with an automatic icemaker without through-the-door ice service, Size Range: Very large (over 23 cu. Ft.), Energy Star (10% less than Code Maximum) | DEER2017 | D17 v2 | 2020-11-24 16:30 | Res-Refg-dKWH-Cond | DEER | Scaled | Delta | 66 | 77.9 | None |  | 0 |  | 1 | Res | Any | AppPlug | Refrig | Ref_Storage | RefrigFrz | RefgFrz-SM-Ice_VLarge-Tier1 | Appl-ESRefg |  |  |  |  | RefgFrz-SM-Ice_VLarge-Code | RefgFrz-SM-Ice_VLarge-Tier1 | Available |  | 0 | 0 | June 2017 Update | RobNc | RefgFrz-SM-Ice_VLarge-Code | Appl-ESRefg |  | DEER1517 | 2015-01-01 | 2019-12-31 | InEA_same |  |  |  |  | Standard |  | 1 | 1 | 0 | Deemed Ex Ante Team |  |  |  | Updated to indicate claim/filing status
658 | RE-RefgFrz-SM-Ice_VLarge-Tier2 | Refrigerator-freezers - automatic defrost with side-mounted freezer with an automatic icemaker without through-the-door ice service, Size Range: Very large (over 23 cu. Ft.), 30% less than Code Maximum | DEER2017 | D17 v2 | 2020-11-24 16:30 | Res-Refg-dKWH-Cond | DEER | Scaled | Delta | 199 | 235 | None |  | 0 |  | 1 | Res | Any | AppPlug | Refrig | Ref_Storage | RefrigFrz | RefgFrz-SM-Ice_VLarge-Tier2 | Appl-ESRefg |  |  |  |  | RefgFrz-SM-Ice_VLarge-Code | RefgFrz-SM-Ice_VLarge-Tier2 | Available |  | 0 | 0 | June 2017 Update | RobNc | RefgFrz-SM-Ice_VLarge-Code | Appl-ESRefg |  | DEER1517 | 2015-01-01 | 2019-12-31 | InEA_same |  |  |  |  | Standard |  | 1 | 1 | 0 | Deemed Ex Ante Team |  |  |  | Updated to indicate claim/filing status
659 | RE-RefgFrz-SM-Ice_WtdSize-Tier1 | Refrigerator-freezers - automatic defrost with side-mounted freezer with an automatic icemaker without through-the-door ice service, Size Range: Weighted Size, Energy Star (10% less than Code Maximum) | DEER2017 | D17 v2 | 2020-11-24 16:30 | Res-Refg-dKWH-Cond | DEER | Scaled | Delta | 64 | 75.5 | None |  | 0 |  | 1 | Res | Any | AppPlug | Refrig | Ref_Storage | RefrigFrz | RefgFrz-SM-Ice_WtdSize-Tier1 | Appl-ESRefg |  |  |  |  | RefgFrz-SM-Ice_WtdSize-Code | RefgFrz-SM-Ice_WtdSize-Tier1 | Available |  | 0 | 0 | DEER2020 Proposed update | RobNc | RefgFrz-SM-Ice_WtdSize-Code | Appl-ESRefg |  | DEER1517 | 2015-01-01 | 2019-12-31 | InEA_modValue |  |  |  |  | Standard | EnergyImpactID corrected from Res-Frzr-dKWH-Cond to Res-Refg-dKWH-Cond | 1 | 1 | 0 | Deemed Ex Ante Team |  | EnergyImpactID corrected from Res-Frzr-dKWH-Cond to Res-Refg-dKWH-Cond |  | Updated to indicate claim/filing status
660 | RE-RefgFrz-SM-Ice_WtdSize-Tier2 | Refrigerator-freezers - automatic defrost with side-mounted freezer with an automatic icemaker without through-the-door ice service, Size Range: Weighted Size, 30% less than Code Maximum | DEER2017 | D17 v2 | 2020-11-24 16:30 | Res-Refg-dKWH-Cond | DEER | Scaled | Delta | 191 | 225 | None |  | 0 |  | 1 | Res | Any | AppPlug | Refrig | Ref_Storage | RefrigFrz | RefgFrz-SM-Ice_WtdSize-Tier2 | Appl-ESRefg |  |  |  |  | RefgFrz-SM-Ice_WtdSize-Code | RefgFrz-SM-Ice_WtdSize-Tier2 | Available |  | 0 | 0 | DEER2020 Proposed update | RobNc | RefgFrz-SM-Ice_WtdSize-Code | Appl-ESRefg |  | DEER1517 | 2015-01-01 | 2019-12-31 | InEA_modValue |  |  |  |  | Standard | EnergyImpactID corrected from Res-Frzr-dKWH-Cond to Res-Refg-dKWH-Cond | 1 | 1 | 0 | Deemed Ex Ante Team |  | EnergyImpactID corrected from Res-Frzr-dKWH-Cond to Res-Refg-dKWH-Cond |  | Updated to indicate claim/filing status
661 | RE-RefgFrz-SM-TTD_Mini-Tier1 | Refrigerator-freezers - automatic defrost with side-mounted freezer with through-the-door ice service, Size Range: Very Small (<13 cu. ft.), Energy Star (10% less than Code Maximum) | DEER2017 | D17 v2 | 2020-11-24 16:30 | Res-Refg-dKWH-Cond | DEER | Scaled | Delta | 55 | 64.9 | None |  | 0 |  | 1 | Res | Any | AppPlug | Refrig | Ref_Storage | RefrigFrz | RefgFrz-SM-TTD_Mini-Tier1 | Appl-ESRefg |  |  |  |  | RefgFrz-SM-TTD_Mini-Code | RefgFrz-SM-TTD_Mini-Tier1 | Available |  | 0 | 0 | DEER2020 Proposed update | RobNc | RefgFrz-SM-TTD_Mini-Code | Appl-ESRefg |  | DEER1517 | 2015-01-01 | 2019-12-31 | InEA_modValue |  |  |  |  | Standard | EnergyImpactID corrected from Res-Frzr-dKWH-Cond to Res-Refg-dKWH-Cond | 1 | 1 | 0 | Deemed Ex Ante Team |  | EnergyImpactID corrected from Res-Frzr-dKWH-Cond to Res-Refg-dKWH-Cond |  | Updated to indicate claim/filing status
662 | RE-RefgFrz-SM-TTD_Mini-Tier2 | Refrigerator-freezers - automatic defrost with side-mounted freezer with through-the-door ice service, Size Range: Very Small (<13 cu. ft.), 30% less than Code Maximum | DEER2017 | D17 v2 | 2020-11-24 16:30 | Res-Refg-dKWH-Cond | DEER | Scaled | Delta | 166 | 196 | None |  | 0 |  | 1 | Res | Any | AppPlug | Refrig | Ref_Storage | RefrigFrz | RefgFrz-SM-TTD_Mini-Tier2 | Appl-ESRefg |  |  |  |  | RefgFrz-SM-TTD_Mini-Code | RefgFrz-SM-TTD_Mini-Tier2 | Available |  | 0 | 0 | DEER2020 Proposed update | RobNc | RefgFrz-SM-TTD_Mini-Code | Appl-ESRefg |  | DEER1517 | 2015-01-01 | 2019-12-31 | InEA_modValue |  |  |  |  | Standard | EnergyImpactID corrected from Res-Frzr-dKWH-Cond to Res-Refg-dKWH-Cond | 1 | 1 | 0 | Deemed Ex Ante Team |  | EnergyImpactID corrected from Res-Frzr-dKWH-Cond to Res-Refg-dKWH-Cond |  | Updated to indicate claim/filing status
663 | RE-RefgFrz-SM-TTD_Small-Tier1 | Refrigerator-freezers - automatic defrost with side-mounted freezer with through-the-door ice service, Size Range: Small (13 to 16 cu. ft.), Energy Star (10% less than Code Maximum) | DEER2017 | D17 v2 | 2020-11-24 16:30 | Res-Refg-dKWH-Cond | DEER | Scaled | Delta | 60 | 70.8 | None |  | 0 |  | 1 | Res | Any | AppPlug | Refrig | Ref_Storage | RefrigFrz | RefgFrz-SM-TTD_Small-Tier1 | Appl-ESRefg |  |  |  |  | RefgFrz-SM-TTD_Small-Code | RefgFrz-SM-TTD_Small-Tier1 | Available |  | 0 | 0 | DEER2020 Proposed update | RobNc | RefgFrz-SM-TTD_Small-Code | Appl-ESRefg |  | DEER1517 | 2015-01-01 | 2019-12-31 | InEA_modValue |  |  |  |  | Standard | EnergyImpactID corrected from Res-Frzr-dKWH-Cond to Res-Refg-dKWH-Cond | 1 | 1 | 0 | Deemed Ex Ante Team |  | EnergyImpactID corrected from Res-Frzr-dKWH-Cond to Res-Refg-dKWH-Cond |  | Updated to indicate claim/filing status
664 | RE-RefgFrz-SM-TTD_Small-Tier2 | Refrigerator-freezers - automatic defrost with side-mounted freezer with through-the-door ice service, Size Range: Small (13 to 16 cu. ft.), 30% less than Code Maximum | DEER2017 | D17 v2 | 2020-11-24 16:30 | Res-Refg-dKWH-Cond | DEER | Scaled | Delta | 179 | 211 | None |  | 0 |  | 1 | Res | Any | AppPlug | Refrig | Ref_Storage | RefrigFrz | RefgFrz-SM-TTD_Small-Tier2 | Appl-ESRefg |  |  |  |  | RefgFrz-SM-TTD_Small-Code | RefgFrz-SM-TTD_Small-Tier2 | Available |  | 0 | 0 | DEER2020 Proposed update | RobNc | RefgFrz-SM-TTD_Small-Code | Appl-ESRefg |  | DEER1517 | 2015-01-01 | 2019-12-31 | InEA_modValue |  |  |  |  | Standard | EnergyImpactID corrected from Res-Frzr-dKWH-Cond to Res-Refg-dKWH-Cond | 1 | 1 | 0 | Deemed Ex Ante Team |  | EnergyImpactID corrected from Res-Frzr-dKWH-Cond to Res-Refg-dKWH-Cond |  | Updated to indicate claim/filing status
665 | RE-RefgFrz-SM-TTD_Med-Tier1 | Refrigerator-freezers - automatic defrost with side-mounted freezer with through-the-door ice service, Size Range: Medium (17 to 20 cu. ft.), Energy Star (10% less than Code Maximum) | DEER2017 | D17 v2 | 2020-11-24 16:30 | Res-Refg-dKWH-Cond | DEER | Scaled | Delta | 64 | 75.5 | None |  | 0 |  | 1 | Res | Any | AppPlug | Refrig | Ref_Storage | RefrigFrz | RefgFrz-SM-TTD_Med-Tier1 | Appl-ESRefg |  |  |  |  | RefgFrz-SM-TTD_Med-Code | RefgFrz-SM-TTD_Med-Tier1 | Available |  | 0 | 0 | DEER2020 Proposed update | RobNc | RefgFrz-SM-TTD_Med-Code | Appl-ESRefg |  | DEER1517 | 2015-01-01 | 2019-12-31 | InEA_modValue |  |  |  |  | Standard | EnergyImpactID corrected from Res-Frzr-dKWH-Cond to Res-Refg-dKWH-Cond | 1 | 1 | 0 | Deemed Ex Ante Team |  | EnergyImpactID corrected from Res-Frzr-dKWH-Cond to Res-Refg-dKWH-Cond |  | Updated to indicate claim/filing status
666 | RE-RefgFrz-SM-TTD_Med-Tier2 | Refrigerator-freezers - automatic defrost with side-mounted freezer with through-the-door ice service, Size Range: Medium (17 to 20 cu. ft.), 30% less than Code Maximum | DEER2017 | D17 v2 | 2020-11-24 16:30 | Res-Refg-dKWH-Cond | DEER | Scaled | Delta | 192 | 227 | None |  | 0 |  | 1 | Res | Any | AppPlug | Refrig | Ref_Storage | RefrigFrz | RefgFrz-SM-TTD_Med-Tier2 | Appl-ESRefg |  |  |  |  | RefgFrz-SM-TTD_Med-Code | RefgFrz-SM-TTD_Med-Tier2 | Available |  | 0 | 0 | DEER2020 Proposed update | RobNc | RefgFrz-SM-TTD_Med-Code | Appl-ESRefg |  | DEER1517 | 2015-01-01 | 2019-12-31 | InEA_modValue |  |  |  |  | Standard | EnergyImpactID corrected from Res-Frzr-dKWH-Cond to Res-Refg-dKWH-Cond | 1 | 1 | 0 | Deemed Ex Ante Team |  | EnergyImpactID corrected from Res-Frzr-dKWH-Cond to Res-Refg-dKWH-Cond |  | Updated to indicate claim/filing status
667 | RE-RefgFrz-SM-TTD_Large-Tier1 | Refrigerator-freezers - automatic defrost with side-mounted freezer with through-the-door ice service, Size Range: Large (21 to 23 cu. ft.), Energy Star (10% less than Code Maximum) | DEER2017 | D17 v2 | 2020-11-24 16:30 | Res-Refg-dKWH-Cond | DEER | Scaled | Delta | 67 | 79.1 | None |  | 0 |  | 1 | Res | Any | AppPlug | Refrig | Ref_Storage | RefrigFrz | RefgFrz-SM-TTD_Large-Tier1 | Appl-ESRefg |  |  |  |  | RefgFrz-SM-TTD_Large-Code | RefgFrz-SM-TTD_Large-Tier1 | Available |  | 0 | 0 | DEER2020 Proposed update | RobNc | RefgFrz-SM-TTD_Large-Code | Appl-ESRefg |  | DEER1517 | 2015-01-01 | 2019-12-31 | InEA_modValue |  |  |  |  | Standard | EnergyImpactID corrected from Res-Frzr-dKWH-Cond to Res-Refg-dKWH-Cond | 1 | 1 | 0 | Deemed Ex Ante Team |  | EnergyImpactID corrected from Res-Frzr-dKWH-Cond to Res-Refg-dKWH-Cond |  | Updated to indicate claim/filing status
668 | RE-RefgFrz-SM-TTD_Large-Tier2 | Refrigerator-freezers - automatic defrost with side-mounted freezer with through-the-door ice service, Size Range: Large (21 to 23 cu. ft.), 30% less than Code Maximum | DEER2017 | D17 v2 | 2020-11-24 16:30 | Res-Refg-dKWH-Cond | DEER | Scaled | Delta | 202 | 238 | None |  | 0 |  | 1 | Res | Any | AppPlug | Refrig | Ref_Storage | RefrigFrz | RefgFrz-SM-TTD_Large-Tier2 | Appl-ESRefg |  |  |  |  | RefgFrz-SM-TTD_Large-Code | RefgFrz-SM-TTD_Large-Tier2 | Available |  | 0 | 0 | DEER2020 Proposed update | RobNc | RefgFrz-SM-TTD_Large-Code | Appl-ESRefg |  | DEER1517 | 2015-01-01 | 2019-12-31 | InEA_modValue |  |  |  |  | Standard | EnergyImpactID corrected from Res-Frzr-dKWH-Cond to Res-Refg-dKWH-Cond | 1 | 1 | 0 | Deemed Ex Ante Team |  | EnergyImpactID corrected from Res-Frzr-dKWH-Cond to Res-Refg-dKWH-Cond |  | Updated to indicate claim/filing status
669 | RE-RefgFrz-SM-TTD_VLarge-Tier1 | Refrigerator-freezers - automatic defrost with side-mounted freezer with through-the-door ice service, Size Range: Very large (over 23 cu. Ft.), Energy Star (10% less than Code Maximum) | DEER2017 | D17 v2 | 2020-11-24 16:30 | Res-Refg-dKWH-Cond | DEER | Scaled | Delta | 72 | 85 | None |  | 0 |  | 1 | Res | Any | AppPlug | Refrig | Ref_Storage | RefrigFrz | RefgFrz-SM-TTD_VLarge-Tier1 | Appl-ESRefg |  |  |  |  | RefgFrz-SM-TTD_VLarge-Code | RefgFrz-SM-TTD_VLarge-Tier1 | Available |  | 0 | 0 | DEER2020 Proposed update | RobNc | RefgFrz-SM-TTD_VLarge-Code | Appl-ESRefg |  | DEER1517 | 2015-01-01 | 2019-12-31 | InEA_modValue |  |  |  |  | Standard | EnergyImpactID corrected from Res-Frzr-dKWH-Cond to Res-Refg-dKWH-Cond | 1 | 1 | 0 | Deemed Ex Ante Team |  | EnergyImpactID corrected from Res-Frzr-dKWH-Cond to Res-Refg-dKWH-Cond |  | Updated to indicate claim/filing status
670 | RE-RefgFrz-SM-TTD_VLarge-Tier2 | Refrigerator-freezers - automatic defrost with side-mounted freezer with through-the-door ice service, Size Range: Very large (over 23 cu. Ft.), 30% less than Code Maximum | DEER2017 | D17 v2 | 2020-11-24 16:30 | Res-Refg-dKWH-Cond | DEER | Scaled | Delta | 215 | 254 | None |  | 0 |  | 1 | Res | Any | AppPlug | Refrig | Ref_Storage | RefrigFrz | RefgFrz-SM-TTD_VLarge-Tier2 | Appl-ESRefg |  |  |  |  | RefgFrz-SM-TTD_VLarge-Code | RefgFrz-SM-TTD_VLarge-Tier2 | Available |  | 0 | 0 | DEER2020 Proposed update | RobNc | RefgFrz-SM-TTD_VLarge-Code | Appl-ESRefg |  | DEER1517 | 2015-01-01 | 2019-12-31 | InEA_modValue |  |  |  |  | Standard | EnergyImpactID corrected from Res-Frzr-dKWH-Cond to Res-Refg-dKWH-Cond | 1 | 1 | 0 | Deemed Ex Ante Team |  | EnergyImpactID corrected from Res-Frzr-dKWH-Cond to Res-Refg-dKWH-Cond |  | Updated to indicate claim/filing status
671 | RE-RefgFrz-SM-TTD_WtdSize-Tier1 | Refrigerator-freezers - automatic defrost with side-mounted freezer with through-the-door ice service, Size Range: Weighted Size, Energy Star (10% less than Code Maximum) | DEER2017 | D17 v2 | 2020-11-24 16:30 | Res-Refg-dKWH-Cond | DEER | Scaled | Delta | 70 | 82.6 | None |  | 0 |  | 1 | Res | Any | AppPlug | Refrig | Ref_Storage | RefrigFrz | RefgFrz-SM-TTD_WtdSize-Tier1 | Appl-ESRefg |  |  |  |  | RefgFrz-SM-TTD_WtdSize-Code | RefgFrz-SM-TTD_WtdSize-Tier1 | Available |  | 0 | 0 | DEER2020 Proposed update | RobNc | RefgFrz-SM-TTD_WtdSize-Code | Appl-ESRefg |  | DEER1517 | 2015-01-01 | 2019-12-31 | InEA_modValue |  |  |  |  | Standard | EnergyImpactID corrected from Res-Frzr-dKWH-Cond to Res-Refg-dKWH-Cond | 1 | 1 | 0 | Deemed Ex Ante Team |  | EnergyImpactID corrected from Res-Frzr-dKWH-Cond to Res-Refg-dKWH-Cond |  | Updated to indicate claim/filing status
672 | RE-RefgFrz-SM-TTD_WtdSize-Tier2 | Refrigerator-freezers - automatic defrost with side-mounted freezer with through-the-door ice service, Size Range: Weighted Size, 30% less than Code Maximum | DEER2017 | D17 v2 | 2020-11-24 16:30 | Res-Refg-dKWH-Cond | DEER | Scaled | Delta | 210 | 248 | None |  | 0 |  | 1 | Res | Any | AppPlug | Refrig | Ref_Storage | RefrigFrz | RefgFrz-SM-TTD_WtdSize-Tier2 | Appl-ESRefg |  |  |  |  | RefgFrz-SM-TTD_WtdSize-Code | RefgFrz-SM-TTD_WtdSize-Tier2 | Available |  | 0 | 0 | DEER2020 Proposed update | RobNc | RefgFrz-SM-TTD_WtdSize-Code | Appl-ESRefg |  | DEER1517 | 2015-01-01 | 2019-12-31 | InEA_modValue |  |  |  |  | Standard | EnergyImpactID corrected from Res-Frzr-dKWH-Cond to Res-Refg-dKWH-Cond | 1 | 1 | 0 | Deemed Ex Ante Team |  | EnergyImpactID corrected from Res-Frzr-dKWH-Cond to Res-Refg-dKWH-Cond |  | Updated to indicate claim/filing status
673 | RE-RefgFrz-BM_Mini-Tier1 | Refrigerator-freezers - automatic defrost with bottom-mounted freezer without an automatic icemaker, Size Range: Very Small (<13 cu. ft.), Energy Star (10% less than Code Maximum) | DEER2017 | D17 v2 | 2020-11-24 16:30 | Res-Refg-dKWH-Cond | DEER | Scaled | Delta | 44 | 51.9 | None |  | 0 |  | 1 | Res | Any | AppPlug | Refrig | Ref_Storage | RefrigFrz | RefgFrz-BM_Mini-Tier1 | Appl-ESRefg |  |  |  |  | RefgFrz-BM_Mini-Code | RefgFrz-BM_Mini-Tier1 | Available |  | 0 | 0 | DEER2020 Proposed update | RobNc | RefgFrz-BM_Mini-Code | Appl-ESRefg |  | DEER1517 | 2015-01-01 | 2019-12-31 | InEA_modValue |  |  |  |  | Standard | EnergyImpactID corrected from Res-Frzr-dKWH-Cond to Res-Refg-dKWH-Cond | 1 | 1 | 0 | Deemed Ex Ante Team |  | EnergyImpactID corrected from Res-Frzr-dKWH-Cond to Res-Refg-dKWH-Cond |  | Updated to indicate claim/filing status
674 | RE-RefgFrz-BM_Mini-Tier2 | Refrigerator-freezers - automatic defrost with bottom-mounted freezer without an automatic icemaker, Size Range: Very Small (<13 cu. ft.), 30% less than Code Maximum | DEER2017 | D17 v2 | 2020-11-24 16:30 | Res-Refg-dKWH-Cond | DEER | Scaled | Delta | 132 | 156 | None |  | 0 |  | 1 | Res | Any | AppPlug | Refrig | Ref_Storage | RefrigFrz | RefgFrz-BM_Mini-Tier2 | Appl-ESRefg |  |  |  |  | RefgFrz-BM_Mini-Code | RefgFrz-BM_Mini-Tier2 | Available |  | 0 | 0 | DEER2020 Proposed update | RobNc | RefgFrz-BM_Mini-Code | Appl-ESRefg |  | DEER1517 | 2015-01-01 | 2019-12-31 | InEA_modValue |  |  |  |  | Standard | EnergyImpactID corrected from Res-Frzr-dKWH-Cond to Res-Refg-dKWH-Cond | 1 | 1 | 0 | Deemed Ex Ante Team |  | EnergyImpactID corrected from Res-Frzr-dKWH-Cond to Res-Refg-dKWH-Cond |  | Updated to indicate claim/filing status
675 | RE-RefgFrz-BM_Small-Tier1 | Refrigerator-freezers - automatic defrost with bottom-mounted freezer without an automatic icemaker, Size Range: Small (13 to 16 cu. ft.), Energy Star (10% less than Code Maximum) | DEER2017 | D17 v2 | 2020-11-24 16:30 | Res-Refg-dKWH-Cond | DEER | Scaled | Delta | 48 | 56.6 | None |  | 0 |  | 1 | Res | Any | AppPlug | Refrig | Ref_Storage | RefrigFrz | RefgFrz-BM_Small-Tier1 | Appl-ESRefg |  |  |  |  | RefgFrz-BM_Small-Code | RefgFrz-BM_Small-Tier1 | Available |  | 0 | 0 | DEER2020 Proposed update | RobNc | RefgFrz-BM_Small-Code | Appl-ESRefg |  | DEER1517 | 2015-01-01 | 2019-12-31 | InEA_modValue |  |  |  |  | Standard | EnergyImpactID corrected from Res-Frzr-dKWH-Cond to Res-Refg-dKWH-Cond | 1 | 1 | 0 | Deemed Ex Ante Team |  | EnergyImpactID corrected from Res-Frzr-dKWH-Cond to Res-Refg-dKWH-Cond |  | Updated to indicate claim/filing status
676 | RE-RefgFrz-BM_Small-Tier2 | Refrigerator-freezers - automatic defrost with bottom-mounted freezer without an automatic icemaker, Size Range: Small (13 to 16 cu. ft.), 30% less than Code Maximum | DEER2017 | D17 v2 | 2020-11-24 16:30 | Res-Refg-dKWH-Cond | DEER | Scaled | Delta | 145 | 171 | None |  | 0 |  | 1 | Res | Any | AppPlug | Refrig | Ref_Storage | RefrigFrz | RefgFrz-BM_Small-Tier2 | Appl-ESRefg |  |  |  |  | RefgFrz-BM_Small-Code | RefgFrz-BM_Small-Tier2 | Available |  | 0 | 0 | DEER2020 Proposed update | RobNc | RefgFrz-BM_Small-Code | Appl-ESRefg |  | DEER1517 | 2015-01-01 | 2019-12-31 | InEA_modValue |  |  |  |  | Standard | EnergyImpactID corrected from Res-Frzr-dKWH-Cond to Res-Refg-dKWH-Cond | 1 | 1 | 0 | Deemed Ex Ante Team |  | EnergyImpactID corrected from Res-Frzr-dKWH-Cond to Res-Refg-dKWH-Cond |  | Updated to indicate claim/filing status
677 | RE-RefgFrz-BM_Med-Tier1 | Refrigerator-freezers - automatic defrost with bottom-mounted freezer without an automatic icemaker, Size Range: Medium (17 to 20 cu. ft.), Energy Star (10% less than Code Maximum) | DEER2017 | D17 v2 | 2020-11-24 16:30 | Res-Refg-dKWH-Cond | DEER | Scaled | Delta | 53 | 62.5 | None |  | 0 |  | 1 | Res | Any | AppPlug | Refrig | Ref_Storage | RefrigFrz | RefgFrz-BM_Med-Tier1 | Appl-ESRefg |  |  |  |  | RefgFrz-BM_Med-Code | RefgFrz-BM_Med-Tier1 | Available |  | 0 | 0 | DEER2020 Proposed update | RobNc | RefgFrz-BM_Med-Code | Appl-ESRefg |  | DEER1517 | 2015-01-01 | 2019-12-31 | InEA_modValue |  |  |  |  | Standard | EnergyImpactID corrected from Res-Frzr-dKWH-Cond to Res-Refg-dKWH-Cond | 1 | 1 | 0 | Deemed Ex Ante Team |  | EnergyImpactID corrected from Res-Frzr-dKWH-Cond to Res-Refg-dKWH-Cond |  | Updated to indicate claim/filing status
678 | RE-RefgFrz-BM_Med-Tier2 | Refrigerator-freezers - automatic defrost with bottom-mounted freezer without an automatic icemaker, Size Range: Medium (17 to 20 cu. ft.), 30% less than Code Maximum | DEER2017 | D17 v2 | 2020-11-24 16:30 | Res-Refg-dKWH-Cond | DEER | Scaled | Delta | 159 | 188 | None |  | 0 |  | 1 | Res | Any | AppPlug | Refrig | Ref_Storage | RefrigFrz | RefgFrz-BM_Med-Tier2 | Appl-ESRefg |  |  |  |  | RefgFrz-BM_Med-Code | RefgFrz-BM_Med-Tier2 | Available |  | 0 | 0 | DEER2020 Proposed update | RobNc | RefgFrz-BM_Med-Code | Appl-ESRefg |  | DEER1517 | 2015-01-01 | 2019-12-31 | InEA_modValue |  |  |  |  | Standard | EnergyImpactID corrected from Res-Frzr-dKWH-Cond to Res-Refg-dKWH-Cond | 1 | 1 | 0 | Deemed Ex Ante Team |  | EnergyImpactID corrected from Res-Frzr-dKWH-Cond to Res-Refg-dKWH-Cond |  | Updated to indicate claim/filing status
679 | RE-RefgFrz-BM_Large-Tier1 | Refrigerator-freezers - automatic defrost with bottom-mounted freezer without an automatic icemaker, Size Range: Large (21 to 23 cu. ft.), Energy Star (10% less than Code Maximum) | DEER2017 | D17 v2 | 2020-11-24 16:30 | Res-Refg-dKWH-Cond | DEER | Scaled | Delta | 56 | 66.1 | None |  | 0 |  | 1 | Res | Any | AppPlug | Refrig | Ref_Storage | RefrigFrz | RefgFrz-BM_Large-Tier1 | Appl-ESRefg |  |  |  |  | RefgFrz-BM_Large-Code | RefgFrz-BM_Large-Tier1 | Available |  | 0 | 0 | DEER2020 Proposed update | RobNc | RefgFrz-BM_Large-Code | Appl-ESRefg |  | DEER1517 | 2015-01-01 | 2019-12-31 | InEA_modValue |  |  |  |  | Standard | EnergyImpactID corrected from Res-Frzr-dKWH-Cond to Res-Refg-dKWH-Cond | 1 | 1 | 0 | Deemed Ex Ante Team |  | EnergyImpactID corrected from Res-Frzr-dKWH-Cond to Res-Refg-dKWH-Cond |  | Updated to indicate claim/filing status
680 | RE-RefgFrz-BM_Large-Tier2 | Refrigerator-freezers - automatic defrost with bottom-mounted freezer without an automatic icemaker, Size Range: Large (21 to 23 cu. ft.), 30% less than Code Maximum | DEER2017 | D17 v2 | 2020-11-24 16:30 | Res-Refg-dKWH-Cond | DEER | Scaled | Delta | 169 | 199 | None |  | 0 |  | 1 | Res | Any | AppPlug | Refrig | Ref_Storage | RefrigFrz | RefgFrz-BM_Large-Tier2 | Appl-ESRefg |  |  |  |  | RefgFrz-BM_Large-Code | RefgFrz-BM_Large-Tier2 | Available |  | 0 | 0 | DEER2020 Proposed update | RobNc | RefgFrz-BM_Large-Code | Appl-ESRefg |  | DEER1517 | 2015-01-01 | 2019-12-31 | InEA_modValue |  |  |  |  | Standard | EnergyImpactID corrected from Res-Frzr-dKWH-Cond to Res-Refg-dKWH-Cond | 1 | 1 | 0 | Deemed Ex Ante Team |  | EnergyImpactID corrected from Res-Frzr-dKWH-Cond to Res-Refg-dKWH-Cond |  | Updated to indicate claim/filing status
681 | RE-RefgFrz-BM_VLarge-Tier1 | Refrigerator-freezers - automatic defrost with bottom-mounted freezer without an automatic icemaker, Size Range: Very large (over 23 cu. Ft.), Energy Star (10% less than Code Maximum) | DEER2017 | D17 v2 | 2020-11-24 16:30 | Res-Refg-dKWH-Cond | DEER | Scaled | Delta | 61 | 72 | None |  | 0 |  | 1 | Res | Any | AppPlug | Refrig | Ref_Storage | RefrigFrz | RefgFrz-BM_VLarge-Tier1 | Appl-ESRefg |  |  |  |  | RefgFrz-BM_VLarge-Code | RefgFrz-BM_VLarge-Tier1 | Available |  | 0 | 0 | DEER2020 Proposed update | RobNc | RefgFrz-BM_VLarge-Code | Appl-ESRefg |  | DEER1517 | 2015-01-01 | 2019-12-31 | InEA_modValue |  |  |  |  | Standard | EnergyImpactID corrected from Res-Frzr-dKWH-Cond to Res-Refg-dKWH-Cond | 1 | 1 | 0 | Deemed Ex Ante Team |  | EnergyImpactID corrected from Res-Frzr-dKWH-Cond to Res-Refg-dKWH-Cond |  | Updated to indicate claim/filing status
682 | RE-RefgFrz-BM_VLarge-Tier2 | Refrigerator-freezers - automatic defrost with bottom-mounted freezer without an automatic icemaker, Size Range: Very large (over 23 cu. Ft.), 30% less than Code Maximum | DEER2017 | D17 v2 | 2020-11-24 16:30 | Res-Refg-dKWH-Cond | DEER | Scaled | Delta | 182 | 215 | None |  | 0 |  | 1 | Res | Any | AppPlug | Refrig | Ref_Storage | RefrigFrz | RefgFrz-BM_VLarge-Tier2 | Appl-ESRefg |  |  |  |  | RefgFrz-BM_VLarge-Code | RefgFrz-BM_VLarge-Tier2 | Available |  | 0 | 0 | DEER2020 Proposed update | RobNc | RefgFrz-BM_VLarge-Code | Appl-ESRefg |  | DEER1517 | 2015-01-01 | 2019-12-31 | InEA_modValue |  |  |  |  | Standard | EnergyImpactID corrected from Res-Frzr-dKWH-Cond to Res-Refg-dKWH-Cond | 1 | 1 | 0 | Deemed Ex Ante Team |  | EnergyImpactID corrected from Res-Frzr-dKWH-Cond to Res-Refg-dKWH-Cond |  | Updated to indicate claim/filing status
683 | RE-RefgFrz-BM_WtdSize-Tier1 | Refrigerator-freezers - automatic defrost with bottom-mounted freezer without an automatic icemaker, Size Range: Weighted Size, Energy Star (10% less than Code Maximum) | DEER2017 | D17 v2 | 2020-11-24 16:30 | Res-Refg-dKWH-Cond | DEER | Scaled | Delta | 55 | 64.9 | None |  | 0 |  | 1 | Res | Any | AppPlug | Refrig | Ref_Storage | RefrigFrz | RefgFrz-BM_WtdSize-Tier1 | Appl-ESRefg |  |  |  |  | RefgFrz-BM_WtdSize-Code | RefgFrz-BM_WtdSize-Tier1 | Available |  | 0 | 0 | DEER2020 Proposed update | RobNc | RefgFrz-BM_WtdSize-Code | Appl-ESRefg |  | DEER1517 | 2015-01-01 | 2019-12-31 | InEA_modValue |  |  |  |  | Standard | EnergyImpactID corrected from Res-Frzr-dKWH-Cond to Res-Refg-dKWH-Cond | 1 | 1 | 0 | Deemed Ex Ante Team |  | EnergyImpactID corrected from Res-Frzr-dKWH-Cond to Res-Refg-dKWH-Cond |  | Updated to indicate claim/filing status
684 | RE-RefgFrz-BM_WtdSize-Tier2 | Refrigerator-freezers - automatic defrost with bottom-mounted freezer without an automatic icemaker, Size Range: Weighted Size, 30% less than Code Maximum | DEER2017 | D17 v2 | 2020-11-24 16:30 | Res-Refg-dKWH-Cond | DEER | Scaled | Delta | 166 | 196 | None |  | 0 |  | 1 | Res | Any | AppPlug | Refrig | Ref_Storage | RefrigFrz | RefgFrz-BM_WtdSize-Tier2 | Appl-ESRefg |  |  |  |  | RefgFrz-BM_WtdSize-Code | RefgFrz-BM_WtdSize-Tier2 | Available |  | 0 | 0 | DEER2020 Proposed update | RobNc | RefgFrz-BM_WtdSize-Code | Appl-ESRefg |  | DEER1517 | 2015-01-01 | 2019-12-31 | InEA_modValue |  |  |  |  | Standard | EnergyImpactID corrected from Res-Frzr-dKWH-Cond to Res-Refg-dKWH-Cond | 1 | 1 | 0 | Deemed Ex Ante Team |  | EnergyImpactID corrected from Res-Frzr-dKWH-Cond to Res-Refg-dKWH-Cond |  | Updated to indicate claim/filing status
685 | RE-RefgFrz-BM-TTD_Mini-Tier1 | Refrigerator-freezer - automatic defrost with bottom-mounted freezer with through-the-door ice service, Size Range: Very Small (<13 cu. ft.), Energy Star (10% less than Code Maximum) | DEER2017 | D17 v2 | 2020-11-24 16:30 | Res-Refg-dKWH-Cond | DEER | Scaled | Delta | 60 | 70.8 | None |  | 0 |  | 1 | Res | Any | AppPlug | Refrig | Ref_Storage | RefrigFrz | RefgFrz-BM-TTD_Mini-Tier1 | Appl-ESRefg |  |  |  |  | RefgFrz-BM-TTD_Mini-Code | RefgFrz-BM-TTD_Mini-Tier1 | Available |  | 0 | 0 | DEER2020 Proposed update | RobNc | RefgFrz-BM-TTD_Mini-Code | Appl-ESRefg |  | DEER1517 | 2015-01-01 | 2019-12-31 | InEA_modValue |  |  |  |  | Standard | EnergyImpactID corrected from Res-Frzr-dKWH-Cond to Res-Refg-dKWH-Cond | 1 | 1 | 0 | Deemed Ex Ante Team |  | EnergyImpactID corrected from Res-Frzr-dKWH-Cond to Res-Refg-dKWH-Cond |  | Updated to indicate claim/filing status
686 | RE-RefgFrz-BM-TTD_Mini-Tier2 | Refrigerator-freezer - automatic defrost with bottom-mounted freezer with through-the-door ice service, Size Range: Very Small (<13 cu. ft.), 30% less than Code Maximum | DEER2017 | D17 v2 | 2020-11-24 16:30 | Res-Refg-dKWH-Cond | DEER | Scaled | Delta | 181 | 214 | None |  | 0 |  | 1 | Res | Any | AppPlug | Refrig | Ref_Storage | RefrigFrz | RefgFrz-BM-TTD_Mini-Tier2 | Appl-ESRefg |  |  |  |  | RefgFrz-BM-TTD_Mini-Code | RefgFrz-BM-TTD_Mini-Tier2 | Available |  | 0 | 0 | DEER2020 Proposed update | RobNc | RefgFrz-BM-TTD_Mini-Code | Appl-ESRefg |  | DEER1517 | 2015-01-01 | 2019-12-31 | InEA_modValue |  |  |  |  | Standard | EnergyImpactID corrected from Res-Frzr-dKWH-Cond to Res-Refg-dKWH-Cond | 1 | 1 | 0 | Deemed Ex Ante Team |  | EnergyImpactID corrected from Res-Frzr-dKWH-Cond to Res-Refg-dKWH-Cond |  | Updated to indicate claim/filing status
687 | RE-RefgFrz-BM-TTD_Small-Tier1 | Refrigerator-freezer - automatic defrost with bottom-mounted freezer with through-the-door ice service, Size Range: Small (13 to 16 cu. ft.), Energy Star (10% less than Code Maximum) | DEER2017 | D17 v2 | 2020-11-24 16:30 | Res-Refg-dKWH-Cond | DEER | Scaled | Delta | 65 | 76.7 | None |  | 0 |  | 1 | Res | Any | AppPlug | Refrig | Ref_Storage | RefrigFrz | RefgFrz-BM-TTD_Small-Tier1 | Appl-ESRefg |  |  |  |  | RefgFrz-BM-TTD_Small-Code | RefgFrz-BM-TTD_Small-Tier1 | Available |  | 0 | 0 | DEER2020 Proposed update | RobNc | RefgFrz-BM-TTD_Small-Code | Appl-ESRefg |  | DEER1517 | 2015-01-01 | 2019-12-31 | InEA_modValue |  |  |  |  | Standard | EnergyImpactID corrected from Res-Frzr-dKWH-Cond to Res-Refg-dKWH-Cond | 1 | 1 | 0 | Deemed Ex Ante Team |  | EnergyImpactID corrected from Res-Frzr-dKWH-Cond to Res-Refg-dKWH-Cond |  | Updated to indicate claim/filing status
688 | RE-RefgFrz-BM-TTD_Small-Tier2 | Refrigerator-freezer - automatic defrost with bottom-mounted freezer with through-the-door ice service, Size Range: Small (13 to 16 cu. ft.), 30% less than Code Maximum | DEER2017 | D17 v2 | 2020-11-24 16:30 | Res-Refg-dKWH-Cond | DEER | Scaled | Delta | 195 | 230 | None |  | 0 |  | 1 | Res | Any | AppPlug | Refrig | Ref_Storage | RefrigFrz | RefgFrz-BM-TTD_Small-Tier2 | Appl-ESRefg |  |  |  |  | RefgFrz-BM-TTD_Small-Code | RefgFrz-BM-TTD_Small-Tier2 | Available |  | 0 | 0 | DEER2020 Proposed update | RobNc | RefgFrz-BM-TTD_Small-Code | Appl-ESRefg |  | DEER1517 | 2015-01-01 | 2019-12-31 | InEA_modValue |  |  |  |  | Standard | EnergyImpactID corrected from Res-Frzr-dKWH-Cond to Res-Refg-dKWH-Cond | 1 | 1 | 0 | Deemed Ex Ante Team |  | EnergyImpactID corrected from Res-Frzr-dKWH-Cond to Res-Refg-dKWH-Cond |  | Updated to indicate claim/filing status
689 | RE-RefgFrz-BM-TTD_Med-Tier1 | Refrigerator-freezer - automatic defrost with bottom-mounted freezer with through-the-door ice service, Size Range: Medium (17 to 20 cu. ft.), Energy Star (10% less than Code Maximum) | DEER2017 | D17 v2 | 2020-11-24 16:30 | Res-Refg-dKWH-Cond | DEER | Scaled | Delta | 70 | 82.6 | None |  | 0 |  | 1 | Res | Any | AppPlug | Refrig | Ref_Storage | RefrigFrz | RefgFrz-BM-TTD_Med-Tier1 | Appl-ESRefg |  |  |  |  | RefgFrz-BM-TTD_Med-Code | RefgFrz-BM-TTD_Med-Tier1 | Available |  | 0 | 0 | DEER2020 Proposed update | RobNc | RefgFrz-BM-TTD_Med-Code | Appl-ESRefg |  | DEER1517 | 2015-01-01 | 2019-12-31 | InEA_modValue |  |  |  |  | Standard | EnergyImpactID corrected from Res-Frzr-dKWH-Cond to Res-Refg-dKWH-Cond | 1 | 1 | 0 | Deemed Ex Ante Team |  | EnergyImpactID corrected from Res-Frzr-dKWH-Cond to Res-Refg-dKWH-Cond |  | Updated to indicate claim/filing status
690 | RE-RefgFrz-BM-TTD_Med-Tier2 | Refrigerator-freezer - automatic defrost with bottom-mounted freezer with through-the-door ice service, Size Range: Medium (17 to 20 cu. ft.), 30% less than Code Maximum | DEER2017 | D17 v2 | 2020-11-24 16:30 | Res-Refg-dKWH-Cond | DEER | Scaled | Delta | 209 | 247 | None |  | 0 |  | 1 | Res | Any | AppPlug | Refrig | Ref_Storage | RefrigFrz | RefgFrz-BM-TTD_Med-Tier2 | Appl-ESRefg |  |  |  |  | RefgFrz-BM-TTD_Med-Code | RefgFrz-BM-TTD_Med-Tier2 | Available |  | 0 | 0 | DEER2020 Proposed update | RobNc | RefgFrz-BM-TTD_Med-Code | Appl-ESRefg |  | DEER1517 | 2015-01-01 | 2019-12-31 | InEA_modValue |  |  |  |  | Standard | EnergyImpactID corrected from Res-Frzr-dKWH-Cond to Res-Refg-dKWH-Cond | 1 | 1 | 0 | Deemed Ex Ante Team |  | EnergyImpactID corrected from Res-Frzr-dKWH-Cond to Res-Refg-dKWH-Cond |  | Updated to indicate claim/filing status
691 | RE-RefgFrz-BM-TTD_Large-Tier1 | Refrigerator-freezer - automatic defrost with bottom-mounted freezer with through-the-door ice service, Size Range: Large (21 to 23 cu. ft.), Energy Star (10% less than Code Maximum) | DEER2017 | D17 v2 | 2020-11-24 16:30 | Res-Refg-dKWH-Cond | DEER | Scaled | Delta | 73 | 86.1 | None |  | 0 |  | 1 | Res | Any | AppPlug | Refrig | Ref_Storage | RefrigFrz | RefgFrz-BM-TTD_Large-Tier1 | Appl-ESRefg |  |  |  |  | RefgFrz-BM-TTD_Large-Code | RefgFrz-BM-TTD_Large-Tier1 | Available |  | 0 | 0 | DEER2020 Proposed update | RobNc | RefgFrz-BM-TTD_Large-Code | Appl-ESRefg |  | DEER1517 | 2015-01-01 | 2019-12-31 | InEA_modValue |  |  |  |  | Standard | EnergyImpactID corrected from Res-Frzr-dKWH-Cond to Res-Refg-dKWH-Cond | 1 | 1 | 0 | Deemed Ex Ante Team |  | EnergyImpactID corrected from Res-Frzr-dKWH-Cond to Res-Refg-dKWH-Cond |  | Updated to indicate claim/filing status
692 | RE-RefgFrz-BM-TTD_Large-Tier2 | Refrigerator-freezer - automatic defrost with bottom-mounted freezer with through-the-door ice service, Size Range: Large (21 to 23 cu. ft.), 30% less than Code Maximum | DEER2017 | D17 v2 | 2020-11-24 16:30 | Res-Refg-dKWH-Cond | DEER | Scaled | Delta | 220 | 260 | None |  | 0 |  | 1 | Res | Any | AppPlug | Refrig | Ref_Storage | RefrigFrz | RefgFrz-BM-TTD_Large-Tier2 | Appl-ESRefg |  |  |  |  | RefgFrz-BM-TTD_Large-Code | RefgFrz-BM-TTD_Large-Tier2 | Available |  | 0 | 0 | DEER2020 Proposed update | RobNc | RefgFrz-BM-TTD_Large-Code | Appl-ESRefg |  | DEER1517 | 2015-01-01 | 2019-12-31 | InEA_modValue |  |  |  |  | Standard | EnergyImpactID corrected from Res-Frzr-dKWH-Cond to Res-Refg-dKWH-Cond | 1 | 1 | 0 | Deemed Ex Ante Team |  | EnergyImpactID corrected from Res-Frzr-dKWH-Cond to Res-Refg-dKWH-Cond |  | Updated to indicate claim/filing status
693 | RE-RefgFrz-BM-TTD_VLarge-Tier1 | Refrigerator-freezer - automatic defrost with bottom-mounted freezer with through-the-door ice service, Size Range: Very large (over 23 cu. Ft.), Energy Star (10% less than Code Maximum) | DEER2017 | D17 v2 | 2020-11-24 16:30 | Res-Refg-dKWH-Cond | DEER | Scaled | Delta | 78 | 92 | None |  | 0 |  | 1 | Res | Any | AppPlug | Refrig | Ref_Storage | RefrigFrz | RefgFrz-BM-TTD_VLarge-Tier1 | Appl-ESRefg |  |  |  |  | RefgFrz-BM-TTD_VLarge-Code | RefgFrz-BM-TTD_VLarge-Tier1 | Available |  | 0 | 0 | DEER2020 Proposed update | RobNc | RefgFrz-BM-TTD_VLarge-Code | Appl-ESRefg |  | DEER1517 | 2015-01-01 | 2019-12-31 | InEA_modValue |  |  |  |  | Standard | EnergyImpactID corrected from Res-Frzr-dKWH-Cond to Res-Refg-dKWH-Cond | 1 | 1 | 0 | Deemed Ex Ante Team |  | EnergyImpactID corrected from Res-Frzr-dKWH-Cond to Res-Refg-dKWH-Cond |  | Updated to indicate claim/filing status
694 | RE-RefgFrz-BM-TTD_VLarge-Tier2 | Refrigerator-freezer - automatic defrost with bottom-mounted freezer with through-the-door ice service, Size Range: Very large (over 23 cu. Ft.), 30% less than Code Maximum | DEER2017 | D17 v2 | 2020-11-24 16:30 | Res-Refg-dKWH-Cond | DEER | Scaled | Delta | 234 | 276 | None |  | 0 |  | 1 | Res | Any | AppPlug | Refrig | Ref_Storage | RefrigFrz | RefgFrz-BM-TTD_VLarge-Tier2 | Appl-ESRefg |  |  |  |  | RefgFrz-BM-TTD_VLarge-Code | RefgFrz-BM-TTD_VLarge-Tier2 | Available |  | 0 | 0 | DEER2020 Proposed update | RobNc | RefgFrz-BM-TTD_VLarge-Code | Appl-ESRefg |  | DEER1517 | 2015-01-01 | 2019-12-31 | InEA_modValue |  |  |  |  | Standard | EnergyImpactID corrected from Res-Frzr-dKWH-Cond to Res-Refg-dKWH-Cond | 1 | 1 | 0 | Deemed Ex Ante Team |  | EnergyImpactID corrected from Res-Frzr-dKWH-Cond to Res-Refg-dKWH-Cond |  | Updated to indicate claim/filing status
695 | RE-RefgFrz-BM-TTD_WtdSize-Tier1 | Refrigerator-freezer - automatic defrost with bottom-mounted freezer with through-the-door ice service, Size Range: Weighted Size, Energy Star (10% less than Code Maximum) | DEER2017 | D17 v2 | 2020-11-24 16:30 | Res-Refg-dKWH-Cond | DEER | Scaled | Delta | 76 | 89.7 | None |  | 0 |  | 1 | Res | Any | AppPlug | Refrig | Ref_Storage | RefrigFrz | RefgFrz-BM-TTD_WtdSize-Tier1 | Appl-ESRefg |  |  |  |  | RefgFrz-BM-TTD_WtdSize-Code | RefgFrz-BM-TTD_WtdSize-Tier1 | Available |  | 0 | 0 | DEER2020 Proposed update | RobNc | RefgFrz-BM-TTD_WtdSize-Code | Appl-ESRefg |  | DEER1517 | 2015-01-01 | 2019-12-31 | InEA_modValue |  |  |  |  | Standard | EnergyImpactID corrected from Res-Frzr-dKWH-Cond to Res-Refg-dKWH-Cond | 1 | 1 | 0 | Deemed Ex Ante Team |  | EnergyImpactID corrected from Res-Frzr-dKWH-Cond to Res-Refg-dKWH-Cond |  | Updated to indicate claim/filing status
696 | RE-RefgFrz-BM-TTD_WtdSize-Tier2 | Refrigerator-freezer - automatic defrost with bottom-mounted freezer with through-the-door ice service, Size Range: Weighted Size, 30% less than Code Maximum | DEER2017 | D17 v2 | 2020-11-24 16:30 | Res-Refg-dKWH-Cond | DEER | Scaled | Delta | 229 | 270 | None |  | 0 |  | 1 | Res | Any | AppPlug | Refrig | Ref_Storage | RefrigFrz | RefgFrz-BM-TTD_WtdSize-Tier2 | Appl-ESRefg |  |  |  |  | RefgFrz-BM-TTD_WtdSize-Code | RefgFrz-BM-TTD_WtdSize-Tier2 | Available |  | 0 | 0 | DEER2020 Proposed update | RobNc | RefgFrz-BM-TTD_WtdSize-Code | Appl-ESRefg |  | DEER1517 | 2015-01-01 | 2019-12-31 | InEA_modValue |  |  |  |  | Standard | EnergyImpactID corrected from Res-Frzr-dKWH-Cond to Res-Refg-dKWH-Cond | 1 | 1 | 0 | Deemed Ex Ante Team |  | EnergyImpactID corrected from Res-Frzr-dKWH-Cond to Res-Refg-dKWH-Cond |  | Updated to indicate claim/filing status
697 | RE-RefgFrz-BM-Ice_Mini-Tier1 | Refrigerator-freezers - automatic defrost with bottom-mounted freezer with an automatic icemaker without through-the-door ice service, Size Range: Very Small (<13 cu. ft.), Energy Star (10% less than Code Maximum) | DEER2017 | D17 v2 | 2020-11-24 16:30 | Res-Refg-dKWH-Cond | DEER | Scaled | Delta | 52 | 61.4 | None |  | 0 |  | 1 | Res | Any | AppPlug | Refrig | Ref_Storage | RefrigFrz | RefgFrz-BM-Ice_Mini-Tier1 | Appl-ESRefg |  |  |  |  | RefgFrz-BM-Ice_Mini-Code | RefgFrz-BM-Ice_Mini-Tier1 | Available |  | 0 | 0 | DEER2020 Proposed update | RobNc | RefgFrz-BM-Ice_Mini-Code | Appl-ESRefg |  | DEER1517 | 2015-01-01 | 2019-12-31 | InEA_modValue |  |  |  |  | Standard | EnergyImpactID corrected from Res-Frzr-dKWH-Cond to Res-Refg-dKWH-Cond | 1 | 1 | 0 | Deemed Ex Ante Team |  | EnergyImpactID corrected from Res-Frzr-dKWH-Cond to Res-Refg-dKWH-Cond |  | Updated to indicate claim/filing status
698 | RE-RefgFrz-BM-Ice_Mini-Tier2 | Refrigerator-freezers - automatic defrost with bottom-mounted freezer with an automatic icemaker without through-the-door ice service, Size Range: Very Small (<13 cu. ft.), 30% less than Code Maximum | DEER2017 | D17 v2 | 2020-11-24 16:30 | Res-Refg-dKWH-Cond | DEER | Scaled | Delta | 157 | 185 | None |  | 0 |  | 1 | Res | Any | AppPlug | Refrig | Ref_Storage | RefrigFrz | RefgFrz-BM-Ice_Mini-Tier2 | Appl-ESRefg |  |  |  |  | RefgFrz-BM-Ice_Mini-Code | RefgFrz-BM-Ice_Mini-Tier2 | Available |  | 0 | 0 | DEER2020 Proposed update | RobNc | RefgFrz-BM-Ice_Mini-Code | Appl-ESRefg |  | DEER1517 | 2015-01-01 | 2019-12-31 | InEA_modValue |  |  |  |  | Standard | EnergyImpactID corrected from Res-Frzr-dKWH-Cond to Res-Refg-dKWH-Cond | 1 | 1 | 0 | Deemed Ex Ante Team |  | EnergyImpactID corrected from Res-Frzr-dKWH-Cond to Res-Refg-dKWH-Cond |  | Updated to indicate claim/filing status
699 | RE-RefgFrz-BM-Ice_Small-Tier1 | Refrigerator-freezers - automatic defrost with bottom-mounted freezer with an automatic icemaker without through-the-door ice service, Size Range: Small (13 to 16 cu. ft.), Energy Star (10% less than Code Maximum) | DEER2017 | D17 v2 | 2020-11-24 16:30 | Res-Refg-dKWH-Cond | DEER | Scaled | Delta | 57 | 67.3 | None |  | 0 |  | 1 | Res | Any | AppPlug | Refrig | Ref_Storage | RefrigFrz | RefgFrz-BM-Ice_Small-Tier1 | Appl-ESRefg |  |  |  |  | RefgFrz-BM-Ice_Small-Code | RefgFrz-BM-Ice_Small-Tier1 | Available |  | 0 | 0 | DEER2020 Proposed update | RobNc | RefgFrz-BM-Ice_Small-Code | Appl-ESRefg |  | DEER1517 | 2015-01-01 | 2019-12-31 | InEA_modValue |  |  |  |  | Standard | EnergyImpactID corrected from Res-Frzr-dKWH-Cond to Res-Refg-dKWH-Cond | 1 | 1 | 0 | Deemed Ex Ante Team |  | EnergyImpactID corrected from Res-Frzr-dKWH-Cond to Res-Refg-dKWH-Cond |  | Updated to indicate claim/filing status
700 | RE-RefgFrz-BM-Ice_Small-Tier2 | Refrigerator-freezers - automatic defrost with bottom-mounted freezer with an automatic icemaker without through-the-door ice service, Size Range: Small (13 to 16 cu. ft.), 30% less than Code Maximum | DEER2017 | D17 v2 | 2020-11-24 16:30 | Res-Refg-dKWH-Cond | DEER | Scaled | Delta | 171 | 202 | None |  | 0 |  | 1 | Res | Any | AppPlug | Refrig | Ref_Storage | RefrigFrz | RefgFrz-BM-Ice_Small-Tier2 | Appl-ESRefg |  |  |  |  | RefgFrz-BM-Ice_Small-Code | RefgFrz-BM-Ice_Small-Tier2 | Available |  | 0 | 0 | DEER2020 Proposed update | RobNc | RefgFrz-BM-Ice_Small-Code | Appl-ESRefg |  | DEER1517 | 2015-01-01 | 2019-12-31 | InEA_modValue |  |  |  |  | Standard | EnergyImpactID corrected from Res-Frzr-dKWH-Cond to Res-Refg-dKWH-Cond | 1 | 1 | 0 | Deemed Ex Ante Team |  | EnergyImpactID corrected from Res-Frzr-dKWH-Cond to Res-Refg-dKWH-Cond |  | Updated to indicate claim/filing status
701 | RE-RefgFrz-BM-Ice_Med-Tier1 | Refrigerator-freezers - automatic defrost with bottom-mounted freezer with an automatic icemaker without through-the-door ice service, Size Range: Medium (17 to 20 cu. ft.), Energy Star (10% less than Code Maximum) | DEER2017 | D17 v2 | 2020-11-24 16:30 | Res-Refg-dKWH-Cond | DEER | Scaled | Delta | 61 | 72 | None |  | 0 |  | 1 | Res | Any | AppPlug | Refrig | Ref_Storage | RefrigFrz | RefgFrz-BM-Ice_Med-Tier1 | Appl-ESRefg |  |  |  |  | RefgFrz-BM-Ice_Med-Code | RefgFrz-BM-Ice_Med-Tier1 | Available |  | 0 | 0 | DEER2020 Proposed update | RobNc | RefgFrz-BM-Ice_Med-Code | Appl-ESRefg |  | DEER1517 | 2015-01-01 | 2019-12-31 | InEA_modValue |  |  |  |  | Standard | EnergyImpactID corrected from Res-Frzr-dKWH-Cond to Res-Refg-dKWH-Cond | 1 | 1 | 0 | Deemed Ex Ante Team |  | EnergyImpactID corrected from Res-Frzr-dKWH-Cond to Res-Refg-dKWH-Cond |  | Updated to indicate claim/filing status
702 | RE-RefgFrz-BM-Ice_Med-Tier2 | Refrigerator-freezers - automatic defrost with bottom-mounted freezer with an automatic icemaker without through-the-door ice service, Size Range: Medium (17 to 20 cu. ft.), 30% less than Code Maximum | DEER2017 | D17 v2 | 2020-11-24 16:30 | Res-Refg-dKWH-Cond | DEER | Scaled | Delta | 184 | 217 | None |  | 0 |  | 1 | Res | Any | AppPlug | Refrig | Ref_Storage | RefrigFrz | RefgFrz-BM-Ice_Med-Tier2 | Appl-ESRefg |  |  |  |  | RefgFrz-BM-Ice_Med-Code | RefgFrz-BM-Ice_Med-Tier2 | Available |  | 0 | 0 | DEER2020 Proposed update | RobNc | RefgFrz-BM-Ice_Med-Code | Appl-ESRefg |  | DEER1517 | 2015-01-01 | 2019-12-31 | InEA_modValue |  |  |  |  | Standard | EnergyImpactID corrected from Res-Frzr-dKWH-Cond to Res-Refg-dKWH-Cond | 1 | 1 | 0 | Deemed Ex Ante Team |  | EnergyImpactID corrected from Res-Frzr-dKWH-Cond to Res-Refg-dKWH-Cond |  | Updated to indicate claim/filing status
703 | RE-RefgFrz-BM-Ice_Large-Tier1 | Refrigerator-freezers - automatic defrost with bottom-mounted freezer with an automatic icemaker without through-the-door ice service, Size Range: Large (21 to 23 cu. ft.), Energy Star (10% less than Code Maximum) | DEER2017 | D17 v2 | 2020-11-24 16:30 | Res-Refg-dKWH-Cond | DEER | Scaled | Delta | 65 | 76.7 | None |  | 0 |  | 1 | Res | Any | AppPlug | Refrig | Ref_Storage | RefrigFrz | RefgFrz-BM-Ice_Large-Tier1 | Appl-ESRefg |  |  |  |  | RefgFrz-BM-Ice_Large-Code | RefgFrz-BM-Ice_Large-Tier1 | Available |  | 0 | 0 | DEER2020 Proposed update | RobNc | RefgFrz-BM-Ice_Large-Code | Appl-ESRefg |  | DEER1517 | 2015-01-01 | 2019-12-31 | InEA_modValue |  |  |  |  | Standard | EnergyImpactID corrected from Res-Frzr-dKWH-Cond to Res-Refg-dKWH-Cond | 1 | 1 | 0 | Deemed Ex Ante Team |  | EnergyImpactID corrected from Res-Frzr-dKWH-Cond to Res-Refg-dKWH-Cond |  | Updated to indicate claim/filing status
704 | RE-RefgFrz-BM-Ice_Large-Tier2 | Refrigerator-freezers - automatic defrost with bottom-mounted freezer with an automatic icemaker without through-the-door ice service, Size Range: Large (21 to 23 cu. ft.), 30% less than Code Maximum | DEER2017 | D17 v2 | 2020-11-24 16:30 | Res-Refg-dKWH-Cond | DEER | Scaled | Delta | 194 | 229 | None |  | 0 |  | 1 | Res | Any | AppPlug | Refrig | Ref_Storage | RefrigFrz | RefgFrz-BM-Ice_Large-Tier2 | Appl-ESRefg |  |  |  |  | RefgFrz-BM-Ice_Large-Code | RefgFrz-BM-Ice_Large-Tier2 | Available |  | 0 | 0 | DEER2020 Proposed update | RobNc | RefgFrz-BM-Ice_Large-Code | Appl-ESRefg |  | DEER1517 | 2015-01-01 | 2019-12-31 | InEA_modValue |  |  |  |  | Standard | EnergyImpactID corrected from Res-Frzr-dKWH-Cond to Res-Refg-dKWH-Cond | 1 | 1 | 0 | Deemed Ex Ante Team |  | EnergyImpactID corrected from Res-Frzr-dKWH-Cond to Res-Refg-dKWH-Cond |  | Updated to indicate claim/filing status
705 | RE-RefgFrz-BM-Ice_VLarge-Tier1 | Refrigerator-freezers - automatic defrost with bottom-mounted freezer with an automatic icemaker without through-the-door ice service, Size Range: Very large (over 23 cu. Ft.), Energy Star (10% less than Code Maximum) | DEER2017 | D17 v2 | 2020-11-24 16:30 | Res-Refg-dKWH-Cond | DEER | Scaled | Delta | 69 | 81.4 | None |  | 0 |  | 1 | Res | Any | AppPlug | Refrig | Ref_Storage | RefrigFrz | RefgFrz-BM-Ice_VLarge-Tier1 | Appl-ESRefg |  |  |  |  | RefgFrz-BM-Ice_VLarge-Code | RefgFrz-BM-Ice_VLarge-Tier1 | Available |  | 0 | 0 | DEER2020 Proposed update | RobNc | RefgFrz-BM-Ice_VLarge-Code | Appl-ESRefg |  | DEER1517 | 2015-01-01 | 2019-12-31 | InEA_modValue |  |  |  |  | Standard | EnergyImpactID corrected from Res-Frzr-dKWH-Cond to Res-Refg-dKWH-Cond | 1 | 1 | 0 | Deemed Ex Ante Team |  | EnergyImpactID corrected from Res-Frzr-dKWH-Cond to Res-Refg-dKWH-Cond |  | Updated to indicate claim/filing status
706 | RE-RefgFrz-BM-Ice_VLarge-Tier2 | Refrigerator-freezers - automatic defrost with bottom-mounted freezer with an automatic icemaker without through-the-door ice service, Size Range: Very large (over 23 cu. Ft.), 30% less than Code Maximum | DEER2017 | D17 v2 | 2020-11-24 16:30 | Res-Refg-dKWH-Cond | DEER | Scaled | Delta | 208 | 245 | None |  | 0 |  | 1 | Res | Any | AppPlug | Refrig | Ref_Storage | RefrigFrz | RefgFrz-BM-Ice_VLarge-Tier2 | Appl-ESRefg |  |  |  |  | RefgFrz-BM-Ice_VLarge-Code | RefgFrz-BM-Ice_VLarge-Tier2 | Available |  | 0 | 0 | DEER2020 Proposed update | RobNc | RefgFrz-BM-Ice_VLarge-Code | Appl-ESRefg |  | DEER1517 | 2015-01-01 | 2019-12-31 | InEA_modValue |  |  |  |  | Standard | EnergyImpactID corrected from Res-Frzr-dKWH-Cond to Res-Refg-dKWH-Cond | 1 | 1 | 0 | Deemed Ex Ante Team |  | EnergyImpactID corrected from Res-Frzr-dKWH-Cond to Res-Refg-dKWH-Cond |  | Updated to indicate claim/filing status
707 | RE-RefgFrz-BM-Ice_WtdSize-Tier1 | Refrigerator-freezers - automatic defrost with bottom-mounted freezer with an automatic icemaker without through-the-door ice service, Size Range: Weighted Size, Energy Star (10% less than Code Maximum) | DEER2017 | D17 v2 | 2020-11-24 16:30 | Res-Refg-dKWH-Cond | DEER | Scaled | Delta | 66 | 77.9 | None |  | 0 |  | 1 | Res | Any | AppPlug | Refrig | Ref_Storage | RefrigFrz | RefgFrz-BM-Ice_WtdSize-Tier1 | Appl-ESRefg |  |  |  |  | RefgFrz-BM-Ice_WtdSize-Code | RefgFrz-BM-Ice_WtdSize-Tier1 | Available |  | 0 | 0 | DEER2020 Proposed update | RobNc | RefgFrz-BM-Ice_WtdSize-Code | Appl-ESRefg |  | DEER1517 | 2015-01-01 | 2019-12-31 | InEA_modValue |  |  |  |  | Standard | EnergyImpactID corrected from Res-Frzr-dKWH-Cond to Res-Refg-dKWH-Cond | 1 | 1 | 0 | Deemed Ex Ante Team |  | EnergyImpactID corrected from Res-Frzr-dKWH-Cond to Res-Refg-dKWH-Cond |  | Updated to indicate claim/filing status
708 | RE-RefgFrz-BM-Ice_WtdSize-Tier2 | Refrigerator-freezers - automatic defrost with bottom-mounted freezer with an automatic icemaker without through-the-door ice service, Size Range: Weighted Size, 30% less than Code Maximum | DEER2017 | D17 v2 | 2020-11-24 16:30 | Res-Refg-dKWH-Cond | DEER | Scaled | Delta | 198 | 234 | None |  | 0 |  | 1 | Res | Any | AppPlug | Refrig | Ref_Storage | RefrigFrz | RefgFrz-BM-Ice_WtdSize-Tier2 | Appl-ESRefg |  |  |  |  | RefgFrz-BM-Ice_WtdSize-Code | RefgFrz-BM-Ice_WtdSize-Tier2 | Available |  | 0 | 0 | DEER2020 Proposed update | RobNc | RefgFrz-BM-Ice_WtdSize-Code | Appl-ESRefg |  | DEER1517 | 2015-01-01 | 2019-12-31 | InEA_modValue |  |  |  |  | Standard | EnergyImpactID corrected from Res-Frzr-dKWH-Cond to Res-Refg-dKWH-Cond | 1 | 1 | 0 | Deemed Ex Ante Team |  | EnergyImpactID corrected from Res-Frzr-dKWH-Cond to Res-Refg-dKWH-Cond |  | Updated to indicate claim/filing status
709 | RE-RefgFrz-Wtd-Tier1 | Weighted Refrigerator Type, Size Range: Weighted Size, Energy Star (10% less than Code Maximum) | DEER2017 | D17 v2 | 2020-11-24 16:30 | Res-Refg-dKWH-Cond | DEER | Scaled | Delta | 54 | 63.7 | None |  | 0 |  | 1 | Res | Any | AppPlug | Refrig | Ref_Storage | RefrigFrz | RefgFrz-Wtd-Tier1 | Appl-ESRefg |  |  |  |  | RefgFrz-Wtd-Code | RefgFrz-Wtd-Tier1 | Available |  | 0 | 0 | DEER2020 Proposed update | RobNc | RefgFrz-Wtd-Code | Appl-ESRefg |  | DEER1517 | 2015-01-01 | 2019-12-31 | InEA_modValue |  |  |  |  | Standard | EnergyImpactID corrected from Res-Frzr-dKWH-Cond to Res-Refg-dKWH-Cond | 1 | 1 | 0 | Deemed Ex Ante Team |  | EnergyImpactID corrected from Res-Frzr-dKWH-Cond to Res-Refg-dKWH-Cond |  | Updated to indicate claim/filing status
710 | RE-RefgFrz-Wtd-Tier2 | Weighted Refrigerator Type, Size Range: Weighted Size, 30% less than Code Maximum | DEER2017 | D17 v2 | 2020-11-24 16:30 | Res-Refg-dKWH-Cond | DEER | Scaled | Delta | 163 | 192 | None |  | 0 |  | 1 | Res | Any | AppPlug | Refrig | Ref_Storage | RefrigFrz | RefgFrz-Wtd-Tier2 | Appl-ESRefg |  |  |  |  | RefgFrz-Wtd-Code | RefgFrz-Wtd-Tier2 | Available |  | 0 | 0 | DEER2020 Proposed update | RobNc | RefgFrz-Wtd-Code | Appl-ESRefg |  | DEER1517 | 2015-01-01 | 2019-12-31 | InEA_modValue |  |  |  |  | Standard | EnergyImpactID corrected from Res-Frzr-dKWH-Cond to Res-Refg-dKWH-Cond | 1 | 1 | 0 | Deemed Ex Ante Team |  | EnergyImpactID corrected from Res-Frzr-dKWH-Cond to Res-Refg-dKWH-Cond |  | Updated to indicate claim/filing status
711 | RE-Frzr-Up-ManDef_Small-Tier1 | Upright freezers with manual defrost, Size Range: Small (<13 cu ft.), Energy Star (10% less than Code Maximum) | DEER2017 | D17 v2 | 2020-11-24 16:30 | Res-Frzr-dKWH-Cond | DEER | Scaled | Delta | 30 | 46.2 | None |  | 0 |  | 1 | Res | Any | AppPlug | Refrig | Ref_Storage | Freezer |  | Appl-ESFrzr |  |  |  |  | Frzr-Up-ManDef_Small-Code | Frzr-Up-ManDef_Small-Tier1 | Available |  | 0 | 0 | June 2017 Update | RobNc |  | Appl-ESFrzr |  | DEER1517 | 2015-01-01 | 2019-12-31 | InEA_same |  |  |  |  | Standard |  | 1 | 1 | 0 | Deemed Ex Ante Team |  |  |  | Updated to indicate claim/filing status
712 | RE-Frzr-Up-ManDef_Small-Tier2 | Upright freezers with manual defrost, Size Range: Small (<13 cu ft.), 30% less than Code Maximum | DEER2017 | D17 v2 | 2020-11-24 16:30 | Res-Frzr-dKWH-Cond | DEER | Scaled | Delta | 91 | 140 | None |  | 0 |  | 1 | Res | Any | AppPlug | Refrig | Ref_Storage | Freezer |  | Appl-ESFrzr |  |  |  |  | Frzr-Up-ManDef_Small-Code | Frzr-Up-ManDef_Small-Tier2 | Available |  | 0 | 0 | June 2017 Update | RobNc |  | Appl-ESFrzr |  | DEER1517 | 2015-01-01 | 2019-12-31 | InEA_same |  |  |  |  | Standard |  | 1 | 1 | 0 | Deemed Ex Ante Team |  |  |  | Updated to indicate claim/filing status
713 | RE-Frzr-Up-ManDef_Med-Tier1 | Upright freezers with manual defrost, Size Range: Medium (13-16 cu ft), Energy Star (10% less than Code Maximum) | DEER2017 | D17 v2 | 2020-11-24 16:30 | Res-Frzr-dKWH-Cond | DEER | Scaled | Delta | 34 | 52.4 | None |  | 0 |  | 1 | Res | Any | AppPlug | Refrig | Ref_Storage | Freezer |  | Appl-ESFrzr |  |  |  |  | Frzr-Up-ManDef_Med-Code | Frzr-Up-ManDef_Med-Tier1 | Available |  | 0 | 0 | June 2017 Update | RobNc |  | Appl-ESFrzr |  | DEER1517 | 2015-01-01 | 2019-12-31 | InEA_same |  |  |  |  | Standard |  | 1 | 1 | 0 | Deemed Ex Ante Team |  |  |  | Updated to indicate claim/filing status
714 | RE-Frzr-Up-ManDef_Med-Tier2 | Upright freezers with manual defrost, Size Range: Medium (13-16 cu ft), 30% less than Code Maximum | DEER2017 | D17 v2 | 2020-11-24 16:30 | Res-Frzr-dKWH-Cond | DEER | Scaled | Delta | 101 | 156 | None |  | 0 |  | 1 | Res | Any | AppPlug | Refrig | Ref_Storage | Freezer |  | Appl-ESFrzr |  |  |  |  | Frzr-Up-ManDef_Med-Code | Frzr-Up-ManDef_Med-Tier2 | Available |  | 0 | 0 | June 2017 Update | RobNc |  | Appl-ESFrzr |  | DEER1517 | 2015-01-01 | 2019-12-31 | InEA_same |  |  |  |  | Standard |  | 1 | 1 | 0 | Deemed Ex Ante Team |  |  |  | Updated to indicate claim/filing status
715 | RE-Frzr-Up-ManDef_Large-Tier1 | Upright freezers with manual defrost, Size Range: Large (>16 cu ft), Energy Star (10% less than Code Maximum) | DEER2017 | D17 v2 | 2020-11-24 16:30 | Res-Frzr-dKWH-Cond | DEER | Scaled | Delta | 37 | 57 | None |  | 0 |  | 1 | Res | Any | AppPlug | Refrig | Ref_Storage | Freezer |  | Appl-ESFrzr |  |  |  |  | Frzr-Up-ManDef_Large-Code | Frzr-Up-ManDef_Large-Tier1 | Available |  | 0 | 0 | June 2017 Update | RobNc |  | Appl-ESFrzr |  | DEER1517 | 2015-01-01 | 2019-12-31 | InEA_same |  |  |  |  | Standard |  | 1 | 1 | 0 | Deemed Ex Ante Team |  |  |  | Updated to indicate claim/filing status
716 | RE-Frzr-Up-ManDef_Large-Tier2 | Upright freezers with manual defrost, Size Range: Large (>16 cu ft), 30% less than Code Maximum | DEER2017 | D17 v2 | 2020-11-24 16:30 | Res-Frzr-dKWH-Cond | DEER | Scaled | Delta | 111 | 171 | None |  | 0 |  | 1 | Res | Any | AppPlug | Refrig | Ref_Storage | Freezer |  | Appl-ESFrzr |  |  |  |  | Frzr-Up-ManDef_Large-Code | Frzr-Up-ManDef_Large-Tier2 | Available |  | 0 | 0 | June 2017 Update | RobNc |  | Appl-ESFrzr |  | DEER1517 | 2015-01-01 | 2019-12-31 | InEA_same |  |  |  |  | Standard |  | 1 | 1 | 0 | Deemed Ex Ante Team |  |  |  | Updated to indicate claim/filing status
717 | RE-Frzr-Up-ManDef_WtdSize-Tier1 | Upright freezers with manual defrost, Size Range: Weighted Size, Energy Star (10% less than Code Maximum) | DEER2017 | D17 v2 | 2020-11-24 16:30 | Res-Frzr-dKWH-Cond | DEER | Scaled | Delta | 34 | 52.4 | None |  | 0 |  | 1 | Res | Any | AppPlug | Refrig | Ref_Storage | Freezer |  | Appl-ESFrzr |  |  |  |  | Frzr-Up-ManDef_WtdSize-Code | Frzr-Up-ManDef_WtdSize-Tier1 | Available |  | 0 | 0 | June 2017 Update | RobNc |  | Appl-ESFrzr |  | DEER1517 | 2015-01-01 | 2019-12-31 | InEA_same |  |  |  |  | Standard |  | 1 | 1 | 0 | Deemed Ex Ante Team |  |  |  | Updated to indicate claim/filing status
718 | RE-Frzr-Up-ManDef_WtdSize-Tier2 | Upright freezers with manual defrost, Size Range: Weighted Size, 30% less than Code Maximum | DEER2017 | D17 v2 | 2020-11-24 16:30 | Res-Frzr-dKWH-Cond | DEER | Scaled | Delta | 102 | 157 | None |  | 0 |  | 1 | Res | Any | AppPlug | Refrig | Ref_Storage | Freezer |  | Appl-ESFrzr |  |  |  |  | Frzr-Up-ManDef_WtdSize-Code | Frzr-Up-ManDef_WtdSize-Tier2 | Available |  | 0 | 0 | June 2017 Update | RobNc |  | Appl-ESFrzr |  | DEER1517 | 2015-01-01 | 2019-12-31 | InEA_same |  |  |  |  | Standard |  | 1 | 1 | 0 | Deemed Ex Ante Team |  |  |  | Updated to indicate claim/filing status
719 | RE-Frzr-Up-AutoDef_Small-Tier1 | Upright freezers with automatic defrost without an automatic icemaker, Size Range: Small (<13 cu ft.), Energy Star (10% less than Code Maximum) | DEER2017 | D17 v2 | 2020-11-24 16:30 | Res-Frzr-dKWH-Cond | DEER | Scaled | Delta | 40 | 61.6 | None |  | 0 |  | 1 | Res | Any | AppPlug | Refrig | Ref_Storage | Freezer |  | Appl-ESFrzr |  |  |  |  | Frzr-Up-AutoDef_Small-Code | Frzr-Up-AutoDef_Small-Tier1 | Available |  | 0 | 0 | June 2017 Update | RobNc |  | Appl-ESFrzr |  | DEER1517 | 2015-01-01 | 2019-12-31 | InEA_same |  |  |  |  | Standard |  | 1 | 1 | 0 | Deemed Ex Ante Team |  |  |  | Updated to indicate claim/filing status
720 | RE-Frzr-Up-AutoDef_Small-Tier2 | Upright freezers with automatic defrost without an automatic icemaker, Size Range: Small (<13 cu ft.), 30% less than Code Maximum | DEER2017 | D17 v2 | 2020-11-24 16:30 | Res-Frzr-dKWH-Cond | DEER | Scaled | Delta | 119 | 183 | None |  | 0 |  | 1 | Res | Any | AppPlug | Refrig | Ref_Storage | Freezer |  | Appl-ESFrzr |  |  |  |  | Frzr-Up-AutoDef_Small-Code | Frzr-Up-AutoDef_Small-Tier2 | Available |  | 0 | 0 | June 2017 Update | RobNc |  | Appl-ESFrzr |  | DEER1517 | 2015-01-01 | 2019-12-31 | InEA_same |  |  |  |  | Standard |  | 1 | 1 | 0 | Deemed Ex Ante Team |  |  |  | Updated to indicate claim/filing status
721 | RE-Frzr-Up-AutoDef_Med-Tier1 | Upright freezers with automatic defrost without an automatic icemaker, Size Range: Medium (13-16 cu ft), Energy Star (10% less than Code Maximum) | DEER2017 | D17 v2 | 2020-11-24 16:30 | Res-Frzr-dKWH-Cond | DEER | Scaled | Delta | 45 | 69.3 | None |  | 0 |  | 1 | Res | Any | AppPlug | Refrig | Ref_Storage | Freezer |  | Appl-ESFrzr |  |  |  |  | Frzr-Up-AutoDef_Med-Code | Frzr-Up-AutoDef_Med-Tier1 | Available |  | 0 | 0 | June 2017 Update | RobNc |  | Appl-ESFrzr |  | DEER1517 | 2015-01-01 | 2019-12-31 | InEA_same |  |  |  |  | Standard |  | 1 | 1 | 0 | Deemed Ex Ante Team |  |  |  | Updated to indicate claim/filing status
722 | RE-Frzr-Up-AutoDef_Med-Tier2 | Upright freezers with automatic defrost without an automatic icemaker, Size Range: Medium (13-16 cu ft), 30% less than Code Maximum | DEER2017 | D17 v2 | 2020-11-24 16:30 | Res-Frzr-dKWH-Cond | DEER | Scaled | Delta | 134 | 206 | None |  | 0 |  | 1 | Res | Any | AppPlug | Refrig | Ref_Storage | Freezer |  | Appl-ESFrzr |  |  |  |  | Frzr-Up-AutoDef_Med-Code | Frzr-Up-AutoDef_Med-Tier2 | Available |  | 0 | 0 | June 2017 Update | RobNc |  | Appl-ESFrzr |  | DEER1517 | 2015-01-01 | 2019-12-31 | InEA_same |  |  |  |  | Standard |  | 1 | 1 | 0 | Deemed Ex Ante Team |  |  |  | Updated to indicate claim/filing status
723 | RE-Frzr-Up-AutoDef_Large-Tier1 | Upright freezers with automatic defrost without an automatic icemaker, Size Range: Large (>16 cu ft), Energy Star (10% less than Code Maximum) | DEER2017 | D17 v2 | 2020-11-24 16:30 | Res-Frzr-dKWH-Cond | DEER | Scaled | Delta | 50 | 77 | None |  | 0 |  | 1 | Res | Any | AppPlug | Refrig | Ref_Storage | Freezer |  | Appl-ESFrzr |  |  |  |  | Frzr-Up-AutoDef_Large-Code | Frzr-Up-AutoDef_Large-Tier1 | Available |  | 0 | 0 | June 2017 Update | RobNc |  | Appl-ESFrzr |  | DEER1517 | 2015-01-01 | 2019-12-31 | InEA_same |  |  |  |  | Standard |  | 1 | 1 | 0 | Deemed Ex Ante Team |  |  |  | Updated to indicate claim/filing status
724 | RE-Frzr-Up-AutoDef_Large-Tier2 | Upright freezers with automatic defrost without an automatic icemaker, Size Range: Large (>16 cu ft), 30% less than Code Maximum | DEER2017 | D17 v2 | 2020-11-24 16:30 | Res-Frzr-dKWH-Cond | DEER | Scaled | Delta | 151 | 233 | None |  | 0 |  | 1 | Res | Any | AppPlug | Refrig | Ref_Storage | Freezer |  | Appl-ESFrzr |  |  |  |  | Frzr-Up-AutoDef_Large-Code | Frzr-Up-AutoDef_Large-Tier2 | Available |  | 0 | 0 | June 2017 Update | RobNc |  | Appl-ESFrzr |  | DEER1517 | 2015-01-01 | 2019-12-31 | InEA_same |  |  |  |  | Standard |  | 1 | 1 | 0 | Deemed Ex Ante Team |  |  |  | Updated to indicate claim/filing status
725 | RE-Frzr-Up-AutoDef_WtdSize-Tier1 | Upright freezers with automatic defrost without an automatic icemaker, Size Range: Weighted Size, Energy Star (10% less than Code Maximum) | DEER2017 | D17 v2 | 2020-11-24 16:30 | Res-Frzr-dKWH-Cond | DEER | Scaled | Delta | 47 | 72.4 | None |  | 0 |  | 1 | Res | Any | AppPlug | Refrig | Ref_Storage | Freezer |  | Appl-ESFrzr |  |  |  |  | Frzr-Up-AutoDef_WtdSize-Code | Frzr-Up-AutoDef_WtdSize-Tier1 | Available |  | 0 | 0 | June 2017 Update | RobNc |  | Appl-ESFrzr |  | DEER1517 | 2015-01-01 | 2019-12-31 | InEA_same |  |  |  |  | Standard |  | 1 | 1 | 0 | Deemed Ex Ante Team |  |  |  | Updated to indicate claim/filing status
726 | RE-Frzr-Up-AutoDef_WtdSize-Tier2 | Upright freezers with automatic defrost without an automatic icemaker, Size Range: Weighted Size, 30% less than Code Maximum | DEER2017 | D17 v2 | 2020-11-24 16:30 | Res-Frzr-dKWH-Cond | DEER | Scaled | Delta | 142 | 219 | None |  | 0 |  | 1 | Res | Any | AppPlug | Refrig | Ref_Storage | Freezer |  | Appl-ESFrzr |  |  |  |  | Frzr-Up-AutoDef_WtdSize-Code | Frzr-Up-AutoDef_WtdSize-Tier2 | Available |  | 0 | 0 | June 2017 Update | RobNc |  | Appl-ESFrzr |  | DEER1517 | 2015-01-01 | 2019-12-31 | InEA_same |  |  |  |  | Standard |  | 1 | 1 | 0 | Deemed Ex Ante Team |  |  |  | Updated to indicate claim/filing status
727 | RE-Frzr-Chest-ManDef_Small-Tier1 | Chest freezers and all other freezers except compact freezers, Size Range: Small (<13 cu ft.), Energy Star (10% less than Code Maximum) | DEER2017 | D17 v2 | 2020-11-24 16:30 | Res-Frzr-dKWH-Cond | DEER | Scaled | Delta | 25 | 27.5 | None |  | 0 |  | 1 | Res | Any | AppPlug | Refrig | Ref_Storage | Freezer |  | Appl-ESFrzr |  |  |  |  | Frzr-Chest-ManDef_Small-Code | Frzr-Chest-ManDef_Small-Tier1 | Available |  | 0 | 0 | June 2017 Update | RobNc |  | Appl-ESFrzr |  | DEER1517 | 2015-01-01 | 2019-12-31 | InEA_same |  |  |  |  | Standard |  | 1 | 1 | 0 | Deemed Ex Ante Team |  |  |  | Updated to indicate claim/filing status
728 | RE-Frzr-Chest-ManDef_Small-Tier2 | Chest freezers and all other freezers except compact freezers, Size Range: Small (<13 cu ft.), 30% less than Code Maximum | DEER2017 | D17 v2 | 2020-11-24 16:30 | Res-Frzr-dKWH-Cond | DEER | Scaled | Delta | 75 | 82.5 | None |  | 0 |  | 1 | Res | Any | AppPlug | Refrig | Ref_Storage | Freezer |  | Appl-ESFrzr |  |  |  |  | Frzr-Chest-ManDef_Small-Code | Frzr-Chest-ManDef_Small-Tier2 | Available |  | 0 | 0 | June 2017 Update | RobNc |  | Appl-ESFrzr |  | DEER1517 | 2015-01-01 | 2019-12-31 | InEA_same |  |  |  |  | Standard |  | 1 | 1 | 0 | Deemed Ex Ante Team |  |  |  | Updated to indicate claim/filing status
729 | RE-Frzr-Chest-ManDef_Med-Tier1 | Chest freezers and all other freezers except compact freezers, Size Range: Medium (13-16 cu ft), Energy Star (10% less than Code Maximum) | DEER2017 | D17 v2 | 2020-11-24 16:30 | Res-Frzr-dKWH-Cond | DEER | Scaled | Delta | 29 | 31.9 | None |  | 0 |  | 1 | Res | Any | AppPlug | Refrig | Ref_Storage | Freezer |  | Appl-ESFrzr |  |  |  |  | Frzr-Chest-ManDef_Med-Code | Frzr-Chest-ManDef_Med-Tier1 | Available |  | 0 | 0 | June 2017 Update | RobNc |  | Appl-ESFrzr |  | DEER1517 | 2015-01-01 | 2019-12-31 | InEA_same |  |  |  |  | Standard |  | 1 | 1 | 0 | Deemed Ex Ante Team |  |  |  | Updated to indicate claim/filing status
730 | RE-Frzr-Chest-ManDef_Med-Tier2 | Chest freezers and all other freezers except compact freezers, Size Range: Medium (13-16 cu ft), 30% less than Code Maximum | DEER2017 | D17 v2 | 2020-11-24 16:30 | Res-Frzr-dKWH-Cond | DEER | Scaled | Delta | 88 | 96.8 | None |  | 0 |  | 1 | Res | Any | AppPlug | Refrig | Ref_Storage | Freezer |  | Appl-ESFrzr |  |  |  |  | Frzr-Chest-ManDef_Med-Code | Frzr-Chest-ManDef_Med-Tier2 | Available |  | 0 | 0 | June 2017 Update | RobNc |  | Appl-ESFrzr |  | DEER1517 | 2015-01-01 | 2019-12-31 | InEA_same |  |  |  |  | Standard |  | 1 | 1 | 0 | Deemed Ex Ante Team |  |  |  | Updated to indicate claim/filing status
731 | RE-Frzr-Chest-ManDef_Large-Tier1 | Chest freezers and all other freezers except compact freezers, Size Range: Large (>16 cu ft), Energy Star (10% less than Code Maximum) | DEER2017 | D17 v2 | 2020-11-24 16:30 | Res-Frzr-dKWH-Cond | DEER | Scaled | Delta | 34 | 37.4 | None |  | 0 |  | 1 | Res | Any | AppPlug | Refrig | Ref_Storage | Freezer |  | Appl-ESFrzr |  |  |  |  | Frzr-Chest-ManDef_Large-Code | Frzr-Chest-ManDef_Large-Tier1 | Available |  | 0 | 0 | June 2017 Update | RobNc |  | Appl-ESFrzr |  | DEER1517 | 2015-01-01 | 2019-12-31 | InEA_same |  |  |  |  | Standard |  | 1 | 1 | 0 | Deemed Ex Ante Team |  |  |  | Updated to indicate claim/filing status
732 | RE-Frzr-Chest-ManDef_Large-Tier2 | Chest freezers and all other freezers except compact freezers, Size Range: Large (>16 cu ft), 30% less than Code Maximum | DEER2017 | D17 v2 | 2020-11-24 16:30 | Res-Frzr-dKWH-Cond | DEER | Scaled | Delta | 102 | 112 | None |  | 0 |  | 1 | Res | Any | AppPlug | Refrig | Ref_Storage | Freezer |  | Appl-ESFrzr |  |  |  |  | Frzr-Chest-ManDef_Large-Code | Frzr-Chest-ManDef_Large-Tier2 | Available |  | 0 | 0 | June 2017 Update | RobNc |  | Appl-ESFrzr |  | DEER1517 | 2015-01-01 | 2019-12-31 | InEA_same |  |  |  |  | Standard |  | 1 | 1 | 0 | Deemed Ex Ante Team |  |  |  | Updated to indicate claim/filing status
733 | RE-Frzr-Chest-ManDef_WtdSize-Tier1 | Chest freezers and all other freezers except compact freezers, Size Range: Weighted Size, Energy Star (10% less than Code Maximum) | DEER2017 | D17 v2 | 2020-11-24 16:30 | Res-Frzr-dKWH-Cond | DEER | Scaled | Delta | 27 | 29.7 | None |  | 0 |  | 1 | Res | Any | AppPlug | Refrig | Ref_Storage | Freezer |  | Appl-ESFrzr |  |  |  |  | Frzr-Chest-ManDef_WtdSize-Code | Frzr-Chest-ManDef_WtdSize-Tier1 | Available |  | 0 | 0 | June 2017 Update | RobNc |  | Appl-ESFrzr |  | DEER1517 | 2015-01-01 | 2019-12-31 | InEA_same |  |  |  |  | Standard |  | 1 | 1 | 0 | Deemed Ex Ante Team |  |  |  | Updated to indicate claim/filing status
734 | RE-Frzr-Chest-ManDef_WtdSize-Tier2 | Chest freezers and all other freezers except compact freezers, Size Range: Weighted Size, 30% less than Code Maximum | DEER2017 | D17 v2 | 2020-11-24 16:30 | Res-Frzr-dKWH-Cond | DEER | Scaled | Delta | 80 | 88 | None |  | 0 |  | 1 | Res | Any | AppPlug | Refrig | Ref_Storage | Freezer |  | Appl-ESFrzr |  |  |  |  | Frzr-Chest-ManDef_WtdSize-Code | Frzr-Chest-ManDef_WtdSize-Tier2 | Available |  | 0 | 0 | June 2017 Update | RobNc |  | Appl-ESFrzr |  | DEER1517 | 2015-01-01 | 2019-12-31 | InEA_same |  |  |  |  | Standard |  | 1 | 1 | 0 | Deemed Ex Ante Team |  |  |  | Updated to indicate claim/filing status
735 | RE-Frzr-Chest-AutoDef_Small-Tier1 | Chest freezers with automatic defrost, Size Range: Small (<13 cu ft.), Energy Star (10% less than Code Maximum) | DEER2017 | D17 v2 | 2020-11-24 16:30 | Res-Frzr-dKWH-Cond | DEER | Scaled | Delta | 35 | 38.5 | None |  | 0 |  | 1 | Res | Any | AppPlug | Refrig | Ref_Storage | Freezer |  | Appl-ESFrzr |  |  |  |  | Frzr-Chest-AutoDef_Small-Code | Frzr-Chest-AutoDef_Small-Tier1 | Available |  | 0 | 0 | June 2017 Update | RobNc |  | Appl-ESFrzr |  | DEER1517 | 2015-01-01 | 2019-12-31 | InEA_same |  |  |  |  | Standard |  | 1 | 1 | 0 | Deemed Ex Ante Team |  |  |  | Updated to indicate claim/filing status
736 | RE-Frzr-Chest-AutoDef_Small-Tier2 | Chest freezers with automatic defrost, Size Range: Small (<13 cu ft.), 30% less than Code Maximum | DEER2017 | D17 v2 | 2020-11-24 16:30 | Res-Frzr-dKWH-Cond | DEER | Scaled | Delta | 104 | 114 | None |  | 0 |  | 1 | Res | Any | AppPlug | Refrig | Ref_Storage | Freezer |  | Appl-ESFrzr |  |  |  |  | Frzr-Chest-AutoDef_Small-Code | Frzr-Chest-AutoDef_Small-Tier2 | Available |  | 0 | 0 | June 2017 Update | RobNc |  | Appl-ESFrzr |  | DEER1517 | 2015-01-01 | 2019-12-31 | InEA_same |  |  |  |  | Standard |  | 1 | 1 | 0 | Deemed Ex Ante Team |  |  |  | Updated to indicate claim/filing status
737 | RE-Frzr-Chest-AutoDef_Med-Tier1 | Chest freezers with automatic defrost, Size Range: Medium (13-16 cu ft), Energy Star (10% less than Code Maximum) | DEER2017 | D17 v2 | 2020-11-24 16:30 | Res-Frzr-dKWH-Cond | DEER | Scaled | Delta | 41 | 45.1 | None |  | 0 |  | 1 | Res | Any | AppPlug | Refrig | Ref_Storage | Freezer |  | Appl-ESFrzr |  |  |  |  | Frzr-Chest-AutoDef_Med-Code | Frzr-Chest-AutoDef_Med-Tier1 | Available |  | 0 | 0 | June 2017 Update | RobNc |  | Appl-ESFrzr |  | DEER1517 | 2015-01-01 | 2019-12-31 | InEA_same |  |  |  |  | Standard |  | 1 | 1 | 0 | Deemed Ex Ante Team |  |  |  | Updated to indicate claim/filing status
738 | RE-Frzr-Chest-AutoDef_Med-Tier2 | Chest freezers with automatic defrost, Size Range: Medium (13-16 cu ft), 30% less than Code Maximum | DEER2017 | D17 v2 | 2020-11-24 16:30 | Res-Frzr-dKWH-Cond | DEER | Scaled | Delta | 123 | 135 | None |  | 0 |  | 1 | Res | Any | AppPlug | Refrig | Ref_Storage | Freezer |  | Appl-ESFrzr |  |  |  |  | Frzr-Chest-AutoDef_Med-Code | Frzr-Chest-AutoDef_Med-Tier2 | Available |  | 0 | 0 | June 2017 Update | RobNc |  | Appl-ESFrzr |  | DEER1517 | 2015-01-01 | 2019-12-31 | InEA_same |  |  |  |  | Standard |  | 1 | 1 | 0 | Deemed Ex Ante Team |  |  |  | Updated to indicate claim/filing status
739 | RE-Frzr-Chest-AutoDef_Large-Tier1 | Chest freezers with automatic defrost, Size Range: Large (>16 cu ft), Energy Star (10% less than Code Maximum) | DEER2017 | D17 v2 | 2020-11-24 16:30 | Res-Frzr-dKWH-Cond | DEER | Scaled | Delta | 47 | 51.7 | None |  | 0 |  | 1 | Res | Any | AppPlug | Refrig | Ref_Storage | Freezer |  | Appl-ESFrzr |  |  |  |  | Frzr-Chest-AutoDef_Large-Code | Frzr-Chest-AutoDef_Large-Tier1 | Available |  | 0 | 0 | June 2017 Update | RobNc |  | Appl-ESFrzr |  | DEER1517 | 2015-01-01 | 2019-12-31 | InEA_same |  |  |  |  | Standard |  | 1 | 1 | 0 | Deemed Ex Ante Team |  |  |  | Updated to indicate claim/filing status
740 | RE-Frzr-Chest-AutoDef_Large-Tier2 | Chest freezers with automatic defrost, Size Range: Large (>16 cu ft), 30% less than Code Maximum | DEER2017 | D17 v2 | 2020-11-24 16:30 | Res-Frzr-dKWH-Cond | DEER | Scaled | Delta | 142 | 156 | None |  | 0 |  | 1 | Res | Any | AppPlug | Refrig | Ref_Storage | Freezer |  | Appl-ESFrzr |  |  |  |  | Frzr-Chest-AutoDef_Large-Code | Frzr-Chest-AutoDef_Large-Tier2 | Available |  | 0 | 0 | June 2017 Update | RobNc |  | Appl-ESFrzr |  | DEER1517 | 2015-01-01 | 2019-12-31 | InEA_same |  |  |  |  | Standard |  | 1 | 1 | 0 | Deemed Ex Ante Team |  |  |  | Updated to indicate claim/filing status
741 | RE-Frzr-Chest-AutoDef_WtdSize-Tier1 | Chest freezers with automatic defrost, Size Range: Weighted Size, Energy Star (10% less than Code Maximum) | DEER2017 | D17 v2 | 2020-11-24 16:30 | Res-Frzr-dKWH-Cond | DEER | Scaled | Delta | 38 | 41.8 | None |  | 0 |  | 1 | Res | Any | AppPlug | Refrig | Ref_Storage | Freezer |  | Appl-ESFrzr |  |  |  |  | Frzr-Chest-AutoDef_WtdSize-Code | Frzr-Chest-AutoDef_WtdSize-Tier1 | Available |  | 0 | 0 | June 2017 Update | RobNc |  | Appl-ESFrzr |  | DEER1517 | 2015-01-01 | 2019-12-31 | InEA_same |  |  |  |  | Standard |  | 1 | 1 | 0 | Deemed Ex Ante Team |  |  |  | Updated to indicate claim/filing status
742 | RE-Frzr-Chest-AutoDef_WtdSize-Tier2 | Chest freezers with automatic defrost, Size Range: Weighted Size, 30% less than Code Maximum | DEER2017 | D17 v2 | 2020-11-24 16:30 | Res-Frzr-dKWH-Cond | DEER | Scaled | Delta | 115 | 127 | None |  | 0 |  | 1 | Res | Any | AppPlug | Refrig | Ref_Storage | Freezer |  | Appl-ESFrzr |  |  |  |  | Frzr-Chest-AutoDef_WtdSize-Code | Frzr-Chest-AutoDef_WtdSize-Tier2 | Available |  | 0 | 0 | June 2017 Update | RobNc |  | Appl-ESFrzr |  | DEER1517 | 2015-01-01 | 2019-12-31 | InEA_same |  |  |  |  | Standard |  | 1 | 1 | 0 | Deemed Ex Ante Team |  |  |  | Updated to indicate claim/filing status
743 | RE-Frzr-Wtd-Tier1 | Weighted Freezer Type, Size Range: Weighted Size, Energy Star (10% less than Code Maximum) | DEER2017 | D17 v2 | 2020-11-24 16:30 | Res-Frzr-dKWH-Cond | DEER | Scaled | Delta | 37 | 49.7 | None |  | 0 |  | 1 | Res | Any | AppPlug | Refrig | Ref_Storage | Freezer |  | Appl-ESFrzr |  |  |  |  | Frzr-Wtd-Code | Frzr-Wtd-Tier1 | Available |  | 0 | 0 | June 2017 Update | RobNc |  | Appl-ESFrzr |  | DEER1517 | 2015-01-01 | 2019-12-31 | InEA_same |  |  |  |  | Standard |  | 1 | 1 | 0 | Deemed Ex Ante Team |  |  |  | Updated to indicate claim/filing status
744 | RE-Frzr-Wtd-Tier2 | Weighted Freezer Type, Size Range: Weighted Size, 30% less than Code Maximum | DEER2017 | D17 v2 | 2020-11-24 16:30 | Res-Frzr-dKWH-Cond | DEER | Scaled | Delta | 110 | 148 | None |  | 0 |  | 1 | Res | Any | AppPlug | Refrig | Ref_Storage | Freezer |  | Appl-ESFrzr |  |  |  |  | Frzr-Wtd-Code | Frzr-Wtd-Tier2 | Available |  | 0 | 0 | June 2017 Update | RobNc |  | Appl-ESFrzr |  | DEER1517 | 2015-01-01 | 2019-12-31 | InEA_same |  |  |  |  | Standard |  | 1 | 1 | 0 | Deemed Ex Ante Team |  |  |  | Updated to indicate claim/filing status
745 | RE-RefgFrz_CmpMini-Tier1 | Compact refrigerator-freezers and refrigerators other than all-refrigerators with manual defrost, Size Range: compact (5-7 cu. ft.), Energy Star (10% less than Code Maximum) | DEER2017 | D17 v2 | 2020-11-24 16:30 | Res-Refg-dKWH-Cond | DEER | Scaled | Delta | 31 | 36.6 | None |  | 0 |  | 1 | Res | Any | AppPlug | Refrig | Ref_Storage | RefrigFrz |  | Appl-ESRefg |  |  |  |  | RefgFrz_CmpMini-Code | RefgFrz_CmpMini-Tier1 | Available |  | 0 | 0 | DEER2020 Proposed update | RobNc |  | Appl-ESRefg |  | DEER1517 | 2015-01-01 | 2019-12-31 | InEA_modValue |  |  |  |  | Standard | EnergyImpactID corrected from Res-Frzr-dKWH-Cond to Res-Refg-dKWH-Cond | 1 | 1 | 0 | Deemed Ex Ante Team |  | EnergyImpactID corrected from Res-Frzr-dKWH-Cond to Res-Refg-dKWH-Cond |  | Updated to indicate claim/filing status
746 | RE-RefgFrz_CmpMini-Tier2 | Compact refrigerator-freezers and refrigerators other than all-refrigerators with manual defrost, Size Range: compact (5-7 cu. ft.), 30% less than Code Maximum | DEER2017 | D17 v2 | 2020-11-24 16:30 | Res-Refg-dKWH-Cond | DEER | Scaled | Delta | 93 | 110 | None |  | 0 |  | 1 | Res | Any | AppPlug | Refrig | Ref_Storage | RefrigFrz |  | Appl-ESRefg |  |  |  |  | RefgFrz_CmpMini-Code | RefgFrz_CmpMini-Tier2 | Available |  | 0 | 0 | DEER2020 Proposed update | RobNc |  | Appl-ESRefg |  | DEER1517 | 2015-01-01 | 2019-12-31 | InEA_modValue |  |  |  |  | Standard | EnergyImpactID corrected from Res-Frzr-dKWH-Cond to Res-Refg-dKWH-Cond | 1 | 1 | 0 | Deemed Ex Ante Team |  | EnergyImpactID corrected from Res-Frzr-dKWH-Cond to Res-Refg-dKWH-Cond |  | Updated to indicate claim/filing status
747 | RE-RefgFrz_CmpSml-Tier1 | Compact refrigerator-freezers and refrigerators other than all-refrigerators with manual defrost, Size Range: compact mini (<5 cu. ft.), Energy Star (10% less than Code Maximum) | DEER2017 | D17 v2 | 2020-11-24 16:30 | Res-Refg-dKWH-Cond | DEER | Scaled | Delta | 28 | 33 | None |  | 0 |  | 1 | Res | Any | AppPlug | Refrig | Ref_Storage | RefrigFrz |  | Appl-ESRefg |  |  |  |  | RefgFrz_CmpSml-Code | RefgFrz_CmpSml-Tier1 | Available |  | 0 | 0 | DEER2020 Proposed update | RobNc |  | Appl-ESRefg |  | DEER1517 | 2015-01-01 | 2019-12-31 | InEA_modValue |  |  |  |  | Standard | EnergyImpactID corrected from Res-Frzr-dKWH-Cond to Res-Refg-dKWH-Cond | 1 | 1 | 0 | Deemed Ex Ante Team |  | EnergyImpactID corrected from Res-Frzr-dKWH-Cond to Res-Refg-dKWH-Cond |  | Updated to indicate claim/filing status
748 | RE-RefgFrz_CmpSml-Tier2 | Compact refrigerator-freezers and refrigerators other than all-refrigerators with manual defrost, Size Range: compact mini (<5 cu. ft.), 30% less than Code Maximum | DEER2017 | D17 v2 | 2020-11-24 16:30 | Res-Refg-dKWH-Cond | DEER | Scaled | Delta | 84 | 99.1 | None |  | 0 |  | 1 | Res | Any | AppPlug | Refrig | Ref_Storage | RefrigFrz |  | Appl-ESRefg |  |  |  |  | RefgFrz_CmpSml-Code | RefgFrz_CmpSml-Tier2 | Available |  | 0 | 0 | DEER2020 Proposed update | RobNc |  | Appl-ESRefg |  | DEER1517 | 2015-01-01 | 2019-12-31 | InEA_modValue |  |  |  |  | Standard | EnergyImpactID corrected from Res-Frzr-dKWH-Cond to Res-Refg-dKWH-Cond | 1 | 1 | 0 | Deemed Ex Ante Team |  | EnergyImpactID corrected from Res-Frzr-dKWH-Cond to Res-Refg-dKWH-Cond |  | Updated to indicate claim/filing status
749 | RE-Refg-All_CmpMini-Tier1 | All-refrigerators - automatic defrost (Refrigerator with no separate freezer storage), Size Range: compact (5-7 cu. ft.), Energy Star (10% less than Code Maximum) | DEER2017 | D17 v2 | 2020-11-24 16:30 | Res-Refg-dKWH-Cond | DEER | Scaled | Delta | 27 | 31.9 | None |  | 0 |  | 1 | Res | Any | AppPlug | Refrig | Ref_Storage | RefrigFrz |  | Appl-ESRefg |  |  |  |  | Refg-All_CmpMini-Code | Refg-All_CmpMini-Tier1 | Available |  | 0 | 0 | DEER2020 Proposed update | RobNc |  | Appl-ESRefg |  | DEER1517 | 2015-01-01 | 2019-12-31 | InEA_modValue |  |  |  |  | Standard | EnergyImpactID corrected from Res-Frzr-dKWH-Cond to Res-Refg-dKWH-Cond | 1 | 1 | 0 | Deemed Ex Ante Team |  | EnergyImpactID corrected from Res-Frzr-dKWH-Cond to Res-Refg-dKWH-Cond |  | Updated to indicate claim/filing status
750 | RE-Refg-All_CmpMini-Tier2 | All-refrigerators - automatic defrost (Refrigerator with no separate freezer storage), Size Range: compact (5-7 cu. ft.), 30% less than Code Maximum | DEER2017 | D17 v2 | 2020-11-24 16:30 | Res-Refg-dKWH-Cond | DEER | Scaled | Delta | 80 | 94.4 | None |  | 0 |  | 1 | Res | Any | AppPlug | Refrig | Ref_Storage | RefrigFrz |  | Appl-ESRefg |  |  |  |  | Refg-All_CmpMini-Code | Refg-All_CmpMini-Tier2 | Available |  | 0 | 0 | DEER2020 Proposed update | RobNc |  | Appl-ESRefg |  | DEER1517 | 2015-01-01 | 2019-12-31 | InEA_modValue |  |  |  |  | Standard | EnergyImpactID corrected from Res-Frzr-dKWH-Cond to Res-Refg-dKWH-Cond | 1 | 1 | 0 | Deemed Ex Ante Team |  | EnergyImpactID corrected from Res-Frzr-dKWH-Cond to Res-Refg-dKWH-Cond |  | Updated to indicate claim/filing status
751 | RE-Refg-All_CmpSml-Tier1 | All-refrigerators - automatic defrost (Refrigerator with no separate freezer storage), Size Range: compact mini (<5 cu. ft.), Energy Star (10% less than Code Maximum) | DEER2017 | D17 v2 | 2020-11-24 16:30 | Res-Refg-dKWH-Cond | DEER | Scaled | Delta | 24 | 28.3 | None |  | 0 |  | 1 | Res | Any | AppPlug | Refrig | Ref_Storage | RefrigFrz |  | Appl-ESRefg |  |  |  |  | Refg-All_CmpSml-Code | Refg-All_CmpSml-Tier1 | Available |  | 0 | 0 | DEER2020 Proposed update | RobNc |  | Appl-ESRefg |  | DEER1517 | 2015-01-01 | 2019-12-31 | InEA_modValue |  |  |  |  | Standard | EnergyImpactID corrected from Res-Frzr-dKWH-Cond to Res-Refg-dKWH-Cond | 1 | 1 | 0 | Deemed Ex Ante Team |  | EnergyImpactID corrected from Res-Frzr-dKWH-Cond to Res-Refg-dKWH-Cond |  | Updated to indicate claim/filing status
752 | RE-Refg-All_CmpSml-Tier2 | All-refrigerators - automatic defrost (Refrigerator with no separate freezer storage), Size Range: compact mini (<5 cu. ft.), 30% less than Code Maximum | DEER2017 | D17 v2 | 2020-11-24 16:30 | Res-Refg-dKWH-Cond | DEER | Scaled | Delta | 73 | 86.1 | None |  | 0 |  | 1 | Res | Any | AppPlug | Refrig | Ref_Storage | RefrigFrz |  | Appl-ESRefg |  |  |  |  | Refg-All_CmpSml-Code | Refg-All_CmpSml-Tier2 | Available |  | 0 | 0 | DEER2020 Proposed update | RobNc |  | Appl-ESRefg |  | DEER1517 | 2015-01-01 | 2019-12-31 | InEA_modValue |  |  |  |  | Standard | EnergyImpactID corrected from Res-Frzr-dKWH-Cond to Res-Refg-dKWH-Cond | 1 | 1 | 0 | Deemed Ex Ante Team |  | EnergyImpactID corrected from Res-Frzr-dKWH-Cond to Res-Refg-dKWH-Cond |  | Updated to indicate claim/filing status
753 | RE-RefgFrz-TM_CmpMini-Tier1 | Refrigerator-freezers - automatic defrost with top-mounted freezer without an automatic icemaker, Size Range: compact (5-7 cu. ft.), Energy Star (10% less than Code Maximum) | DEER2017 | D17 v2 | 2020-11-24 16:30 | Res-Refg-dKWH-Cond | DEER | Scaled | Delta | 43 | 50.7 | None |  | 0 |  | 1 | Res | Any | AppPlug | Refrig | Ref_Storage | RefrigFrz |  | Appl-ESRefg |  |  |  |  | RefgFrz-TM_CmpMini-Code | RefgFrz-TM_CmpMini-Tier1 | Available |  | 0 | 0 | DEER2020 Proposed update | RobNc |  | Appl-ESRefg |  | DEER1517 | 2015-01-01 | 2019-12-31 | InEA_modValue |  |  |  |  | Standard | EnergyImpactID corrected from Res-Frzr-dKWH-Cond to Res-Refg-dKWH-Cond | 1 | 1 | 0 | Deemed Ex Ante Team |  | EnergyImpactID corrected from Res-Frzr-dKWH-Cond to Res-Refg-dKWH-Cond |  | Updated to indicate claim/filing status
754 | RE-RefgFrz-TM_CmpMini-Tier2 | Refrigerator-freezers - automatic defrost with top-mounted freezer without an automatic icemaker, Size Range: compact (5-7 cu. ft.), 30% less than Code Maximum | DEER2017 | D17 v2 | 2020-11-24 16:30 | Res-Refg-dKWH-Cond | DEER | Scaled | Delta | 128 | 151 | None |  | 0 |  | 1 | Res | Any | AppPlug | Refrig | Ref_Storage | RefrigFrz |  | Appl-ESRefg |  |  |  |  | RefgFrz-TM_CmpMini-Code | RefgFrz-TM_CmpMini-Tier2 | Available |  | 0 | 0 | DEER2020 Proposed update | RobNc |  | Appl-ESRefg |  | DEER1517 | 2015-01-01 | 2019-12-31 | InEA_modValue |  |  |  |  | Standard | EnergyImpactID corrected from Res-Frzr-dKWH-Cond to Res-Refg-dKWH-Cond | 1 | 1 | 0 | Deemed Ex Ante Team |  | EnergyImpactID corrected from Res-Frzr-dKWH-Cond to Res-Refg-dKWH-Cond |  | Updated to indicate claim/filing status
755 | RE-RefgFrz-TM_CmpSml-Tier1 | Refrigerator-freezers - automatic defrost with top-mounted freezer without an automatic icemaker, Size Range: compact mini (<5 cu. ft.), Energy Star (10% less than Code Maximum) | DEER2017 | D17 v2 | 2020-11-24 16:30 | Res-Refg-dKWH-Cond | DEER | Scaled | Delta | 38 | 44.8 | None |  | 0 |  | 1 | Res | Any | AppPlug | Refrig | Ref_Storage | RefrigFrz |  | Appl-ESRefg |  |  |  |  | RefgFrz-TM_CmpSml-Code | RefgFrz-TM_CmpSml-Tier1 | Available |  | 0 | 0 | DEER2020 Proposed update | RobNc |  | Appl-ESRefg |  | DEER1517 | 2015-01-01 | 2019-12-31 | InEA_modValue |  |  |  |  | Standard | EnergyImpactID corrected from Res-Frzr-dKWH-Cond to Res-Refg-dKWH-Cond | 1 | 1 | 0 | Deemed Ex Ante Team |  | EnergyImpactID corrected from Res-Frzr-dKWH-Cond to Res-Refg-dKWH-Cond |  | Updated to indicate claim/filing status
756 | RE-RefgFrz-TM_CmpSml-Tier2 | Refrigerator-freezers - automatic defrost with top-mounted freezer without an automatic icemaker, Size Range: compact mini (<5 cu. ft.), 30% less than Code Maximum | DEER2017 | D17 v2 | 2020-11-24 16:30 | Res-Refg-dKWH-Cond | DEER | Scaled | Delta | 115 | 136 | None |  | 0 |  | 1 | Res | Any | AppPlug | Refrig | Ref_Storage | RefrigFrz |  | Appl-ESRefg |  |  |  |  | RefgFrz-TM_CmpSml-Code | RefgFrz-TM_CmpSml-Tier2 | Available |  | 0 | 0 | DEER2020 Proposed update | RobNc |  | Appl-ESRefg |  | DEER1517 | 2015-01-01 | 2019-12-31 | InEA_modValue |  |  |  |  | Standard | EnergyImpactID corrected from Res-Frzr-dKWH-Cond to Res-Refg-dKWH-Cond | 1 | 1 | 0 | Deemed Ex Ante Team |  | EnergyImpactID corrected from Res-Frzr-dKWH-Cond to Res-Refg-dKWH-Cond |  | Updated to indicate claim/filing status
757 | RE-RefgFrz-BM_CmpMini-Tier1 | Refrigerator-freezers - automatic defrost with bottom-mounted freezer without an automatic icemaker, Size Range: compact (5-7 cu. ft.), Energy Star (10% less than Code Maximum) | DEER2017 | D17 v2 | 2020-11-24 16:30 | Res-Refg-dKWH-Cond | DEER | Scaled | Delta | 43 | 50.7 | None |  | 0 |  | 1 | Res | Any | AppPlug | Refrig | Ref_Storage | RefrigFrz |  | Appl-ESRefg |  |  |  |  | RefgFrz-BM_CmpMini-Code | RefgFrz-BM_CmpMini-Tier1 | Available |  | 0 | 0 | DEER2020 Proposed update | RobNc |  | Appl-ESRefg |  | DEER1517 | 2015-01-01 | 2019-12-31 | InEA_modValue |  |  |  |  | Standard | EnergyImpactID corrected from Res-Frzr-dKWH-Cond to Res-Refg-dKWH-Cond | 1 | 1 | 0 | Deemed Ex Ante Team |  | EnergyImpactID corrected from Res-Frzr-dKWH-Cond to Res-Refg-dKWH-Cond |  | Updated to indicate claim/filing status
758 | RE-RefgFrz-BM_CmpMini-Tier2 | Refrigerator-freezers - automatic defrost with bottom-mounted freezer without an automatic icemaker, Size Range: compact (5-7 cu. ft.), 30% less than Code Maximum | DEER2017 | D17 v2 | 2020-11-24 16:30 | Res-Refg-dKWH-Cond | DEER | Scaled | Delta | 128 | 151 | None |  | 0 |  | 1 | Res | Any | AppPlug | Refrig | Ref_Storage | RefrigFrz |  | Appl-ESRefg |  |  |  |  | RefgFrz-BM_CmpMini-Code | RefgFrz-BM_CmpMini-Tier2 | Available |  | 0 | 0 | DEER2020 Proposed update | RobNc |  | Appl-ESRefg |  | DEER1517 | 2015-01-01 | 2019-12-31 | InEA_modValue |  |  |  |  | Standard | EnergyImpactID corrected from Res-Frzr-dKWH-Cond to Res-Refg-dKWH-Cond | 1 | 1 | 0 | Deemed Ex Ante Team |  | EnergyImpactID corrected from Res-Frzr-dKWH-Cond to Res-Refg-dKWH-Cond |  | Updated to indicate claim/filing status
759 | RE-RefgFrz-BM_CmpSml-Tier1 | Refrigerator-freezers - automatic defrost with bottom-mounted freezer without an automatic icemaker, Size Range: compact mini (<5 cu. ft.), Energy Star (10% less than Code Maximum) | DEER2017 | D17 v2 | 2020-11-24 16:30 | Res-Refg-dKWH-Cond | DEER | Scaled | Delta | 38 | 44.8 | None |  | 0 |  | 1 | Res | Any | AppPlug | Refrig | Ref_Storage | RefrigFrz |  | Appl-ESRefg |  |  |  |  | RefgFrz-BM_CmpSml-Code | RefgFrz-BM_CmpSml-Tier1 | Available |  | 0 | 0 | DEER2020 Proposed update | RobNc |  | Appl-ESRefg |  | DEER1517 | 2015-01-01 | 2019-12-31 | InEA_modValue |  |  |  |  | Standard | EnergyImpactID corrected from Res-Frzr-dKWH-Cond to Res-Refg-dKWH-Cond | 1 | 1 | 0 | Deemed Ex Ante Team |  | EnergyImpactID corrected from Res-Frzr-dKWH-Cond to Res-Refg-dKWH-Cond |  | Updated to indicate claim/filing status
760 | RE-RefgFrz-BM_CmpSml-Tier2 | Refrigerator-freezers - automatic defrost with bottom-mounted freezer without an automatic icemaker, Size Range: compact mini (<5 cu. ft.), 30% less than Code Maximum | DEER2017 | D17 v2 | 2020-11-24 16:30 | Res-Refg-dKWH-Cond | DEER | Scaled | Delta | 115 | 136 | None |  | 0 |  | 1 | Res | Any | AppPlug | Refrig | Ref_Storage | RefrigFrz |  | Appl-ESRefg |  |  |  |  | RefgFrz-BM_CmpSml-Code | RefgFrz-BM_CmpSml-Tier2 | Available |  | 0 | 0 | DEER2020 Proposed update | RobNc |  | Appl-ESRefg |  | DEER1517 | 2015-01-01 | 2019-12-31 | InEA_modValue |  |  |  |  | Standard | EnergyImpactID corrected from Res-Frzr-dKWH-Cond to Res-Refg-dKWH-Cond | 1 | 1 | 0 | Deemed Ex Ante Team |  | EnergyImpactID corrected from Res-Frzr-dKWH-Cond to Res-Refg-dKWH-Cond |  | Updated to indicate claim/filing status
761 | RE-RefgFrz-BM_XLarge-Tier1 | Refrigerator-freezers - automatic defrost with bottom-mounted freezer without an automatic icemaker, Size Range: extra large (> 28 cu. ft.), Energy Star (10% less than Code Maximum) | DEER2017 | D17 v2 | 2020-11-24 16:30 | Res-Refg-dKWH-Cond | DEER | Scaled | Delta | 65 | 76.7 | None |  | 0 |  | 1 | Res | Any | AppPlug | Refrig | Ref_Storage | RefrigFrz | RefgFrz-BM_XLarge-Tier1 | Appl-ESRefg |  |  |  |  | RefgFrz-BM_XLarge-Code | RefgFrz-BM_XLarge-Tier1 | Available |  | 0 | 0 | DEER2020 Proposed update | RobNc | RefgFrz-BM_XLarge-Code | Appl-ESRefg |  | DEER1517 | 2015-01-01 | 2019-12-31 | InEA_modValue |  |  |  |  | Standard | EnergyImpactID corrected from Res-Frzr-dKWH-Cond to Res-Refg-dKWH-Cond | 1 | 1 | 0 | Deemed Ex Ante Team |  | EnergyImpactID corrected from Res-Frzr-dKWH-Cond to Res-Refg-dKWH-Cond |  | Updated to indicate claim/filing status
762 | RE-RefgFrz-BM_XLarge-Tier2 | Refrigerator-freezers - automatic defrost with bottom-mounted freezer without an automatic icemaker, Size Range: extra large (> 28 cu. ft.), 30% less than Code Maximum | DEER2017 | D17 v2 | 2020-11-24 16:30 | Res-Refg-dKWH-Cond | DEER | Scaled | Delta | 196 | 231 | None |  | 0 |  | 1 | Res | Any | AppPlug | Refrig | Ref_Storage | RefrigFrz | RefgFrz-BM_XLarge-Tier2 | Appl-ESRefg |  |  |  |  | RefgFrz-BM_XLarge-Code | RefgFrz-BM_XLarge-Tier2 | Available |  | 0 | 0 | DEER2020 Proposed update | RobNc | RefgFrz-BM_XLarge-Code | Appl-ESRefg |  | DEER1517 | 2015-01-01 | 2019-12-31 | InEA_modValue |  |  |  |  | Standard | EnergyImpactID corrected from Res-Frzr-dKWH-Cond to Res-Refg-dKWH-Cond | 1 | 1 | 0 | Deemed Ex Ante Team |  | EnergyImpactID corrected from Res-Frzr-dKWH-Cond to Res-Refg-dKWH-Cond |  | Updated to indicate claim/filing status
763 | RE-RefgFrz-BM-Ice_XLarge-Tier1 | Refrigerator-freezers - automatic defrost with bottom-mounted freezer with an automatic icemaker without through-the-door ice service, Size Range: extra large (> 28 cu. ft.), Energy Star (10% less than Code Maximum) | DEER2017 | D17 v2 | 2020-11-24 16:30 | Res-Refg-dKWH-Cond | DEER | Scaled | Delta | 74 | 87.3 | None |  | 0 |  | 1 | Res | Any | AppPlug | Refrig | Ref_Storage | RefrigFrz | RefgFrz-BM-Ice_XLarge-Tier1 | Appl-ESRefg |  |  |  |  | RefgFrz-BM-Ice_XLarge-Code | RefgFrz-BM-Ice_XLarge-Tier1 | Available |  | 0 | 0 | DEER2020 Proposed update | RobNc | RefgFrz-BM-Ice_XLarge-Code | Appl-ESRefg |  | DEER1517 | 2015-01-01 | 2019-12-31 | InEA_modValue |  |  |  |  | Standard | EnergyImpactID corrected from Res-Frzr-dKWH-Cond to Res-Refg-dKWH-Cond | 1 | 1 | 0 | Deemed Ex Ante Team |  | EnergyImpactID corrected from Res-Frzr-dKWH-Cond to Res-Refg-dKWH-Cond |  | Updated to indicate claim/filing status
764 | RE-RefgFrz-BM-Ice_XLarge-Tier2 | Refrigerator-freezers - automatic defrost with bottom-mounted freezer with an automatic icemaker without through-the-door ice service, Size Range: extra large (> 28 cu. ft.), 30% less than Code Maximum | DEER2017 | D17 v2 | 2020-11-24 16:30 | Res-Refg-dKWH-Cond | DEER | Scaled | Delta | 221 | 261 | None |  | 0 |  | 1 | Res | Any | AppPlug | Refrig | Ref_Storage | RefrigFrz | RefgFrz-BM-Ice_XLarge-Tier2 | Appl-ESRefg |  |  |  |  | RefgFrz-BM-Ice_XLarge-Code | RefgFrz-BM-Ice_XLarge-Tier2 | Available |  | 0 | 0 | DEER2020 Proposed update | RobNc | RefgFrz-BM-Ice_XLarge-Code | Appl-ESRefg |  | DEER1517 | 2015-01-01 | 2019-12-31 | InEA_modValue |  |  |  |  | Standard | EnergyImpactID corrected from Res-Frzr-dKWH-Cond to Res-Refg-dKWH-Cond | 1 | 1 | 0 | Deemed Ex Ante Team |  | EnergyImpactID corrected from Res-Frzr-dKWH-Cond to Res-Refg-dKWH-Cond |  | Updated to indicate claim/filing status
801 | NE-HVAC-airAC-SpltPkg-65to109kBtuh-11p5eer | EER-rated packaged Air Conditioner, Size Range: 65 - 110 kBTU/h, EER = 11.5 (1 spd IEER = 12.2, 2 spd IEER = 14.3), EIR = 0.26, Fan W/CFM = 0.4, two-speed fan, with Econo (Pre-existing vintages do not include Economizer) | DEER2015 | D15 v1.0 | 2020-11-24 16:30 | NE-HVAC-airAC-SpltPkg-65to109kBtuh-11p5eer | DEER | Standard | None |  |  | None |  | 0 |  | 0 | Com | Any | HVAC | SpaceCool | dxAC_equip | pkgEER | dxAC-Com-Pkg-65to110kBTUh-EER11.5-2Spd | HVAC-airAC | EER-Rated Pkg AC, 65-110 kBTU/h; Pre-2005: EER = 10.1 (1 spd IEER = 10.6, 2 spd IEER = 13.6), one-speed fan, no Econo; 2006 - 2009: EER = 10.1 (1 spd IEER = 10.6, 2 spd IEER = 13.6), one-speed fan, no Econo; 2010 - 2013: EER = 11 (1 spd IEER = 11.6, 2 spd IEER = 14.1), one-speed fan, no Econo; 2014 - 2015: EER = 11 (1 spd IEER = 11.6, 2 spd IEER = 14.1), two-speed fan, w/Econo | EER-rated packaged Air Conditioner, Size Range: 65 - 110 kBTU/h, EER = 11 (1 spd IEER = 11.6, 2 spd IEER = 14.1), EIR = 0.273, Fan W/CFM = 0.4, two-speed fan, with Econo | EER-rated packaged Air Conditioner, Size Range: 65 - 110 kBTU/h, EER = 11.5 (1 spd IEER = 12.2, 2 spd IEER = 14.3), EIR = 0.26, Fan W/CFM = 0.4, two-speed fan, with Econo |  | dxAC-Com-Pkg-65to110kBTUh-EER11.0-2Spd | dxAC-Com-Pkg-65to110kBTUh-EER11.5-2Spd | Available |  | 0 | 0 |  | ErRobNc | dxAC-Com-Pkg-65to110kBTUh-EER11.0-2Spd | HVAC-airAC |  | None | 2015-01-01 | 2016-12-31 | InEA_same |  |  |  |  | Standard | Measure expired for DEER2017 based on requirements for minimum IEER | 1 | 1 | 0 | Deemed Ex Ante Team |  | Measure expired for DEER2017 based on requirements for minimum IEER |  | Updated to indicate claim/filing status
802 | NE-HVAC-airAC-SpltPkg-65to109kBtuh-12p0eer | EER-rated packaged Air Conditioner, Size Range: 65 - 110 kBTU/h, EER = 12 (1 spd IEER = 12.8, 2 spd IEER = 14.6), EIR = 0.247, Fan W/CFM = 0.4, two-speed fan, with Econo (Pre-existing vintages do not include Economizer) | DEER2015 | D15 v1.0 | 2020-11-24 16:30 | NE-HVAC-airAC-SpltPkg-65to109kBtuh-12p0eer | DEER | Standard | None |  |  | None |  | 0 |  | 0 | Com | Any | HVAC | SpaceCool | dxAC_equip | pkgEER | dxAC-Com-Pkg-65to110kBTUh-EER12.0-2Spd | HVAC-airAC | EER-Rated Pkg AC, 65-110 kBTU/h; Pre-2005: EER = 10.1 (1 spd IEER = 10.6, 2 spd IEER = 13.6), one-speed fan, no Econo; 2006 - 2009: EER = 10.1 (1 spd IEER = 10.6, 2 spd IEER = 13.6), one-speed fan, no Econo; 2010 - 2013: EER = 11 (1 spd IEER = 11.6, 2 spd IEER = 14.1), one-speed fan, no Econo; 2014 - 2015: EER = 11 (1 spd IEER = 11.6, 2 spd IEER = 14.1), two-speed fan, w/Econo | EER-rated packaged Air Conditioner, Size Range: 65 - 110 kBTU/h, EER = 11 (1 spd IEER = 11.6, 2 spd IEER = 14.1), EIR = 0.273, Fan W/CFM = 0.4, two-speed fan, with Econo | EER-rated packaged Air Conditioner, Size Range: 65 - 110 kBTU/h, EER = 12 (1 spd IEER = 12.8, 2 spd IEER = 14.6), EIR = 0.247, Fan W/CFM = 0.4, two-speed fan, with Econo |  | dxAC-Com-Pkg-65to110kBTUh-EER11.0-2Spd | dxAC-Com-Pkg-65to110kBTUh-EER12.0-2Spd | Available |  | 0 | 0 |  | ErRobNc | dxAC-Com-Pkg-65to110kBTUh-EER11.0-2Spd | HVAC-airAC |  | None | 2015-01-01 | 2016-12-31 | InEA_same |  |  |  |  | Standard | Measure expired for DEER2017 based on requirements for minimum IEER | 1 | 1 | 0 | Deemed Ex Ante Team |  | Measure expired for DEER2017 based on requirements for minimum IEER |  | Updated to indicate claim/filing status
803 | NE-HVAC-airAC-SpltPkg-65to109kBtuh-13p0eer | EER-rated packaged Air Conditioner, Size Range: 65 - 110 kBTU/h, EER = 13 (1 spd IEER = 13.9, 2 spd IEER = 15.1), EIR = 0.226, Fan W/CFM = 0.4, two-speed fan, with Econo (Pre-existing vintages do not include Economizer) | DEER2015 | D15 v1.0 | 2020-11-24 16:30 | NE-HVAC-airAC-SpltPkg-65to109kBtuh-13p0eer | DEER | Standard | None |  |  | None |  | 0 |  | 0 | Com | Any | HVAC | SpaceCool | dxAC_equip | pkgEER | dxAC-Com-Pkg-65to110kBTUh-EER13.0-2Spd | HVAC-airAC | EER-Rated Pkg AC, 65-110 kBTU/h; Pre-2005: EER = 10.1 (1 spd IEER = 10.6, 2 spd IEER = 13.6), one-speed fan, no Econo; 2006 - 2009: EER = 10.1 (1 spd IEER = 10.6, 2 spd IEER = 13.6), one-speed fan, no Econo; 2010 - 2013: EER = 11 (1 spd IEER = 11.6, 2 spd IEER = 14.1), one-speed fan, no Econo; 2014 - 2015: EER = 11 (1 spd IEER = 11.6, 2 spd IEER = 14.1), two-speed fan, w/Econo | EER-rated packaged Air Conditioner, Size Range: 65 - 110 kBTU/h, EER = 11 (1 spd IEER = 11.6, 2 spd IEER = 14.1), EIR = 0.273, Fan W/CFM = 0.4, two-speed fan, with Econo | EER-rated packaged Air Conditioner, Size Range: 65 - 110 kBTU/h, EER = 13 (1 spd IEER = 13.9, 2 spd IEER = 15.1), EIR = 0.226, Fan W/CFM = 0.4, two-speed fan, with Econo |  | dxAC-Com-Pkg-65to110kBTUh-EER11.0-2Spd | dxAC-Com-Pkg-65to110kBTUh-EER13.0-2Spd | Available |  | 0 | 0 |  | ErRobNc | dxAC-Com-Pkg-65to110kBTUh-EER11.0-2Spd | HVAC-airAC |  | None | 2015-01-01 | 2016-12-31 | InEA_same |  |  |  |  | Standard | Measure expired for DEER2017 based on requirements for minimum IEER | 1 | 1 | 0 | Deemed Ex Ante Team |  | Measure expired for DEER2017 based on requirements for minimum IEER |  | Updated to indicate claim/filing status
804 | NE-HVAC-airAC-SpltPkg-65to109kBtuh-11p5eer-wPreEcono | EER-rated packaged Air Conditioner, Size Range: 65 - 110 kBTU/h, EER = 11.5 (1 spd IEER = 12.2, 2 spd IEER = 14.3), EIR = 0.26, Fan W/CFM = 0.4, two-speed fan, with Econo (Pre-existing vintages include Economizer) | DEER2015 | D15 v1.0 | 2020-11-24 16:30 | NE-HVAC-airAC-SpltPkg-65to109kBtuh-11p5eer-wPreEcono | DEER | Standard | None |  |  | None |  | 0 |  | 0 | Com | Any | HVAC | SpaceCool | dxAC_equip | pkgEER | dxAC-Com-Pkg-65to110kBTUh-EER11.5-2Spd | HVAC-airAC | EER-Rated Pkg AC, 65-110 kBTU/h; Pre-2005: EER = 10.1 (1 spd IEER = 10.6, 2 spd IEER = 13.6), one-speed fan, w/Econo; 2006 - 2009: EER = 10.1 (1 spd IEER = 10.6, 2 spd IEER = 13.6), one-speed fan, w/Econo; 2010 - 2013: EER = 11 (1 spd IEER = 11.6, 2 spd IEER = 14.1), one-speed fan, w/Econo; 2014 - 2015: EER = 11 (1 spd IEER = 11.6, 2 spd IEER = 14.1), two-speed fan, w/Econo | EER-rated packaged Air Conditioner, Size Range: 65 - 110 kBTU/h, EER = 11 (1 spd IEER = 11.6, 2 spd IEER = 14.1), EIR = 0.273, Fan W/CFM = 0.4, two-speed fan, with Econo | EER-rated packaged Air Conditioner, Size Range: 65 - 110 kBTU/h, EER = 11.5 (1 spd IEER = 12.2, 2 spd IEER = 14.3), EIR = 0.26, Fan W/CFM = 0.4, two-speed fan, with Econo |  | dxAC-Com-Pkg-65to110kBTUh-EER11.0-2Spd | dxAC-Com-Pkg-65to110kBTUh-EER11.5-2Spd | Available |  | 0 | 0 |  | ErRobNc | dxAC-Com-Pkg-65to110kBTUh-EER11.0-2Spd | HVAC-airAC |  | None | 2015-01-01 | 2016-12-31 | InEA_same |  |  |  |  | Standard | Measure expired for DEER2017 based on requirements for minimum IEER | 1 | 1 | 0 | Deemed Ex Ante Team |  | Measure expired for DEER2017 based on requirements for minimum IEER |  | Updated to indicate claim/filing status
805 | NE-HVAC-airAC-SpltPkg-65to109kBtuh-12p0eer-wPreEcono | EER-rated packaged Air Conditioner, Size Range: 65 - 110 kBTU/h, EER = 12 (1 spd IEER = 12.8, 2 spd IEER = 14.6), EIR = 0.247, Fan W/CFM = 0.4, two-speed fan, with Econo (Pre-existing vintages include Economizer) | DEER2015 | D15 v1.0 | 2020-11-24 16:30 | NE-HVAC-airAC-SpltPkg-65to109kBtuh-12p0eer-wPreEcono | DEER | Standard | None |  |  | None |  | 0 |  | 0 | Com | Any | HVAC | SpaceCool | dxAC_equip | pkgEER | dxAC-Com-Pkg-65to110kBTUh-EER12.0-2Spd | HVAC-airAC | EER-Rated Pkg AC, 65-110 kBTU/h; Pre-2005: EER = 10.1 (1 spd IEER = 10.6, 2 spd IEER = 13.6), one-speed fan, w/Econo; 2006 - 2009: EER = 10.1 (1 spd IEER = 10.6, 2 spd IEER = 13.6), one-speed fan, w/Econo; 2010 - 2013: EER = 11 (1 spd IEER = 11.6, 2 spd IEER = 14.1), one-speed fan, w/Econo; 2014 - 2015: EER = 11 (1 spd IEER = 11.6, 2 spd IEER = 14.1), two-speed fan, w/Econo | EER-rated packaged Air Conditioner, Size Range: 65 - 110 kBTU/h, EER = 11 (1 spd IEER = 11.6, 2 spd IEER = 14.1), EIR = 0.273, Fan W/CFM = 0.4, two-speed fan, with Econo | EER-rated packaged Air Conditioner, Size Range: 65 - 110 kBTU/h, EER = 12 (1 spd IEER = 12.8, 2 spd IEER = 14.6), EIR = 0.247, Fan W/CFM = 0.4, two-speed fan, with Econo |  | dxAC-Com-Pkg-65to110kBTUh-EER11.0-2Spd | dxAC-Com-Pkg-65to110kBTUh-EER12.0-2Spd | Available |  | 0 | 0 |  | ErRobNc | dxAC-Com-Pkg-65to110kBTUh-EER11.0-2Spd | HVAC-airAC |  | None | 2015-01-01 | 2016-12-31 | InEA_same |  |  |  |  | Standard | Measure expired for DEER2017 based on requirements for minimum IEER | 1 | 1 | 0 | Deemed Ex Ante Team |  | Measure expired for DEER2017 based on requirements for minimum IEER |  | Updated to indicate claim/filing status
806 | NE-HVAC-airAC-SpltPkg-65to109kBtuh-13p0eer-wPreEcono | EER-rated packaged Air Conditioner, Size Range: 65 - 110 kBTU/h, EER = 13 (1 spd IEER = 13.9, 2 spd IEER = 15.1), EIR = 0.226, Fan W/CFM = 0.4, two-speed fan, with Econo (Pre-existing vintages include Economizer) | DEER2015 | D15 v1.0 | 2020-11-24 16:30 | NE-HVAC-airAC-SpltPkg-65to109kBtuh-13p0eer-wPreEcono | DEER | Standard | None |  |  | None |  | 0 |  | 0 | Com | Any | HVAC | SpaceCool | dxAC_equip | pkgEER | dxAC-Com-Pkg-65to110kBTUh-EER13.0-2Spd | HVAC-airAC | EER-Rated Pkg AC, 65-110 kBTU/h; Pre-2005: EER = 10.1 (1 spd IEER = 10.6, 2 spd IEER = 13.6), one-speed fan, w/Econo; 2006 - 2009: EER = 10.1 (1 spd IEER = 10.6, 2 spd IEER = 13.6), one-speed fan, w/Econo; 2010 - 2013: EER = 11 (1 spd IEER = 11.6, 2 spd IEER = 14.1), one-speed fan, w/Econo; 2014 - 2015: EER = 11 (1 spd IEER = 11.6, 2 spd IEER = 14.1), two-speed fan, w/Econo | EER-rated packaged Air Conditioner, Size Range: 65 - 110 kBTU/h, EER = 11 (1 spd IEER = 11.6, 2 spd IEER = 14.1), EIR = 0.273, Fan W/CFM = 0.4, two-speed fan, with Econo | EER-rated packaged Air Conditioner, Size Range: 65 - 110 kBTU/h, EER = 13 (1 spd IEER = 13.9, 2 spd IEER = 15.1), EIR = 0.226, Fan W/CFM = 0.4, two-speed fan, with Econo |  | dxAC-Com-Pkg-65to110kBTUh-EER11.0-2Spd | dxAC-Com-Pkg-65to110kBTUh-EER13.0-2Spd | Available |  | 0 | 0 |  | ErRobNc | dxAC-Com-Pkg-65to110kBTUh-EER11.0-2Spd | HVAC-airAC |  | None | 2015-01-01 | 2016-12-31 | InEA_same |  |  |  |  | Standard | Measure expired for DEER2017 based on requirements for minimum IEER | 1 | 1 | 0 | Deemed Ex Ante Team |  | Measure expired for DEER2017 based on requirements for minimum IEER |  | Updated to indicate claim/filing status
807 | NE-HVAC-airAC-SpltPkg-110to134kBtuh-11p5eer | EER-rated packaged Air Conditioner, Size Range: 110 - 135 kBTU/h, EER = 11.5 (1 spd IEER = 12.2, 2 spd IEER = 14.3), EIR = 0.26, Fan W/CFM = 0.4, two-speed fan, with Econo | DEER2015 | D15 v1.0 | 2020-11-24 16:30 | NE-HVAC-airAC-SpltPkg-110to134kBtuh-11p5eer | DEER | Standard | None |  |  | None |  | 0 |  | 0 | Com | Any | HVAC | SpaceCool | dxAC_equip | pkgEER | dxAC-Com-Pkg-110to135kBTUh-EER11.5-2Spd | HVAC-airAC | EER-Rated Pkg AC, 110-135 kBTU/h; Pre-2005: EER = 10.1 (1 spd IEER = 10.6, 2 spd IEER = 13.6), one-speed fan, w/Econo; 2006 - 2009: EER = 10.1 (1 spd IEER = 10.6, 2 spd IEER = 13.6), one-speed fan, w/Econo; 2010 - 2013: EER = 11 (1 spd IEER = 11.6, 2 spd IEER = 14.1), one-speed fan, w/Econo; 2014 - 2015: EER = 11 (1 spd IEER = 11.6, 2 spd IEER = 14.1), two-speed fan, w/Econo | EER-rated packaged Air Conditioner, Size Range: 110 - 135 kBTU/h, EER = 11 (1 spd IEER = 11.6, 2 spd IEER = 14.1), EIR = 0.273, Fan W/CFM = 0.4, two-speed fan, with Econo | EER-rated packaged Air Conditioner, Size Range: 110 - 135 kBTU/h, EER = 11.5 (1 spd IEER = 12.2, 2 spd IEER = 14.3), EIR = 0.26, Fan W/CFM = 0.4, two-speed fan, with Econo |  | dxAC-Com-Pkg-110to135kBTUh-EER11.0-2Spd | dxAC-Com-Pkg-110to135kBTUh-EER11.5-2Spd | Available |  | 0 | 0 |  | ErRobNc | dxAC-Com-Pkg-110to135kBTUh-EER11.0-2Spd | HVAC-airAC |  | None | 2015-01-01 | 2016-12-31 | InEA_same |  |  |  |  | Standard | Measure expired for DEER2017 based on requirements for minimum IEER | 1 | 1 | 0 | Deemed Ex Ante Team |  | Measure expired for DEER2017 based on requirements for minimum IEER |  | Updated to indicate claim/filing status
808 | NE-HVAC-airAC-SpltPkg-110to134kBtuh-12p0eer | EER-rated packaged Air Conditioner, Size Range: 110 - 135 kBTU/h, EER = 12 (1 spd IEER = 12.8, 2 spd IEER = 14.6), EIR = 0.247, Fan W/CFM = 0.4, two-speed fan, with Econo | DEER2015 | D15 v1.0 | 2020-11-24 16:30 | NE-HVAC-airAC-SpltPkg-110to134kBtuh-12p0eer | DEER | Standard | None |  |  | None |  | 0 |  | 0 | Com | Any | HVAC | SpaceCool | dxAC_equip | pkgEER | dxAC-Com-Pkg-110to135kBTUh-EER12.0-2Spd | HVAC-airAC | EER-Rated Pkg AC, 110-135 kBTU/h; Pre-2005: EER = 10.1 (1 spd IEER = 10.6, 2 spd IEER = 13.6), one-speed fan, w/Econo; 2006 - 2009: EER = 10.1 (1 spd IEER = 10.6, 2 spd IEER = 13.6), one-speed fan, w/Econo; 2010 - 2013: EER = 11 (1 spd IEER = 11.6, 2 spd IEER = 14.1), one-speed fan, w/Econo; 2014 - 2015: EER = 11 (1 spd IEER = 11.6, 2 spd IEER = 14.1), two-speed fan, w/Econo | EER-rated packaged Air Conditioner, Size Range: 110 - 135 kBTU/h, EER = 11 (1 spd IEER = 11.6, 2 spd IEER = 14.1), EIR = 0.273, Fan W/CFM = 0.4, two-speed fan, with Econo | EER-rated packaged Air Conditioner, Size Range: 110 - 135 kBTU/h, EER = 12 (1 spd IEER = 12.8, 2 spd IEER = 14.6), EIR = 0.247, Fan W/CFM = 0.4, two-speed fan, with Econo |  | dxAC-Com-Pkg-110to135kBTUh-EER11.0-2Spd | dxAC-Com-Pkg-110to135kBTUh-EER12.0-2Spd | Available |  | 0 | 0 |  | ErRobNc | dxAC-Com-Pkg-110to135kBTUh-EER11.0-2Spd | HVAC-airAC |  | None | 2015-01-01 | 2016-12-31 | InEA_same |  |  |  |  | Standard | Measure expired for DEER2017 based on requirements for minimum IEER | 1 | 1 | 0 | Deemed Ex Ante Team |  | Measure expired for DEER2017 based on requirements for minimum IEER |  | Updated to indicate claim/filing status
809 | NE-HVAC-airAC-SpltPkg-110to134kBtuh-12p5eer | EER-rated packaged Air Conditioner, Size Range: 110 - 135 kBTU/h, EER = 12.5 (1 spd IEER = 13.3, 2 spd IEER = 14.9), EIR = 0.236, Fan W/CFM = 0.4, two-speed fan, with Econo | DEER2015 | D15 v1.0 | 2020-11-24 16:30 | NE-HVAC-airAC-SpltPkg-110to134kBtuh-12p5eer | DEER | Standard | None |  |  | None |  | 0 |  | 0 | Com | Any | HVAC | SpaceCool | dxAC_equip | pkgEER | dxAC-Com-Pkg-110to135kBTUh-EER12.5-2Spd | HVAC-airAC | EER-Rated Pkg AC, 110-135 kBTU/h; Pre-2005: EER = 10.1 (1 spd IEER = 10.6, 2 spd IEER = 13.6), one-speed fan, w/Econo; 2006 - 2009: EER = 10.1 (1 spd IEER = 10.6, 2 spd IEER = 13.6), one-speed fan, w/Econo; 2010 - 2013: EER = 11 (1 spd IEER = 11.6, 2 spd IEER = 14.1), one-speed fan, w/Econo; 2014 - 2015: EER = 11 (1 spd IEER = 11.6, 2 spd IEER = 14.1), two-speed fan, w/Econo | EER-rated packaged Air Conditioner, Size Range: 110 - 135 kBTU/h, EER = 11 (1 spd IEER = 11.6, 2 spd IEER = 14.1), EIR = 0.273, Fan W/CFM = 0.4, two-speed fan, with Econo | EER-rated packaged Air Conditioner, Size Range: 110 - 135 kBTU/h, EER = 12.5 (1 spd IEER = 13.3, 2 spd IEER = 14.9), EIR = 0.236, Fan W/CFM = 0.4, two-speed fan, with Econo |  | dxAC-Com-Pkg-110to135kBTUh-EER11.0-2Spd | dxAC-Com-Pkg-110to135kBTUh-EER12.5-2Spd | Available |  | 0 | 0 |  | ErRobNc | dxAC-Com-Pkg-110to135kBTUh-EER11.0-2Spd | HVAC-airAC |  | None | 2015-01-01 | 2016-12-31 | InEA_same |  |  |  |  | Standard | Measure expired for DEER2017 based on requirements for minimum IEER | 1 | 1 | 0 | Deemed Ex Ante Team |  | Measure expired for DEER2017 based on requirements for minimum IEER |  | Updated to indicate claim/filing status
810 | NE-HVAC-airAC-SpltPkg-135to239kBtuh-11p5eer | EER-rated packaged Air Conditioner, Size Range: 135 - 240 kBTU/h, EER = 11.5 (1 spd IEER = 12.4, 2 spd IEER = 14.2), EIR = 0.255, Fan W/CFM = 0.41, two-speed fan, with Econo | DEER2015 | D15 v1.0 | 2020-11-24 16:30 | NE-HVAC-airAC-SpltPkg-135to239kBtuh-11p5eer | DEER | Standard | None |  |  | None |  | 0 |  | 0 | Com | Any | HVAC | SpaceCool | dxAC_equip | pkgEER | dxAC-Com-Pkg-135to240kBTUh-EER11.5-2Spd | HVAC-airAC | EER-Rated Pkg AC, 135-240 kBTU/h; Pre-2005: EER = 9.5 (1 spd IEER = 9.6, 2 spd IEER = 11.6), one-speed fan, w/Econo; 2006 - 2009: EER = 9.5 (1 spd IEER = 9.6, 2 spd IEER = 11.6), one-speed fan, w/Econo; 2010 - 2013: EER = 10.8 (1 spd IEER = 11.4, 2 spd IEER = 13.3), one-speed fan, w/Econo; 2014 - 2015: EER = 10.8 (1 spd IEER = 11.4, 2 spd IEER = 13.3), two-speed fan, w/Econo | EER-rated packaged Air Conditioner, Size Range: 135 - 240 kBTU/h, EER = 10.8 (1 spd IEER = 11.4, 2 spd IEER = 13.3), EIR = 0.274, Fan W/CFM = 0.41, two-speed fan, with Econo | EER-rated packaged Air Conditioner, Size Range: 135 - 240 kBTU/h, EER = 11.5 (1 spd IEER = 12.4, 2 spd IEER = 14.2), EIR = 0.255, Fan W/CFM = 0.41, two-speed fan, with Econo |  | dxAC-Com-Pkg-135to240kBTUh-EER10.8-2Spd | dxAC-Com-Pkg-135to240kBTUh-EER11.5-2Spd | Available |  | 0 | 0 |  | ErRobNc | dxAC-Com-Pkg-135to240kBTUh-EER10.8-2Spd | HVAC-airAC |  | None | 2015-01-01 | 2017-06-30 | InEA_same |  |  |  |  | Standard | Measure expired for DEER2017 based on requirements for minimum IEER | 1 | 1 | 0 | Deemed Ex Ante Team |  | Measure expired for DEER2017 based on requirements for minimum IEER |  | Updated to indicate claim/filing status
811 | NE-HVAC-airAC-SpltPkg-135to239kBtuh-12p0eer | EER-rated packaged Air Conditioner, Size Range: 135 - 240 kBTU/h, EER = 12 (1 spd IEER = 13.1, 2 spd IEER = 14.8), EIR = 0.243, Fan W/CFM = 0.41, two-speed fan, with Econo | DEER2015 | D15 v1.0 | 2020-11-24 16:30 | NE-HVAC-airAC-SpltPkg-135to239kBtuh-12p0eer | DEER | Standard | None |  |  | None |  | 0 |  | 0 | Com | Any | HVAC | SpaceCool | dxAC_equip | pkgEER | dxAC-Com-Pkg-135to240kBTUh-EER12.0-2Spd | HVAC-airAC | EER-Rated Pkg AC, 135-240 kBTU/h; Pre-2005: EER = 9.5 (1 spd IEER = 9.6, 2 spd IEER = 11.6), one-speed fan, w/Econo; 2006 - 2009: EER = 9.5 (1 spd IEER = 9.6, 2 spd IEER = 11.6), one-speed fan, w/Econo; 2010 - 2013: EER = 10.8 (1 spd IEER = 11.4, 2 spd IEER = 13.3), one-speed fan, w/Econo; 2014 - 2015: EER = 10.8 (1 spd IEER = 11.4, 2 spd IEER = 13.3), two-speed fan, w/Econo | EER-rated packaged Air Conditioner, Size Range: 135 - 240 kBTU/h, EER = 10.8 (1 spd IEER = 11.4, 2 spd IEER = 13.3), EIR = 0.274, Fan W/CFM = 0.41, two-speed fan, with Econo | EER-rated packaged Air Conditioner, Size Range: 135 - 240 kBTU/h, EER = 12 (1 spd IEER = 13.1, 2 spd IEER = 14.8), EIR = 0.243, Fan W/CFM = 0.41, two-speed fan, with Econo |  | dxAC-Com-Pkg-135to240kBTUh-EER10.8-2Spd | dxAC-Com-Pkg-135to240kBTUh-EER12.0-2Spd | Available |  | 0 | 0 |  | ErRobNc | dxAC-Com-Pkg-135to240kBTUh-EER10.8-2Spd | HVAC-airAC |  | None | 2015-01-01 | 2017-06-30 | InEA_same |  |  |  |  | Standard | Measure expired for DEER2017 based on requirements for minimum IEER | 1 | 1 | 0 | Deemed Ex Ante Team |  | Measure expired for DEER2017 based on requirements for minimum IEER |  | Updated to indicate claim/filing status
812 | NE-HVAC-airAC-SpltPkg-135to239kBtuh-12p5eer | EER-rated packaged Air Conditioner, Size Range: 135 - 240 kBTU/h, EER = 12.5 (1 spd IEER = 13.8, 2 spd IEER = 15.5), EIR = 0.231, Fan W/CFM = 0.41, two-speed fan, with Econo | DEER2015 | D15 v1.0 | 2020-11-24 16:30 | NE-HVAC-airAC-SpltPkg-135to239kBtuh-12p5eer | DEER | Standard | None |  |  | None |  | 0 |  | 0 | Com | Any | HVAC | SpaceCool | dxAC_equip | pkgEER | dxAC-Com-Pkg-135to240kBTUh-EER12.5-2Spd | HVAC-airAC | EER-Rated Pkg AC, 135-240 kBTU/h; Pre-2005: EER = 9.5 (1 spd IEER = 9.6, 2 spd IEER = 11.6), one-speed fan, w/Econo; 2006 - 2009: EER = 9.5 (1 spd IEER = 9.6, 2 spd IEER = 11.6), one-speed fan, w/Econo; 2010 - 2013: EER = 10.8 (1 spd IEER = 11.4, 2 spd IEER = 13.3), one-speed fan, w/Econo; 2014 - 2015: EER = 10.8 (1 spd IEER = 11.4, 2 spd IEER = 13.3), two-speed fan, w/Econo | EER-rated packaged Air Conditioner, Size Range: 135 - 240 kBTU/h, EER = 10.8 (1 spd IEER = 11.4, 2 spd IEER = 13.3), EIR = 0.274, Fan W/CFM = 0.41, two-speed fan, with Econo | EER-rated packaged Air Conditioner, Size Range: 135 - 240 kBTU/h, EER = 12.5 (1 spd IEER = 13.8, 2 spd IEER = 15.5), EIR = 0.231, Fan W/CFM = 0.41, two-speed fan, with Econo |  | dxAC-Com-Pkg-135to240kBTUh-EER10.8-2Spd | dxAC-Com-Pkg-135to240kBTUh-EER12.5-2Spd | Available |  | 0 | 0 |  | ErRobNc | dxAC-Com-Pkg-135to240kBTUh-EER10.8-2Spd | HVAC-airAC |  | None | 2015-01-01 | 2017-06-30 | InEA_same |  |  |  |  | Standard | Measure expired for DEER2017 based on requirements for minimum IEER | 1 | 1 | 0 | Deemed Ex Ante Team |  | Measure expired for DEER2017 based on requirements for minimum IEER |  | Updated to indicate claim/filing status
813 | NE-HVAC-airAC-SpltPkg-240to759kBtuh-10p8eer | EER-rated packaged Air Conditioner, Size Range: 240 - 760 kBTU/h, EER = 10.8 (1 spd IEER = 11.6, 2 spd IEER = 12.8), EIR = 0.255, Fan W/CFM = 0.61, two-speed fan, with Econo | DEER2015 | D15 v1.0 | 2020-11-24 16:30 | NE-HVAC-airAC-SpltPkg-240to759kBtuh-10p8eer | DEER | Standard | None |  |  | None |  | 0 |  | 0 | Com | Any | HVAC | SpaceCool | dxAC_equip | pkgEER | dxAC-Com-Pkg-240to760kBTUh-EER10.8-2Spd | HVAC-airAC | EER-Rated Pkg AC, 240-760 kBTU/h; Pre-2005: EER = 9.3 (1 spd IEER = 9.8, 2 spd IEER = 11.1), one-speed fan, w/Econo; 2006 - 2009: EER = 9.3 (1 spd IEER = 9.8, 2 spd IEER = 11.1), one-speed fan, w/Econo; 2010 - 2013: EER = 9.8 (1 spd IEER = 10.4, 2 spd IEER = 11.7), one-speed fan, w/Econo; 2014 - 2015: EER = 9.8 (1 spd IEER = 10.4, 2 spd IEER = 11.7), two-speed fan, w/Econo | EER-rated packaged Air Conditioner, Size Range: 240 - 760 kBTU/h, EER = 9.8 (1 spd IEER = 10.4, 2 spd IEER = 11.7), EIR = 0.286, Fan W/CFM = 0.61, two-speed fan, with Econo | EER-rated packaged Air Conditioner, Size Range: 240 - 760 kBTU/h, EER = 10.8 (1 spd IEER = 11.6, 2 spd IEER = 12.8), EIR = 0.255, Fan W/CFM = 0.61, two-speed fan, with Econo |  | dxAC-Com-Pkg-240to760kBTUh-EER9.8-2Spd | dxAC-Com-Pkg-240to760kBTUh-EER10.8-2Spd | Available | Std and Meas Technologies vary by system configuration | 0 | 0 |  | ErRobNc | dxAC-Com-Pkg-240to760kBTUh-EER9.8-2Spd | HVAC-airAC |  | None | 2015-01-01 | 2017-06-30 | InEA_same |  |  |  |  | Standard | Measure expired for DEER2017 based on requirements for minimum IEER | 1 | 1 | 0 | Deemed Ex Ante Team |  | Measure expired for DEER2017 based on requirements for minimum IEER |  | Updated to indicate claim/filing status
814 | NE-HVAC-airAC-SpltPkg-240to759kBtuh-11p5eer | EER-rated packaged Air Conditioner, Size Range: 240 - 760 kBTU/h, EER = 11.5 (1 spd IEER = 12.4, 2 spd IEER = 13.6), EIR = 0.236, Fan W/CFM = 0.61, two-speed fan, with Econo | DEER2015 | D15 v1.0 | 2020-11-24 16:30 | NE-HVAC-airAC-SpltPkg-240to759kBtuh-11p5eer | DEER | Standard | None |  |  | None |  | 0 |  | 0 | Com | Any | HVAC | SpaceCool | dxAC_equip | pkgEER | dxAC-Com-Pkg-240to760kBTUh-EER11.5-2Spd | HVAC-airAC | EER-Rated Pkg AC, 240-760 kBTU/h; Pre-2005: EER = 9.3 (1 spd IEER = 9.8, 2 spd IEER = 11.1), one-speed fan, w/Econo; 2006 - 2009: EER = 9.3 (1 spd IEER = 9.8, 2 spd IEER = 11.1), one-speed fan, w/Econo; 2010 - 2013: EER = 9.8 (1 spd IEER = 10.4, 2 spd IEER = 11.7), one-speed fan, w/Econo; 2014 - 2015: EER = 9.8 (1 spd IEER = 10.4, 2 spd IEER = 11.7), two-speed fan, w/Econo | EER-rated packaged Air Conditioner, Size Range: 240 - 760 kBTU/h, EER = 9.8 (1 spd IEER = 10.4, 2 spd IEER = 11.7), EIR = 0.286, Fan W/CFM = 0.61, two-speed fan, with Econo | EER-rated packaged Air Conditioner, Size Range: 240 - 760 kBTU/h, EER = 11.5 (1 spd IEER = 12.4, 2 spd IEER = 13.6), EIR = 0.236, Fan W/CFM = 0.61, two-speed fan, with Econo |  | dxAC-Com-Pkg-240to760kBTUh-EER9.8-2Spd | dxAC-Com-Pkg-240to760kBTUh-EER11.5-2Spd | Available | Std and Meas Technologies vary by system configuration | 0 | 0 |  | ErRobNc | dxAC-Com-Pkg-240to760kBTUh-EER9.8-2Spd | HVAC-airAC |  | None | 2015-01-01 | 2017-06-30 | InEA_same |  |  |  |  | Standard | Measure expired for DEER2017 based on requirements for minimum IEER | 1 | 1 | 0 | Deemed Ex Ante Team |  | Measure expired for DEER2017 based on requirements for minimum IEER |  | Updated to indicate claim/filing status
815 | NE-HVAC-airAC-SpltPkg-240to759kBtuh-12p5eer | EER-rated packaged Air Conditioner, Size Range: 240 - 760 kBTU/h, EER = 12.5 (1 spd IEER = 13.6, 2 spd IEER = 14.8), EIR = 0.213, Fan W/CFM = 0.61, two-speed fan, with Econo | DEER2015 | D15 v1.0 | 2020-11-24 16:30 | NE-HVAC-airAC-SpltPkg-240to759kBtuh-12p5eer | DEER | Standard | None |  |  | None |  | 0 |  | 0 | Com | Any | HVAC | SpaceCool | dxAC_equip | pkgEER | dxAC-Com-Pkg-240to760kBTUh-EER12.5-2Spd | HVAC-airAC | EER-Rated Pkg AC, 240-760 kBTU/h; Pre-2005: EER = 9.3 (1 spd IEER = 9.8, 2 spd IEER = 11.1), one-speed fan, w/Econo; 2006 - 2009: EER = 9.3 (1 spd IEER = 9.8, 2 spd IEER = 11.1), one-speed fan, w/Econo; 2010 - 2013: EER = 9.8 (1 spd IEER = 10.4, 2 spd IEER = 11.7), one-speed fan, w/Econo; 2014 - 2015: EER = 9.8 (1 spd IEER = 10.4, 2 spd IEER = 11.7), two-speed fan, w/Econo | EER-rated packaged Air Conditioner, Size Range: 240 - 760 kBTU/h, EER = 9.8 (1 spd IEER = 10.4, 2 spd IEER = 11.7), EIR = 0.286, Fan W/CFM = 0.61, two-speed fan, with Econo | EER-rated packaged Air Conditioner, Size Range: 240 - 760 kBTU/h, EER = 12.5 (1 spd IEER = 13.6, 2 spd IEER = 14.8), EIR = 0.213, Fan W/CFM = 0.61, two-speed fan, with Econo |  | dxAC-Com-Pkg-240to760kBTUh-EER9.8-2Spd | dxAC-Com-Pkg-240to760kBTUh-EER12.5-2Spd | Available | Std and Meas Technologies vary by system configuration | 0 | 0 |  | ErRobNc | dxAC-Com-Pkg-240to760kBTUh-EER9.8-2Spd | HVAC-airAC |  | None | 2015-01-01 | 2017-06-30 | InEA_same |  |  |  |  | Standard | Measure expired for DEER2017 based on requirements for minimum IEER | 1 | 1 | 0 | Deemed Ex Ante Team |  | Measure expired for DEER2017 based on requirements for minimum IEER |  | Updated to indicate claim/filing status
816 | NE-HVAC-airAC-SpltPkg-gte760kBtuh-10p2eer | EER-rated packaged Air Conditioner, Size Range: 760 - kBTU/h, EER = 10.2 (1 spd IEER = 10.9, 2 spd IEER = 12.1), EIR = 0.273, Fan W/CFM = 0.61, two-speed fan, with Econo | DEER2015 | D15 v1.0 | 2020-11-24 16:30 | NE-HVAC-airAC-SpltPkg-gte760kBtuh-10p2eer | DEER | Standard | None |  |  | None |  | 0 |  | 0 | Com | Any | HVAC | SpaceCool | dxAC_equip | pkgEER | dxAC-Com-Pkg-gte760kBTUh-EER10.2-2Spd | HVAC-airAC | EER-Rated Pkg AC, 760+ kBTU/h; Pre-2005: EER = 9 (1 spd IEER = 9.4, 2 spd IEER = 10.7), one-speed fan, w/Econo; 2006 - 2009: EER = 9 (1 spd IEER = 9.4, 2 spd IEER = 10.7), one-speed fan, w/Econo; 2010 - 2013: EER = 9.5 (1 spd IEER = 10, 2 spd IEER = 11.3), one-speed fan, w/Econo; 2014 - 2015: EER = 9.5 (1 spd IEER = 10, 2 spd IEER = 11.3), two-speed fan, w/Econo | EER-rated packaged Air Conditioner, Size Range: 760 - kBTU/h, EER = 9.5 (1 spd IEER = 10, 2 spd IEER = 11.3), EIR = 0.297, Fan W/CFM = 0.61, two-speed fan, with Econo | EER-rated packaged Air Conditioner, Size Range: 760 - kBTU/h, EER = 10.2 (1 spd IEER = 10.9, 2 spd IEER = 12.1), EIR = 0.273, Fan W/CFM = 0.61, two-speed fan, with Econo |  | dxAC-Com-Pkg-gte760kBTUh-EER9.5-2Spd | dxAC-Com-Pkg-gte760kBTUh-EER10.2-2Spd | Available | Std and Meas Technologies vary by system configuration | 0 | 0 |  | ErRobNc | dxAC-Com-Pkg-gte760kBTUh-EER9.5-2Spd | HVAC-airAC |  | None | 2015-01-01 | 2017-06-30 | InEA_same |  |  |  |  | Standard | Measure expired for DEER2017 based on requirements for minimum IEER | 1 | 1 | 0 | Deemed Ex Ante Team |  | Measure expired for DEER2017 based on requirements for minimum IEER |  | Updated to indicate claim/filing status
817 | NE-HVAC-airAC-SpltPkg-gte760kBtuh-11p0eer | EER-rated packaged Air Conditioner, Size Range: 760 - kBTU/h, EER = 11 (1 spd IEER = 11.8, 2 spd IEER = 13.1), EIR = 0.249, Fan W/CFM = 0.61, two-speed fan, with Econo | DEER2015 | D15 v1.0 | 2020-11-24 16:30 | NE-HVAC-airAC-SpltPkg-gte760kBtuh-11p0eer | DEER | Standard | None |  |  | None |  | 0 |  | 0 | Com | Any | HVAC | SpaceCool | dxAC_equip | pkgEER | dxAC-Com-Pkg-gte760kBTUh-EER11.0-2Spd | HVAC-airAC | EER-Rated Pkg AC, 760+ kBTU/h; Pre-2005: EER = 9 (1 spd IEER = 9.4, 2 spd IEER = 10.7), one-speed fan, w/Econo; 2006 - 2009: EER = 9 (1 spd IEER = 9.4, 2 spd IEER = 10.7), one-speed fan, w/Econo; 2010 - 2013: EER = 9.5 (1 spd IEER = 10, 2 spd IEER = 11.3), one-speed fan, w/Econo; 2014 - 2015: EER = 9.5 (1 spd IEER = 10, 2 spd IEER = 11.3), two-speed fan, w/Econo | EER-rated packaged Air Conditioner, Size Range: 760 - kBTU/h, EER = 9.5 (1 spd IEER = 10, 2 spd IEER = 11.3), EIR = 0.297, Fan W/CFM = 0.61, two-speed fan, with Econo | EER-rated packaged Air Conditioner, Size Range: 760 - kBTU/h, EER = 11 (1 spd IEER = 11.8, 2 spd IEER = 13.1), EIR = 0.249, Fan W/CFM = 0.61, two-speed fan, with Econo |  | dxAC-Com-Pkg-gte760kBTUh-EER9.5-2Spd | dxAC-Com-Pkg-gte760kBTUh-EER11.0-2Spd | Available | Std and Meas Technologies vary by system configuration | 0 | 0 |  | ErRobNc | dxAC-Com-Pkg-gte760kBTUh-EER9.5-2Spd | HVAC-airAC |  | None | 2015-01-01 | 2017-06-30 | InEA_same |  |  |  |  | Standard | Measure expired for DEER2017 based on requirements for minimum IEER | 1 | 1 | 0 | Deemed Ex Ante Team |  | Measure expired for DEER2017 based on requirements for minimum IEER |  | Updated to indicate claim/filing status
818 | NE-HVAC-airAC-SpltPkg-gte760kBtuh-12p0eer | EER-rated packaged Air Conditioner, Size Range: 760 - kBTU/h, EER = 12 (1 spd IEER = 13, 2 spd IEER = 14.2), EIR = 0.224, Fan W/CFM = 0.61, two-speed fan, with Econo | DEER2015 | D15 v1.0 | 2020-11-24 16:30 | NE-HVAC-airAC-SpltPkg-gte760kBtuh-12p0eer | DEER | Standard | None |  |  | None |  | 0 |  | 0 | Com | Any | HVAC | SpaceCool | dxAC_equip | pkgEER | dxAC-Com-Pkg-gte760kBTUh-EER12.0-2Spd | HVAC-airAC | EER-Rated Pkg AC, 760+ kBTU/h; Pre-2005: EER = 9 (1 spd IEER = 9.4, 2 spd IEER = 10.7), one-speed fan, w/Econo; 2006 - 2009: EER = 9 (1 spd IEER = 9.4, 2 spd IEER = 10.7), one-speed fan, w/Econo; 2010 - 2013: EER = 9.5 (1 spd IEER = 10, 2 spd IEER = 11.3), one-speed fan, w/Econo; 2014 - 2015: EER = 9.5 (1 spd IEER = 10, 2 spd IEER = 11.3), two-speed fan, w/Econo | EER-rated packaged Air Conditioner, Size Range: 760 - kBTU/h, EER = 9.5 (1 spd IEER = 10, 2 spd IEER = 11.3), EIR = 0.297, Fan W/CFM = 0.61, two-speed fan, with Econo | EER-rated packaged Air Conditioner, Size Range: 760 - kBTU/h, EER = 12 (1 spd IEER = 13, 2 spd IEER = 14.2), EIR = 0.224, Fan W/CFM = 0.61, two-speed fan, with Econo |  | dxAC-Com-Pkg-gte760kBTUh-EER9.5-2Spd | dxAC-Com-Pkg-gte760kBTUh-EER12.0-2Spd | Available | Std and Meas Technologies vary by system configuration | 0 | 0 |  | ErRobNc | dxAC-Com-Pkg-gte760kBTUh-EER9.5-2Spd | HVAC-airAC |  | None | 2015-01-01 | 2017-06-30 | InEA_same |  |  |  |  | Standard | Measure expired for DEER2017 based on requirements for minimum IEER | 1 | 1 | 0 | Deemed Ex Ante Team |  | Measure expired for DEER2017 based on requirements for minimum IEER |  | Updated to indicate claim/filing status
819 | NE-HVAC-airAC-Pkg-lt55kBtuh-15p0seer | Commercial SEER-rated Packaged Air Conditioners, Size Range: 18 - 55 kBTU/h, SEER = 15 (EER = 12.9), EIR = 0.234, Fan W/CFM = 0.25, one-speed fan, without Econo | DEER2015 | D15 v1.0 | 2020-11-24 16:30 | NE-HVAC-airAC-Pkg-lt55kBtuh-15p0seer | DEER | Standard | None |  |  | None |  | 0 |  | 0 | Com | Any | HVAC | SpaceCool | dxAC_equip | pkgSEER | dxAC-Com-Pkg-lt55kBTUh-SEER-15.0 | HVAC-airAC | Com SEER-Rated Pkg AC, 18-65 kBTU/h; pre-2001: SEER = 9.7 (EER = 9.21), one-speed fan, no Econo; post-2001: SEER = 13 (EER = 11.06), one-speed fan, no Econo; 2014: SEER = 14 (EER = 12.04), one-speed fan, no Econo | Commercial SEER-rated Packaged Air Conditioners, Size Range: 18 - 55 kBTU/h, SEER = 14 (EER = 12), EIR = 0.246, Fan W/CFM = 0.29, one-speed fan, without Econo | Commercial SEER-rated Packaged Air Conditioners, Size Range: 18 - 55 kBTU/h, SEER = 15 (EER = 12.9), EIR = 0.234, Fan W/CFM = 0.25, one-speed fan, without Econo |  | dxAC-Com-Pkg-lt55kBTUh-SEER-14.0 | dxAC-Com-Pkg-lt55kBTUh-SEER-15.0 | Available |  | 0 | 0 |  | ErRobNc | dxAC-Com-Pkg-lt55kBTUh-SEER-14.0 | HVAC-airAC |  | None | 2015-01-01 | 2017-06-30 | DEER |  |  |  |  | Standard |  | 1 | 1 | 0 | Deemed Ex Ante Team |  |  |  | Updated to indicate claim/filing status
819 | NE-HVAC-airAC-Pkg-lt55kBtuh-15p0seer | Commercial SEER-rated Packaged Air Conditioners, Size Range: 18 - 55 kBTU/h, SEER = 15 (EER = 12.9), EIR = 0.234, Fan W/CFM = 0.25, one-speed fan, without Econo | DEER2017 | D17 v2 | 2021-02-25 15:49 | NE-HVAC-airAC-Pkg-lt55kBtuh-15p0seer | DEER | Standard | None |  |  | None |  | 0 |  | 0 | Com | Any | HVAC | SpaceCool | dxAC_equip | pkgSEER | dxAC-Com-Pkg-lt55kBTUh-SEER-15.0 | HVAC-airAC | Com SEER-Rated Pkg AC, 18-65 kBTU/h; pre-2001: SEER = 11.6, one-speed fan, no Econo; post-2001: SEER = 13 (EER = 11.06), one-speed fan, no Econo; 2014: SEER = 14 (EER = 12.04), one-speed fan, no Econo | Commercial SEER-rated Packaged Air Conditioners, Size Range: 18 - 55 kBTU/h, SEER = 14 (EER = 12), EIR = 0.246, Fan W/CFM = 0.29, one-speed fan, without Econo | Commercial SEER-rated Packaged Air Conditioners, Size Range: 18 - 55 kBTU/h, SEER = 15 (EER = 12.9), EIR = 0.234, Fan W/CFM = 0.25, one-speed fan, without Econo |  | dxAC-Com-Pkg-lt55kBTUh-SEER-14.0 | dxAC-Com-Pkg-lt55kBTUh-SEER-15.0 | Available |  | 0 | 0 | June 2017 DEER Update | ErRobNc | dxAC-Com-Pkg-lt55kBTUh-SEER-14.0 | HVAC-airAC |  | None | 2017-07-01 | 2020-05-27 | InEA_mod |  |  |  |  | Standard | Measure corrected and updated for DEER June 2017 Update including Baseline Adjustment; Measure expired due to DEER2020 update | 1 | 1 | 0 | Deemed Ex Ante Team |  | Measure corrected and updated for DEER June 2017 Update including Baseline Adjustment; Measure expired due to DEER2020 update |  | Extended per Golden Rod Memo 2019-12-23
820 | NE-HVAC-airAC-Pkg-lt55kBtuh-16p0seer | Commercial SEER-rated Packaged Air Conditioners, Size Range: 18 - 55 kBTU/h, SEER = 16 (EER = 12.5), EIR = 0.238, Fan W/CFM = 0.27, two-speed fan, without Econo | DEER2015 | D15 v1.0 | 2020-11-24 16:30 | NE-HVAC-airAC-Pkg-lt55kBtuh-16p0seer | DEER | Standard | None |  |  | None |  | 0 |  | 0 | Com | Any | HVAC | SpaceCool | dxAC_equip | pkgSEER | dxAC-Com-Pkg-lt55kBTUh-SEER-16.0 | HVAC-airAC | Com SEER-Rated Pkg AC, 18-65 kBTU/h; pre-2001: SEER = 9.7 (EER = 9.21), one-speed fan, no Econo; post-2001: SEER = 13 (EER = 11.06), one-speed fan, no Econo; 2014: SEER = 14 (EER = 12.04), one-speed fan, no Econo | Commercial SEER-rated Packaged Air Conditioners, Size Range: 18 - 55 kBTU/h, SEER = 14 (EER = 12), EIR = 0.246, Fan W/CFM = 0.29, one-speed fan, without Econo | Commercial SEER-rated Packaged Air Conditioners, Size Range: 18 - 55 kBTU/h, SEER = 16 (EER = 12.5), EIR = 0.238, Fan W/CFM = 0.27, two-speed fan, without Econo |  | dxAC-Com-Pkg-lt55kBTUh-SEER-14.0 | dxAC-Com-Pkg-lt55kBTUh-SEER-16.0 | Available |  | 0 | 0 |  | ErRobNc | dxAC-Com-Pkg-lt55kBTUh-SEER-14.0 | HVAC-airAC |  | None | 2015-01-01 | 2017-06-30 | DEER |  |  |  |  | Standard |  | 1 | 1 | 0 | Deemed Ex Ante Team |  |  |  | Updated to indicate claim/filing status
820 | NE-HVAC-airAC-Pkg-lt55kBtuh-16p0seer | Commercial SEER-rated Packaged Air Conditioners, Size Range: 18 - 55 kBTU/h, SEER = 16 (EER = 12.5), EIR = 0.238, Fan W/CFM = 0.27, two-speed fan, without Econo | DEER2017 | D17 v2 | 2021-02-25 15:49 | NE-HVAC-airAC-Pkg-lt55kBtuh-16p0seer | DEER | Standard | None |  |  | None |  | 0 |  | 0 | Com | Any | HVAC | SpaceCool | dxAC_equip | pkgSEER | dxAC-Com-Pkg-lt55kBTUh-SEER-16.0 | HVAC-airAC | Com SEER-Rated Pkg AC, 18-65 kBTU/h; pre-2001: SEER = 11.6, one-speed fan, no Econo; post-2001: SEER = 13 (EER = 11.06), one-speed fan, no Econo; 2014: SEER = 14 (EER = 12.04), one-speed fan, no Econo | Commercial SEER-rated Packaged Air Conditioners, Size Range: 18 - 55 kBTU/h, SEER = 14 (EER = 12), EIR = 0.246, Fan W/CFM = 0.29, one-speed fan, without Econo | Commercial SEER-rated Packaged Air Conditioners, Size Range: 18 - 55 kBTU/h, SEER = 16 (EER = 12.5), EIR = 0.238, Fan W/CFM = 0.27, two-speed fan, without Econo |  | dxAC-Com-Pkg-lt55kBTUh-SEER-14.0 | dxAC-Com-Pkg-lt55kBTUh-SEER-16.0 | Available |  | 0 | 0 | June 2017 DEER Update | ErRobNc | dxAC-Com-Pkg-lt55kBTUh-SEER-14.0 | HVAC-airAC |  | None | 2017-07-01 | 2020-05-27 | InEA_mod |  |  |  |  | Standard | Measure corrected and updated for DEER June 2017 Update including Baseline Adjustment; Measure expired due to DEER2020 update | 1 | 1 | 0 | Deemed Ex Ante Team |  | Measure corrected and updated for DEER June 2017 Update including Baseline Adjustment; Measure expired due to DEER2020 update |  | Extended per Golden Rod Memo 2019-12-23
821 | NE-HVAC-airAC-Pkg-lt55kBtuh-17p0seer | Commercial SEER-rated Packaged Air Conditioners, Size Range: 18 - 55 kBTU/h, SEER = 17 (EER = 13.3), EIR = 0.223, Fan W/CFM = 0.27, two-speed fan, without Econo | DEER2017 | D17 v2 | 2021-02-25 15:49 | NE-HVAC-airAC-Pkg-lt55kBtuh-17p0seer | DEER | Standard | None |  |  | None |  | 0 |  | 0 | Com | Any | HVAC | SpaceCool | dxAC_equip | pkgSEER | dxAC-Com-Pkg-lt55kBTUh-SEER-17.0 | HVAC-airAC | Com SEER-Rated Pkg AC, 18-65 kBTU/h; pre-2001: SEER = 11.6, one-speed fan, no Econo; post-2001: SEER = 13 (EER = 11.06), one-speed fan, no Econo; 2014: SEER = 14 (EER = 12.04), one-speed fan, no Econo | Commercial SEER-rated Packaged Air Conditioners, Size Range: 18 - 55 kBTU/h, SEER = 14 (EER = 12), EIR = 0.246, Fan W/CFM = 0.29, one-speed fan, without Econo | Commercial SEER-rated Packaged Air Conditioners, Size Range: 18 - 55 kBTU/h, SEER = 17 (EER = 13.3), EIR = 0.223, Fan W/CFM = 0.27, two-speed fan, without Econo |  | dxAC-Com-Pkg-lt55kBTUh-SEER-14.0 | dxAC-Com-Pkg-lt55kBTUh-SEER-17.0 | Available |  | 0 | 0 | June 2017 DEER Update | ErRobNc | dxAC-Com-Pkg-lt55kBTUh-SEER-14.0 | HVAC-airAC |  | None | 2017-07-01 | 2020-05-27 | InEA_mod |  |  |  |  | Standard | Measure corrected and updated for DEER June 2017 Update including Baseline Adjustment; Measure expired due to DEER2020 update | 1 | 1 | 0 | Deemed Ex Ante Team |  | Measure corrected and updated for DEER June 2017 Update including Baseline Adjustment; Measure expired due to DEER2020 update |  | Extended per Golden Rod Memo 2019-12-23
821 | NE-HVAC-airAC-Pkg-lt55kBtuh-17p0seer | Commercial SEER-rated Packaged Air Conditioners, Size Range: 18 - 55 kBTU/h, SEER = 17 (EER = 13.3), EIR = 0.223, Fan W/CFM = 0.27, two-speed fan, without Econo | DEER2015 | D15 v1.0 | 2020-11-24 16:30 | NE-HVAC-airAC-Pkg-lt55kBtuh-17p0seer | DEER | Standard | None |  |  | None |  | 0 |  | 0 | Com | Any | HVAC | SpaceCool | dxAC_equip | pkgSEER | dxAC-Com-Pkg-lt55kBTUh-SEER-17.0 | HVAC-airAC | Com SEER-Rated Pkg AC, 18-65 kBTU/h; pre-2001: SEER = 9.7 (EER = 9.21), one-speed fan, no Econo; post-2001: SEER = 13 (EER = 11.06), one-speed fan, no Econo; 2014: SEER = 14 (EER = 12.04), one-speed fan, no Econo | Commercial SEER-rated Packaged Air Conditioners, Size Range: 18 - 55 kBTU/h, SEER = 14 (EER = 12), EIR = 0.246, Fan W/CFM = 0.29, one-speed fan, without Econo | Commercial SEER-rated Packaged Air Conditioners, Size Range: 18 - 55 kBTU/h, SEER = 17 (EER = 13.3), EIR = 0.223, Fan W/CFM = 0.27, two-speed fan, without Econo |  | dxAC-Com-Pkg-lt55kBTUh-SEER-14.0 | dxAC-Com-Pkg-lt55kBTUh-SEER-17.0 | Available |  | 0 | 0 |  | ErRobNc | dxAC-Com-Pkg-lt55kBTUh-SEER-14.0 | HVAC-airAC |  | None | 2015-01-01 | 2017-06-30 | DEER |  |  |  |  | Standard |  | 1 | 1 | 0 | Deemed Ex Ante Team |  |  |  | Updated to indicate claim/filing status
822 | NE-HVAC-airAC-Pkg-lt55kBtuh-18p0seer | Commercial SEER-rated Packaged Air Conditioners, Size Range: 18 - 55 kBTU/h, SEER = 18 (EER = 14), EIR = 0.209, Fan W/CFM = 0.27, two-speed fan, without Econo | DEER2015 | D15 v1.0 | 2020-11-24 16:30 | NE-HVAC-airAC-Pkg-lt55kBtuh-18p0seer | DEER | Standard | None |  |  | None |  | 0 |  | 0 | Com | Any | HVAC | SpaceCool | dxAC_equip | pkgSEER | dxAC-Com-Pkg-lt55kBTUh-SEER-18.0 | HVAC-airAC | Com SEER-Rated Pkg AC, 18-65 kBTU/h; pre-2001: SEER = 9.7 (EER = 9.21), one-speed fan, no Econo; post-2001: SEER = 13 (EER = 11.06), one-speed fan, no Econo; 2014: SEER = 14 (EER = 12.04), one-speed fan, no Econo | Commercial SEER-rated Packaged Air Conditioners, Size Range: 18 - 55 kBTU/h, SEER = 14 (EER = 12), EIR = 0.246, Fan W/CFM = 0.29, one-speed fan, without Econo | Commercial SEER-rated Packaged Air Conditioners, Size Range: 18 - 55 kBTU/h, SEER = 18 (EER = 14), EIR = 0.209, Fan W/CFM = 0.27, two-speed fan, without Econo |  | dxAC-Com-Pkg-lt55kBTUh-SEER-14.0 | dxAC-Com-Pkg-lt55kBTUh-SEER-18.0 | Available |  | 0 | 0 |  | ErRobNc | dxAC-Com-Pkg-lt55kBTUh-SEER-14.0 | HVAC-airAC |  | None | 2015-01-01 | 2017-06-30 | DEER |  |  |  |  | Standard |  | 1 | 1 | 0 | Deemed Ex Ante Team |  |  |  | Updated to indicate claim/filing status
822 | NE-HVAC-airAC-Pkg-lt55kBtuh-18p0seer | Commercial SEER-rated Packaged Air Conditioners, Size Range: 18 - 55 kBTU/h, SEER = 18 (EER = 14), EIR = 0.209, Fan W/CFM = 0.27, two-speed fan, without Econo | DEER2017 | D17 v2 | 2021-02-25 15:49 | NE-HVAC-airAC-Pkg-lt55kBtuh-18p0seer | DEER | Standard | None |  |  | None |  | 0 |  | 0 | Com | Any | HVAC | SpaceCool | dxAC_equip | pkgSEER | dxAC-Com-Pkg-lt55kBTUh-SEER-18.0 | HVAC-airAC | Com SEER-Rated Pkg AC, 18-65 kBTU/h; pre-2001: SEER = 11.6, one-speed fan, no Econo; post-2001: SEER = 13 (EER = 11.06), one-speed fan, no Econo; 2014: SEER = 14 (EER = 12.04), one-speed fan, no Econo | Commercial SEER-rated Packaged Air Conditioners, Size Range: 18 - 55 kBTU/h, SEER = 14 (EER = 12), EIR = 0.246, Fan W/CFM = 0.29, one-speed fan, without Econo | Commercial SEER-rated Packaged Air Conditioners, Size Range: 18 - 55 kBTU/h, SEER = 18 (EER = 14), EIR = 0.209, Fan W/CFM = 0.27, two-speed fan, without Econo |  | dxAC-Com-Pkg-lt55kBTUh-SEER-14.0 | dxAC-Com-Pkg-lt55kBTUh-SEER-18.0 | Available |  | 0 | 0 | June 2017 DEER Update | ErRobNc | dxAC-Com-Pkg-lt55kBTUh-SEER-14.0 | HVAC-airAC |  | None | 2017-07-01 | 2020-05-27 | InEA_mod |  |  |  |  | Standard | Measure corrected and updated for DEER June 2017 Update including Baseline Adjustment; Measure expired due to DEER2020 update | 1 | 1 | 0 | Deemed Ex Ante Team |  | Measure corrected and updated for DEER June 2017 Update including Baseline Adjustment; Measure expired due to DEER2020 update |  | Extended per Golden Rod Memo 2019-12-23
823 | NE-HVAC-airAC-Pkg-55to65kBtuh-15p0seer | Commercial SEER-rated Packaged Air Conditioners, Size Range: 55 - 65 kBTU/h, SEER = 15 (EER = 12.6), EIR = 0.236, Fan W/CFM = 0.25, two-speed fan, with Econo (Pre-existing vintages do not include Economizer) | DEER2015 | D15 v1.0 | 2020-11-24 16:30 | NE-HVAC-airAC-Pkg-55to65kBtuh-15p0seer | DEER | Standard | None |  |  | None |  | 0 |  | 0 | Com | Any | HVAC | SpaceCool | dxAC_equip | pkgSEER | dxAC-Com-Pkg-55to65kBTUh-SEER-15.0 | HVAC-airAC | Com SEER-Rated Pkg AC, 18-65 kBTU/h; pre-2001: SEER = 9.7 (EER = 9.21), one-speed fan, no Econo; post-2001: SEER = 13 (EER = 11.06), one-speed fan, no Econo; 2014: SEER = 14 (EER = 11.75), two-speed fan, w/Econo | Commercial SEER-rated Packaged Air Conditioners, Size Range: 55 - 65 kBTU/h, SEER = 14 (EER = 11.7), EIR = 0.249, Fan W/CFM = 0.29, two-speed fan, with Econo | Commercial SEER-rated Packaged Air Conditioners, Size Range: 55 - 65 kBTU/h, SEER = 15 (EER = 12.6), EIR = 0.236, Fan W/CFM = 0.25, two-speed fan, with Econo |  | dxAC-Com-Pkg-55to65kBTUh-SEER-14.0 | dxAC-Com-Pkg-55to65kBTUh-SEER-15.0 | Available |  | 0 | 0 |  | ErRobNc | dxAC-Com-Pkg-55to65kBTUh-SEER-14.0 | HVAC-airAC |  | None | 2015-01-01 | 2017-06-30 | DEER |  |  |  |  | Standard |  | 1 | 1 | 0 | Deemed Ex Ante Team |  |  |  | Updated to indicate claim/filing status
823 | NE-HVAC-airAC-Pkg-55to65kBtuh-15p0seer | Commercial SEER-rated Packaged Air Conditioners, Size Range: 55 - 65 kBTU/h, SEER = 15 (EER = 12.6), EIR = 0.236, Fan W/CFM = 0.25, two-speed fan, with Econo (Pre-existing vintages do not include Economizer) | DEER2017 | D17 v2 | 2021-02-25 15:49 | NE-HVAC-airAC-Pkg-55to65kBtuh-15p0seer | DEER | Standard | None |  |  | None |  | 0 |  | 0 | Com | Any | HVAC | SpaceCool | dxAC_equip | pkgSEER | dxAC-Com-Pkg-55to65kBTUh-SEER-15.0 | HVAC-airAC | Com SEER-Rated Pkg AC, 18-65 kBTU/h; pre-2001: SEER = 11.6, one-speed fan, no Econo; post-2001: SEER = 13 (EER = 11.06), one-speed fan, no Econo; 2014: SEER = 14 (EER = 11.75), two-speed fan, w/Econo | Commercial SEER-rated Packaged Air Conditioners, Size Range: 55 - 65 kBTU/h, SEER = 14 (EER = 11.7), EIR = 0.249, Fan W/CFM = 0.29, two-speed fan, with Econo | Commercial SEER-rated Packaged Air Conditioners, Size Range: 55 - 65 kBTU/h, SEER = 15 (EER = 12.6), EIR = 0.236, Fan W/CFM = 0.25, two-speed fan, with Econo |  | dxAC-Com-Pkg-55to65kBTUh-SEER-14.0 | dxAC-Com-Pkg-55to65kBTUh-SEER-15.0 | Available |  | 0 | 0 | June 2017 DEER Update | ErRobNc | dxAC-Com-Pkg-55to65kBTUh-SEER-14.0 | HVAC-airAC |  | None | 2017-07-01 | 2020-05-27 | InEA_mod |  |  |  |  | Standard | Measure corrected and updated for DEER June 2017 Update including Baseline Adjustment; Measure expired due to DEER2020 update | 1 | 1 | 0 | Deemed Ex Ante Team |  | Measure corrected and updated for DEER June 2017 Update including Baseline Adjustment; Measure expired due to DEER2020 update |  | Extended per Golden Rod Memo 2019-12-23
824 | NE-HVAC-airAC-Pkg-55to65kBtuh-16p0seer | Commercial SEER-rated Packaged Air Conditioners, Size Range: 55 - 65 kBTU/h, SEER = 16 (EER = 12.5), EIR = 0.238, Fan W/CFM = 0.27, two-speed fan, with Econo (Pre-existing vintages do not include Economizer) | DEER2017 | D17 v2 | 2021-02-25 15:49 | NE-HVAC-airAC-Pkg-55to65kBtuh-16p0seer | DEER | Standard | None |  |  | None |  | 0 |  | 0 | Com | Any | HVAC | SpaceCool | dxAC_equip | pkgSEER | dxAC-Com-Pkg-55to65kBTUh-SEER-16.0 | HVAC-airAC | Com SEER-Rated Pkg AC, 18-65 kBTU/h; pre-2001: SEER = 11.6, one-speed fan, no Econo; post-2001: SEER = 13 (EER = 11.06), one-speed fan, no Econo; 2014: SEER = 14 (EER = 11.75), two-speed fan, w/Econo | Commercial SEER-rated Packaged Air Conditioners, Size Range: 55 - 65 kBTU/h, SEER = 14 (EER = 11.7), EIR = 0.249, Fan W/CFM = 0.29, two-speed fan, with Econo | Commercial SEER-rated Packaged Air Conditioners, Size Range: 55 - 65 kBTU/h, SEER = 16 (EER = 12.5), EIR = 0.238, Fan W/CFM = 0.27, two-speed fan, with Econo |  | dxAC-Com-Pkg-55to65kBTUh-SEER-14.0 | dxAC-Com-Pkg-55to65kBTUh-SEER-16.0 | Available |  | 0 | 0 | June 2017 DEER Update | ErRobNc | dxAC-Com-Pkg-55to65kBTUh-SEER-14.0 | HVAC-airAC |  | None | 2017-07-01 | 2020-05-27 | InEA_mod |  |  |  |  | Standard | Measure corrected and updated for DEER June 2017 Update including Baseline Adjustment; Measure expired due to DEER2020 update | 1 | 1 | 0 | Deemed Ex Ante Team |  | Measure corrected and updated for DEER June 2017 Update including Baseline Adjustment; Measure expired due to DEER2020 update |  | Extended per Golden Rod Memo 2019-12-23
824 | NE-HVAC-airAC-Pkg-55to65kBtuh-16p0seer | Commercial SEER-rated Packaged Air Conditioners, Size Range: 55 - 65 kBTU/h, SEER = 16 (EER = 12.5), EIR = 0.238, Fan W/CFM = 0.27, two-speed fan, with Econo (Pre-existing vintages do not include Economizer) | DEER2015 | D15 v1.0 | 2020-11-24 16:30 | NE-HVAC-airAC-Pkg-55to65kBtuh-16p0seer | DEER | Standard | None |  |  | None |  | 0 |  | 0 | Com | Any | HVAC | SpaceCool | dxAC_equip | pkgSEER | dxAC-Com-Pkg-55to65kBTUh-SEER-16.0 | HVAC-airAC | Com SEER-Rated Pkg AC, 18-65 kBTU/h; pre-2001: SEER = 9.7 (EER = 9.21), one-speed fan, no Econo; post-2001: SEER = 13 (EER = 11.06), one-speed fan, no Econo; 2014: SEER = 14 (EER = 11.75), two-speed fan, w/Econo | Commercial SEER-rated Packaged Air Conditioners, Size Range: 55 - 65 kBTU/h, SEER = 14 (EER = 11.7), EIR = 0.249, Fan W/CFM = 0.29, two-speed fan, with Econo | Commercial SEER-rated Packaged Air Conditioners, Size Range: 55 - 65 kBTU/h, SEER = 16 (EER = 12.5), EIR = 0.238, Fan W/CFM = 0.27, two-speed fan, with Econo |  | dxAC-Com-Pkg-55to65kBTUh-SEER-14.0 | dxAC-Com-Pkg-55to65kBTUh-SEER-16.0 | Available |  | 0 | 0 |  | ErRobNc | dxAC-Com-Pkg-55to65kBTUh-SEER-14.0 | HVAC-airAC |  | None | 2015-01-01 | 2017-06-30 | DEER |  |  |  |  | Standard |  | 1 | 1 | 0 | Deemed Ex Ante Team |  |  |  | Updated to indicate claim/filing status
825 | NE-HVAC-airAC-Pkg-55to65kBtuh-17p0seer | Commercial SEER-rated Packaged Air Conditioners, Size Range: 55 - 65 kBTU/h, SEER = 17 (EER = 13.3), EIR = 0.223, Fan W/CFM = 0.27, two-speed fan, with Econo (Pre-existing vintages do not include Economizer) | DEER2017 | D17 v2 | 2021-02-25 15:49 | NE-HVAC-airAC-Pkg-55to65kBtuh-17p0seer | DEER | Standard | None |  |  | None |  | 0 |  | 0 | Com | Any | HVAC | SpaceCool | dxAC_equip | pkgSEER | dxAC-Com-Pkg-55to65kBTUh-SEER-17.0 | HVAC-airAC | Com SEER-Rated Pkg AC, 18-65 kBTU/h; pre-2001: SEER = 11.6, one-speed fan, no Econo; post-2001: SEER = 13 (EER = 11.06), one-speed fan, no Econo; 2014: SEER = 14 (EER = 11.75), two-speed fan, w/Econo | Commercial SEER-rated Packaged Air Conditioners, Size Range: 55 - 65 kBTU/h, SEER = 14 (EER = 11.7), EIR = 0.249, Fan W/CFM = 0.29, two-speed fan, with Econo | Commercial SEER-rated Packaged Air Conditioners, Size Range: 55 - 65 kBTU/h, SEER = 17 (EER = 13.3), EIR = 0.223, Fan W/CFM = 0.27, two-speed fan, with Econo |  | dxAC-Com-Pkg-55to65kBTUh-SEER-14.0 | dxAC-Com-Pkg-55to65kBTUh-SEER-17.0 | Available |  | 0 | 0 | June 2017 DEER Update | ErRobNc | dxAC-Com-Pkg-55to65kBTUh-SEER-14.0 | HVAC-airAC |  | None | 2017-07-01 | 2020-05-27 | InEA_mod |  |  |  |  | Standard | Measure corrected and updated for DEER June 2017 Update including Baseline Adjustment; Measure expired due to DEER2020 update | 1 | 1 | 0 | Deemed Ex Ante Team |  | Measure corrected and updated for DEER June 2017 Update including Baseline Adjustment; Measure expired due to DEER2020 update |  | Extended per Golden Rod Memo 2019-12-23
825 | NE-HVAC-airAC-Pkg-55to65kBtuh-17p0seer | Commercial SEER-rated Packaged Air Conditioners, Size Range: 55 - 65 kBTU/h, SEER = 17 (EER = 13.3), EIR = 0.223, Fan W/CFM = 0.27, two-speed fan, with Econo (Pre-existing vintages do not include Economizer) | DEER2015 | D15 v1.0 | 2020-11-24 16:30 | NE-HVAC-airAC-Pkg-55to65kBtuh-17p0seer | DEER | Standard | None |  |  | None |  | 0 |  | 0 | Com | Any | HVAC | SpaceCool | dxAC_equip | pkgSEER | dxAC-Com-Pkg-55to65kBTUh-SEER-17.0 | HVAC-airAC | Com SEER-Rated Pkg AC, 18-65 kBTU/h; pre-2001: SEER = 9.7 (EER = 9.21), one-speed fan, no Econo; post-2001: SEER = 13 (EER = 11.06), one-speed fan, no Econo; 2014: SEER = 14 (EER = 11.75), two-speed fan, w/Econo | Commercial SEER-rated Packaged Air Conditioners, Size Range: 55 - 65 kBTU/h, SEER = 14 (EER = 11.7), EIR = 0.249, Fan W/CFM = 0.29, two-speed fan, with Econo | Commercial SEER-rated Packaged Air Conditioners, Size Range: 55 - 65 kBTU/h, SEER = 17 (EER = 13.3), EIR = 0.223, Fan W/CFM = 0.27, two-speed fan, with Econo |  | dxAC-Com-Pkg-55to65kBTUh-SEER-14.0 | dxAC-Com-Pkg-55to65kBTUh-SEER-17.0 | Available |  | 0 | 0 |  | ErRobNc | dxAC-Com-Pkg-55to65kBTUh-SEER-14.0 | HVAC-airAC |  | None | 2015-01-01 | 2017-06-30 | DEER |  |  |  |  | Standard |  | 1 | 1 | 0 | Deemed Ex Ante Team |  |  |  | Updated to indicate claim/filing status
826 | NE-HVAC-airAC-Pkg-55to65kBtuh-18p0seer | Commercial SEER-rated Packaged Air Conditioners, Size Range: 55 - 65 kBTU/h, SEER = 18 (EER = 14), EIR = 0.209, Fan W/CFM = 0.27, two-speed fan, with Econo (Pre-existing vintages do not include Economizer) | DEER2015 | D15 v1.0 | 2020-11-24 16:30 | NE-HVAC-airAC-Pkg-55to65kBtuh-18p0seer | DEER | Standard | None |  |  | None |  | 0 |  | 0 | Com | Any | HVAC | SpaceCool | dxAC_equip | pkgSEER | dxAC-Com-Pkg-55to65kBTUh-SEER-18.0 | HVAC-airAC | Com SEER-Rated Pkg AC, 18-65 kBTU/h; pre-2001: SEER = 9.7 (EER = 9.21), one-speed fan, no Econo; post-2001: SEER = 13 (EER = 11.06), one-speed fan, no Econo; 2014: SEER = 14 (EER = 11.75), two-speed fan, w/Econo | Commercial SEER-rated Packaged Air Conditioners, Size Range: 55 - 65 kBTU/h, SEER = 14 (EER = 11.7), EIR = 0.249, Fan W/CFM = 0.29, two-speed fan, with Econo | Commercial SEER-rated Packaged Air Conditioners, Size Range: 55 - 65 kBTU/h, SEER = 18 (EER = 14), EIR = 0.209, Fan W/CFM = 0.27, two-speed fan, with Econo |  | dxAC-Com-Pkg-55to65kBTUh-SEER-14.0 | dxAC-Com-Pkg-55to65kBTUh-SEER-18.0 | Available |  | 0 | 0 |  | ErRobNc | dxAC-Com-Pkg-55to65kBTUh-SEER-14.0 | HVAC-airAC |  | None | 2015-01-01 | 2017-06-30 | DEER |  |  |  |  | Standard |  | 1 | 1 | 0 | Deemed Ex Ante Team |  |  |  | Updated to indicate claim/filing status
826 | NE-HVAC-airAC-Pkg-55to65kBtuh-18p0seer | Commercial SEER-rated Packaged Air Conditioners, Size Range: 55 - 65 kBTU/h, SEER = 18 (EER = 14), EIR = 0.209, Fan W/CFM = 0.27, two-speed fan, with Econo (Pre-existing vintages do not include Economizer) | DEER2017 | D17 v2 | 2021-02-25 15:49 | NE-HVAC-airAC-Pkg-55to65kBtuh-18p0seer | DEER | Standard | None |  |  | None |  | 0 |  | 0 | Com | Any | HVAC | SpaceCool | dxAC_equip | pkgSEER | dxAC-Com-Pkg-55to65kBTUh-SEER-18.0 | HVAC-airAC | Com SEER-Rated Pkg AC, 18-65 kBTU/h; pre-2001: SEER = 11.6, one-speed fan, no Econo; post-2001: SEER = 13 (EER = 11.06), one-speed fan, no Econo; 2014: SEER = 14 (EER = 11.75), two-speed fan, w/Econo | Commercial SEER-rated Packaged Air Conditioners, Size Range: 55 - 65 kBTU/h, SEER = 14 (EER = 11.7), EIR = 0.249, Fan W/CFM = 0.29, two-speed fan, with Econo | Commercial SEER-rated Packaged Air Conditioners, Size Range: 55 - 65 kBTU/h, SEER = 18 (EER = 14), EIR = 0.209, Fan W/CFM = 0.27, two-speed fan, with Econo |  | dxAC-Com-Pkg-55to65kBTUh-SEER-14.0 | dxAC-Com-Pkg-55to65kBTUh-SEER-18.0 | Available |  | 0 | 0 | June 2017 DEER Update | ErRobNc | dxAC-Com-Pkg-55to65kBTUh-SEER-14.0 | HVAC-airAC |  | None | 2017-07-01 | 2020-05-27 | InEA_mod |  |  |  |  | Standard | Measure corrected and updated for DEER June 2017 Update including Baseline Adjustment; Measure expired due to DEER2020 update | 1 | 1 | 0 | Deemed Ex Ante Team |  | Measure corrected and updated for DEER June 2017 Update including Baseline Adjustment; Measure expired due to DEER2020 update |  | Extended per Golden Rod Memo 2019-12-23
827 | NE-HVAC-airAC-Pkg-55to65kBtuh-15p0seer-wPreEcono | Commercial SEER-rated Packaged Air Conditioners, Size Range: 55 - 65 kBTU/h, SEER = 15 (EER = 12.6), EIR = 0.236, Fan W/CFM = 0.25, two-speed fan, with Econo (Pre-existing vintages include Economizer) | DEER2017 | D17 v2 | 2021-02-25 15:49 | NE-HVAC-airAC-Pkg-55to65kBtuh-15p0seer-wPreEcono | DEER | Standard | None |  |  | None |  | 0 |  | 0 | Com | Any | HVAC | SpaceCool | dxAC_equip | pkgSEER | dxAC-Com-Pkg-55to65kBTUh-SEER-15.0 | HVAC-airAC | Com SEER-Rated Pkg AC, 18-65 kBTU/h; pre-2001: SEER = 11.6, one-speed fan, w/ Econo; post-2001: SEER = 13 (EER = 11.06), one-speed fan, w/Econo; 2014: SEER = 14 (EER = 11.75), two-speed fan, w/Econo | Commercial SEER-rated Packaged Air Conditioners, Size Range: 55 - 65 kBTU/h, SEER = 14 (EER = 11.7), EIR = 0.249, Fan W/CFM = 0.29, two-speed fan, with Econo | Commercial SEER-rated Packaged Air Conditioners, Size Range: 55 - 65 kBTU/h, SEER = 15 (EER = 12.6), EIR = 0.236, Fan W/CFM = 0.25, two-speed fan, with Econo |  | dxAC-Com-Pkg-55to65kBTUh-SEER-14.0 | dxAC-Com-Pkg-55to65kBTUh-SEER-15.0 | Available |  | 0 | 0 | June 2017 DEER Update | ErRobNc | dxAC-Com-Pkg-55to65kBTUh-SEER-14.0 | HVAC-airAC |  | None | 2017-07-01 | 2020-05-27 | InEA_mod |  |  |  |  | Standard | Measure corrected and updated for DEER June 2017 Update including Baseline Adjustment; Measure expired due to DEER2020 update | 1 | 1 | 0 | Deemed Ex Ante Team |  | Measure corrected and updated for DEER June 2017 Update including Baseline Adjustment; Measure expired due to DEER2020 update |  | Extended per Golden Rod Memo 2019-12-23
827 | NE-HVAC-airAC-Pkg-55to65kBtuh-15p0seer-wPreEcono | Commercial SEER-rated Packaged Air Conditioners, Size Range: 55 - 65 kBTU/h, SEER = 15 (EER = 12.6), EIR = 0.236, Fan W/CFM = 0.25, two-speed fan, with Econo (Pre-existing vintages include Economizer) | DEER2015 | D15 v1.0 | 2020-11-24 16:30 | NE-HVAC-airAC-Pkg-55to65kBtuh-15p0seer-wPreEcono | DEER | Standard | None |  |  | None |  | 0 |  | 0 | Com | Any | HVAC | SpaceCool | dxAC_equip | pkgSEER | dxAC-Com-Pkg-55to65kBTUh-SEER-15.0 | HVAC-airAC | Com SEER-Rated Pkg AC, 18-65 kBTU/h; pre-2001: SEER = 9.7 (EER = 9.21), one-speed fan, w/Econo; post-2001: SEER = 13 (EER = 11.06), one-speed fan, w/Econo; 2014: SEER = 14 (EER = 11.75), two-speed fan, w/Econo | Commercial SEER-rated Packaged Air Conditioners, Size Range: 55 - 65 kBTU/h, SEER = 14 (EER = 11.7), EIR = 0.249, Fan W/CFM = 0.29, two-speed fan, with Econo | Commercial SEER-rated Packaged Air Conditioners, Size Range: 55 - 65 kBTU/h, SEER = 15 (EER = 12.6), EIR = 0.236, Fan W/CFM = 0.25, two-speed fan, with Econo |  | dxAC-Com-Pkg-55to65kBTUh-SEER-14.0 | dxAC-Com-Pkg-55to65kBTUh-SEER-15.0 | Available |  | 0 | 0 |  | ErRobNc | dxAC-Com-Pkg-55to65kBTUh-SEER-14.0 | HVAC-airAC |  | None | 2015-01-01 | 2017-06-30 | DEER |  |  |  |  | Standard |  | 1 | 1 | 0 | Deemed Ex Ante Team |  |  |  | Updated to indicate claim/filing status
828 | NE-HVAC-airAC-Pkg-55to65kBtuh-16p0seer-wPreEcono | Commercial SEER-rated Packaged Air Conditioners, Size Range: 55 - 65 kBTU/h, SEER = 16 (EER = 12.5), EIR = 0.238, Fan W/CFM = 0.27, two-speed fan, with Econo (Pre-existing vintages include Economizer) | DEER2015 | D15 v1.0 | 2020-11-24 16:30 | NE-HVAC-airAC-Pkg-55to65kBtuh-16p0seer-wPreEcono | DEER | Standard | None |  |  | None |  | 0 |  | 0 | Com | Any | HVAC | SpaceCool | dxAC_equip | pkgSEER | dxAC-Com-Pkg-55to65kBTUh-SEER-16.0 | HVAC-airAC | Com SEER-Rated Pkg AC, 18-65 kBTU/h; pre-2001: SEER = 9.7 (EER = 9.21), one-speed fan, w/Econo; post-2001: SEER = 13 (EER = 11.06), one-speed fan, w/Econo; 2014: SEER = 14 (EER = 11.75), two-speed fan, w/Econo | Commercial SEER-rated Packaged Air Conditioners, Size Range: 55 - 65 kBTU/h, SEER = 14 (EER = 11.7), EIR = 0.249, Fan W/CFM = 0.29, two-speed fan, with Econo | Commercial SEER-rated Packaged Air Conditioners, Size Range: 55 - 65 kBTU/h, SEER = 16 (EER = 12.5), EIR = 0.238, Fan W/CFM = 0.27, two-speed fan, with Econo |  | dxAC-Com-Pkg-55to65kBTUh-SEER-14.0 | dxAC-Com-Pkg-55to65kBTUh-SEER-16.0 | Available |  | 0 | 0 |  | ErRobNc | dxAC-Com-Pkg-55to65kBTUh-SEER-14.0 | HVAC-airAC |  | None | 2015-01-01 | 2017-06-30 | DEER |  |  |  |  | Standard |  | 1 | 1 | 0 | Deemed Ex Ante Team |  |  |  | Updated to indicate claim/filing status
828 | NE-HVAC-airAC-Pkg-55to65kBtuh-16p0seer-wPreEcono | Commercial SEER-rated Packaged Air Conditioners, Size Range: 55 - 65 kBTU/h, SEER = 16 (EER = 12.5), EIR = 0.238, Fan W/CFM = 0.27, two-speed fan, with Econo (Pre-existing vintages include Economizer) | DEER2017 | D17 v2 | 2021-02-25 15:49 | NE-HVAC-airAC-Pkg-55to65kBtuh-16p0seer-wPreEcono | DEER | Standard | None |  |  | None |  | 0 |  | 0 | Com | Any | HVAC | SpaceCool | dxAC_equip | pkgSEER | dxAC-Com-Pkg-55to65kBTUh-SEER-16.0 | HVAC-airAC | Com SEER-Rated Pkg AC, 18-65 kBTU/h; pre-2001: SEER = 11.6, one-speed fan, w/ Econo; post-2001: SEER = 13 (EER = 11.06), one-speed fan, w/Econo; 2014: SEER = 14 (EER = 11.75), two-speed fan, w/Econo | Commercial SEER-rated Packaged Air Conditioners, Size Range: 55 - 65 kBTU/h, SEER = 14 (EER = 11.7), EIR = 0.249, Fan W/CFM = 0.29, two-speed fan, with Econo | Commercial SEER-rated Packaged Air Conditioners, Size Range: 55 - 65 kBTU/h, SEER = 16 (EER = 12.5), EIR = 0.238, Fan W/CFM = 0.27, two-speed fan, with Econo |  | dxAC-Com-Pkg-55to65kBTUh-SEER-14.0 | dxAC-Com-Pkg-55to65kBTUh-SEER-16.0 | Available |  | 0 | 0 | June 2017 DEER Update | ErRobNc | dxAC-Com-Pkg-55to65kBTUh-SEER-14.0 | HVAC-airAC |  | None | 2017-07-01 | 2020-05-27 | InEA_mod |  |  |  |  | Standard | Measure corrected and updated for DEER June 2017 Update including Baseline Adjustment; Measure expired due to DEER2020 update | 1 | 1 | 0 | Deemed Ex Ante Team |  | Measure corrected and updated for DEER June 2017 Update including Baseline Adjustment; Measure expired due to DEER2020 update |  | Extended per Golden Rod Memo 2019-12-23
829 | NE-HVAC-airAC-Pkg-55to65kBtuh-17p0seer-wPreEcono | Commercial SEER-rated Packaged Air Conditioners, Size Range: 55 - 65 kBTU/h, SEER = 17 (EER = 13.3), EIR = 0.223, Fan W/CFM = 0.27, two-speed fan, with Econo (Pre-existing vintages include Economizer) | DEER2015 | D15 v1.0 | 2020-11-24 16:30 | NE-HVAC-airAC-Pkg-55to65kBtuh-17p0seer-wPreEcono | DEER | Standard | None |  |  | None |  | 0 |  | 0 | Com | Any | HVAC | SpaceCool | dxAC_equip | pkgSEER | dxAC-Com-Pkg-55to65kBTUh-SEER-17.0 | HVAC-airAC | Com SEER-Rated Pkg AC, 18-65 kBTU/h; pre-2001: SEER = 9.7 (EER = 9.21), one-speed fan, w/Econo; post-2001: SEER = 13 (EER = 11.06), one-speed fan, w/Econo; 2014: SEER = 14 (EER = 11.75), two-speed fan, w/Econo | Commercial SEER-rated Packaged Air Conditioners, Size Range: 55 - 65 kBTU/h, SEER = 14 (EER = 11.7), EIR = 0.249, Fan W/CFM = 0.29, two-speed fan, with Econo | Commercial SEER-rated Packaged Air Conditioners, Size Range: 55 - 65 kBTU/h, SEER = 17 (EER = 13.3), EIR = 0.223, Fan W/CFM = 0.27, two-speed fan, with Econo |  | dxAC-Com-Pkg-55to65kBTUh-SEER-14.0 | dxAC-Com-Pkg-55to65kBTUh-SEER-17.0 | Available |  | 0 | 0 |  | ErRobNc | dxAC-Com-Pkg-55to65kBTUh-SEER-14.0 | HVAC-airAC |  | None | 2015-01-01 | 2017-06-30 | DEER |  |  |  |  | Standard |  | 1 | 1 | 0 | Deemed Ex Ante Team |  |  |  | Updated to indicate claim/filing status
829 | NE-HVAC-airAC-Pkg-55to65kBtuh-17p0seer-wPreEcono | Commercial SEER-rated Packaged Air Conditioners, Size Range: 55 - 65 kBTU/h, SEER = 17 (EER = 13.3), EIR = 0.223, Fan W/CFM = 0.27, two-speed fan, with Econo (Pre-existing vintages include Economizer) | DEER2017 | D17 v2 | 2021-02-25 15:49 | NE-HVAC-airAC-Pkg-55to65kBtuh-17p0seer-wPreEcono | DEER | Standard | None |  |  | None |  | 0 |  | 0 | Com | Any | HVAC | SpaceCool | dxAC_equip | pkgSEER | dxAC-Com-Pkg-55to65kBTUh-SEER-17.0 | HVAC-airAC | Com SEER-Rated Pkg AC, 18-65 kBTU/h; pre-2001: SEER = 11.6, one-speed fan, w/ Econo; post-2001: SEER = 13 (EER = 11.06), one-speed fan, w/Econo; 2014: SEER = 14 (EER = 11.75), two-speed fan, w/Econo | Commercial SEER-rated Packaged Air Conditioners, Size Range: 55 - 65 kBTU/h, SEER = 14 (EER = 11.7), EIR = 0.249, Fan W/CFM = 0.29, two-speed fan, with Econo | Commercial SEER-rated Packaged Air Conditioners, Size Range: 55 - 65 kBTU/h, SEER = 17 (EER = 13.3), EIR = 0.223, Fan W/CFM = 0.27, two-speed fan, with Econo |  | dxAC-Com-Pkg-55to65kBTUh-SEER-14.0 | dxAC-Com-Pkg-55to65kBTUh-SEER-17.0 | Available |  | 0 | 0 | June 2017 DEER Update | ErRobNc | dxAC-Com-Pkg-55to65kBTUh-SEER-14.0 | HVAC-airAC |  | None | 2017-07-01 | 2020-05-27 | InEA_mod |  |  |  |  | Standard | Measure corrected and updated for DEER June 2017 Update including Baseline Adjustment; Measure expired due to DEER2020 update | 1 | 1 | 0 | Deemed Ex Ante Team |  | Measure corrected and updated for DEER June 2017 Update including Baseline Adjustment; Measure expired due to DEER2020 update |  | Extended per Golden Rod Memo 2019-12-23
830 | NE-HVAC-airAC-Pkg-55to65kBtuh-18p0seer-wPreEcono | Commercial SEER-rated Packaged Air Conditioners, Size Range: 55 - 65 kBTU/h, SEER = 18 (EER = 14), EIR = 0.209, Fan W/CFM = 0.27, two-speed fan, with Econo (Pre-existing vintages include Economizer) | DEER2015 | D15 v1.0 | 2020-11-24 16:30 | NE-HVAC-airAC-Pkg-55to65kBtuh-18p0seer-wPreEcono | DEER | Standard | None |  |  | None |  | 0 |  | 0 | Com | Any | HVAC | SpaceCool | dxAC_equip | pkgSEER | dxAC-Com-Pkg-55to65kBTUh-SEER-18.0 | HVAC-airAC | Com SEER-Rated Pkg AC, 18-65 kBTU/h; pre-2001: SEER = 9.7 (EER = 9.21), one-speed fan, w/Econo; post-2001: SEER = 13 (EER = 11.06), one-speed fan, w/Econo; 2014: SEER = 14 (EER = 11.75), two-speed fan, w/Econo | Commercial SEER-rated Packaged Air Conditioners, Size Range: 55 - 65 kBTU/h, SEER = 14 (EER = 11.7), EIR = 0.249, Fan W/CFM = 0.29, two-speed fan, with Econo | Commercial SEER-rated Packaged Air Conditioners, Size Range: 55 - 65 kBTU/h, SEER = 18 (EER = 14), EIR = 0.209, Fan W/CFM = 0.27, two-speed fan, with Econo |  | dxAC-Com-Pkg-55to65kBTUh-SEER-14.0 | dxAC-Com-Pkg-55to65kBTUh-SEER-18.0 | Available |  | 0 | 0 |  | ErRobNc | dxAC-Com-Pkg-55to65kBTUh-SEER-14.0 | HVAC-airAC |  | None | 2015-01-01 | 2017-06-30 | DEER |  |  |  |  | Standard |  | 1 | 1 | 0 | Deemed Ex Ante Team |  |  |  | Updated to indicate claim/filing status
830 | NE-HVAC-airAC-Pkg-55to65kBtuh-18p0seer-wPreEcono | Commercial SEER-rated Packaged Air Conditioners, Size Range: 55 - 65 kBTU/h, SEER = 18 (EER = 14), EIR = 0.209, Fan W/CFM = 0.27, two-speed fan, with Econo (Pre-existing vintages include Economizer) | DEER2017 | D17 v2 | 2021-02-25 15:49 | NE-HVAC-airAC-Pkg-55to65kBtuh-18p0seer-wPreEcono | DEER | Standard | None |  |  | None |  | 0 |  | 0 | Com | Any | HVAC | SpaceCool | dxAC_equip | pkgSEER | dxAC-Com-Pkg-55to65kBTUh-SEER-18.0 | HVAC-airAC | Com SEER-Rated Pkg AC, 18-65 kBTU/h; pre-2001: SEER = 11.6, one-speed fan, w/ Econo; post-2001: SEER = 13 (EER = 11.06), one-speed fan, w/Econo; 2014: SEER = 14 (EER = 11.75), two-speed fan, w/Econo | Commercial SEER-rated Packaged Air Conditioners, Size Range: 55 - 65 kBTU/h, SEER = 14 (EER = 11.7), EIR = 0.249, Fan W/CFM = 0.29, two-speed fan, with Econo | Commercial SEER-rated Packaged Air Conditioners, Size Range: 55 - 65 kBTU/h, SEER = 18 (EER = 14), EIR = 0.209, Fan W/CFM = 0.27, two-speed fan, with Econo |  | dxAC-Com-Pkg-55to65kBTUh-SEER-14.0 | dxAC-Com-Pkg-55to65kBTUh-SEER-18.0 | Available |  | 0 | 0 | June 2017 DEER Update | ErRobNc | dxAC-Com-Pkg-55to65kBTUh-SEER-14.0 | HVAC-airAC |  | None | 2017-07-01 | 2020-05-27 | InEA_mod |  |  |  |  | Standard | Measure corrected and updated for DEER June 2017 Update including Baseline Adjustment; Measure expired due to DEER2020 update | 1 | 1 | 0 | Deemed Ex Ante Team |  | Measure corrected and updated for DEER June 2017 Update including Baseline Adjustment; Measure expired due to DEER2020 update |  | Extended per Golden Rod Memo 2019-12-23
831 | NE-HVAC-airAC-Split-lt45kBtuh-15p0seer | Commercial SEER-rated split Air Conditioners, Size Range: 18 - 45 kBTU/h, SEER = 15 (EER = 12.8), EIR = 0.232, Fan W/CFM = 0.25, one-speed fan, without Econo | DEER2017 | D17 v2 | 2020-11-24 16:30 | NE-HVAC-airAC-Split-lt45kBtuh-15p0seer | DEER | Standard | None |  |  | None |  | 0 |  | 0 | Com | Any | HVAC | SpaceCool | dxAC_equip | spltSEER | dxAC-Com-Split-lt45kBTUh-SEER-15.0 | HVAC-airAC | Commercial SEER-rated split Air Conditioners, 18-65 kBTU/h; pre-2001: SEER = 11.5, one-speed fan, no Econo; post-2001: SEER = 13 (EER = 11.08), one-speed fan, no Econo; 2014: SEER = 14 (EER = 12.17), one-speed fan, no Econo | Commercial SEER-rated split Air Conditioners, Size Range: 18 - 45 kBTU/h, SEER = 14 (EER = 12.2), EIR = 0.239, Fan W/CFM = 0.29, one-speed fan, without Econo | Commercial SEER-rated split Air Conditioners, Size Range: 18 - 45 kBTU/h, SEER = 15 (EER = 12.8), EIR = 0.232, Fan W/CFM = 0.25, one-speed fan, without Econo |  | dxAC-Com-Split-lt45kBTUh-SEER-14.0 | dxAC-Com-Split-lt45kBTUh-SEER-15.0 | Available |  | 0 | 0 | June 2017 DEER Update | ErRobNc | dxAC-Com-Split-lt45kBTUh-SEER-14.0 | HVAC-airAC |  | None | 2017-07-01 | 2019-12-31 | InEA_mod |  |  |  |  | Standard | Measure corrected and updated for DEER June 2017 Update including Baseline Adjustment; Measure expired due to DEER2020 update | 1 | 1 | 0 | Deemed Ex Ante Team |  | Measure corrected and updated for DEER June 2017 Update including Baseline Adjustment; Measure expired due to DEER2020 update |  | Updated to indicate claim/filing status
831 | NE-HVAC-airAC-Split-lt45kBtuh-15p0seer | Commercial SEER-rated split Air Conditioners, Size Range: 18 - 45 kBTU/h, SEER = 15 (EER = 12.8), EIR = 0.232, Fan W/CFM = 0.25, one-speed fan, without Econo | DEER2015 | D15 v1.0 | 2020-11-24 16:30 | NE-HVAC-airAC-Split-lt45kBtuh-15p0seer | DEER | Standard | None |  |  | None |  | 0 |  | 0 | Com | Any | HVAC | SpaceCool | dxAC_equip | spltSEER | dxAC-Com-Split-lt45kBTUh-SEER-15.0 | HVAC-airAC | Commercial SEER-rated split Air Conditioners, 18-65 kBTU/h; pre-2001: SEER = 10 (EER = 8.52), one-speed fan, no Econo; post-2001: SEER = 13 (EER = 11.08), one-speed fan, no Econo; 2014: SEER = 14 (EER = 12.17), one-speed fan, no Econo | Commercial SEER-rated split Air Conditioners, Size Range: 18 - 45 kBTU/h, SEER = 14 (EER = 12.2), EIR = 0.239, Fan W/CFM = 0.29, one-speed fan, without Econo | Commercial SEER-rated split Air Conditioners, Size Range: 18 - 45 kBTU/h, SEER = 15 (EER = 12.8), EIR = 0.232, Fan W/CFM = 0.25, one-speed fan, without Econo |  | dxAC-Com-Split-lt45kBTUh-SEER-14.0 | dxAC-Com-Split-lt45kBTUh-SEER-15.0 | Available |  | 0 | 0 |  | ErRobNc | dxAC-Com-Split-lt45kBTUh-SEER-14.0 | HVAC-airAC |  | None | 2015-01-01 | 2017-06-30 | DEER |  |  |  |  | Standard |  | 1 | 1 | 0 | Deemed Ex Ante Team |  |  |  | Updated to indicate claim/filing status
832 | NE-HVAC-airAC-Split-lt45kBtuh-16p0seer | Commercial SEER-rated split Air Conditioners, Size Range: 18 - 45 kBTU/h, SEER = 16 (EER = 12.5), EIR = 0.238, Fan W/CFM = 0.27, two-speed fan, without Econo | DEER2015 | D15 v1.0 | 2020-11-24 16:30 | NE-HVAC-airAC-Split-lt45kBtuh-16p0seer | DEER | Standard | None |  |  | None |  | 0 |  | 0 | Com | Any | HVAC | SpaceCool | dxAC_equip | spltSEER | dxAC-Com-Split-lt45kBTUh-SEER-16.0 | HVAC-airAC | Commercial SEER-rated split Air Conditioners, 18-65 kBTU/h; pre-2001: SEER = 10 (EER = 8.52), one-speed fan, no Econo; post-2001: SEER = 13 (EER = 11.08), one-speed fan, no Econo; 2014: SEER = 14 (EER = 12.17), one-speed fan, no Econo | Commercial SEER-rated split Air Conditioners, Size Range: 18 - 45 kBTU/h, SEER = 14 (EER = 12.2), EIR = 0.239, Fan W/CFM = 0.29, one-speed fan, without Econo | Commercial SEER-rated split Air Conditioners, Size Range: 18 - 45 kBTU/h, SEER = 16 (EER = 12.5), EIR = 0.238, Fan W/CFM = 0.27, two-speed fan, without Econo |  | dxAC-Com-Split-lt45kBTUh-SEER-14.0 | dxAC-Com-Split-lt45kBTUh-SEER-16.0 | Available |  | 0 | 0 |  | ErRobNc | dxAC-Com-Split-lt45kBTUh-SEER-14.0 | HVAC-airAC |  | None | 2015-01-01 | 2017-06-30 | DEER |  |  |  |  | Standard |  | 1 | 1 | 0 | Deemed Ex Ante Team |  |  |  | Updated to indicate claim/filing status
832 | NE-HVAC-airAC-Split-lt45kBtuh-16p0seer | Commercial SEER-rated split Air Conditioners, Size Range: 18 - 45 kBTU/h, SEER = 16 (EER = 12.5), EIR = 0.238, Fan W/CFM = 0.27, two-speed fan, without Econo | DEER2017 | D17 v2 | 2020-11-24 16:30 | NE-HVAC-airAC-Split-lt45kBtuh-16p0seer | DEER | Standard | None |  |  | None |  | 0 |  | 0 | Com | Any | HVAC | SpaceCool | dxAC_equip | spltSEER | dxAC-Com-Split-lt45kBTUh-SEER-16.0 | HVAC-airAC | Commercial SEER-rated split Air Conditioners, 18-65 kBTU/h; pre-2001: SEER = 11.5, one-speed fan, no Econo; post-2001: SEER = 13 (EER = 11.08), one-speed fan, no Econo; 2014: SEER = 14 (EER = 12.17), one-speed fan, no Econo | Commercial SEER-rated split Air Conditioners, Size Range: 18 - 45 kBTU/h, SEER = 14 (EER = 12.2), EIR = 0.239, Fan W/CFM = 0.29, one-speed fan, without Econo | Commercial SEER-rated split Air Conditioners, Size Range: 18 - 45 kBTU/h, SEER = 16 (EER = 12.5), EIR = 0.238, Fan W/CFM = 0.27, two-speed fan, without Econo |  | dxAC-Com-Split-lt45kBTUh-SEER-14.0 | dxAC-Com-Split-lt45kBTUh-SEER-16.0 | Available |  | 0 | 0 | June 2017 DEER Update | ErRobNc | dxAC-Com-Split-lt45kBTUh-SEER-14.0 | HVAC-airAC |  | None | 2017-07-01 | 2019-12-31 | InEA_mod |  |  |  |  | Standard | Measure corrected and updated for DEER June 2017 Update including Baseline Adjustment; Measure expired due to DEER2020 update | 1 | 1 | 0 | Deemed Ex Ante Team |  | Measure corrected and updated for DEER June 2017 Update including Baseline Adjustment; Measure expired due to DEER2020 update |  | Updated to indicate claim/filing status
833 | NE-HVAC-airAC-Split-lt45kBtuh-17p0seer | Commercial SEER-rated split Air Conditioners, Size Range: 18 - 45 kBTU/h, SEER = 17 (EER = 13.3), EIR = 0.223, Fan W/CFM = 0.27, two-speed fan, without Econo | DEER2017 | D17 v2 | 2020-11-24 16:30 | NE-HVAC-airAC-Split-lt45kBtuh-17p0seer | DEER | Standard | None |  |  | None |  | 0 |  | 0 | Com | Any | HVAC | SpaceCool | dxAC_equip | spltSEER | dxAC-Com-Split-lt45kBTUh-SEER-17.0 | HVAC-airAC | Commercial SEER-rated split Air Conditioners, 18-65 kBTU/h; pre-2001: SEER = 11.5, one-speed fan, no Econo; post-2001: SEER = 13 (EER = 11.08), one-speed fan, no Econo; 2014: SEER = 14 (EER = 12.17), one-speed fan, no Econo | Commercial SEER-rated split Air Conditioners, Size Range: 18 - 45 kBTU/h, SEER = 14 (EER = 12.2), EIR = 0.239, Fan W/CFM = 0.29, one-speed fan, without Econo | Commercial SEER-rated split Air Conditioners, Size Range: 18 - 45 kBTU/h, SEER = 17 (EER = 13.3), EIR = 0.223, Fan W/CFM = 0.27, two-speed fan, without Econo |  | dxAC-Com-Split-lt45kBTUh-SEER-14.0 | dxAC-Com-Split-lt45kBTUh-SEER-17.0 | Available |  | 0 | 0 | June 2017 DEER Update | ErRobNc | dxAC-Com-Split-lt45kBTUh-SEER-14.0 | HVAC-airAC |  | None | 2017-07-01 | 2019-12-31 | InEA_mod |  |  |  |  | Standard | Measure corrected and updated for DEER June 2017 Update including Baseline Adjustment; Measure expired due to DEER2020 update | 1 | 1 | 0 | Deemed Ex Ante Team |  | Measure corrected and updated for DEER June 2017 Update including Baseline Adjustment; Measure expired due to DEER2020 update |  | Updated to indicate claim/filing status
833 | NE-HVAC-airAC-Split-lt45kBtuh-17p0seer | Commercial SEER-rated split Air Conditioners, Size Range: 18 - 45 kBTU/h, SEER = 17 (EER = 13.3), EIR = 0.223, Fan W/CFM = 0.27, two-speed fan, without Econo | DEER2015 | D15 v1.0 | 2020-11-24 16:30 | NE-HVAC-airAC-Split-lt45kBtuh-17p0seer | DEER | Standard | None |  |  | None |  | 0 |  | 0 | Com | Any | HVAC | SpaceCool | dxAC_equip | spltSEER | dxAC-Com-Split-lt45kBTUh-SEER-17.0 | HVAC-airAC | Commercial SEER-rated split Air Conditioners, 18-65 kBTU/h; pre-2001: SEER = 10 (EER = 8.52), one-speed fan, no Econo; post-2001: SEER = 13 (EER = 11.08), one-speed fan, no Econo; 2014: SEER = 14 (EER = 12.17), one-speed fan, no Econo | Commercial SEER-rated split Air Conditioners, Size Range: 18 - 45 kBTU/h, SEER = 14 (EER = 12.2), EIR = 0.239, Fan W/CFM = 0.29, one-speed fan, without Econo | Commercial SEER-rated split Air Conditioners, Size Range: 18 - 45 kBTU/h, SEER = 17 (EER = 13.3), EIR = 0.223, Fan W/CFM = 0.27, two-speed fan, without Econo |  | dxAC-Com-Split-lt45kBTUh-SEER-14.0 | dxAC-Com-Split-lt45kBTUh-SEER-17.0 | Available |  | 0 | 0 |  | ErRobNc | dxAC-Com-Split-lt45kBTUh-SEER-14.0 | HVAC-airAC |  | None | 2015-01-01 | 2017-06-30 | DEER |  |  |  |  | Standard |  | 1 | 1 | 0 | Deemed Ex Ante Team |  |  |  | Updated to indicate claim/filing status
834 | NE-HVAC-airAC-Split-lt45kBtuh-18p0seer | Commercial SEER-rated split Air Conditioners, Size Range: 18 - 45 kBTU/h, SEER = 18 (EER = 14), EIR = 0.209, Fan W/CFM = 0.27, two-speed fan, without Econo | DEER2017 | D17 v2 | 2020-11-24 16:30 | NE-HVAC-airAC-Split-lt45kBtuh-18p0seer | DEER | Standard | None |  |  | None |  | 0 |  | 0 | Com | Any | HVAC | SpaceCool | dxAC_equip | spltSEER | dxAC-Com-Split-lt45kBTUh-SEER-18.0 | HVAC-airAC | Commercial SEER-rated split Air Conditioners, 18-65 kBTU/h; pre-2001: SEER = 11.5, one-speed fan, no Econo; post-2001: SEER = 13 (EER = 11.08), one-speed fan, no Econo; 2014: SEER = 14 (EER = 12.17), one-speed fan, no Econo | Commercial SEER-rated split Air Conditioners, Size Range: 18 - 45 kBTU/h, SEER = 14 (EER = 12.2), EIR = 0.239, Fan W/CFM = 0.29, one-speed fan, without Econo | Commercial SEER-rated split Air Conditioners, Size Range: 18 - 45 kBTU/h, SEER = 18 (EER = 14), EIR = 0.209, Fan W/CFM = 0.27, two-speed fan, without Econo |  | dxAC-Com-Split-lt45kBTUh-SEER-14.0 | dxAC-Com-Split-lt45kBTUh-SEER-18.0 | Available |  | 0 | 0 | June 2017 DEER Update | ErRobNc | dxAC-Com-Split-lt45kBTUh-SEER-14.0 | HVAC-airAC |  | None | 2017-07-01 | 2019-12-31 | InEA_mod |  |  |  |  | Standard | Measure corrected and updated for DEER June 2017 Update including Baseline Adjustment; Measure expired due to DEER2020 update | 1 | 1 | 0 | Deemed Ex Ante Team |  | Measure corrected and updated for DEER June 2017 Update including Baseline Adjustment; Measure expired due to DEER2020 update |  | Updated to indicate claim/filing status
834 | NE-HVAC-airAC-Split-lt45kBtuh-18p0seer | Commercial SEER-rated split Air Conditioners, Size Range: 18 - 45 kBTU/h, SEER = 18 (EER = 14), EIR = 0.209, Fan W/CFM = 0.27, two-speed fan, without Econo | DEER2015 | D15 v1.0 | 2020-11-24 16:30 | NE-HVAC-airAC-Split-lt45kBtuh-18p0seer | DEER | Standard | None |  |  | None |  | 0 |  | 0 | Com | Any | HVAC | SpaceCool | dxAC_equip | spltSEER | dxAC-Com-Split-lt45kBTUh-SEER-18.0 | HVAC-airAC | Commercial SEER-rated split Air Conditioners, 18-65 kBTU/h; pre-2001: SEER = 10 (EER = 8.52), one-speed fan, no Econo; post-2001: SEER = 13 (EER = 11.08), one-speed fan, no Econo; 2014: SEER = 14 (EER = 12.17), one-speed fan, no Econo | Commercial SEER-rated split Air Conditioners, Size Range: 18 - 45 kBTU/h, SEER = 14 (EER = 12.2), EIR = 0.239, Fan W/CFM = 0.29, one-speed fan, without Econo | Commercial SEER-rated split Air Conditioners, Size Range: 18 - 45 kBTU/h, SEER = 18 (EER = 14), EIR = 0.209, Fan W/CFM = 0.27, two-speed fan, without Econo |  | dxAC-Com-Split-lt45kBTUh-SEER-14.0 | dxAC-Com-Split-lt45kBTUh-SEER-18.0 | Available |  | 0 | 0 |  | ErRobNc | dxAC-Com-Split-lt45kBTUh-SEER-14.0 | HVAC-airAC |  | None | 2015-01-01 | 2017-06-30 | DEER |  |  |  |  | Standard |  | 1 | 1 | 0 | Deemed Ex Ante Team |  |  |  | Updated to indicate claim/filing status
835 | NE-HVAC-airAC-Split-45to55kBtuh-15p0seer | Commercial SEER-rated split Air Conditioners, Size Range: 45 - 55 kBTU/h, SEER = 15 (EER = 12.8), EIR = 0.232, Fan W/CFM = 0.25, one-speed fan, without Econo | DEER2015 | D15 v1.0 | 2020-11-24 16:30 | NE-HVAC-airAC-Split-45to55kBtuh-15p0seer | DEER | Standard | None |  |  | None |  | 0 |  | 0 | Com | Any | HVAC | SpaceCool | dxAC_equip | spltSEER | dxAC-Com-Split-45to55kBTUh-SEER-15.0 | HVAC-airAC | Commercial SEER-rated split Air Conditioners, 18-65 kBTU/h; pre-2001: SEER = 10 (EER = 8.52), one-speed fan, no Econo; post-2001: SEER = 13 (EER = 11.08), one-speed fan, no Econo; 2014: SEER = 14 (EER = 11.82), one-speed fan, no Econo | Commercial SEER-rated split Air Conditioners, Size Range: 45 - 55 kBTU/h, SEER = 14 (EER = 11.8), EIR = 0.247, Fan W/CFM = 0.29, one-speed fan, without Econo | Commercial SEER-rated split Air Conditioners, Size Range: 45 - 55 kBTU/h, SEER = 15 (EER = 12.8), EIR = 0.232, Fan W/CFM = 0.25, one-speed fan, without Econo |  | dxAC-Com-Split-45to55kBTUh-SEER-14.0 | dxAC-Com-Split-45to55kBTUh-SEER-15.0 | Available |  | 0 | 0 |  | ErRobNc | dxAC-Com-Split-45to55kBTUh-SEER-14.0 | HVAC-airAC |  | None | 2015-01-01 | 2017-06-30 | DEER |  |  |  |  | Standard |  | 1 | 1 | 0 | Deemed Ex Ante Team |  |  |  | Updated to indicate claim/filing status
835 | NE-HVAC-airAC-Split-45to55kBtuh-15p0seer | Commercial SEER-rated split Air Conditioners, Size Range: 45 - 55 kBTU/h, SEER = 15 (EER = 12.8), EIR = 0.232, Fan W/CFM = 0.25, one-speed fan, without Econo | DEER2017 | D17 v2 | 2021-02-25 15:49 | NE-HVAC-airAC-Split-45to55kBtuh-15p0seer | DEER | Standard | None |  |  | None |  | 0 |  | 0 | Com | Any | HVAC | SpaceCool | dxAC_equip | spltSEER | dxAC-Com-Split-45to55kBTUh-SEER-15.0 | HVAC-airAC | Commercial SEER-rated split Air Conditioners, 18-65 kBTU/h; pre-2001: SEER = 11.5, one-speed fan, no Econo; post-2001: SEER = 13 (EER = 11.08), one-speed fan, no Econo; 2014: SEER = 14 (EER = 11.82), one-speed fan, no Econo | Commercial SEER-rated split Air Conditioners, Size Range: 45 - 55 kBTU/h, SEER = 14 (EER = 11.8), EIR = 0.247, Fan W/CFM = 0.29, one-speed fan, without Econo | Commercial SEER-rated split Air Conditioners, Size Range: 45 - 55 kBTU/h, SEER = 15 (EER = 12.8), EIR = 0.232, Fan W/CFM = 0.25, one-speed fan, without Econo |  | dxAC-Com-Split-45to55kBTUh-SEER-14.0 | dxAC-Com-Split-45to55kBTUh-SEER-15.0 | Available |  | 0 | 0 | June 2017 DEER Update | ErRobNc | dxAC-Com-Split-45to55kBTUh-SEER-14.0 | HVAC-airAC |  | None | 2017-07-01 | 2020-05-27 | InEA_mod |  |  |  |  | Standard | Measure corrected and updated for DEER June 2017 Update including Baseline Adjustment; Measure expired due to DEER2020 update | 1 | 1 | 0 | Deemed Ex Ante Team |  | Measure corrected and updated for DEER June 2017 Update including Baseline Adjustment; Measure expired due to DEER2020 update |  | Extended per Golden Rod Memo 2019-12-23
836 | NE-HVAC-airAC-Split-45to55kBtuh-16p0seer | Commercial SEER-rated split Air Conditioners, Size Range: 45 - 55 kBTU/h, SEER = 16 (EER = 12.5), EIR = 0.238, Fan W/CFM = 0.27, two-speed fan, without Econo | DEER2017 | D17 v2 | 2021-02-25 15:49 | NE-HVAC-airAC-Split-45to55kBtuh-16p0seer | DEER | Standard | None |  |  | None |  | 0 |  | 0 | Com | Any | HVAC | SpaceCool | dxAC_equip | spltSEER | dxAC-Com-Split-45to55kBTUh-SEER-16.0 | HVAC-airAC | Commercial SEER-rated split Air Conditioners, 18-65 kBTU/h; pre-2001: SEER = 11.5, one-speed fan, no Econo; post-2001: SEER = 13 (EER = 11.08), one-speed fan, no Econo; 2014: SEER = 14 (EER = 11.82), one-speed fan, no Econo | Commercial SEER-rated split Air Conditioners, Size Range: 45 - 55 kBTU/h, SEER = 14 (EER = 11.8), EIR = 0.247, Fan W/CFM = 0.29, one-speed fan, without Econo | Commercial SEER-rated split Air Conditioners, Size Range: 45 - 55 kBTU/h, SEER = 16 (EER = 12.5), EIR = 0.238, Fan W/CFM = 0.27, two-speed fan, without Econo |  | dxAC-Com-Split-45to55kBTUh-SEER-14.0 | dxAC-Com-Split-45to55kBTUh-SEER-16.0 | Available |  | 0 | 0 | June 2017 DEER Update | ErRobNc | dxAC-Com-Split-45to55kBTUh-SEER-14.0 | HVAC-airAC |  | None | 2017-07-01 | 2020-05-27 | InEA_mod |  |  |  |  | Standard | Measure corrected and updated for DEER June 2017 Update including Baseline Adjustment; Measure expired due to DEER2020 update | 1 | 1 | 0 | Deemed Ex Ante Team |  | Measure corrected and updated for DEER June 2017 Update including Baseline Adjustment; Measure expired due to DEER2020 update |  | Extended per Golden Rod Memo 2019-12-23
836 | NE-HVAC-airAC-Split-45to55kBtuh-16p0seer | Commercial SEER-rated split Air Conditioners, Size Range: 45 - 55 kBTU/h, SEER = 16 (EER = 12.5), EIR = 0.238, Fan W/CFM = 0.27, two-speed fan, without Econo | DEER2015 | D15 v1.0 | 2020-11-24 16:30 | NE-HVAC-airAC-Split-45to55kBtuh-16p0seer | DEER | Standard | None |  |  | None |  | 0 |  | 0 | Com | Any | HVAC | SpaceCool | dxAC_equip | spltSEER | dxAC-Com-Split-45to55kBTUh-SEER-16.0 | HVAC-airAC | Commercial SEER-rated split Air Conditioners, 18-65 kBTU/h; pre-2001: SEER = 10 (EER = 8.52), one-speed fan, no Econo; post-2001: SEER = 13 (EER = 11.08), one-speed fan, no Econo; 2014: SEER = 14 (EER = 11.82), one-speed fan, no Econo | Commercial SEER-rated split Air Conditioners, Size Range: 45 - 55 kBTU/h, SEER = 14 (EER = 11.8), EIR = 0.247, Fan W/CFM = 0.29, one-speed fan, without Econo | Commercial SEER-rated split Air Conditioners, Size Range: 45 - 55 kBTU/h, SEER = 16 (EER = 12.5), EIR = 0.238, Fan W/CFM = 0.27, two-speed fan, without Econo |  | dxAC-Com-Split-45to55kBTUh-SEER-14.0 | dxAC-Com-Split-45to55kBTUh-SEER-16.0 | Available |  | 0 | 0 |  | ErRobNc | dxAC-Com-Split-45to55kBTUh-SEER-14.0 | HVAC-airAC |  | None | 2015-01-01 | 2017-06-30 | DEER |  |  |  |  | Standard |  | 1 | 1 | 0 | Deemed Ex Ante Team |  |  |  | Updated to indicate claim/filing status
837 | NE-HVAC-airAC-Split-45to55kBtuh-17p0seer | Commercial SEER-rated split Air Conditioners, Size Range: 45 - 55 kBTU/h, SEER = 17 (EER = 13.3), EIR = 0.223, Fan W/CFM = 0.27, two-speed fan, without Econo | DEER2015 | D15 v1.0 | 2020-11-24 16:30 | NE-HVAC-airAC-Split-45to55kBtuh-17p0seer | DEER | Standard | None |  |  | None |  | 0 |  | 0 | Com | Any | HVAC | SpaceCool | dxAC_equip | spltSEER | dxAC-Com-Split-45to55kBTUh-SEER-17.0 | HVAC-airAC | Commercial SEER-rated split Air Conditioners, 18-65 kBTU/h; pre-2001: SEER = 10 (EER = 8.52), one-speed fan, no Econo; post-2001: SEER = 13 (EER = 11.08), one-speed fan, no Econo; 2014: SEER = 14 (EER = 11.82), one-speed fan, no Econo | Commercial SEER-rated split Air Conditioners, Size Range: 45 - 55 kBTU/h, SEER = 14 (EER = 11.8), EIR = 0.247, Fan W/CFM = 0.29, one-speed fan, without Econo | Commercial SEER-rated split Air Conditioners, Size Range: 45 - 55 kBTU/h, SEER = 17 (EER = 13.3), EIR = 0.223, Fan W/CFM = 0.27, two-speed fan, without Econo |  | dxAC-Com-Split-45to55kBTUh-SEER-14.0 | dxAC-Com-Split-45to55kBTUh-SEER-17.0 | Available |  | 0 | 0 |  | ErRobNc | dxAC-Com-Split-45to55kBTUh-SEER-14.0 | HVAC-airAC |  | None | 2015-01-01 | 2017-06-30 | DEER |  |  |  |  | Standard |  | 1 | 1 | 0 | Deemed Ex Ante Team |  |  |  | Updated to indicate claim/filing status
837 | NE-HVAC-airAC-Split-45to55kBtuh-17p0seer | Commercial SEER-rated split Air Conditioners, Size Range: 45 - 55 kBTU/h, SEER = 17 (EER = 13.3), EIR = 0.223, Fan W/CFM = 0.27, two-speed fan, without Econo | DEER2017 | D17 v2 | 2021-02-25 15:49 | NE-HVAC-airAC-Split-45to55kBtuh-17p0seer | DEER | Standard | None |  |  | None |  | 0 |  | 0 | Com | Any | HVAC | SpaceCool | dxAC_equip | spltSEER | dxAC-Com-Split-45to55kBTUh-SEER-17.0 | HVAC-airAC | Commercial SEER-rated split Air Conditioners, 18-65 kBTU/h; pre-2001: SEER = 11.5, one-speed fan, no Econo; post-2001: SEER = 13 (EER = 11.08), one-speed fan, no Econo; 2014: SEER = 14 (EER = 11.82), one-speed fan, no Econo | Commercial SEER-rated split Air Conditioners, Size Range: 45 - 55 kBTU/h, SEER = 14 (EER = 11.8), EIR = 0.247, Fan W/CFM = 0.29, one-speed fan, without Econo | Commercial SEER-rated split Air Conditioners, Size Range: 45 - 55 kBTU/h, SEER = 17 (EER = 13.3), EIR = 0.223, Fan W/CFM = 0.27, two-speed fan, without Econo |  | dxAC-Com-Split-45to55kBTUh-SEER-14.0 | dxAC-Com-Split-45to55kBTUh-SEER-17.0 | Available |  | 0 | 0 | June 2017 DEER Update | ErRobNc | dxAC-Com-Split-45to55kBTUh-SEER-14.0 | HVAC-airAC |  | None | 2017-07-01 | 2020-05-27 | InEA_mod |  |  |  |  | Standard | Measure corrected and updated for DEER June 2017 Update including Baseline Adjustment; Measure expired due to DEER2020 update | 1 | 1 | 0 | Deemed Ex Ante Team |  | Measure corrected and updated for DEER June 2017 Update including Baseline Adjustment; Measure expired due to DEER2020 update |  | Extended per Golden Rod Memo 2019-12-23
838 | NE-HVAC-airAC-Split-45to55kBtuh-18p0seer | Commercial SEER-rated split Air Conditioners, Size Range: 45 - 55 kBTU/h, SEER = 18 (EER = 14), EIR = 0.209, Fan W/CFM = 0.27, two-speed fan, without Econo | DEER2017 | D17 v2 | 2021-02-25 15:49 | NE-HVAC-airAC-Split-45to55kBtuh-18p0seer | DEER | Standard | None |  |  | None |  | 0 |  | 0 | Com | Any | HVAC | SpaceCool | dxAC_equip | spltSEER | dxAC-Com-Split-45to55kBTUh-SEER-18.0 | HVAC-airAC | Commercial SEER-rated split Air Conditioners, 18-65 kBTU/h; pre-2001: SEER = 11.5, one-speed fan, no Econo; post-2001: SEER = 13 (EER = 11.08), one-speed fan, no Econo; 2014: SEER = 14 (EER = 11.82), one-speed fan, no Econo | Commercial SEER-rated split Air Conditioners, Size Range: 45 - 55 kBTU/h, SEER = 14 (EER = 11.8), EIR = 0.247, Fan W/CFM = 0.29, one-speed fan, without Econo | Commercial SEER-rated split Air Conditioners, Size Range: 45 - 55 kBTU/h, SEER = 18 (EER = 14), EIR = 0.209, Fan W/CFM = 0.27, two-speed fan, without Econo |  | dxAC-Com-Split-45to55kBTUh-SEER-14.0 | dxAC-Com-Split-45to55kBTUh-SEER-18.0 | Available |  | 0 | 0 | June 2017 DEER Update | ErRobNc | dxAC-Com-Split-45to55kBTUh-SEER-14.0 | HVAC-airAC |  | None | 2017-07-01 | 2020-05-27 | InEA_mod |  |  |  |  | Standard | Measure corrected and updated for DEER June 2017 Update including Baseline Adjustment; Measure expired due to DEER2020 update | 1 | 1 | 0 | Deemed Ex Ante Team |  | Measure corrected and updated for DEER June 2017 Update including Baseline Adjustment; Measure expired due to DEER2020 update |  | Extended per Golden Rod Memo 2019-12-23
838 | NE-HVAC-airAC-Split-45to55kBtuh-18p0seer | Commercial SEER-rated split Air Conditioners, Size Range: 45 - 55 kBTU/h, SEER = 18 (EER = 14), EIR = 0.209, Fan W/CFM = 0.27, two-speed fan, without Econo | DEER2015 | D15 v1.0 | 2020-11-24 16:30 | NE-HVAC-airAC-Split-45to55kBtuh-18p0seer | DEER | Standard | None |  |  | None |  | 0 |  | 0 | Com | Any | HVAC | SpaceCool | dxAC_equip | spltSEER | dxAC-Com-Split-45to55kBTUh-SEER-18.0 | HVAC-airAC | Commercial SEER-rated split Air Conditioners, 18-65 kBTU/h; pre-2001: SEER = 10 (EER = 8.52), one-speed fan, no Econo; post-2001: SEER = 13 (EER = 11.08), one-speed fan, no Econo; 2014: SEER = 14 (EER = 11.82), one-speed fan, no Econo | Commercial SEER-rated split Air Conditioners, Size Range: 45 - 55 kBTU/h, SEER = 14 (EER = 11.8), EIR = 0.247, Fan W/CFM = 0.29, one-speed fan, without Econo | Commercial SEER-rated split Air Conditioners, Size Range: 45 - 55 kBTU/h, SEER = 18 (EER = 14), EIR = 0.209, Fan W/CFM = 0.27, two-speed fan, without Econo |  | dxAC-Com-Split-45to55kBTUh-SEER-14.0 | dxAC-Com-Split-45to55kBTUh-SEER-18.0 | Available |  | 0 | 0 |  | ErRobNc | dxAC-Com-Split-45to55kBTUh-SEER-14.0 | HVAC-airAC |  | None | 2015-01-01 | 2017-06-30 | DEER |  |  |  |  | Standard |  | 1 | 1 | 0 | Deemed Ex Ante Team |  |  |  | Updated to indicate claim/filing status
839 | NE-HVAC-airAC-Split-55to65kBtuh-15p0seer | Commercial SEER-rated split Air Conditioners, Size Range: 55 - 65 kBTU/h, SEER = 15 (EER = 12.6), EIR = 0.236, Fan W/CFM = 0.25, two-speed fan, with Econo (Pre-existing vintages do not include Economizer) | DEER2015 | D15 v1.0 | 2020-11-24 16:30 | NE-HVAC-airAC-Split-55to65kBtuh-15p0seer | DEER | Standard | None |  |  | None |  | 0 |  | 0 | Com | Any | HVAC | SpaceCool | dxAC_equip | spltSEER | dxAC-Com-Split-55to65kBTUh-SEER-15.0 | HVAC-airAC | Commercial SEER-rated split Air Conditioners, 18-65 kBTU/h; pre-2001: SEER = 10 (EER = 8.52), one-speed fan, no Econo; post-2001: SEER = 13 (EER = 11.08), one-speed fan, no Econo; 2014: SEER = 14 (EER = 11.75), two-speed fan, w/Econo | Commercial SEER-rated split Air Conditioners, Size Range: 55 - 65 kBTU/h, SEER = 14 (EER = 11.7), EIR = 0.249, Fan W/CFM = 0.29, two-speed fan, with Econo | Commercial SEER-rated split Air Conditioners, Size Range: 55 - 65 kBTU/h, SEER = 15 (EER = 12.6), EIR = 0.236, Fan W/CFM = 0.25, two-speed fan, with Econo |  | dxAC-Com-Split-55to65kBTUh-SEER-14.0 | dxAC-Com-Split-55to65kBTUh-SEER-15.0 | Available |  | 0 | 0 |  | ErRobNc | dxAC-Com-Split-55to65kBTUh-SEER-14.0 | HVAC-airAC |  | None | 2015-01-01 | 2017-06-30 | DEER |  |  |  |  | Standard |  | 1 | 1 | 0 | Deemed Ex Ante Team |  |  |  | Updated to indicate claim/filing status
839 | NE-HVAC-airAC-Split-55to65kBtuh-15p0seer | Commercial SEER-rated split Air Conditioners, Size Range: 55 - 65 kBTU/h, SEER = 15 (EER = 12.6), EIR = 0.236, Fan W/CFM = 0.25, two-speed fan, with Econo (Pre-existing vintages do not include Economizer) | DEER2017 | D17 v2 | 2021-02-25 15:49 | NE-HVAC-airAC-Split-55to65kBtuh-15p0seer | DEER | Standard | None |  |  | None |  | 0 |  | 0 | Com | Any | HVAC | SpaceCool | dxAC_equip | spltSEER | dxAC-Com-Split-55to65kBTUh-SEER-15.0 | HVAC-airAC | Commercial SEER-rated split Air Conditioners, 18-65 kBTU/h; pre-2001: SEER = 11.5, one-speed fan, no Econo; post-2001: SEER = 13 (EER = 11.08), one-speed fan, no Econo; 2014: SEER = 14 (EER = 11.75), two-speed fan, w/Econo | Commercial SEER-rated split Air Conditioners, Size Range: 55 - 65 kBTU/h, SEER = 14 (EER = 11.7), EIR = 0.249, Fan W/CFM = 0.29, two-speed fan, with Econo | Commercial SEER-rated split Air Conditioners, Size Range: 55 - 65 kBTU/h, SEER = 15 (EER = 12.6), EIR = 0.236, Fan W/CFM = 0.25, two-speed fan, with Econo |  | dxAC-Com-Split-55to65kBTUh-SEER-14.0 | dxAC-Com-Split-55to65kBTUh-SEER-15.0 | Available |  | 0 | 0 | June 2017 DEER Update | ErRobNc | dxAC-Com-Split-55to65kBTUh-SEER-14.0 | HVAC-airAC |  | None | 2017-07-01 | 2020-05-27 | InEA_mod |  |  |  |  | Standard | Measure corrected and updated for DEER June 2017 Update including Baseline Adjustment; Measure expired due to DEER2020 update | 1 | 1 | 0 | Deemed Ex Ante Team |  | Measure corrected and updated for DEER June 2017 Update including Baseline Adjustment; Measure expired due to DEER2020 update |  | Extended per Golden Rod Memo 2019-12-23
840 | NE-HVAC-airAC-Split-55to65kBtuh-16p0seer | Commercial SEER-rated split Air Conditioners, Size Range: 55 - 65 kBTU/h, SEER = 16 (EER = 12.5), EIR = 0.238, Fan W/CFM = 0.27, two-speed fan, with Econo (Pre-existing vintages do not include Economizer) | DEER2017 | D17 v2 | 2021-02-25 15:49 | NE-HVAC-airAC-Split-55to65kBtuh-16p0seer | DEER | Standard | None |  |  | None |  | 0 |  | 0 | Com | Any | HVAC | SpaceCool | dxAC_equip | spltSEER | dxAC-Com-Split-55to65kBTUh-SEER-16.0 | HVAC-airAC | Commercial SEER-rated split Air Conditioners, 18-65 kBTU/h; pre-2001: SEER = 11.5, one-speed fan, no Econo; post-2001: SEER = 13 (EER = 11.08), one-speed fan, no Econo; 2014: SEER = 14 (EER = 11.75), two-speed fan, w/Econo | Commercial SEER-rated split Air Conditioners, Size Range: 55 - 65 kBTU/h, SEER = 14 (EER = 11.7), EIR = 0.249, Fan W/CFM = 0.29, two-speed fan, with Econo | Commercial SEER-rated split Air Conditioners, Size Range: 55 - 65 kBTU/h, SEER = 16 (EER = 12.5), EIR = 0.238, Fan W/CFM = 0.27, two-speed fan, with Econo |  | dxAC-Com-Split-55to65kBTUh-SEER-14.0 | dxAC-Com-Split-55to65kBTUh-SEER-16.0 | Available |  | 0 | 0 | June 2017 DEER Update | ErRobNc | dxAC-Com-Split-55to65kBTUh-SEER-14.0 | HVAC-airAC |  | None | 2017-07-01 | 2020-05-27 | InEA_mod |  |  |  |  | Standard | Measure corrected and updated for DEER June 2017 Update including Baseline Adjustment; Measure expired due to DEER2020 update | 1 | 1 | 0 | Deemed Ex Ante Team |  | Measure corrected and updated for DEER June 2017 Update including Baseline Adjustment; Measure expired due to DEER2020 update |  | Extended per Golden Rod Memo 2019-12-23
840 | NE-HVAC-airAC-Split-55to65kBtuh-16p0seer | Commercial SEER-rated split Air Conditioners, Size Range: 55 - 65 kBTU/h, SEER = 16 (EER = 12.5), EIR = 0.238, Fan W/CFM = 0.27, two-speed fan, with Econo (Pre-existing vintages do not include Economizer) | DEER2015 | D15 v1.0 | 2020-11-24 16:30 | NE-HVAC-airAC-Split-55to65kBtuh-16p0seer | DEER | Standard | None |  |  | None |  | 0 |  | 0 | Com | Any | HVAC | SpaceCool | dxAC_equip | spltSEER | dxAC-Com-Split-55to65kBTUh-SEER-16.0 | HVAC-airAC | Commercial SEER-rated split Air Conditioners, 18-65 kBTU/h; pre-2001: SEER = 10 (EER = 8.52), one-speed fan, no Econo; post-2001: SEER = 13 (EER = 11.08), one-speed fan, no Econo; 2014: SEER = 14 (EER = 11.75), two-speed fan, w/Econo | Commercial SEER-rated split Air Conditioners, Size Range: 55 - 65 kBTU/h, SEER = 14 (EER = 11.7), EIR = 0.249, Fan W/CFM = 0.29, two-speed fan, with Econo | Commercial SEER-rated split Air Conditioners, Size Range: 55 - 65 kBTU/h, SEER = 16 (EER = 12.5), EIR = 0.238, Fan W/CFM = 0.27, two-speed fan, with Econo |  | dxAC-Com-Split-55to65kBTUh-SEER-14.0 | dxAC-Com-Split-55to65kBTUh-SEER-16.0 | Available |  | 0 | 0 |  | ErRobNc | dxAC-Com-Split-55to65kBTUh-SEER-14.0 | HVAC-airAC |  | None | 2015-01-01 | 2017-06-30 | DEER |  |  |  |  | Standard |  | 1 | 1 | 0 | Deemed Ex Ante Team |  |  |  | Updated to indicate claim/filing status
841 | NE-HVAC-airAC-Split-55to65kBtuh-17p0seer | Commercial SEER-rated split Air Conditioners, Size Range: 55 - 65 kBTU/h, SEER = 17 (EER = 13.3), EIR = 0.223, Fan W/CFM = 0.27, two-speed fan, with Econo (Pre-existing vintages do not include Economizer) | DEER2015 | D15 v1.0 | 2020-11-24 16:30 | NE-HVAC-airAC-Split-55to65kBtuh-17p0seer | DEER | Standard | None |  |  | None |  | 0 |  | 0 | Com | Any | HVAC | SpaceCool | dxAC_equip | spltSEER | dxAC-Com-Split-55to65kBTUh-SEER-17.0 | HVAC-airAC | Commercial SEER-rated split Air Conditioners, 18-65 kBTU/h; pre-2001: SEER = 10 (EER = 8.52), one-speed fan, no Econo; post-2001: SEER = 13 (EER = 11.08), one-speed fan, no Econo; 2014: SEER = 14 (EER = 11.75), two-speed fan, w/Econo | Commercial SEER-rated split Air Conditioners, Size Range: 55 - 65 kBTU/h, SEER = 14 (EER = 11.7), EIR = 0.249, Fan W/CFM = 0.29, two-speed fan, with Econo | Commercial SEER-rated split Air Conditioners, Size Range: 55 - 65 kBTU/h, SEER = 17 (EER = 13.3), EIR = 0.223, Fan W/CFM = 0.27, two-speed fan, with Econo |  | dxAC-Com-Split-55to65kBTUh-SEER-14.0 | dxAC-Com-Split-55to65kBTUh-SEER-17.0 | Available |  | 0 | 0 |  | ErRobNc | dxAC-Com-Split-55to65kBTUh-SEER-14.0 | HVAC-airAC |  | None | 2015-01-01 | 2017-06-30 | DEER |  |  |  |  | Standard |  | 1 | 1 | 0 | Deemed Ex Ante Team |  |  |  | Updated to indicate claim/filing status
841 | NE-HVAC-airAC-Split-55to65kBtuh-17p0seer | Commercial SEER-rated split Air Conditioners, Size Range: 55 - 65 kBTU/h, SEER = 17 (EER = 13.3), EIR = 0.223, Fan W/CFM = 0.27, two-speed fan, with Econo (Pre-existing vintages do not include Economizer) | DEER2017 | D17 v2 | 2021-02-25 15:49 | NE-HVAC-airAC-Split-55to65kBtuh-17p0seer | DEER | Standard | None |  |  | None |  | 0 |  | 0 | Com | Any | HVAC | SpaceCool | dxAC_equip | spltSEER | dxAC-Com-Split-55to65kBTUh-SEER-17.0 | HVAC-airAC | Commercial SEER-rated split Air Conditioners, 18-65 kBTU/h; pre-2001: SEER = 11.5, one-speed fan, no Econo; post-2001: SEER = 13 (EER = 11.08), one-speed fan, no Econo; 2014: SEER = 14 (EER = 11.75), two-speed fan, w/Econo | Commercial SEER-rated split Air Conditioners, Size Range: 55 - 65 kBTU/h, SEER = 14 (EER = 11.7), EIR = 0.249, Fan W/CFM = 0.29, two-speed fan, with Econo | Commercial SEER-rated split Air Conditioners, Size Range: 55 - 65 kBTU/h, SEER = 17 (EER = 13.3), EIR = 0.223, Fan W/CFM = 0.27, two-speed fan, with Econo |  | dxAC-Com-Split-55to65kBTUh-SEER-14.0 | dxAC-Com-Split-55to65kBTUh-SEER-17.0 | Available |  | 0 | 0 | June 2017 DEER Update | ErRobNc | dxAC-Com-Split-55to65kBTUh-SEER-14.0 | HVAC-airAC |  | None | 2017-07-01 | 2020-05-27 | InEA_mod |  |  |  |  | Standard | Measure corrected and updated for DEER June 2017 Update including Baseline Adjustment; Measure expired due to DEER2020 update | 1 | 1 | 0 | Deemed Ex Ante Team |  | Measure corrected and updated for DEER June 2017 Update including Baseline Adjustment; Measure expired due to DEER2020 update |  | Extended per Golden Rod Memo 2019-12-23
842 | NE-HVAC-airAC-Split-55to65kBtuh-18p0seer | Commercial SEER-rated split Air Conditioners, Size Range: 55 - 65 kBTU/h, SEER = 18 (EER = 14), EIR = 0.209, Fan W/CFM = 0.27, two-speed fan, with Econo (Pre-existing vintages do not include Economizer) | DEER2017 | D17 v2 | 2021-02-25 15:49 | NE-HVAC-airAC-Split-55to65kBtuh-18p0seer | DEER | Standard | None |  |  | None |  | 0 |  | 0 | Com | Any | HVAC | SpaceCool | dxAC_equip | spltSEER | dxAC-Com-Split-55to65kBTUh-SEER-18.0 | HVAC-airAC | Commercial SEER-rated split Air Conditioners, 18-65 kBTU/h; pre-2001: SEER = 11.5, one-speed fan, no Econo; post-2001: SEER = 13 (EER = 11.08), one-speed fan, no Econo; 2014: SEER = 14 (EER = 11.75), two-speed fan, w/Econo | Commercial SEER-rated split Air Conditioners, Size Range: 55 - 65 kBTU/h, SEER = 14 (EER = 11.7), EIR = 0.249, Fan W/CFM = 0.29, two-speed fan, with Econo | Commercial SEER-rated split Air Conditioners, Size Range: 55 - 65 kBTU/h, SEER = 18 (EER = 14), EIR = 0.209, Fan W/CFM = 0.27, two-speed fan, with Econo |  | dxAC-Com-Split-55to65kBTUh-SEER-14.0 | dxAC-Com-Split-55to65kBTUh-SEER-18.0 | Available |  | 0 | 0 | June 2017 DEER Update | ErRobNc | dxAC-Com-Split-55to65kBTUh-SEER-14.0 | HVAC-airAC |  | None | 2017-07-01 | 2020-05-27 | InEA_mod |  |  |  |  | Standard | Measure corrected and updated for DEER June 2017 Update including Baseline Adjustment; Measure expired due to DEER2020 update | 1 | 1 | 0 | Deemed Ex Ante Team |  | Measure corrected and updated for DEER June 2017 Update including Baseline Adjustment; Measure expired due to DEER2020 update |  | Extended per Golden Rod Memo 2019-12-23
842 | NE-HVAC-airAC-Split-55to65kBtuh-18p0seer | Commercial SEER-rated split Air Conditioners, Size Range: 55 - 65 kBTU/h, SEER = 18 (EER = 14), EIR = 0.209, Fan W/CFM = 0.27, two-speed fan, with Econo (Pre-existing vintages do not include Economizer) | DEER2015 | D15 v1.0 | 2020-11-24 16:30 | NE-HVAC-airAC-Split-55to65kBtuh-18p0seer | DEER | Standard | None |  |  | None |  | 0 |  | 0 | Com | Any | HVAC | SpaceCool | dxAC_equip | spltSEER | dxAC-Com-Split-55to65kBTUh-SEER-18.0 | HVAC-airAC | Commercial SEER-rated split Air Conditioners, 18-65 kBTU/h; pre-2001: SEER = 10 (EER = 8.52), one-speed fan, no Econo; post-2001: SEER = 13 (EER = 11.08), one-speed fan, no Econo; 2014: SEER = 14 (EER = 11.75), two-speed fan, w/Econo | Commercial SEER-rated split Air Conditioners, Size Range: 55 - 65 kBTU/h, SEER = 14 (EER = 11.7), EIR = 0.249, Fan W/CFM = 0.29, two-speed fan, with Econo | Commercial SEER-rated split Air Conditioners, Size Range: 55 - 65 kBTU/h, SEER = 18 (EER = 14), EIR = 0.209, Fan W/CFM = 0.27, two-speed fan, with Econo |  | dxAC-Com-Split-55to65kBTUh-SEER-14.0 | dxAC-Com-Split-55to65kBTUh-SEER-18.0 | Available |  | 0 | 0 |  | ErRobNc | dxAC-Com-Split-55to65kBTUh-SEER-14.0 | HVAC-airAC |  | None | 2015-01-01 | 2017-06-30 | DEER |  |  |  |  | Standard |  | 1 | 1 | 0 | Deemed Ex Ante Team |  |  |  | Updated to indicate claim/filing status
842 | R-InCmn-CFLscw(11)-dWP6 | Residential Indoor Common-Area Lighting: CFL Lamp with integated Ballast replaces pre-existing standard lighting Wattage. Measure includes Code case. Impacts: HOU = 6142; CDF = 0.70 | ExAnte2017 | Disposition | 2020-11-24 16:30 | Res-Iltg-Cmn-dWatt-CFL | NonDEER | Scaled | BaseRatio | 0 | 0 | None |  | 0 |  | 1 | Res | Any | Lighting | InCommon | Ltg_Lamp | CFLint_lamp | CFLscw(11w) | ILtg-CFL-ResCmn | Res interior non-refl CFL base case, Total Watts = 1.56 x Msr Watts | Res interior non-refl CFL base case, Total Watts = 1.56 x Msr Watts | CFL Lamp: Non-Reflector, 420 initial lumens, 11 Watts | CFLratio0156 | CFLratio0156 | CFLscw(11w) | Available |  |  |  | 2017ScrewInLampDisposition | ErRobNc |  |  |  | 2017Dispo-Res-InLtg-Cmn | 2017-07-01 | 2018-06-30 | InEA_modVal |  |  |  |  | Standard | Remove expiry date per Commission Staff direction 2018ScrewInLampSavignsMethods-11Dec2017.pdf | 1 | 1 | 0 | Deemed Ex Ante Team |  | Remove expiry date per Commission Staff direction 2018ScrewInLampSavignsMethods-11Dec2017.pdf |  | Updated to indicate claim/filing status
843 | NE-HVAC-airAC-Split-55to65kBtuh-15p0seer-wPreEcono | Commercial SEER-rated split Air Conditioners, Size Range: 55 - 65 kBTU/h, SEER = 15 (EER = 12.6), EIR = 0.236, Fan W/CFM = 0.25, two-speed fan, with Econo (Pre-existing vintages include Economizer) | DEER2017 | D17 v2 | 2021-02-25 15:49 | NE-HVAC-airAC-Split-55to65kBtuh-15p0seer-wPreEcono | DEER | Standard | None |  |  | None |  | 0 |  | 0 | Com | Any | HVAC | SpaceCool | dxAC_equip | spltSEER | dxAC-Com-Split-55to65kBTUh-SEER-15.0 | HVAC-airAC | Commercial SEER-rated split Air Conditioners, 18-65 kBTU/h; pre-2001: SEER = 11.5, one-speed fan, w/Econo; post-2001: SEER = 13 (EER = 11.08), one-speed fan, w/Econo; 2014: SEER = 14 (EER = 11.75), two-speed fan, w/Econo | Commercial SEER-rated split Air Conditioners, Size Range: 55 - 65 kBTU/h, SEER = 14 (EER = 11.7), EIR = 0.249, Fan W/CFM = 0.29, two-speed fan, with Econo | Commercial SEER-rated split Air Conditioners, Size Range: 55 - 65 kBTU/h, SEER = 15 (EER = 12.6), EIR = 0.236, Fan W/CFM = 0.25, two-speed fan, with Econo |  | dxAC-Com-Split-55to65kBTUh-SEER-14.0 | dxAC-Com-Split-55to65kBTUh-SEER-15.0 | Available |  | 0 | 0 | June 2017 DEER Update | ErRobNc | dxAC-Com-Split-55to65kBTUh-SEER-14.0 | HVAC-airAC |  | None | 2017-07-01 | 2020-05-27 | InEA_mod |  |  |  |  | Standard | Measure corrected and updated for DEER June 2017 Update including Baseline Adjustment; Measure expired due to DEER2020 update | 1 | 1 | 0 | Deemed Ex Ante Team |  | Measure corrected and updated for DEER June 2017 Update including Baseline Adjustment; Measure expired due to DEER2020 update |  | Extended per Golden Rod Memo 2019-12-23
843 | NE-HVAC-airAC-Split-55to65kBtuh-15p0seer-wPreEcono | Commercial SEER-rated split Air Conditioners, Size Range: 55 - 65 kBTU/h, SEER = 15 (EER = 12.6), EIR = 0.236, Fan W/CFM = 0.25, two-speed fan, with Econo (Pre-existing vintages include Economizer) | DEER2015 | D15 v1.0 | 2020-11-24 16:30 | NE-HVAC-airAC-Split-55to65kBtuh-15p0seer-wPreEcono | DEER | Standard | None |  |  | None |  | 0 |  | 0 | Com | Any | HVAC | SpaceCool | dxAC_equip | spltSEER | dxAC-Com-Split-55to65kBTUh-SEER-15.0 | HVAC-airAC | Commercial SEER-rated split Air Conditioners, 18-65 kBTU/h; pre-2001: SEER = 10 (EER = 8.52), one-speed fan, w/Econo; post-2001: SEER = 13 (EER = 11.08), one-speed fan, w/Econo; 2014: SEER = 14 (EER = 11.75), two-speed fan, w/Econo | Commercial SEER-rated split Air Conditioners, Size Range: 55 - 65 kBTU/h, SEER = 14 (EER = 11.7), EIR = 0.249, Fan W/CFM = 0.29, two-speed fan, with Econo | Commercial SEER-rated split Air Conditioners, Size Range: 55 - 65 kBTU/h, SEER = 15 (EER = 12.6), EIR = 0.236, Fan W/CFM = 0.25, two-speed fan, with Econo |  | dxAC-Com-Split-55to65kBTUh-SEER-14.0 | dxAC-Com-Split-55to65kBTUh-SEER-15.0 | Available |  | 0 | 0 |  | ErRobNc | dxAC-Com-Split-55to65kBTUh-SEER-14.0 | HVAC-airAC |  | None | 2015-01-01 | 2017-06-30 | DEER |  |  |  |  | Standard |  | 1 | 1 | 0 | Deemed Ex Ante Team |  |  |  | Updated to indicate claim/filing status
843 | R-InCmn-CFLscw(13)-dWP7 | Residential Indoor Common-Area Lighting: CFL Lamp with integated Ballast replaces pre-existing standard lighting Wattage. Measure includes Code case. Impacts: HOU = 6142; CDF = 0.70 | ExAnte2017 | Disposition | 2020-11-24 16:30 | Res-Iltg-Cmn-dWatt-CFL | NonDEER | Scaled | BaseRatio | 0 | 0 | None |  | 0 |  | 1 | Res | Any | Lighting | InCommon | Ltg_Lamp | CFLint_lamp | CFLscw(13w) | ILtg-CFL-ResCmn | Res interior non-refl CFL base case, Total Watts = 1.56 x Msr Watts | Res interior non-refl CFL base case, Total Watts = 1.56 x Msr Watts | CFL Lamp: Non-Reflector, 660 initial lumens, 13 Watts | CFLratio0156 | CFLratio0156 | CFLscw(13w) | Available |  |  |  | 2017ScrewInLampDisposition | ErRobNc |  |  |  | 2017Dispo-Res-InLtg-Cmn | 2017-07-01 | 2018-06-30 | InEA_modVal |  |  |  |  | Standard | Remove expiry date per Commission Staff direction 2018ScrewInLampSavignsMethods-11Dec2017.pdf | 1 | 1 | 0 | Deemed Ex Ante Team |  | Remove expiry date per Commission Staff direction 2018ScrewInLampSavignsMethods-11Dec2017.pdf |  | Updated to indicate claim/filing status
844 | NE-HVAC-airAC-Split-55to65kBtuh-16p0seer-wPreEcono | Commercial SEER-rated split Air Conditioners, Size Range: 55 - 65 kBTU/h, SEER = 16 (EER = 12.5), EIR = 0.238, Fan W/CFM = 0.27, two-speed fan, with Econo (Pre-existing vintages include Economizer) | DEER2017 | D17 v2 | 2021-02-25 15:49 | NE-HVAC-airAC-Split-55to65kBtuh-16p0seer-wPreEcono | DEER | Standard | None |  |  | None |  | 0 |  | 0 | Com | Any | HVAC | SpaceCool | dxAC_equip | spltSEER | dxAC-Com-Split-55to65kBTUh-SEER-16.0 | HVAC-airAC | Commercial SEER-rated split Air Conditioners, 18-65 kBTU/h; pre-2001: SEER = 11.5, one-speed fan, w/Econo; post-2001: SEER = 13 (EER = 11.08), one-speed fan, w/Econo; 2014: SEER = 14 (EER = 11.75), two-speed fan, w/Econo | Commercial SEER-rated split Air Conditioners, Size Range: 55 - 65 kBTU/h, SEER = 14 (EER = 11.7), EIR = 0.249, Fan W/CFM = 0.29, two-speed fan, with Econo | Commercial SEER-rated split Air Conditioners, Size Range: 55 - 65 kBTU/h, SEER = 16 (EER = 12.5), EIR = 0.238, Fan W/CFM = 0.27, two-speed fan, with Econo |  | dxAC-Com-Split-55to65kBTUh-SEER-14.0 | dxAC-Com-Split-55to65kBTUh-SEER-16.0 | Available |  | 0 | 0 | June 2017 DEER Update | ErRobNc | dxAC-Com-Split-55to65kBTUh-SEER-14.0 | HVAC-airAC |  | None | 2017-07-01 | 2020-05-27 | InEA_mod |  |  |  |  | Standard | Measure corrected and updated for DEER June 2017 Update including Baseline Adjustment; Measure expired due to DEER2020 update | 1 | 1 | 0 | Deemed Ex Ante Team |  | Measure corrected and updated for DEER June 2017 Update including Baseline Adjustment; Measure expired due to DEER2020 update |  | Extended per Golden Rod Memo 2019-12-23
844 | NE-HVAC-airAC-Split-55to65kBtuh-16p0seer-wPreEcono | Commercial SEER-rated split Air Conditioners, Size Range: 55 - 65 kBTU/h, SEER = 16 (EER = 12.5), EIR = 0.238, Fan W/CFM = 0.27, two-speed fan, with Econo (Pre-existing vintages include Economizer) | DEER2015 | D15 v1.0 | 2020-11-24 16:30 | NE-HVAC-airAC-Split-55to65kBtuh-16p0seer-wPreEcono | DEER | Standard | None |  |  | None |  | 0 |  | 0 | Com | Any | HVAC | SpaceCool | dxAC_equip | spltSEER | dxAC-Com-Split-55to65kBTUh-SEER-16.0 | HVAC-airAC | Commercial SEER-rated split Air Conditioners, 18-65 kBTU/h; pre-2001: SEER = 10 (EER = 8.52), one-speed fan, w/Econo; post-2001: SEER = 13 (EER = 11.08), one-speed fan, w/Econo; 2014: SEER = 14 (EER = 11.75), two-speed fan, w/Econo | Commercial SEER-rated split Air Conditioners, Size Range: 55 - 65 kBTU/h, SEER = 14 (EER = 11.7), EIR = 0.249, Fan W/CFM = 0.29, two-speed fan, with Econo | Commercial SEER-rated split Air Conditioners, Size Range: 55 - 65 kBTU/h, SEER = 16 (EER = 12.5), EIR = 0.238, Fan W/CFM = 0.27, two-speed fan, with Econo |  | dxAC-Com-Split-55to65kBTUh-SEER-14.0 | dxAC-Com-Split-55to65kBTUh-SEER-16.0 | Available |  | 0 | 0 |  | ErRobNc | dxAC-Com-Split-55to65kBTUh-SEER-14.0 | HVAC-airAC |  | None | 2015-01-01 | 2017-06-30 | DEER |  |  |  |  | Standard |  | 1 | 1 | 0 | Deemed Ex Ante Team |  |  |  | Updated to indicate claim/filing status
844 | R-InCmn-CFLscw(14)-dWP8 | Residential Indoor Common-Area Lighting: CFL Lamp with integated Ballast replaces pre-existing standard lighting Wattage. Measure includes Code case. Impacts: HOU = 6142; CDF = 0.70 | ExAnte2017 | Disposition | 2020-11-24 16:30 | Res-Iltg-Cmn-dWatt-CFL | NonDEER | Scaled | BaseRatio | 0 | 0 | None |  | 0 |  | 1 | Res | Any | Lighting | InCommon | Ltg_Lamp | CFLint_lamp | CFLscw(14w) | ILtg-CFL-ResCmn | Res interior non-refl CFL base case, Total Watts = 1.56 x Msr Watts | Res interior non-refl CFL base case, Total Watts = 1.56 x Msr Watts | CFL Lamp: Non-Reflector, 713 initial lumens, 14 Watts | CFLratio0156 | CFLratio0156 | CFLscw(14w) | Available |  |  |  | 2017ScrewInLampDisposition | ErRobNc |  |  |  | 2017Dispo-Res-InLtg-Cmn | 2017-07-01 | 2018-06-30 | InEA_modVal |  |  |  |  | Standard | Remove expiry date per Commission Staff direction 2018ScrewInLampSavignsMethods-11Dec2017.pdf | 1 | 1 | 0 | Deemed Ex Ante Team |  | Remove expiry date per Commission Staff direction 2018ScrewInLampSavignsMethods-11Dec2017.pdf |  | Updated to indicate claim/filing status
845 | NE-HVAC-airAC-Split-55to65kBtuh-17p0seer-wPreEcono | Commercial SEER-rated split Air Conditioners, Size Range: 55 - 65 kBTU/h, SEER = 17 (EER = 13.3), EIR = 0.223, Fan W/CFM = 0.27, two-speed fan, with Econo (Pre-existing vintages include Economizer) | DEER2017 | D17 v2 | 2021-02-25 15:49 | NE-HVAC-airAC-Split-55to65kBtuh-17p0seer-wPreEcono | DEER | Standard | None |  |  | None |  | 0 |  | 0 | Com | Any | HVAC | SpaceCool | dxAC_equip | spltSEER | dxAC-Com-Split-55to65kBTUh-SEER-17.0 | HVAC-airAC | Commercial SEER-rated split Air Conditioners, 18-65 kBTU/h; pre-2001: SEER = 11.5, one-speed fan, w/Econo; post-2001: SEER = 13 (EER = 11.08), one-speed fan, w/Econo; 2014: SEER = 14 (EER = 11.75), two-speed fan, w/Econo | Commercial SEER-rated split Air Conditioners, Size Range: 55 - 65 kBTU/h, SEER = 14 (EER = 11.7), EIR = 0.249, Fan W/CFM = 0.29, two-speed fan, with Econo | Commercial SEER-rated split Air Conditioners, Size Range: 55 - 65 kBTU/h, SEER = 17 (EER = 13.3), EIR = 0.223, Fan W/CFM = 0.27, two-speed fan, with Econo |  | dxAC-Com-Split-55to65kBTUh-SEER-14.0 | dxAC-Com-Split-55to65kBTUh-SEER-17.0 | Available |  | 0 | 0 | June 2017 DEER Update | ErRobNc | dxAC-Com-Split-55to65kBTUh-SEER-14.0 | HVAC-airAC |  | None | 2017-07-01 | 2020-05-27 | InEA_mod |  |  |  |  | Standard | Measure corrected and updated for DEER June 2017 Update including Baseline Adjustment; Measure expired due to DEER2020 update | 1 | 1 | 0 | Deemed Ex Ante Team |  | Measure corrected and updated for DEER June 2017 Update including Baseline Adjustment; Measure expired due to DEER2020 update |  | Extended per Golden Rod Memo 2019-12-23
845 | NE-HVAC-airAC-Split-55to65kBtuh-17p0seer-wPreEcono | Commercial SEER-rated split Air Conditioners, Size Range: 55 - 65 kBTU/h, SEER = 17 (EER = 13.3), EIR = 0.223, Fan W/CFM = 0.27, two-speed fan, with Econo (Pre-existing vintages include Economizer) | DEER2015 | D15 v1.0 | 2020-11-24 16:30 | NE-HVAC-airAC-Split-55to65kBtuh-17p0seer-wPreEcono | DEER | Standard | None |  |  | None |  | 0 |  | 0 | Com | Any | HVAC | SpaceCool | dxAC_equip | spltSEER | dxAC-Com-Split-55to65kBTUh-SEER-17.0 | HVAC-airAC | Commercial SEER-rated split Air Conditioners, 18-65 kBTU/h; pre-2001: SEER = 10 (EER = 8.52), one-speed fan, w/Econo; post-2001: SEER = 13 (EER = 11.08), one-speed fan, w/Econo; 2014: SEER = 14 (EER = 11.75), two-speed fan, w/Econo | Commercial SEER-rated split Air Conditioners, Size Range: 55 - 65 kBTU/h, SEER = 14 (EER = 11.7), EIR = 0.249, Fan W/CFM = 0.29, two-speed fan, with Econo | Commercial SEER-rated split Air Conditioners, Size Range: 55 - 65 kBTU/h, SEER = 17 (EER = 13.3), EIR = 0.223, Fan W/CFM = 0.27, two-speed fan, with Econo |  | dxAC-Com-Split-55to65kBTUh-SEER-14.0 | dxAC-Com-Split-55to65kBTUh-SEER-17.0 | Available |  | 0 | 0 |  | ErRobNc | dxAC-Com-Split-55to65kBTUh-SEER-14.0 | HVAC-airAC |  | None | 2015-01-01 | 2017-06-30 | DEER |  |  |  |  | Standard |  | 1 | 1 | 0 | Deemed Ex Ante Team |  |  |  | Updated to indicate claim/filing status
845 | R-InCmn-CFLscw(15)-dWP8 | Residential Indoor Common-Area Lighting: CFL Lamp with integated Ballast replaces pre-existing standard lighting Wattage. Measure includes Code case. Impacts: HOU = 6142; CDF = 0.70 | ExAnte2017 | Disposition | 2020-11-24 16:30 | Res-Iltg-Cmn-dWatt-CFL | NonDEER | Scaled | BaseRatio | 0 | 0 | None |  | 0 |  | 1 | Res | Any | Lighting | InCommon | Ltg_Lamp | CFLint_lamp | CFLscw(15w) | ILtg-CFL-ResCmn | Res interior non-refl CFL base case, Total Watts = 1.56 x Msr Watts | Res interior non-refl CFL base case, Total Watts = 1.56 x Msr Watts | CFL Lamp: Non-Reflector, 765 initial lumens, 15 Watts | CFLratio0156 | CFLratio0156 | CFLscw(15w) | Available |  |  |  | 2017ScrewInLampDisposition | ErRobNc |  |  |  | 2017Dispo-Res-InLtg-Cmn | 2017-07-01 | 2018-06-30 | InEA_modVal |  |  |  |  | Standard | Remove expiry date per Commission Staff direction 2018ScrewInLampSavignsMethods-11Dec2017.pdf | 1 | 1 | 0 | Deemed Ex Ante Team |  | Remove expiry date per Commission Staff direction 2018ScrewInLampSavignsMethods-11Dec2017.pdf |  | Updated to indicate claim/filing status
846 | NE-HVAC-airAC-Split-55to65kBtuh-18p0seer-wPreEcono | Commercial SEER-rated split Air Conditioners, Size Range: 55 - 65 kBTU/h, SEER = 18 (EER = 14), EIR = 0.209, Fan W/CFM = 0.27, two-speed fan, with Econo (Pre-existing vintages include Economizer) | DEER2015 | D15 v1.0 | 2020-11-24 16:30 | NE-HVAC-airAC-Split-55to65kBtuh-18p0seer-wPreEcono | DEER | Standard | None |  |  | None |  | 0 |  | 0 | Com | Any | HVAC | SpaceCool | dxAC_equip | spltSEER | dxAC-Com-Split-55to65kBTUh-SEER-18.0 | HVAC-airAC | Commercial SEER-rated split Air Conditioners, 18-65 kBTU/h; pre-2001: SEER = 10 (EER = 8.52), one-speed fan, w/Econo; post-2001: SEER = 13 (EER = 11.08), one-speed fan, w/Econo; 2014: SEER = 14 (EER = 11.75), two-speed fan, w/Econo | Commercial SEER-rated split Air Conditioners, Size Range: 55 - 65 kBTU/h, SEER = 14 (EER = 11.7), EIR = 0.249, Fan W/CFM = 0.29, two-speed fan, with Econo | Commercial SEER-rated split Air Conditioners, Size Range: 55 - 65 kBTU/h, SEER = 18 (EER = 14), EIR = 0.209, Fan W/CFM = 0.27, two-speed fan, with Econo |  | dxAC-Com-Split-55to65kBTUh-SEER-14.0 | dxAC-Com-Split-55to65kBTUh-SEER-18.0 | Available |  | 0 | 0 |  | ErRobNc | dxAC-Com-Split-55to65kBTUh-SEER-14.0 | HVAC-airAC |  | None | 2015-01-01 | 2017-06-30 | DEER |  |  |  |  | Standard |  | 1 | 1 | 0 | Deemed Ex Ante Team |  |  |  | Updated to indicate claim/filing status
846 | NE-HVAC-airAC-Split-55to65kBtuh-18p0seer-wPreEcono | Commercial SEER-rated split Air Conditioners, Size Range: 55 - 65 kBTU/h, SEER = 18 (EER = 14), EIR = 0.209, Fan W/CFM = 0.27, two-speed fan, with Econo (Pre-existing vintages include Economizer) | DEER2017 | D17 v2 | 2021-02-25 15:49 | NE-HVAC-airAC-Split-55to65kBtuh-18p0seer-wPreEcono | DEER | Standard | None |  |  | None |  | 0 |  | 0 | Com | Any | HVAC | SpaceCool | dxAC_equip | spltSEER | dxAC-Com-Split-55to65kBTUh-SEER-18.0 | HVAC-airAC | Commercial SEER-rated split Air Conditioners, 18-65 kBTU/h; pre-2001: SEER = 11.5, one-speed fan, w/Econo; post-2001: SEER = 13 (EER = 11.08), one-speed fan, w/Econo; 2014: SEER = 14 (EER = 11.75), two-speed fan, w/Econo | Commercial SEER-rated split Air Conditioners, Size Range: 55 - 65 kBTU/h, SEER = 14 (EER = 11.7), EIR = 0.249, Fan W/CFM = 0.29, two-speed fan, with Econo | Commercial SEER-rated split Air Conditioners, Size Range: 55 - 65 kBTU/h, SEER = 18 (EER = 14), EIR = 0.209, Fan W/CFM = 0.27, two-speed fan, with Econo |  | dxAC-Com-Split-55to65kBTUh-SEER-14.0 | dxAC-Com-Split-55to65kBTUh-SEER-18.0 | Available |  | 0 | 0 | June 2017 DEER Update | ErRobNc | dxAC-Com-Split-55to65kBTUh-SEER-14.0 | HVAC-airAC |  | None | 2017-07-01 | 2020-05-27 | InEA_mod |  |  |  |  | Standard | Measure corrected and updated for DEER June 2017 Update including Baseline Adjustment; Measure expired due to DEER2020 update | 1 | 1 | 0 | Deemed Ex Ante Team |  | Measure corrected and updated for DEER June 2017 Update including Baseline Adjustment; Measure expired due to DEER2020 update |  | Extended per Golden Rod Memo 2019-12-23
846 | R-InCmn-CFLscw(18)-dWP10 | Residential Indoor Common-Area Lighting: CFL Lamp with integated Ballast replaces pre-existing standard lighting Wattage. Measure includes Code case. Impacts: HOU = 6142; CDF = 0.70 | ExAnte2017 | Disposition | 2020-11-24 16:30 | Res-Iltg-Cmn-dWatt-CFL | NonDEER | Scaled | BaseRatio | 0 | 0 | None |  | 0 |  | 1 | Res | Any | Lighting | InCommon | Ltg_Lamp | CFLint_lamp | CFLscw(18w) | ILtg-CFL-ResCmn | Res interior non-refl CFL base case, Total Watts = 1.56 x Msr Watts | Res interior non-refl CFL base case, Total Watts = 1.56 x Msr Watts | CFL Lamp: Non-Reflector, 885 initial lumens, 18 Watts | CFLratio0156 | CFLratio0156 | CFLscw(18w) | Available |  |  |  | 2017ScrewInLampDisposition | ErRobNc |  |  |  | 2017Dispo-Res-InLtg-Cmn | 2017-07-01 | 2018-06-30 | InEA_modVal |  |  |  |  | Standard | Remove expiry date per Commission Staff direction 2018ScrewInLampSavignsMethods-11Dec2017.pdf | 1 | 1 | 0 | Deemed Ex Ante Team |  | Remove expiry date per Commission Staff direction 2018ScrewInLampSavignsMethods-11Dec2017.pdf |  | Updated to indicate claim/filing status
847 | RE-HV-ResAC-lt45kBtuh-15S | Residential SEER-rated split Air Conditioners, Size Range: 18 - 45 kBTU/h, SEER = 15 (EER = 12.8), EIR = 0.232, Fan W/CFM = 0.25, one-speed fan | DEER2015 | D17 v2.00 | 2020-11-24 16:30 | RE-HV-ResAC-lt45kBtuh-15S | DEER | Standard | None | 0 | 0 | None |  | 0 |  | 0 | Res | Any | HVAC | SpaceCool | dxAC_equip | spltSEER | dxAC-Res-Split-SEER-15.0 | HV-ResAC | Residential SEER-rated split Air Conditioners, 18-45 kBTU/h; pre-2001: SEER = 10 (EER = 8.52), one-speed fan; post-2001: SEER = 13 (EER = 11.08), one-speed fan; 2014: SEER = 14 (EER = 12.17), one-speed fan | Residential SEER-rated split Air Conditioners, Size Range: 18 - 45 kBTU/h, SEER = 14 (EER = 12.2), EIR = 0.239, Fan W/CFM = 0.29, one-speed fan | Residential SEER-rated split Air Conditioners, Size Range: 18 - 45 kBTU/h, SEER = 15 (EER = 12.8), EIR = 0.232, Fan W/CFM = 0.25, one-speed fan |  | dxAC-Res-Split-lt45kBTUh-SEER-14.0 | dxAC-Res-Split-SEER-15.0 | Available |  | 0 | 0 | June 2017 DEER Update - Expired due to modified measure definition | ErRobNc | dxAC-Res-Split-lt45kBTUh-SEER-14.0 | HV-ResAC |  | None | 2015-01-01 | 2016-12-31 | InEA_mod |  |  |  |  | Standard | Measure updated for DEER2017; qualifier removed because DEER2017 version has updated pre-existing technology | 1 | 1 | 0 | Deemed Ex Ante Team |  | Measure updated for DEER2017; qualifier removed because DEER2017 version has updated pre-existing technology |  | Updated to indicate claim/filing status
847 | RE-HV-ResAC-lt45kBtuh-15S | Residential SEER-rated split Air Conditioners, Size Range: 18 - 45 kBTU/h, SEER = 15 (EER = 12.8), EIR = 0.232, Fan W/CFM = 0.25, one-speed fan | DEER2017 | D17 v2 | 2020-11-24 16:30 | RE-HV-ResAC-lt45kBtuh-15S | DEER | Standard | None | 0 | 0 | None |  | 0 |  | 0 | Res | Any | HVAC | SpaceCool | dxAC_equip | spltSEER | dxAC-Res-Split-SEER-15.0 | HV-ResAC | Residential SEER-rated split Air Conditioners, 18-45 kBTU/h; pre-2001: mix of SEER 10 and SEER 13 units with an average SEER = 11.4, one-speed fan; post-2001: SEER = 13 (EER = 11.08), one-speed fan; 2014: SEER = 14 (EER = 12.17), one-speed fan | Residential SEER-rated split Air Conditioners, Size Range: 18 - 45 kBTU/h, SEER = 14 (EER = 12.2), EIR = 0.239, Fan W/CFM = 0.29, one-speed fan | Residential SEER-rated split Air Conditioners, Size Range: 18 - 45 kBTU/h, SEER = 15 (EER = 12.8), EIR = 0.232, Fan W/CFM = 0.25, one-speed fan |  | dxAC-Res-Split-lt45kBTUh-SEER-14.0 | dxAC-Res-Split-SEER-15.0 | Available |  | 0 | 0 | June 2017 DEER Update | ErRobNc | dxAC-Res-Split-lt45kBTUh-SEER-14.0 | HV-ResAC |  | None | 2017-01-01 | 2019-12-31 | NotInEA |  |  |  |  | Standard | Measure updated for DEER2017; pre-existing technology updated June 2017; Measure expired due to DEER2020 update | 1 | 1 | 0 | Deemed Ex Ante Team |  | Measure updated for DEER2017; pre-existing technology updated June 2017; Measure expired due to DEER2020 update |  | Updated to indicate claim/filing status
847 | R-InCmn-CFLscw(19)-dWP11 | Residential Indoor Common-Area Lighting: CFL Lamp with integated Ballast replaces pre-existing standard lighting Wattage. Measure includes Code case. Impacts: HOU = 6142; CDF = 0.70 | ExAnte2017 | Disposition | 2020-11-24 16:30 | Res-Iltg-Cmn-dWatt-CFL | NonDEER | Scaled | BaseRatio | 0 | 0 | None |  | 0 |  | 1 | Res | Any | Lighting | InCommon | Ltg_Lamp | CFLint_lamp | CFLscw(19w) | ILtg-CFL-ResCmn | Res interior non-refl CFL base case, Total Watts = 1.56 x Msr Watts | Res interior non-refl CFL base case, Total Watts = 1.56 x Msr Watts | CFL Lamp: Non-Reflector, 925 initial lumens, 19 Watts | CFLratio0156 | CFLratio0156 | CFLscw(19w) | Available |  |  |  | 2017ScrewInLampDisposition | ErRobNc |  |  |  | 2017Dispo-Res-InLtg-Cmn | 2017-07-01 | 2018-06-30 | InEA_modVal |  |  |  |  | Standard | Remove expiry date per Commission Staff direction 2018ScrewInLampSavignsMethods-11Dec2017.pdf | 1 | 1 | 0 | Deemed Ex Ante Team |  | Remove expiry date per Commission Staff direction 2018ScrewInLampSavignsMethods-11Dec2017.pdf |  | Updated to indicate claim/filing status
848 | RE-HV-ResAC-lt45kBtuh-16S | Residential SEER-rated split Air Conditioners, Size Range: 18 - 45 kBTU/h, SEER = 16 (EER = 12.5), EIR = 0.238, Fan W/CFM = 0.27, two-speed fan | DEER2017 | D17 v2 | 2020-11-24 16:30 | RE-HV-ResAC-lt45kBtuh-16S | DEER | Standard | None | 0 | 0 | None |  | 0 |  | 0 | Res | Any | HVAC | SpaceCool | dxAC_equip | spltSEER | dxAC-Res-Split-SEER-16.0 | HV-ResAC | Residential SEER-rated split Air Conditioners, 18-45 kBTU/h; pre-2001: mix of SEER 10 and SEER 13 units with an average SEER = 11.4, one-speed fan; post-2001: SEER = 13 (EER = 11.08), one-speed fan; 2014: SEER = 14 (EER = 12.17), one-speed fan | Residential SEER-rated split Air Conditioners, Size Range: 18 - 45 kBTU/h, SEER = 14 (EER = 12.2), EIR = 0.239, Fan W/CFM = 0.29, one-speed fan | Residential SEER-rated split Air Conditioners, Size Range: 18 - 45 kBTU/h, SEER = 16 (EER = 12.5), EIR = 0.238, Fan W/CFM = 0.27, two-speed fan |  | dxAC-Res-Split-lt45kBTUh-SEER-14.0 | dxAC-Res-Split-SEER-16.0 | Available |  | 0 | 0 | June 2017 DEER Update | ErRobNc | dxAC-Res-Split-lt45kBTUh-SEER-14.0 | HV-ResAC |  | None | 2017-01-01 | 2019-12-31 | NotInEA |  |  |  |  | Standard | Measure updated for DEER2017; pre-existing technology updated June 2017; Measure expired due to DEER2020 update | 1 | 1 | 0 | Deemed Ex Ante Team |  | Measure updated for DEER2017; pre-existing technology updated June 2017; Measure expired due to DEER2020 update |  | Updated to indicate claim/filing status
848 | RE-HV-ResAC-lt45kBtuh-16S | Residential SEER-rated split Air Conditioners, Size Range: 18 - 45 kBTU/h, SEER = 16 (EER = 12.5), EIR = 0.238, Fan W/CFM = 0.27, two-speed fan | DEER2015 | D17 v2.00 | 2020-11-24 16:30 | RE-HV-ResAC-lt45kBtuh-16S | DEER | Standard | None | 0 | 0 | None |  | 0 |  | 0 | Res | Any | HVAC | SpaceCool | dxAC_equip | spltSEER | dxAC-Res-Split-SEER-16.0 | HV-ResAC | Residential SEER-rated split Air Conditioners, 18-45 kBTU/h; pre-2001: SEER = 10 (EER = 8.52), one-speed fan; post-2001: SEER = 13 (EER = 11.08), one-speed fan; 2014: SEER = 14 (EER = 12.17), one-speed fan | Residential SEER-rated split Air Conditioners, Size Range: 18 - 45 kBTU/h, SEER = 14 (EER = 12.2), EIR = 0.239, Fan W/CFM = 0.29, one-speed fan | Residential SEER-rated split Air Conditioners, Size Range: 18 - 45 kBTU/h, SEER = 16 (EER = 12.5), EIR = 0.238, Fan W/CFM = 0.27, two-speed fan |  | dxAC-Res-Split-lt45kBTUh-SEER-14.0 | dxAC-Res-Split-SEER-16.0 | Available |  | 0 | 0 | June 2017 DEER Update - Expired due to modified measure definition | ErRobNc | dxAC-Res-Split-lt45kBTUh-SEER-14.0 | HV-ResAC |  | None | 2015-01-01 | 2016-12-31 | InEA_mod |  |  |  |  | Standard | Measure updated for DEER2017; qualifier removed because DEER2017 version has updated pre-existing technology | 1 | 1 | 0 | Deemed Ex Ante Team |  | Measure updated for DEER2017; qualifier removed because DEER2017 version has updated pre-existing technology |  | Updated to indicate claim/filing status
848 | R-InCmn-CFLscw(20)-dWP11 | Residential Indoor Common-Area Lighting: CFL Lamp with integated Ballast replaces pre-existing standard lighting Wattage. Measure includes Code case. Impacts: HOU = 6142; CDF = 0.70 | ExAnte2017 | Disposition | 2020-11-24 16:30 | Res-Iltg-Cmn-dWatt-CFL | NonDEER | Scaled | BaseRatio | 0 | 0 | None |  | 0 |  | 1 | Res | Any | Lighting | InCommon | Ltg_Lamp | CFLint_lamp | CFLscw(20w) | ILtg-CFL-ResCmn | Res interior non-refl CFL base case, Total Watts = 1.56 x Msr Watts | Res interior non-refl CFL base case, Total Watts = 1.56 x Msr Watts | CFL Lamp: Non-Reflector, 965 initial lumens, 20 Watts | CFLratio0156 | CFLratio0156 | CFLscw(20w) | Available |  |  |  | 2017ScrewInLampDisposition | ErRobNc |  |  |  | 2017Dispo-Res-InLtg-Cmn | 2017-07-01 | 2018-06-30 | InEA_modVal |  |  |  |  | Standard | Remove expiry date per Commission Staff direction 2018ScrewInLampSavignsMethods-11Dec2017.pdf | 1 | 1 | 0 | Deemed Ex Ante Team |  | Remove expiry date per Commission Staff direction 2018ScrewInLampSavignsMethods-11Dec2017.pdf |  | Updated to indicate claim/filing status
849 | RE-HV-ResAC-lt45kBtuh-17S | Residential SEER-rated split Air Conditioners, Size Range: 18 - 45 kBTU/h, SEER = 17 (EER = 13.3), EIR = 0.223, Fan W/CFM = 0.27, two-speed fan | DEER2017 | D17 v2 | 2020-11-24 16:30 | RE-HV-ResAC-lt45kBtuh-17S | DEER | Standard | None | 0 | 0 | None |  | 0 |  | 0 | Res | Any | HVAC | SpaceCool | dxAC_equip | spltSEER | dxAC-Res-Split-SEER-17.0 | HV-ResAC | Residential SEER-rated split Air Conditioners, 18-45 kBTU/h; pre-2001: mix of SEER 10 and SEER 13 units with an average SEER = 11.4, one-speed fan; post-2001: SEER = 13 (EER = 11.08), one-speed fan; 2014: SEER = 14 (EER = 12.17), one-speed fan | Residential SEER-rated split Air Conditioners, Size Range: 18 - 45 kBTU/h, SEER = 14 (EER = 12.2), EIR = 0.239, Fan W/CFM = 0.29, one-speed fan | Residential SEER-rated split Air Conditioners, Size Range: 18 - 45 kBTU/h, SEER = 17 (EER = 13.3), EIR = 0.223, Fan W/CFM = 0.27, two-speed fan |  | dxAC-Res-Split-lt45kBTUh-SEER-14.0 | dxAC-Res-Split-SEER-17.0 | Available |  | 0 | 0 | June 2017 DEER Update | ErRobNc | dxAC-Res-Split-lt45kBTUh-SEER-14.0 | HV-ResAC |  | None | 2017-01-01 | 2019-12-31 | NotInEA |  |  |  |  | Standard | Measure updated for DEER2017; pre-existing technology updated June 2017; Measure expired due to DEER2020 update | 1 | 1 | 0 | Deemed Ex Ante Team |  | Measure updated for DEER2017; pre-existing technology updated June 2017; Measure expired due to DEER2020 update |  | Updated to indicate claim/filing status
849 | RE-HV-ResAC-lt45kBtuh-17S | Residential SEER-rated split Air Conditioners, Size Range: 18 - 45 kBTU/h, SEER = 17 (EER = 13.3), EIR = 0.223, Fan W/CFM = 0.27, two-speed fan | DEER2015 | D17 v2.00 | 2020-11-24 16:30 | RE-HV-ResAC-lt45kBtuh-17S | DEER | Standard | None | 0 | 0 | None |  | 0 |  | 0 | Res | Any | HVAC | SpaceCool | dxAC_equip | spltSEER | dxAC-Res-Split-SEER-17.0 | HV-ResAC | Residential SEER-rated split Air Conditioners, 18-45 kBTU/h; pre-2001: SEER = 10 (EER = 8.52), one-speed fan; post-2001: SEER = 13 (EER = 11.08), one-speed fan; 2014: SEER = 14 (EER = 12.17), one-speed fan | Residential SEER-rated split Air Conditioners, Size Range: 18 - 45 kBTU/h, SEER = 14 (EER = 12.2), EIR = 0.239, Fan W/CFM = 0.29, one-speed fan | Residential SEER-rated split Air Conditioners, Size Range: 18 - 45 kBTU/h, SEER = 17 (EER = 13.3), EIR = 0.223, Fan W/CFM = 0.27, two-speed fan |  | dxAC-Res-Split-lt45kBTUh-SEER-14.0 | dxAC-Res-Split-SEER-17.0 | Available |  | 0 | 0 | June 2017 DEER Update - Expired due to modified measure definition | ErRobNc | dxAC-Res-Split-lt45kBTUh-SEER-14.0 | HV-ResAC |  | None | 2015-01-01 | 2016-12-31 | InEA_mod |  |  |  |  | Standard | Measure updated for DEER2017; qualifier removed because DEER2017 version has updated pre-existing technology | 1 | 1 | 0 | Deemed Ex Ante Team |  | Measure updated for DEER2017; qualifier removed because DEER2017 version has updated pre-existing technology |  | Updated to indicate claim/filing status
849 | R-InCmn-CFLscw(23)-dWP13 | Residential Indoor Common-Area Lighting: CFL Lamp with integated Ballast replaces pre-existing standard lighting Wattage. Measure includes Code case. Impacts: HOU = 6142; CDF = 0.70 | ExAnte2017 | Disposition | 2020-11-24 16:30 | Res-Iltg-Cmn-dWatt-CFL | NonDEER | Scaled | BaseRatio | 0 | 0 | None |  | 0 |  | 1 | Res | Any | Lighting | InCommon | Ltg_Lamp | CFLint_lamp | CFLscw(23w) | ILtg-CFL-ResCmn | Res interior non-refl CFL base case, Total Watts = 1.56 x Msr Watts | Res interior non-refl CFL base case, Total Watts = 1.56 x Msr Watts | CFL Lamp: Non-Reflector, 1280 initial lumens, 23 Watts | CFLratio0156 | CFLratio0156 | CFLscw(23w) | Available |  |  |  | 2017ScrewInLampDisposition | ErRobNc |  |  |  | 2017Dispo-Res-InLtg-Cmn | 2017-07-01 | 2018-06-30 | InEA_modVal |  |  |  |  | Standard | Remove expiry date per Commission Staff direction 2018ScrewInLampSavignsMethods-11Dec2017.pdf | 1 | 1 | 0 | Deemed Ex Ante Team |  | Remove expiry date per Commission Staff direction 2018ScrewInLampSavignsMethods-11Dec2017.pdf |  | Updated to indicate claim/filing status
850 | RE-HV-ResAC-lt45kBtuh-18S | Residential SEER-rated split Air Conditioners, Size Range: 18 - 45 kBTU/h, SEER = 18 (EER = 14), EIR = 0.209, Fan W/CFM = 0.27, two-speed fan | DEER2015 | D17 v2.00 | 2020-11-24 16:30 | RE-HV-ResAC-lt45kBtuh-18S | DEER | Standard | None | 0 | 0 | None |  | 0 |  | 0 | Res | Any | HVAC | SpaceCool | dxAC_equip | spltSEER | dxAC-Res-Split-SEER-18.0 | HV-ResAC | Residential SEER-rated split Air Conditioners, 18-45 kBTU/h; pre-2001: SEER = 10 (EER = 8.52), one-speed fan; post-2001: SEER = 13 (EER = 11.08), one-speed fan; 2014: SEER = 14 (EER = 12.17), one-speed fan | Residential SEER-rated split Air Conditioners, Size Range: 18 - 45 kBTU/h, SEER = 14 (EER = 12.2), EIR = 0.239, Fan W/CFM = 0.29, one-speed fan | Residential SEER-rated split Air Conditioners, Size Range: 18 - 45 kBTU/h, SEER = 18 (EER = 14), EIR = 0.209, Fan W/CFM = 0.27, two-speed fan |  | dxAC-Res-Split-lt45kBTUh-SEER-14.0 | dxAC-Res-Split-SEER-18.0 | Available |  | 0 | 0 | June 2017 DEER Update - Expired due to modified measure definition | ErRobNc | dxAC-Res-Split-lt45kBTUh-SEER-14.0 | HV-ResAC |  | None | 2015-01-01 | 2016-12-31 | InEA_mod |  |  |  |  | Standard | Measure updated for DEER2017; qualifier removed because DEER2017 version has updated pre-existing technology | 1 | 1 | 0 | Deemed Ex Ante Team |  | Measure updated for DEER2017; qualifier removed because DEER2017 version has updated pre-existing technology |  | Updated to indicate claim/filing status
850 | RE-HV-ResAC-lt45kBtuh-18S | Residential SEER-rated split Air Conditioners, Size Range: 18 - 45 kBTU/h, SEER = 18 (EER = 14), EIR = 0.209, Fan W/CFM = 0.27, two-speed fan | DEER2017 | D17 v2 | 2020-11-24 16:30 | RE-HV-ResAC-lt45kBtuh-18S | DEER | Standard | None | 0 | 0 | None |  | 0 |  | 0 | Res | Any | HVAC | SpaceCool | dxAC_equip | spltSEER | dxAC-Res-Split-SEER-18.0 | HV-ResAC | Residential SEER-rated split Air Conditioners, 18-45 kBTU/h; pre-2001: mix of SEER 10 and SEER 13 units with an average SEER = 11.4, one-speed fan; post-2001: SEER = 13 (EER = 11.08), one-speed fan; 2014: SEER = 14 (EER = 12.17), one-speed fan | Residential SEER-rated split Air Conditioners, Size Range: 18 - 45 kBTU/h, SEER = 14 (EER = 12.2), EIR = 0.239, Fan W/CFM = 0.29, one-speed fan | Residential SEER-rated split Air Conditioners, Size Range: 18 - 45 kBTU/h, SEER = 18 (EER = 14), EIR = 0.209, Fan W/CFM = 0.27, two-speed fan |  | dxAC-Res-Split-lt45kBTUh-SEER-14.0 | dxAC-Res-Split-SEER-18.0 | Available |  | 0 | 0 | June 2017 DEER Update | ErRobNc | dxAC-Res-Split-lt45kBTUh-SEER-14.0 | HV-ResAC |  | None | 2017-01-01 | 2019-12-31 | NotInEA |  |  |  |  | Standard | Measure updated for DEER2017; pre-existing technology updated June 2017; Measure expired due to DEER2020 update | 1 | 1 | 0 | Deemed Ex Ante Team |  | Measure updated for DEER2017; pre-existing technology updated June 2017; Measure expired due to DEER2020 update |  | Updated to indicate claim/filing status
850 | R-InCmn-CFLscw(25)-dWP14 | Residential Indoor Common-Area Lighting: CFL Lamp with integated Ballast replaces pre-existing standard lighting Wattage. Measure includes Code case. Impacts: HOU = 6142; CDF = 0.70 | ExAnte2017 | Disposition | 2020-11-24 16:30 | Res-Iltg-Cmn-dWatt-CFL | NonDEER | Scaled | BaseRatio | 0 | 0 | None |  | 0 |  | 1 | Res | Any | Lighting | InCommon | Ltg_Lamp | CFLint_lamp | CFLscw(25w) | ILtg-CFL-ResCmn | Res interior non-refl CFL base case, Total Watts = 1.56 x Msr Watts | Res interior non-refl CFL base case, Total Watts = 1.56 x Msr Watts | CFL Lamp: Non-Reflector, 1310 initial lumens, 25 Watts | CFLratio0156 | CFLratio0156 | CFLscw(25w) | Available |  |  |  | 2017ScrewInLampDisposition | ErRobNc |  |  |  | 2017Dispo-Res-InLtg-Cmn | 2017-07-01 | 2018-06-30 | InEA_modVal |  |  |  |  | Standard | Remove expiry date per Commission Staff direction 2018ScrewInLampSavignsMethods-11Dec2017.pdf | 1 | 1 | 0 | Deemed Ex Ante Team |  | Remove expiry date per Commission Staff direction 2018ScrewInLampSavignsMethods-11Dec2017.pdf |  | Updated to indicate claim/filing status
851 | RE-HV-ResAC-lt45kBtuh-19S | Residential SEER-rated split Air Conditioners, Size Range: 18 - 45 kBTU/h, SEER = 19 (EER = 14.8), EIR = 0.201, Fan W/CFM = 0.23, two-speed fan | DEER2015 | D17 v2.00 | 2020-11-24 16:30 | RE-HV-ResAC-lt45kBtuh-19S | DEER | Standard | None | 0 | 0 | None |  | 0 |  | 0 | Res | Any | HVAC | SpaceCool | dxAC_equip | spltSEER |  | HV-ResAC | Residential SEER-rated split Air Conditioners, 18-45 kBTU/h; pre-2001: SEER = 10 (EER = 8.52), one-speed fan; post-2001: SEER = 13 (EER = 11.08), one-speed fan; 2014: SEER = 14 (EER = 12.17), one-speed fan | Residential SEER-rated split Air Conditioners, Size Range: 18 - 45 kBTU/h, SEER = 14 (EER = 12.2), EIR = 0.239, Fan W/CFM = 0.29, one-speed fan | Residential SEER-rated split Air Conditioners, Size Range: 18 - 45 kBTU/h, SEER = 19 (EER = 14.8), EIR = 0.201, Fan W/CFM = 0.23, two-speed fan |  | dxAC-Res-Split-lt45kBTUh-SEER-14.0 | dxAC-Res-Split-SEER-19.0 | Available |  | 0 | 0 | June 2017 DEER Update - Expired due to modified measure definition | ErRobNc | dxAC-Res-Split-lt45kBTUh-SEER-14.0 | HV-ResAC |  | None | 2015-01-01 | 2016-12-31 | InEA_mod |  |  |  |  | Standard | Measure updated for DEER2017; qualifier removed because DEER2017 version has updated pre-existing technology | 1 | 1 | 0 | Deemed Ex Ante Team |  | Measure updated for DEER2017; qualifier removed because DEER2017 version has updated pre-existing technology |  | Updated to indicate claim/filing status
851 | RE-HV-ResAC-lt45kBtuh-19S | Residential SEER-rated split Air Conditioners, Size Range: 18 - 45 kBTU/h, SEER = 19 (EER = 14.8), EIR = 0.201, Fan W/CFM = 0.23, two-speed fan | DEER2017 | D17 v2 | 2020-11-24 16:30 | RE-HV-ResAC-lt45kBtuh-19S | DEER | Standard | None | 0 | 0 | None |  | 0 |  | 0 | Res | Any | HVAC | SpaceCool | dxAC_equip | spltSEER |  | HV-ResAC | Residential SEER-rated split Air Conditioners, 18-45 kBTU/h; pre-2001: mix of SEER 10 and SEER 13 units with an average SEER = 11.4, one-speed fan; post-2001: SEER = 13 (EER = 11.08), one-speed fan; 2014: SEER = 14 (EER = 12.17), one-speed fan | Residential SEER-rated split Air Conditioners, Size Range: 18 - 45 kBTU/h, SEER = 14 (EER = 12.2), EIR = 0.239, Fan W/CFM = 0.29, one-speed fan | Residential SEER-rated split Air Conditioners, Size Range: 18 - 45 kBTU/h, SEER = 19 (EER = 14.8), EIR = 0.201, Fan W/CFM = 0.23, two-speed fan |  | dxAC-Res-Split-lt45kBTUh-SEER-14.0 | dxAC-Res-Split-SEER-19.0 | Available |  | 0 | 0 | June 2017 DEER Update | ErRobNc | dxAC-Res-Split-lt45kBTUh-SEER-14.0 | HV-ResAC |  | None | 2017-01-01 | 2019-12-31 | NotInEA |  |  |  |  | Standard | Measure updated for DEER2017; pre-existing technology updated June 2017; Measure expired due to DEER2020 update | 1 | 1 | 0 | Deemed Ex Ante Team |  | Measure updated for DEER2017; pre-existing technology updated June 2017; Measure expired due to DEER2020 update |  | Updated to indicate claim/filing status
851 | R-InCmn-CFLscw(26)-dWP15 | Residential Indoor Common-Area Lighting: CFL Lamp with integated Ballast replaces pre-existing standard lighting Wattage. Measure includes Code case. Impacts: HOU = 6142; CDF = 0.70 | ExAnte2017 | Disposition | 2020-11-24 16:30 | Res-Iltg-Cmn-dWatt-CFL | NonDEER | Scaled | BaseRatio | 0 | 0 | None |  | 0 |  | 1 | Res | Any | Lighting | InCommon | Ltg_Lamp | CFLint_lamp | CFLscw(26w) | ILtg-CFL-ResCmn | Res interior non-refl CFL base case, Total Watts = 1.56 x Msr Watts | Res interior non-refl CFL base case, Total Watts = 1.56 x Msr Watts | CFL Lamp: Non-Reflector, 1368 initial lumens, 26 Watts | CFLratio0156 | CFLratio0156 | CFLscw(26w) | Available |  |  |  | 2017ScrewInLampDisposition | ErRobNc |  |  |  | 2017Dispo-Res-InLtg-Cmn | 2017-07-01 | 2018-06-30 | InEA_modVal |  |  |  |  | Standard | Remove expiry date per Commission Staff direction 2018ScrewInLampSavignsMethods-11Dec2017.pdf | 1 | 1 | 0 | Deemed Ex Ante Team |  | Remove expiry date per Commission Staff direction 2018ScrewInLampSavignsMethods-11Dec2017.pdf |  | Updated to indicate claim/filing status
852 | RE-HV-ResAC-lt45kBtuh-20S | Residential SEER-rated split Air Conditioners, Size Range: 18 - 45 kBTU/h, SEER = 20 (EER = 15.6), EIR = 0.19, Fan W/CFM = 0.23, two-speed fan | DEER2017 | D17 v2 | 2020-11-24 16:30 | RE-HV-ResAC-lt45kBtuh-20S | DEER | Standard | None | 0 | 0 | None |  | 0 |  | 0 | Res | Any | HVAC | SpaceCool | dxAC_equip | spltSEER |  | HV-ResAC | Residential SEER-rated split Air Conditioners, 18-45 kBTU/h; pre-2001: mix of SEER 10 and SEER 13 units with an average SEER = 11.4, one-speed fan; post-2001: SEER = 13 (EER = 11.08), one-speed fan; 2014: SEER = 14 (EER = 12.17), one-speed fan | Residential SEER-rated split Air Conditioners, Size Range: 18 - 45 kBTU/h, SEER = 14 (EER = 12.2), EIR = 0.239, Fan W/CFM = 0.29, one-speed fan | Residential SEER-rated split Air Conditioners, Size Range: 18 - 45 kBTU/h, SEER = 20 (EER = 15.6), EIR = 0.19, Fan W/CFM = 0.23, two-speed fan |  | dxAC-Res-Split-lt45kBTUh-SEER-14.0 | dxAC-Res-Split-SEER-20.0 | Available |  | 0 | 0 | June 2017 DEER Update | ErRobNc | dxAC-Res-Split-lt45kBTUh-SEER-14.0 | HV-ResAC |  | None | 2017-01-01 | 2019-12-31 | NotInEA |  |  |  |  | Standard | Measure updated for DEER2017; pre-existing technology updated June 2017; Measure expired due to DEER2020 update | 1 | 1 | 0 | Deemed Ex Ante Team |  | Measure updated for DEER2017; pre-existing technology updated June 2017; Measure expired due to DEER2020 update |  | Updated to indicate claim/filing status
852 | RE-HV-ResAC-lt45kBtuh-20S | Residential SEER-rated split Air Conditioners, Size Range: 18 - 45 kBTU/h, SEER = 20 (EER = 15.6), EIR = 0.19, Fan W/CFM = 0.23, two-speed fan | DEER2015 | D17 v2.00 | 2020-11-24 16:30 | RE-HV-ResAC-lt45kBtuh-20S | DEER | Standard | None | 0 | 0 | None |  | 0 |  | 0 | Res | Any | HVAC | SpaceCool | dxAC_equip | spltSEER |  | HV-ResAC | Residential SEER-rated split Air Conditioners, 18-45 kBTU/h; pre-2001: SEER = 10 (EER = 8.52), one-speed fan; post-2001: SEER = 13 (EER = 11.08), one-speed fan; 2014: SEER = 14 (EER = 12.17), one-speed fan | Residential SEER-rated split Air Conditioners, Size Range: 18 - 45 kBTU/h, SEER = 14 (EER = 12.2), EIR = 0.239, Fan W/CFM = 0.29, one-speed fan | Residential SEER-rated split Air Conditioners, Size Range: 18 - 45 kBTU/h, SEER = 20 (EER = 15.6), EIR = 0.19, Fan W/CFM = 0.23, two-speed fan |  | dxAC-Res-Split-lt45kBTUh-SEER-14.0 | dxAC-Res-Split-SEER-20.0 | Available |  | 0 | 0 | June 2017 DEER Update - Expired due to modified measure definition | ErRobNc | dxAC-Res-Split-lt45kBTUh-SEER-14.0 | HV-ResAC |  | None | 2015-01-01 | 2016-12-31 | InEA_mod |  |  |  |  | Standard | Measure updated for DEER2017; qualifier removed because DEER2017 version has updated pre-existing technology | 1 | 1 | 0 | Deemed Ex Ante Team |  | Measure updated for DEER2017; qualifier removed because DEER2017 version has updated pre-existing technology |  | Updated to indicate claim/filing status
852 | R-InCmn-CFLscw(27)-dWP15 | Residential Indoor Common-Area Lighting: CFL Lamp with integated Ballast replaces pre-existing standard lighting Wattage. Measure includes Code case. Impacts: HOU = 6142; CDF = 0.70 | ExAnte2017 | Disposition | 2020-11-24 16:30 | Res-Iltg-Cmn-dWatt-CFL | NonDEER | Scaled | BaseRatio | 0 | 0 | None |  | 0 |  | 1 | Res | Any | Lighting | InCommon | Ltg_Lamp | CFLint_lamp | CFLscw(27w) | ILtg-CFL-ResCmn | Res interior non-refl CFL base case, Total Watts = 1.56 x Msr Watts | Res interior non-refl CFL base case, Total Watts = 1.56 x Msr Watts | CFL Lamp: Non-Reflector, 1427 initial lumens, 27 Watts | CFLratio0156 | CFLratio0156 | CFLscw(27w) | Available |  |  |  | 2017ScrewInLampDisposition | ErRobNc |  |  |  | 2017Dispo-Res-InLtg-Cmn | 2017-07-01 | 2018-06-30 | InEA_modVal |  |  |  |  | Standard | Remove expiry date per Commission Staff direction 2018ScrewInLampSavignsMethods-11Dec2017.pdf | 1 | 1 | 0 | Deemed Ex Ante Team |  | Remove expiry date per Commission Staff direction 2018ScrewInLampSavignsMethods-11Dec2017.pdf |  | Updated to indicate claim/filing status
853 | RE-HV-ResAC-lt45kBtuh-21S | Residential SEER-rated split Air Conditioners, Size Range: 18 - 45 kBTU/h, SEER = 21 (EER = 16.4), EIR = 0.18, Fan W/CFM = 0.23, two-speed fan | DEER2015 | D17 v2.00 | 2020-11-24 16:30 | RE-HV-ResAC-lt45kBtuh-21S | DEER | Standard | None | 0 | 0 | None |  | 0 |  | 0 | Res | Any | HVAC | SpaceCool | dxAC_equip | spltSEER |  | HV-ResAC | Residential SEER-rated split Air Conditioners, 18-45 kBTU/h; pre-2001: SEER = 10 (EER = 8.52), one-speed fan; post-2001: SEER = 13 (EER = 11.08), one-speed fan; 2014: SEER = 14 (EER = 12.17), one-speed fan | Residential SEER-rated split Air Conditioners, Size Range: 18 - 45 kBTU/h, SEER = 14 (EER = 12.2), EIR = 0.239, Fan W/CFM = 0.29, one-speed fan | Residential SEER-rated split Air Conditioners, Size Range: 18 - 45 kBTU/h, SEER = 21 (EER = 16.4), EIR = 0.18, Fan W/CFM = 0.23, two-speed fan |  | dxAC-Res-Split-lt45kBTUh-SEER-14.0 | dxAC-Res-Split-SEER-21.0 | Available |  | 0 | 0 | June 2017 DEER Update - Expired due to modified measure definition | ErRobNc | dxAC-Res-Split-lt45kBTUh-SEER-14.0 | HV-ResAC |  | None | 2015-01-01 | 2016-12-31 | InEA_mod |  |  |  |  | Standard | Measure updated for DEER2017; qualifier removed because DEER2017 version has updated pre-existing technology | 1 | 1 | 0 | Deemed Ex Ante Team |  | Measure updated for DEER2017; qualifier removed because DEER2017 version has updated pre-existing technology |  | Updated to indicate claim/filing status
853 | RE-HV-ResAC-lt45kBtuh-21S | Residential SEER-rated split Air Conditioners, Size Range: 18 - 45 kBTU/h, SEER = 21 (EER = 16.4), EIR = 0.18, Fan W/CFM = 0.23, two-speed fan | DEER2017 | D17 v2 | 2020-11-24 16:30 | RE-HV-ResAC-lt45kBtuh-21S | DEER | Standard | None | 0 | 0 | None |  | 0 |  | 0 | Res | Any | HVAC | SpaceCool | dxAC_equip | spltSEER |  | HV-ResAC | Residential SEER-rated split Air Conditioners, 18-45 kBTU/h; pre-2001: mix of SEER 10 and SEER 13 units with an average SEER = 11.4, one-speed fan; post-2001: SEER = 13 (EER = 11.08), one-speed fan; 2014: SEER = 14 (EER = 12.17), one-speed fan | Residential SEER-rated split Air Conditioners, Size Range: 18 - 45 kBTU/h, SEER = 14 (EER = 12.2), EIR = 0.239, Fan W/CFM = 0.29, one-speed fan | Residential SEER-rated split Air Conditioners, Size Range: 18 - 45 kBTU/h, SEER = 21 (EER = 16.4), EIR = 0.18, Fan W/CFM = 0.23, two-speed fan |  | dxAC-Res-Split-lt45kBTUh-SEER-14.0 | dxAC-Res-Split-SEER-21.0 | Available |  | 0 | 0 | June 2017 DEER Update | ErRobNc | dxAC-Res-Split-lt45kBTUh-SEER-14.0 | HV-ResAC |  | None | 2017-01-01 | 2019-12-31 | NotInEA |  |  |  |  | Standard | Measure updated for DEER2017; pre-existing technology updated June 2017; Measure expired due to DEER2020 update | 1 | 1 | 0 | Deemed Ex Ante Team |  | Measure updated for DEER2017; pre-existing technology updated June 2017; Measure expired due to DEER2020 update |  | Updated to indicate claim/filing status
853 | R-InCmn-CFLscw(28)-dWP16 | Residential Indoor Common-Area Lighting: CFL Lamp with integated Ballast replaces pre-existing standard lighting Wattage. Measure includes Code case. Impacts: HOU = 6142; CDF = 0.70 | ExAnte2017 | Disposition | 2020-11-24 16:30 | Res-Iltg-Cmn-dWatt-CFL | NonDEER | Scaled | BaseRatio | 0 | 0 | None |  | 0 |  | 1 | Res | Any | Lighting | InCommon | Ltg_Lamp | CFLint_lamp | CFLscw(28w) | ILtg-CFL-ResCmn | Res interior non-refl CFL base case, Total Watts = 1.56 x Msr Watts | Res interior non-refl CFL base case, Total Watts = 1.56 x Msr Watts | CFL Lamp: Non-Reflector, 1485 initial lumens, 28 Watts | CFLratio0156 | CFLratio0156 | CFLscw(28w) | Available |  |  |  | 2017ScrewInLampDisposition | ErRobNc |  |  |  | 2017Dispo-Res-InLtg-Cmn | 2017-07-01 | 2018-06-30 | InEA_modVal |  |  |  |  | Standard | Remove expiry date per Commission Staff direction 2018ScrewInLampSavignsMethods-11Dec2017.pdf | 1 | 1 | 0 | Deemed Ex Ante Team |  | Remove expiry date per Commission Staff direction 2018ScrewInLampSavignsMethods-11Dec2017.pdf |  | Updated to indicate claim/filing status
854 | RE-HV-ResEvapAC-lt45kBtuh-17p4S | Residential SEER-rated split Air Conditioners, Size Range: 18 - 45 kBTU/h, SEER = 17.4, one-speed fan, evaporative cooled condenser | DEER2017 | D17 v1.0 | 2020-11-24 16:30 | RE-HV-ResEvapAC-lt45kBtuh-17p4S | DEER | Standard | None | 0 | 0 | None |  | 0 |  | 0 | Res | Any | HVAC | SpaceCool | dxAC_equip | spltSEER |  | HV-ResAC | Residential SEER-rated split Air Conditioners, 18-65 kBTU/h; pre-2001: SEER = 10 (EER = 8.52), one-speed fan; post-2001: SEER = 13 (EER = 11.08), one-speed fan; 2014: SEER = 14 (EER = 12.17), one-speed fan | Residential SEER-rated split Air Conditioners, Size Range: 18 - 45 kBTU/h, SEER = 14 (EER = 12.2), EIR = 0.239, Fan W/CFM = 0.29, one-speed fan | Residential SEER-rated split Air Conditioners, Size Range: 18 - 45 kBTU/h, SEER = 17.4, one-speed fan, evaporative cooled condenser |  | dxAC-Res-Split-lt45kBTUh-SEER-14.0 | dxAC-Res-EvapAC-SEER-17.4 | Available |  | 0 | 0 |  | ErRobNc | dxAC-Res-Split-lt45kBTUh-SEER-14.0 | HV-ResAC |  | DEER1517 | 2015-01-01 | 2019-12-31 | [5 empty] | Standard | Measure updated for DEER2017; Measure expired due to DEER2020 update | 1 | 1 | 0 | Deemed Ex Ante Team |  | Measure updated for DEER2017; Measure expired due to DEER2020 update |  | Updated to indicate claim/filing status
854 | R-InCmn-CFLscw(32)-dWP18 | Residential Indoor Common-Area Lighting: CFL Lamp with integated Ballast replaces pre-existing standard lighting Wattage. Measure includes Code case. Impacts: HOU = 6142; CDF = 0.70 | ExAnte2017 | Disposition | 2020-11-24 16:30 | Res-Iltg-Cmn-dWatt-CFL | NonDEER | Scaled | BaseRatio | 0 | 0 | None |  | 0 |  | 1 | Res | Any | Lighting | InCommon | Ltg_Lamp | CFLint_lamp | CFLscw(32w) | ILtg-CFL-ResCmn | Res interior non-refl CFL base case, Total Watts = 1.56 x Msr Watts | Res interior non-refl CFL base case, Total Watts = 1.56 x Msr Watts | CFL Lamp: Non-Reflector, 32 Watts | CFLratio0156 | CFLratio0156 | CFLscw(32w) | Available |  |  |  | 2017ScrewInLampDisposition | ErRobNc |  |  |  | 2017Dispo-Res-InLtg-Cmn | 2017-07-01 | 2018-06-30 | InEA_modVal |  |  |  |  | Standard | Remove expiry date per Commission Staff direction 2018ScrewInLampSavignsMethods-11Dec2017.pdf | 1 | 1 | 0 | Deemed Ex Ante Team |  | Remove expiry date per Commission Staff direction 2018ScrewInLampSavignsMethods-11Dec2017.pdf |  | Updated to indicate claim/filing status
855 | RE-HV-ResAC-45to65kBtuh-15S | Residential SEER-rated split Air Conditioners, Size Range: 45 - 65 kBTU/h, SEER = 15 (EER = 12.8), EIR = 0.232, Fan W/CFM = 0.25, one-speed fan | DEER2015 | D17 v2.00 | 2020-11-24 16:30 | RE-HV-ResAC-45to65kBtuh-15S | DEER | Standard | None | 0 | 0 | None |  | 0 |  | 0 | Res | Any | HVAC | SpaceCool | dxAC_equip | spltSEER | dxAC-Res-Split-SEER-15.0 | HV-ResAC | Residential SEER-rated split Air Conditioners, 45-65 kBTU/h; pre-2001: SEER = 10 (EER = 8.52), one-speed fan; post-2001: SEER = 13 (EER = 11.08), one-speed fan; 2014: SEER = 14 (EER = 12.17), one-speed fan | Residential SEER-rated split Air Conditioners, Size Range: 45 - 65 kBTU/h, SEER = 14 (EER = 11.8), EIR = 0.247, Fan W/CFM = 0.29, one-speed fan | Residential SEER-rated split Air Conditioners, Size Range: 45 - 65 kBTU/h, SEER = 15 (EER = 12.8), EIR = 0.232, Fan W/CFM = 0.25, one-speed fan |  | dxAC-Res-Split-45to65kBTUh-SEER-14.0 | dxAC-Res-Split-SEER-15.0 | Available |  | 0 | 0 | June 2017 DEER Update - Expired due to modified measure definition | ErRobNc | dxAC-Res-Split-45to65kBTUh-SEER-14.0 | HV-ResAC |  | None | 2015-01-01 | 2016-12-31 | InEA_mod |  |  |  |  | Standard | Measure updated for DEER2017; qualifier removed because DEER2017 version has updated pre-existing technology | 1 | 1 | 0 | Deemed Ex Ante Team |  | Measure updated for DEER2017; qualifier removed because DEER2017 version has updated pre-existing technology |  | Updated to indicate claim/filing status
855 | RE-HV-ResAC-45to65kBtuh-15S | Residential SEER-rated split Air Conditioners, Size Range: 45 - 65 kBTU/h, SEER = 15 (EER = 12.8), EIR = 0.232, Fan W/CFM = 0.25, one-speed fan | DEER2017 | D17 v2 | 2020-11-24 16:30 | RE-HV-ResAC-45to65kBtuh-15S | DEER | Standard | None | 0 | 0 | None |  | 0 |  | 0 | Res | Any | HVAC | SpaceCool | dxAC_equip | spltSEER | dxAC-Res-Split-SEER-15.0 | HV-ResAC | Residential SEER-rated split Air Conditioners, 45-65 kBTU/h; pre-2001: mix of SEER 10 and SEER 13 units with an average SEER = 11.4, one-speed fan; post-2001: SEER = 13 (EER = 11.08), one-speed fan; 2014: SEER = 14 (EER = 12.17), one-speed fan | Residential SEER-rated split Air Conditioners, Size Range: 45 - 65 kBTU/h, SEER = 14 (EER = 11.8), EIR = 0.247, Fan W/CFM = 0.29, one-speed fan | Residential SEER-rated split Air Conditioners, Size Range: 45 - 65 kBTU/h, SEER = 15 (EER = 12.8), EIR = 0.232, Fan W/CFM = 0.25, one-speed fan |  | dxAC-Res-Split-45to65kBTUh-SEER-14.0 | dxAC-Res-Split-SEER-15.0 | Available |  | 0 | 0 | June 2017 DEER Update | ErRobNc | dxAC-Res-Split-45to65kBTUh-SEER-14.0 | HV-ResAC |  | None | 2017-01-01 | 2019-12-31 | NotInEA |  |  |  |  | Standard | Measure updated for DEER2017; pre-existing technology updated June 2017; Measure expired due to DEER2020 update | 1 | 1 | 0 | Deemed Ex Ante Team |  | Measure updated for DEER2017; pre-existing technology updated June 2017; Measure expired due to DEER2020 update |  | Updated to indicate claim/filing status
855 | R-InCmn-CFLscw(36)-dWP20 | Residential Indoor Common-Area Lighting: CFL Lamp with integated Ballast replaces pre-existing standard lighting Wattage. Measure includes Code case. Impacts: HOU = 6142; CDF = 0.70 | ExAnte2017 | Disposition | 2020-11-24 16:30 | Res-Iltg-Cmn-dWatt-CFL | NonDEER | Scaled | BaseRatio | 0 | 0 | None |  | 0 |  | 1 | Res | Any | Lighting | InCommon | Ltg_Lamp | CFLint_lamp | CFLscw(36w) | ILtg-CFL-ResCmn | Res interior non-refl CFL base case, Total Watts = 1.56 x Msr Watts | Res interior non-refl CFL base case, Total Watts = 1.56 x Msr Watts | CFL Lamp: Any Non-reflector, 36 Watts | CFLratio0156 | CFLratio0156 | CFLscw(36w) | Available |  |  |  | 2017ScrewInLampDisposition | ErRobNc |  |  |  | 2017Dispo-Res-InLtg-Cmn | 2017-07-01 | 2018-06-30 | InEA_modVal |  |  |  |  | Standard | Remove expiry date per Commission Staff direction 2018ScrewInLampSavignsMethods-11Dec2017.pdf | 1 | 1 | 0 | Deemed Ex Ante Team |  | Remove expiry date per Commission Staff direction 2018ScrewInLampSavignsMethods-11Dec2017.pdf |  | Updated to indicate claim/filing status
856 | RE-HV-ResAC-45to65kBtuh-16S | Residential SEER-rated split Air Conditioners, Size Range: 45 - 65 kBTU/h, SEER = 16 (EER = 12.5), EIR = 0.238, Fan W/CFM = 0.27, two-speed fan | DEER2015 | D17 v2.00 | 2020-11-24 16:30 | RE-HV-ResAC-45to65kBtuh-16S | DEER | Standard | None | 0 | 0 | None |  | 0 |  | 0 | Res | Any | HVAC | SpaceCool | dxAC_equip | spltSEER | dxAC-Res-Split-SEER-16.0 | HV-ResAC | Residential SEER-rated split Air Conditioners, 45-65 kBTU/h; pre-2001: SEER = 10 (EER = 8.52), one-speed fan; post-2001: SEER = 13 (EER = 11.08), one-speed fan; 2014: SEER = 14 (EER = 12.17), one-speed fan | Residential SEER-rated split Air Conditioners, Size Range: 45 - 65 kBTU/h, SEER = 14 (EER = 11.8), EIR = 0.247, Fan W/CFM = 0.29, one-speed fan | Residential SEER-rated split Air Conditioners, Size Range: 45 - 65 kBTU/h, SEER = 16 (EER = 12.5), EIR = 0.238, Fan W/CFM = 0.27, two-speed fan |  | dxAC-Res-Split-45to65kBTUh-SEER-14.0 | dxAC-Res-Split-SEER-16.0 | Available |  | 0 | 0 | June 2017 DEER Update - Expired due to modified measure definition | ErRobNc | dxAC-Res-Split-45to65kBTUh-SEER-14.0 | HV-ResAC |  | None | 2015-01-01 | 2016-12-31 | InEA_mod |  |  |  |  | Standard | Measure updated for DEER2017; qualifier removed because DEER2017 version has updated pre-existing technology | 1 | 1 | 0 | Deemed Ex Ante Team |  | Measure updated for DEER2017; qualifier removed because DEER2017 version has updated pre-existing technology |  | Updated to indicate claim/filing status
856 | RE-HV-ResAC-45to65kBtuh-16S | Residential SEER-rated split Air Conditioners, Size Range: 45 - 65 kBTU/h, SEER = 16 (EER = 12.5), EIR = 0.238, Fan W/CFM = 0.27, two-speed fan | DEER2017 | D17 v2 | 2020-11-24 16:30 | RE-HV-ResAC-45to65kBtuh-16S | DEER | Standard | None | 0 | 0 | None |  | 0 |  | 0 | Res | Any | HVAC | SpaceCool | dxAC_equip | spltSEER | dxAC-Res-Split-SEER-16.0 | HV-ResAC | Residential SEER-rated split Air Conditioners, 45-65 kBTU/h; pre-2001: mix of SEER 10 and SEER 13 units with an average SEER = 11.4, one-speed fan; post-2001: SEER = 13 (EER = 11.08), one-speed fan; 2014: SEER = 14 (EER = 12.17), one-speed fan | Residential SEER-rated split Air Conditioners, Size Range: 45 - 65 kBTU/h, SEER = 14 (EER = 11.8), EIR = 0.247, Fan W/CFM = 0.29, one-speed fan | Residential SEER-rated split Air Conditioners, Size Range: 45 - 65 kBTU/h, SEER = 16 (EER = 12.5), EIR = 0.238, Fan W/CFM = 0.27, two-speed fan |  | dxAC-Res-Split-45to65kBTUh-SEER-14.0 | dxAC-Res-Split-SEER-16.0 | Available |  | 0 | 0 | June 2017 DEER Update | ErRobNc | dxAC-Res-Split-45to65kBTUh-SEER-14.0 | HV-ResAC |  | None | 2017-01-01 | 2019-12-31 | NotInEA |  |  |  |  | Standard | Measure updated for DEER2017; pre-existing technology updated June 2017; Measure expired due to DEER2020 update | 1 | 1 | 0 | Deemed Ex Ante Team |  | Measure updated for DEER2017; pre-existing technology updated June 2017; Measure expired due to DEER2020 update |  | Updated to indicate claim/filing status
856 | R-InCmn-CFLscw(42)-dWP24 | Residential Indoor Common-Area Lighting: CFL Lamp with integated Ballast replaces pre-existing standard lighting Wattage. Measure includes Code case. Impacts: HOU = 6142; CDF = 0.70 | ExAnte2017 | Disposition | 2020-11-24 16:30 | Res-Iltg-Cmn-dWatt-CFL | NonDEER | Scaled | BaseRatio | 0 | 0 | None |  | 0 |  | 1 | Res | Any | Lighting | InCommon | Ltg_Lamp | CFLint_lamp | CFLscw(42w) | ILtg-CFL-ResCmn | Res interior non-refl CFL base case, Total Watts = 1.56 x Msr Watts | Res interior non-refl CFL base case, Total Watts = 1.56 x Msr Watts | CFL Lamp: Non-Reflector, 42 Watts | CFLratio0156 | CFLratio0156 | CFLscw(42w) | Available |  |  |  | 2017ScrewInLampDisposition | ErRobNc |  |  |  | 2017Dispo-Res-InLtg-Cmn | 2017-07-01 | 2018-06-30 | InEA_modVal |  |  |  |  | Standard | Remove expiry date per Commission Staff direction 2018ScrewInLampSavignsMethods-11Dec2017.pdf | 1 | 1 | 0 | Deemed Ex Ante Team |  | Remove expiry date per Commission Staff direction 2018ScrewInLampSavignsMethods-11Dec2017.pdf |  | Updated to indicate claim/filing status
857 | RE-HV-ResAC-45to65kBtuh-17S | Residential SEER-rated split Air Conditioners, Size Range: 45 - 65 kBTU/h, SEER = 17 (EER = 13.3), EIR = 0.223, Fan W/CFM = 0.27, two-speed fan | DEER2015 | D17 v2.00 | 2020-11-24 16:30 | RE-HV-ResAC-45to65kBtuh-17S | DEER | Standard | None | 0 | 0 | None |  | 0 |  | 0 | Res | Any | HVAC | SpaceCool | dxAC_equip | spltSEER | dxAC-Res-Split-SEER-17.0 | HV-ResAC | Residential SEER-rated split Air Conditioners, 45-65 kBTU/h; pre-2001: SEER = 10 (EER = 8.52), one-speed fan; post-2001: SEER = 13 (EER = 11.08), one-speed fan; 2014: SEER = 14 (EER = 12.17), one-speed fan | Residential SEER-rated split Air Conditioners, Size Range: 45 - 65 kBTU/h, SEER = 14 (EER = 11.8), EIR = 0.247, Fan W/CFM = 0.29, one-speed fan | Residential SEER-rated split Air Conditioners, Size Range: 45 - 65 kBTU/h, SEER = 17 (EER = 13.3), EIR = 0.223, Fan W/CFM = 0.27, two-speed fan |  | dxAC-Res-Split-45to65kBTUh-SEER-14.0 | dxAC-Res-Split-SEER-17.0 | Available |  | 0 | 0 | June 2017 DEER Update - Expired due to modified measure definition | ErRobNc | dxAC-Res-Split-45to65kBTUh-SEER-14.0 | HV-ResAC |  | None | 2015-01-01 | 2016-12-31 | InEA_mod |  |  |  |  | Standard | Measure updated for DEER2017; qualifier removed because DEER2017 version has updated pre-existing technology | 1 | 1 | 0 | Deemed Ex Ante Team |  | Measure updated for DEER2017; qualifier removed because DEER2017 version has updated pre-existing technology |  | Updated to indicate claim/filing status
857 | RE-HV-ResAC-45to65kBtuh-17S | Residential SEER-rated split Air Conditioners, Size Range: 45 - 65 kBTU/h, SEER = 17 (EER = 13.3), EIR = 0.223, Fan W/CFM = 0.27, two-speed fan | DEER2017 | D17 v2 | 2020-11-24 16:30 | RE-HV-ResAC-45to65kBtuh-17S | DEER | Standard | None | 0 | 0 | None |  | 0 |  | 0 | Res | Any | HVAC | SpaceCool | dxAC_equip | spltSEER | dxAC-Res-Split-SEER-17.0 | HV-ResAC | Residential SEER-rated split Air Conditioners, 45-65 kBTU/h; pre-2001: mix of SEER 10 and SEER 13 units with an average SEER = 11.4, one-speed fan; post-2001: SEER = 13 (EER = 11.08), one-speed fan; 2014: SEER = 14 (EER = 12.17), one-speed fan | Residential SEER-rated split Air Conditioners, Size Range: 45 - 65 kBTU/h, SEER = 14 (EER = 11.8), EIR = 0.247, Fan W/CFM = 0.29, one-speed fan | Residential SEER-rated split Air Conditioners, Size Range: 45 - 65 kBTU/h, SEER = 17 (EER = 13.3), EIR = 0.223, Fan W/CFM = 0.27, two-speed fan |  | dxAC-Res-Split-45to65kBTUh-SEER-14.0 | dxAC-Res-Split-SEER-17.0 | Available |  | 0 | 0 | June 2017 DEER Update | ErRobNc | dxAC-Res-Split-45to65kBTUh-SEER-14.0 | HV-ResAC |  | None | 2017-01-01 | 2019-12-31 | NotInEA |  |  |  |  | Standard | Measure updated for DEER2017; pre-existing technology updated June 2017; Measure expired due to DEER2020 update | 1 | 1 | 0 | Deemed Ex Ante Team |  | Measure updated for DEER2017; pre-existing technology updated June 2017; Measure expired due to DEER2020 update |  | Updated to indicate claim/filing status
857 | R-InCmn-CFLscw(55)-dWP31 | Residential Indoor Common-Area Lighting: CFL Lamp with integated Ballast replaces pre-existing standard lighting Wattage. Measure includes Code case. Impacts: HOU = 6142; CDF = 0.70 | ExAnte2017 | Disposition | 2020-11-24 16:30 | Res-Iltg-Cmn-dWatt-CFL | NonDEER | Scaled | BaseRatio | 0 | 0 | None |  | 0 |  | 1 | Res | Any | Lighting | InCommon | Ltg_Lamp | CFLint_lamp | CFLscw(55w) | ILtg-CFL-ResCmn | Res interior non-refl CFL base case, Total Watts = 1.56 x Msr Watts | Res interior non-refl CFL base case, Total Watts = 1.56 x Msr Watts | CFL Lamp: Non-Reflector, 55 Watts | CFLratio0156 | CFLratio0156 | CFLscw(55w) | Available |  |  |  | 2017ScrewInLampDisposition | ErRobNc |  |  |  | 2017Dispo-Res-InLtg-Cmn | 2017-07-01 | 2018-06-30 | InEA_modVal |  |  |  |  | Standard | Remove expiry date per Commission Staff direction 2018ScrewInLampSavignsMethods-11Dec2017.pdf | 1 | 1 | 0 | Deemed Ex Ante Team |  | Remove expiry date per Commission Staff direction 2018ScrewInLampSavignsMethods-11Dec2017.pdf |  | Updated to indicate claim/filing status
858 | RE-HV-ResAC-45to65kBtuh-18S | Residential SEER-rated split Air Conditioners, Size Range: 45 - 65 kBTU/h, SEER = 18 (EER = 14), EIR = 0.209, Fan W/CFM = 0.27, two-speed fan | DEER2017 | D17 v2 | 2020-11-24 16:30 | RE-HV-ResAC-45to65kBtuh-18S | DEER | Standard | None | 0 | 0 | None |  | 0 |  | 0 | Res | Any | HVAC | SpaceCool | dxAC_equip | spltSEER | dxAC-Res-Split-SEER-18.0 | HV-ResAC | Residential SEER-rated split Air Conditioners, 45-65 kBTU/h; pre-2001: mix of SEER 10 and SEER 13 units with an average SEER = 11.4, one-speed fan; post-2001: SEER = 13 (EER = 11.08), one-speed fan; 2014: SEER = 14 (EER = 12.17), one-speed fan | Residential SEER-rated split Air Conditioners, Size Range: 45 - 65 kBTU/h, SEER = 14 (EER = 11.8), EIR = 0.247, Fan W/CFM = 0.29, one-speed fan | Residential SEER-rated split Air Conditioners, Size Range: 45 - 65 kBTU/h, SEER = 18 (EER = 14), EIR = 0.209, Fan W/CFM = 0.27, two-speed fan |  | dxAC-Res-Split-45to65kBTUh-SEER-14.0 | dxAC-Res-Split-SEER-18.0 | Available |  | 0 | 0 | June 2017 DEER Update | ErRobNc | dxAC-Res-Split-45to65kBTUh-SEER-14.0 | HV-ResAC |  | None | 2017-01-01 | 2019-12-31 | NotInEA |  |  |  |  | Standard | Measure updated for DEER2017; pre-existing technology updated June 2017; Measure expired due to DEER2020 update | 1 | 1 | 0 | Deemed Ex Ante Team |  | Measure updated for DEER2017; pre-existing technology updated June 2017; Measure expired due to DEER2020 update |  | Updated to indicate claim/filing status
858 | RE-HV-ResAC-45to65kBtuh-18S | Residential SEER-rated split Air Conditioners, Size Range: 45 - 65 kBTU/h, SEER = 18 (EER = 14), EIR = 0.209, Fan W/CFM = 0.27, two-speed fan | DEER2015 | D17 v2.00 | 2020-11-24 16:30 | RE-HV-ResAC-45to65kBtuh-18S | DEER | Standard | None | 0 | 0 | None |  | 0 |  | 0 | Res | Any | HVAC | SpaceCool | dxAC_equip | spltSEER | dxAC-Res-Split-SEER-18.0 | HV-ResAC | Residential SEER-rated split Air Conditioners, 45-65 kBTU/h; pre-2001: SEER = 10 (EER = 8.52), one-speed fan; post-2001: SEER = 13 (EER = 11.08), one-speed fan; 2014: SEER = 14 (EER = 12.17), one-speed fan | Residential SEER-rated split Air Conditioners, Size Range: 45 - 65 kBTU/h, SEER = 14 (EER = 11.8), EIR = 0.247, Fan W/CFM = 0.29, one-speed fan | Residential SEER-rated split Air Conditioners, Size Range: 45 - 65 kBTU/h, SEER = 18 (EER = 14), EIR = 0.209, Fan W/CFM = 0.27, two-speed fan |  | dxAC-Res-Split-45to65kBTUh-SEER-14.0 | dxAC-Res-Split-SEER-18.0 | Available |  | 0 | 0 | June 2017 DEER Update - Expired due to modified measure definition | ErRobNc | dxAC-Res-Split-45to65kBTUh-SEER-14.0 | HV-ResAC |  | None | 2015-01-01 | 2016-12-31 | InEA_mod |  |  |  |  | Standard | Measure updated for DEER2017; qualifier removed because DEER2017 version has updated pre-existing technology | 1 | 1 | 0 | Deemed Ex Ante Team |  | Measure updated for DEER2017; qualifier removed because DEER2017 version has updated pre-existing technology |  | Updated to indicate claim/filing status
858 | R-InCmn-CFLscw(9)-dWP5 | Residential Indoor Common-Area Lighting: CFL Lamp with integated Ballast replaces pre-existing standard lighting Wattage. Measure includes Code case. Impacts: HOU = 6142; CDF = 0.70 | ExAnte2017 | Disposition | 2020-11-24 16:30 | Res-Iltg-Cmn-dWatt-CFL | NonDEER | Scaled | BaseRatio | 0 | 0 | None |  | 0 |  | 1 | Res | Any | Lighting | InCommon | Ltg_Lamp | CFLint_lamp | CFLscw(9w) | ILtg-CFL-ResCmn | Res interior non-refl CFL base case, Total Watts = 1.56 x Msr Watts | Res interior non-refl CFL base case, Total Watts = 1.56 x Msr Watts | CFL Lamp: Non-Reflector, 344 initial lumens, 9 Watts | CFLratio0156 | CFLratio0156 | CFLscw(9w) | Available |  |  |  | 2017ScrewInLampDisposition | ErRobNc |  |  |  | 2017Dispo-Res-InLtg-Cmn | 2017-07-01 | 2018-06-30 | InEA_modVal |  |  |  |  | Standard | Remove expiry date per Commission Staff direction 2018ScrewInLampSavignsMethods-11Dec2017.pdf | 1 | 1 | 0 | Deemed Ex Ante Team |  | Remove expiry date per Commission Staff direction 2018ScrewInLampSavignsMethods-11Dec2017.pdf |  | Updated to indicate claim/filing status
859 | RE-HV-ResAC-45to65kBtuh-19S | Residential SEER-rated split Air Conditioners, Size Range: 45 - 65 kBTU/h, SEER = 19 (EER = 14.8), EIR = 0.201, Fan W/CFM = 0.23, two-speed fan | DEER2017 | D17 v2 | 2020-11-24 16:30 | RE-HV-ResAC-45to65kBtuh-19S | DEER | Standard | None | 0 | 0 | None |  | 0 |  | 0 | Res | Any | HVAC | SpaceCool | dxAC_equip | spltSEER |  | HV-ResAC | Residential SEER-rated split Air Conditioners, 45-65 kBTU/h; pre-2001: mix of SEER 10 and SEER 13 units with an average SEER = 11.4, one-speed fan; post-2001: SEER = 13 (EER = 11.08), one-speed fan; 2014: SEER = 14 (EER = 12.17), one-speed fan | Residential SEER-rated split Air Conditioners, Size Range: 45 - 65 kBTU/h, SEER = 14 (EER = 11.8), EIR = 0.247, Fan W/CFM = 0.29, one-speed fan | Residential SEER-rated split Air Conditioners, Size Range: 45 - 65 kBTU/h, SEER = 19 (EER = 14.8), EIR = 0.201, Fan W/CFM = 0.23, two-speed fan |  | dxAC-Res-Split-45to65kBTUh-SEER-14.0 | dxAC-Res-Split-SEER-19.0 | Available |  | 0 | 0 | June 2017 DEER Update | ErRobNc | dxAC-Res-Split-45to65kBTUh-SEER-14.0 | HV-ResAC |  | None | 2017-01-01 | 2019-12-31 | NotInEA |  |  |  |  | Standard | Measure updated for DEER2017; pre-existing technology updated June 2017; Measure expired due to DEER2020 update | 1 | 1 | 0 | Deemed Ex Ante Team |  | Measure updated for DEER2017; pre-existing technology updated June 2017; Measure expired due to DEER2020 update |  | Updated to indicate claim/filing status
859 | RE-HV-ResAC-45to65kBtuh-19S | Residential SEER-rated split Air Conditioners, Size Range: 45 - 65 kBTU/h, SEER = 19 (EER = 14.8), EIR = 0.201, Fan W/CFM = 0.23, two-speed fan | DEER2015 | D17 v2.00 | 2020-11-24 16:30 | RE-HV-ResAC-45to65kBtuh-19S | DEER | Standard | None | 0 | 0 | None |  | 0 |  | 0 | Res | Any | HVAC | SpaceCool | dxAC_equip | spltSEER |  | HV-ResAC | Residential SEER-rated split Air Conditioners, 45-65 kBTU/h; pre-2001: SEER = 10 (EER = 8.52), one-speed fan; post-2001: SEER = 13 (EER = 11.08), one-speed fan; 2014: SEER = 14 (EER = 12.17), one-speed fan | Residential SEER-rated split Air Conditioners, Size Range: 45 - 65 kBTU/h, SEER = 14 (EER = 11.8), EIR = 0.247, Fan W/CFM = 0.29, one-speed fan | Residential SEER-rated split Air Conditioners, Size Range: 45 - 65 kBTU/h, SEER = 19 (EER = 14.8), EIR = 0.201, Fan W/CFM = 0.23, two-speed fan |  | dxAC-Res-Split-45to65kBTUh-SEER-14.0 | dxAC-Res-Split-SEER-19.0 | Available |  | 0 | 0 | June 2017 DEER Update - Expired due to modified measure definition | ErRobNc | dxAC-Res-Split-45to65kBTUh-SEER-14.0 | HV-ResAC |  | None | 2015-01-01 | 2016-12-31 | InEA_mod |  |  |  |  | Standard | Measure updated for DEER2017; qualifier removed because DEER2017 version has updated pre-existing technology | 1 | 1 | 0 | Deemed Ex Ante Team |  | Measure updated for DEER2017; qualifier removed because DEER2017 version has updated pre-existing technology |  | Updated to indicate claim/filing status
859 | R-InCmn-CFLscw-Refl-1(15)-dWP11 | Residential Indoor Common-Area Lighting: CFL Lamp with integated Ballast replaces pre-existing standard lighting Wattage. Measure includes Code case. Impacts: HOU = 6142; CDF = 0.70 | ExAnte2017 | Disposition | 2020-11-24 16:30 | Res-Iltg-Cmn-dWatt-CFL | NonDEER | Scaled | BaseRatio | 0 | 0 | None |  | 0 |  | 1 | Res | Any | Lighting | InCommon | Ltg_Lamp | CFLint_lamp | CFLscw-Refl-1(15w) | ILtg-CFL-ResCmn | Res interior reflector and Res exterior CFL base case, Total Watts = 1.74 x Msr Watts | Res interior reflector and Res exterior CFL base case, Total Watts = 1.74 x Msr Watts | CFL Lamp: Reflector, 565 initial lumens, 15 Watts | CFLratio0174 | CFLratio0174 | CFLscw-Refl-1(15w) | Available |  |  |  | 2017ScrewInLampDisposition | ErRobNc |  |  |  | 2017Dispo-Res-InLtg-Cmn | 2017-07-01 | 2018-06-30 | InEA_modVal |  |  |  |  | Standard | Revise expiry date to 60/30/2018 Commission Staff direction 2018ScrewInLampSavignsMethods-11Dec2017.pdf | 1 | 1 | 0 | Deemed Ex Ante Team |  | Revise expiry date to 60/30/2018 Commission Staff direction 2018ScrewInLampSavignsMethods-11Dec2017.pdf |  | Updated to indicate claim/filing status
860 | RE-HV-ResAC-45to65kBtuh-20S | Residential SEER-rated split Air Conditioners, Size Range: 45 - 65 kBTU/h, SEER = 20 (EER = 15.6), EIR = 0.19, Fan W/CFM = 0.23, two-speed fan | DEER2017 | D17 v2 | 2020-11-24 16:30 | RE-HV-ResAC-45to65kBtuh-20S | DEER | Standard | None | 0 | 0 | None |  | 0 |  | 0 | Res | Any | HVAC | SpaceCool | dxAC_equip | spltSEER |  | HV-ResAC | Residential SEER-rated split Air Conditioners, 45-65 kBTU/h; pre-2001: mix of SEER 10 and SEER 13 units with an average SEER = 11.4, one-speed fan; post-2001: SEER = 13 (EER = 11.08), one-speed fan; 2014: SEER = 14 (EER = 12.17), one-speed fan | Residential SEER-rated split Air Conditioners, Size Range: 45 - 65 kBTU/h, SEER = 14 (EER = 11.8), EIR = 0.247, Fan W/CFM = 0.29, one-speed fan | Residential SEER-rated split Air Conditioners, Size Range: 45 - 65 kBTU/h, SEER = 20 (EER = 15.6), EIR = 0.19, Fan W/CFM = 0.23, two-speed fan |  | dxAC-Res-Split-45to65kBTUh-SEER-14.0 | dxAC-Res-Split-SEER-20.0 | Available |  | 0 | 0 | June 2017 DEER Update | ErRobNc | dxAC-Res-Split-45to65kBTUh-SEER-14.0 | HV-ResAC |  | None | 2017-01-01 | 2019-12-31 | NotInEA |  |  |  |  | Standard | Measure updated for DEER2017; pre-existing technology updated June 2017; Measure expired due to DEER2020 update | 1 | 1 | 0 | Deemed Ex Ante Team |  | Measure updated for DEER2017; pre-existing technology updated June 2017; Measure expired due to DEER2020 update |  | Updated to indicate claim/filing status
860 | RE-HV-ResAC-45to65kBtuh-20S | Residential SEER-rated split Air Conditioners, Size Range: 45 - 65 kBTU/h, SEER = 20 (EER = 15.6), EIR = 0.19, Fan W/CFM = 0.23, two-speed fan | DEER2015 | D17 v2.00 | 2020-11-24 16:30 | RE-HV-ResAC-45to65kBtuh-20S | DEER | Standard | None | 0 | 0 | None |  | 0 |  | 0 | Res | Any | HVAC | SpaceCool | dxAC_equip | spltSEER |  | HV-ResAC | Residential SEER-rated split Air Conditioners, 45-65 kBTU/h; pre-2001: SEER = 10 (EER = 8.52), one-speed fan; post-2001: SEER = 13 (EER = 11.08), one-speed fan; 2014: SEER = 14 (EER = 12.17), one-speed fan | Residential SEER-rated split Air Conditioners, Size Range: 45 - 65 kBTU/h, SEER = 14 (EER = 11.8), EIR = 0.247, Fan W/CFM = 0.29, one-speed fan | Residential SEER-rated split Air Conditioners, Size Range: 45 - 65 kBTU/h, SEER = 20 (EER = 15.6), EIR = 0.19, Fan W/CFM = 0.23, two-speed fan |  | dxAC-Res-Split-45to65kBTUh-SEER-14.0 | dxAC-Res-Split-SEER-20.0 | Available |  | 0 | 0 | June 2017 DEER Update - Expired due to modified measure definition | ErRobNc | dxAC-Res-Split-45to65kBTUh-SEER-14.0 | HV-ResAC |  | None | 2015-01-01 | 2016-12-31 | InEA_mod |  |  |  |  | Standard | Measure updated for DEER2017; qualifier removed because DEER2017 version has updated pre-existing technology | 1 | 1 | 0 | Deemed Ex Ante Team |  | Measure updated for DEER2017; qualifier removed because DEER2017 version has updated pre-existing technology |  | Updated to indicate claim/filing status
860 | R-InCmn-CFLscw-Refl-1(23)-dWP17 | Residential Indoor Common-Area Lighting: CFL Lamp with integated Ballast replaces pre-existing standard lighting Wattage. Measure includes Code case. Impacts: HOU = 6142; CDF = 0.70 | ExAnte2017 | Disposition | 2020-11-24 16:30 | Res-Iltg-Cmn-dWatt-CFL | NonDEER | Scaled | BaseRatio | 0 | 0 | None |  | 0 |  | 1 | Res | Any | Lighting | InCommon | Ltg_Lamp | CFLint_lamp | CFLscw-Refl-1(23w) | ILtg-CFL-ResCmn | Res interior reflector and Res exterior CFL base case, Total Watts = 1.74 x Msr Watts | Res interior reflector and Res exterior CFL base case, Total Watts = 1.74 x Msr Watts | CFL Lamp: Reflector, 880 initial lumens, 23 Watts | CFLratio0174 | CFLratio0174 | CFLscw-Refl-1(23w) | Available |  |  |  | 2017ScrewInLampDisposition | ErRobNc |  |  |  | 2017Dispo-Res-InLtg-Cmn | 2017-07-01 | 2018-06-30 | InEA_modVal |  |  |  |  | Standard | Revise expiry date to 60/30/2018 Commission Staff direction 2018ScrewInLampSavignsMethods-11Dec2017.pdf | 1 | 1 | 0 | Deemed Ex Ante Team |  | Revise expiry date to 60/30/2018 Commission Staff direction 2018ScrewInLampSavignsMethods-11Dec2017.pdf |  | Updated to indicate claim/filing status
861 | RE-HV-ResAC-45to65kBtuh-21S | Residential SEER-rated split Air Conditioners, Size Range: 45 - 65 kBTU/h, SEER = 21 (EER = 16.4), EIR = 0.18, Fan W/CFM = 0.23, two-speed fan | DEER2017 | D17 v2 | 2020-11-24 16:30 | RE-HV-ResAC-45to65kBtuh-21S | DEER | Standard | None | 0 | 0 | None |  | 0 |  | 0 | Res | Any | HVAC | SpaceCool | dxAC_equip | spltSEER |  | HV-ResAC | Residential SEER-rated split Air Conditioners, 45-65 kBTU/h; pre-2001: mix of SEER 10 and SEER 13 units with an average SEER = 11.4, one-speed fan; post-2001: SEER = 13 (EER = 11.08), one-speed fan; 2014: SEER = 14 (EER = 12.17), one-speed fan | Residential SEER-rated split Air Conditioners, Size Range: 45 - 65 kBTU/h, SEER = 14 (EER = 11.8), EIR = 0.247, Fan W/CFM = 0.29, one-speed fan | Residential SEER-rated split Air Conditioners, Size Range: 45 - 65 kBTU/h, SEER = 21 (EER = 16.4), EIR = 0.18, Fan W/CFM = 0.23, two-speed fan |  | dxAC-Res-Split-45to65kBTUh-SEER-14.0 | dxAC-Res-Split-SEER-21.0 | Available |  | 0 | 0 | June 2017 DEER Update | ErRobNc | dxAC-Res-Split-45to65kBTUh-SEER-14.0 | HV-ResAC |  | None | 2017-01-01 | 2019-12-31 | NotInEA |  |  |  |  | Standard | Measure updated for DEER2017; pre-existing technology updated June 2017; Measure expired due to DEER2020 update | 1 | 1 | 0 | Deemed Ex Ante Team |  | Measure updated for DEER2017; pre-existing technology updated June 2017; Measure expired due to DEER2020 update |  | Updated to indicate claim/filing status
861 | RE-HV-ResAC-45to65kBtuh-21S | Residential SEER-rated split Air Conditioners, Size Range: 45 - 65 kBTU/h, SEER = 21 (EER = 16.4), EIR = 0.18, Fan W/CFM = 0.23, two-speed fan | DEER2015 | D17 v2.00 | 2020-11-24 16:30 | RE-HV-ResAC-45to65kBtuh-21S | DEER | Standard | None | 0 | 0 | None |  | 0 |  | 0 | Res | Any | HVAC | SpaceCool | dxAC_equip | spltSEER |  | HV-ResAC | Residential SEER-rated split Air Conditioners, 45-65 kBTU/h; pre-2001: SEER = 10 (EER = 8.52), one-speed fan; post-2001: SEER = 13 (EER = 11.08), one-speed fan; 2014: SEER = 14 (EER = 12.17), one-speed fan | Residential SEER-rated split Air Conditioners, Size Range: 45 - 65 kBTU/h, SEER = 14 (EER = 11.8), EIR = 0.247, Fan W/CFM = 0.29, one-speed fan | Residential SEER-rated split Air Conditioners, Size Range: 45 - 65 kBTU/h, SEER = 21 (EER = 16.4), EIR = 0.18, Fan W/CFM = 0.23, two-speed fan |  | dxAC-Res-Split-45to65kBTUh-SEER-14.0 | dxAC-Res-Split-SEER-21.0 | Available |  | 0 | 0 | June 2017 DEER Update - Expired due to modified measure definition | ErRobNc | dxAC-Res-Split-45to65kBTUh-SEER-14.0 | HV-ResAC |  | None | 2015-01-01 | 2016-12-31 | InEA_mod |  |  |  |  | Standard | Measure updated for DEER2017; qualifier removed because DEER2017 version has updated pre-existing technology | 1 | 1 | 0 | Deemed Ex Ante Team |  | Measure updated for DEER2017; qualifier removed because DEER2017 version has updated pre-existing technology |  | Updated to indicate claim/filing status
861 | R-InCmn-CFLscw-Refl(13)-dWP10 | Residential Indoor Common-Area Lighting: CFL Lamp with integated Ballast replaces pre-existing standard lighting Wattage. Measure includes Code case. Impacts: HOU = 6142; CDF = 0.70 | ExAnte2017 | Disposition | 2020-11-24 16:30 | Res-Iltg-Cmn-dWatt-CFL | NonDEER | Scaled | BaseRatio | 0 | 0 | None |  | 0 |  | 1 | Res | Any | Lighting | InCommon | Ltg_Lamp | CFLint_lamp | CFLscw-Refl(13w) | ILtg-CFL-ResCmn | Res interior reflector and Res exterior CFL base case, Total Watts = 1.74 x Msr Watts | Res interior reflector and Res exterior CFL base case, Total Watts = 1.74 x Msr Watts | CFL Lamp: Reflector, 13 Watts | CFLratio0174 | CFLratio0174 | CFLscw-Refl(13w) | Available |  |  |  | 2017ScrewInLampDisposition | ErRobNc |  |  |  | 2017Dispo-Res-InLtg-Cmn | 2017-07-01 | 2018-06-30 | InEA_modVal |  |  |  |  | Standard | Revise expiry date to 60/30/2018 Commission Staff direction 2018ScrewInLampSavignsMethods-11Dec2017.pdf | 1 | 1 | 0 | Deemed Ex Ante Team |  | Revise expiry date to 60/30/2018 Commission Staff direction 2018ScrewInLampSavignsMethods-11Dec2017.pdf |  | Updated to indicate claim/filing status
862 | RE-HV-ResEvapAC-45to65kBtuh-17p4S | Residential SEER-rated split Heat Pumps, SEER = 17 (EER = 13.3), HSPF = 9.4 (COP = 3.74), EIR = 0.223, Fan W/CFM = 0.27, two-speed fan | DEER2017 | D17 v1.0 | 2020-11-24 16:30 | RE-HV-ResEvapAC-45to65kBtuh-17p4S | DEER | Standard | None | 0 | 0 | None |  | 0 |  | 0 | Res | Any | HVAC | SpaceCool | dxAC_equip | spltSEER | dxHP-Res-Split-SEER-17.0 | HV-ResAC | Residential SEER-rated split Air Conditioners, 18-65 kBTU/h; pre-2001: SEER = 10 (EER = 8.52), one-speed fan; post-2001: SEER = 13 (EER = 11.08), one-speed fan; 2014: SEER = 14 (EER = 11.82), one-speed fan | Residential SEER-rated split Air Conditioners, Size Range: 45 - 65 kBTU/h, SEER = 14 (EER = 11.8), EIR = 0.247, Fan W/CFM = 0.29, one-speed fan | Residential SEER-rated split Heat Pumps, SEER = 17 (EER = 13.3), HSPF = 9.4 (COP = 3.74), EIR = 0.223, Fan W/CFM = 0.27, two-speed fan |  | dxAC-Res-Split-45to65kBTUh-SEER-14.0 | dxHP-Res-Split-SEER-17.0 | Available |  | 0 | 0 |  | ErRobNc | dxAC-Res-Split-45to65kBTUh-SEER-14.0 | HV-ResAC |  | DEER1517 | 2015-01-01 | 2019-12-31 | [5 empty] | Standard | Measure updated for DEER2017; Measure expired due to DEER2020 update | 1 | 1 | 0 | Deemed Ex Ante Team |  | Measure updated for DEER2017; Measure expired due to DEER2020 update |  | Updated to indicate claim/filing status
862 | R-InCmn-CFLscw-Refl(14)-dWP10 | Residential Indoor Common-Area Lighting: CFL Lamp with integated Ballast replaces pre-existing standard lighting Wattage. Measure includes Code case. Impacts: HOU = 6142; CDF = 0.70 | ExAnte2017 | Disposition | 2020-11-24 16:30 | Res-Iltg-Cmn-dWatt-CFL | NonDEER | Scaled | BaseRatio | 0 | 0 | None |  | 0 |  | 1 | Res | Any | Lighting | InCommon | Ltg_Lamp | CFLint_lamp | CFLscw-Refl(14w) | ILtg-CFL-ResCmn | Res interior reflector and Res exterior CFL base case, Total Watts = 1.74 x Msr Watts | Res interior reflector and Res exterior CFL base case, Total Watts = 1.74 x Msr Watts | CFL Lamp: Reflector, 14 Watts | CFLratio0174 | CFLratio0174 | CFLscw-Refl(14w) | Available |  |  |  | 2017ScrewInLampDisposition | ErRobNc |  |  |  | 2017Dispo-Res-InLtg-Cmn | 2017-07-01 | 2018-06-30 | InEA_modVal |  |  |  |  | Standard | Revise expiry date to 60/30/2018 Commission Staff direction 2018ScrewInLampSavignsMethods-11Dec2017.pdf | 1 | 1 | 0 | Deemed Ex Ante Team |  | Revise expiry date to 60/30/2018 Commission Staff direction 2018ScrewInLampSavignsMethods-11Dec2017.pdf |  | Updated to indicate claim/filing status
863 | RE-HV-ResHP-15p0S-8p7H | Residential SEER-rated split Heat Pumps, SEER = 15 (EER = 12.8), HSPF = 8.7 (COP = 3.68), EIR = 0.232, Fan W/CFM = 0.25, one-speed fan | DEER2017 | D17 v1.0 | 2020-11-24 16:30 | RE-HV-ResHP-15p0S-8p7H | DEER | Standard | None | 0 | 0 | None |  | 0 |  | 0 | Res | Any | HVAC | HeatCool | dxHP_equip | spltSEER | dxHP-Res-Split-SEER-15.0 | HVAC-airHP | Res SEER-Rated Splt HP, 7.1-3.01 kBTU/h; pre-2001: SEER = 10 (HSPF = 7.1), one-speed fan; post-2001: SEER = 13 (HSPF = 8.2), one-speed fan; 2014: SEER = 14 (HSPF = 8.2), one-speed fan | Residential SEER-rated split Heat Pumps, SEER = 14 (EER = 11.9), HSPF = 8.2 (COP = 3.48), EIR = 0.245, Fan W/CFM = 0.29, one-speed fan | Residential SEER-rated split Heat Pumps, SEER = 15 (EER = 12.8), HSPF = 8.7 (COP = 3.68), EIR = 0.232, Fan W/CFM = 0.25, one-speed fan |  | dxHP-Res-Split-SEER-14.0 | dxHP-Res-Split-SEER-15.0 | Available |  | 0 | 0 |  | ErRobNc | dxHP-Res-Split-SEER-14.0 | HVAC-airHP |  | DEER1517 | 2015-01-01 | 2019-12-31 | [5 empty] | Standard | Measure updated for DEER2017; Measure expired due to DEER2020 update | 1 | 1 | 0 | Deemed Ex Ante Team |  | Measure updated for DEER2017; Measure expired due to DEER2020 update |  | Updated to indicate claim/filing status
863 | R-InCmn-CFLscw-Refl(16)-dWP12 | Residential Indoor Common-Area Lighting: CFL Lamp with integated Ballast replaces pre-existing standard lighting Wattage. Measure includes Code case. Impacts: HOU = 6142; CDF = 0.70 | ExAnte2017 | Disposition | 2020-11-24 16:30 | Res-Iltg-Cmn-dWatt-CFL | NonDEER | Scaled | BaseRatio | 0 | 0 | None |  | 0 |  | 1 | Res | Any | Lighting | InCommon | Ltg_Lamp | CFLint_lamp | CFLscw-Refl(16w) | ILtg-CFL-ResCmn | Res interior reflector and Res exterior CFL base case, Total Watts = 1.74 x Msr Watts | Res interior reflector and Res exterior CFL base case, Total Watts = 1.74 x Msr Watts | CFL Lamp: Reflector, 604 initial lumens, 16 Watts | CFLratio0174 | CFLratio0174 | CFLscw-Refl(16w) | Available |  |  |  | 2017ScrewInLampDisposition | ErRobNc |  |  |  | 2017Dispo-Res-InLtg-Cmn | 2017-07-01 | 2018-06-30 | InEA_modVal |  |  |  |  | Standard | Revise expiry date to 60/30/2018 Commission Staff direction 2018ScrewInLampSavignsMethods-11Dec2017.pdf | 1 | 1 | 0 | Deemed Ex Ante Team |  | Revise expiry date to 60/30/2018 Commission Staff direction 2018ScrewInLampSavignsMethods-11Dec2017.pdf |  | Updated to indicate claim/filing status
864 | RE-HV-ResHP-16p0S-9p0H | Residential SEER-rated split Heat Pumps, SEER = 16 (EER = 12.5), HSPF = 9 (COP = 3.57), EIR = 0.238, Fan W/CFM = 0.27, two-speed fan | DEER2017 | D17 v1.0 | 2020-11-24 16:30 | RE-HV-ResHP-16p0S-9p0H | DEER | Standard | None | 0 | 0 | None |  | 0 |  | 0 | Res | Any | HVAC | HeatCool | dxHP_equip | spltSEER | dxHP-Res-Split-SEER-16.0 | HVAC-airHP | Res SEER-Rated Splt HP, 7.1-3.01 kBTU/h; pre-2001: SEER = 10 (HSPF = 7.1), one-speed fan; post-2001: SEER = 13 (HSPF = 8.2), one-speed fan; 2014: SEER = 14 (HSPF = 8.2), one-speed fan | Residential SEER-rated split Heat Pumps, SEER = 14 (EER = 11.9), HSPF = 8.2 (COP = 3.48), EIR = 0.245, Fan W/CFM = 0.29, one-speed fan | Residential SEER-rated split Heat Pumps, SEER = 16 (EER = 12.5), HSPF = 9 (COP = 3.57), EIR = 0.238, Fan W/CFM = 0.27, two-speed fan |  | dxHP-Res-Split-SEER-14.0 | dxHP-Res-Split-SEER-16.0 | Available |  | 0 | 0 |  | ErRobNc | dxHP-Res-Split-SEER-14.0 | HVAC-airHP |  | DEER1517 | 2015-01-01 | 2019-12-31 | [5 empty] | Standard | Measure updated for DEER2017; Measure expired due to DEER2020 update | 1 | 1 | 0 | Deemed Ex Ante Team |  | Measure updated for DEER2017; Measure expired due to DEER2020 update |  | Updated to indicate claim/filing status
864 | R-InCmn-CFLscw-Refl(18)-dWP13 | Residential Indoor Common-Area Lighting: CFL Lamp with integated Ballast replaces pre-existing standard lighting Wattage. Measure includes Code case. Impacts: HOU = 6142; CDF = 0.70 | ExAnte2017 | Disposition | 2020-11-24 16:30 | Res-Iltg-Cmn-dWatt-CFL | NonDEER | Scaled | BaseRatio | 0 | 0 | None |  | 0 |  | 1 | Res | Any | Lighting | InCommon | Ltg_Lamp | CFLint_lamp | CFLscw-Refl(18w) | ILtg-CFL-ResCmn | Res interior reflector and Res exterior CFL base case, Total Watts = 1.74 x Msr Watts | Res interior reflector and Res exterior CFL base case, Total Watts = 1.74 x Msr Watts | CFL Lamp: Reflector, 683 initial lumens, 18 Watts | CFLratio0174 | CFLratio0174 | CFLscw-Refl(18w) | Available |  |  |  | 2017ScrewInLampDisposition | ErRobNc |  |  |  | 2017Dispo-Res-InLtg-Cmn | 2017-07-01 | 2018-06-30 | InEA_modVal |  |  |  |  | Standard | Revise expiry date to 60/30/2018 Commission Staff direction 2018ScrewInLampSavignsMethods-11Dec2017.pdf | 1 | 1 | 0 | Deemed Ex Ante Team |  | Revise expiry date to 60/30/2018 Commission Staff direction 2018ScrewInLampSavignsMethods-11Dec2017.pdf |  | Updated to indicate claim/filing status
865 | RE-HV-ResHP-17p0S-9p4H | Residential SEER-rated split Heat Pumps, SEER = 17 (EER = 13.3), HSPF = 9.4 (COP = 3.74), EIR = 0.223, Fan W/CFM = 0.27, two-speed fan | DEER2017 | D17 v1.0 | 2020-11-24 16:30 | RE-HV-ResHP-17p0S-9p4H | DEER | Standard | None | 0 | 0 | None |  | 0 |  | 0 | Res | Any | HVAC | HeatCool | dxHP_equip | spltSEER | dxHP-Res-Split-SEER-17.0 | HVAC-airHP | Res SEER-Rated Splt HP, 7.1-3.01 kBTU/h; pre-2001: SEER = 10 (HSPF = 7.1), one-speed fan; post-2001: SEER = 13 (HSPF = 8.2), one-speed fan; 2014: SEER = 14 (HSPF = 8.2), one-speed fan | Residential SEER-rated split Heat Pumps, SEER = 14 (EER = 11.9), HSPF = 8.2 (COP = 3.48), EIR = 0.245, Fan W/CFM = 0.29, one-speed fan | Residential SEER-rated split Heat Pumps, SEER = 17 (EER = 13.3), HSPF = 9.4 (COP = 3.74), EIR = 0.223, Fan W/CFM = 0.27, two-speed fan |  | dxHP-Res-Split-SEER-14.0 | dxHP-Res-Split-SEER-17.0 | Available |  | 0 | 0 |  | ErRobNc | dxHP-Res-Split-SEER-14.0 | HVAC-airHP |  | DEER1517 | 2015-01-01 | 2019-12-31 | [5 empty] | Standard | Measure updated for DEER2017; Measure expired due to DEER2020 update | 1 | 1 | 0 | Deemed Ex Ante Team |  | Measure updated for DEER2017; Measure expired due to DEER2020 update |  | Updated to indicate claim/filing status
865 | R-InCmn-CFLscw-Refl(20)-dWP15 | Residential Indoor Common-Area Lighting: CFL Lamp with integated Ballast replaces pre-existing standard lighting Wattage. Measure includes Code case. Impacts: HOU = 6142; CDF = 0.70 | ExAnte2017 | Disposition | 2020-11-24 16:30 | Res-Iltg-Cmn-dWatt-CFL | NonDEER | Scaled | BaseRatio | 0 | 0 | None |  | 0 |  | 1 | Res | Any | Lighting | InCommon | Ltg_Lamp | CFLint_lamp | CFLscw-Refl(20w) | ILtg-CFL-ResCmn | Res interior reflector and Res exterior CFL base case, Total Watts = 1.74 x Msr Watts | Res interior reflector and Res exterior CFL base case, Total Watts = 1.74 x Msr Watts | CFL Lamp: Reflector, 762 initial lumens, 20 Watts | CFLratio0174 | CFLratio0174 | CFLscw-Refl(20w) | Available |  |  |  | 2017ScrewInLampDisposition | ErRobNc |  |  |  | 2017Dispo-Res-InLtg-Cmn | 2017-07-01 | 2018-06-30 | InEA_modVal |  |  |  |  | Standard | Revise expiry date to 60/30/2018 Commission Staff direction 2018ScrewInLampSavignsMethods-11Dec2017.pdf | 1 | 1 | 0 | Deemed Ex Ante Team |  | Revise expiry date to 60/30/2018 Commission Staff direction 2018ScrewInLampSavignsMethods-11Dec2017.pdf |  | Updated to indicate claim/filing status
866 | RE-HV-ResHP-18p0S-9p7H | Residential SEER-rated split Heat Pumps, SEER = 18 (EER = 14), HSPF = 9.7 (COP = 3.86), EIR = 0.209, Fan W/CFM = 0.27, two-speed fan | DEER2017 | D17 v1.0 | 2020-11-24 16:30 | RE-HV-ResHP-18p0S-9p7H | DEER | Standard | None | 0 | 0 | None |  | 0 |  | 0 | Res | Any | HVAC | HeatCool | dxHP_equip | spltSEER | dxHP-Res-Split-SEER-18.0 | HVAC-airHP | Res SEER-Rated Splt HP, 7.1-3.01 kBTU/h; pre-2001: SEER = 10 (HSPF = 7.1), one-speed fan; post-2001: SEER = 13 (HSPF = 8.2), one-speed fan; 2014: SEER = 14 (HSPF = 8.2), one-speed fan | Residential SEER-rated split Heat Pumps, SEER = 14 (EER = 11.9), HSPF = 8.2 (COP = 3.48), EIR = 0.245, Fan W/CFM = 0.29, one-speed fan | Residential SEER-rated split Heat Pumps, SEER = 18 (EER = 14), HSPF = 9.7 (COP = 3.86), EIR = 0.209, Fan W/CFM = 0.27, two-speed fan |  | dxHP-Res-Split-SEER-14.0 | dxHP-Res-Split-SEER-18.0 | Available |  | 0 | 0 |  | ErRobNc | dxHP-Res-Split-SEER-14.0 | HVAC-airHP |  | DEER1517 | 2015-01-01 | 2019-12-31 | [5 empty] | Standard | Measure updated for DEER2017; Measure expired due to DEER2020 update | 1 | 1 | 0 | Deemed Ex Ante Team |  | Measure updated for DEER2017; Measure expired due to DEER2020 update |  | Updated to indicate claim/filing status
866 | R-InCmn-CFLscw-Refl-2(15)-dWP11 | Residential Indoor Common-Area Lighting: CFL Lamp with integated Ballast replaces pre-existing standard lighting Wattage. Measure includes Code case. Impacts: HOU = 6142; CDF = 0.70 | ExAnte2017 | Disposition | 2020-11-24 16:30 | Res-Iltg-Cmn-dWatt-CFL | NonDEER | Scaled | BaseRatio | 0 | 0 | None |  | 0 |  | 1 | Res | Any | Lighting | InCommon | Ltg_Lamp | CFLint_lamp | CFLscw-Refl-2(15w) | ILtg-CFL-ResCmn | Res interior reflector and Res exterior CFL base case, Total Watts = 1.74 x Msr Watts | Res interior reflector and Res exterior CFL base case, Total Watts = 1.74 x Msr Watts | CFL Lamp: Reflector, 800 initial lumens, 15 Watts | CFLratio0174 | CFLratio0174 | CFLscw-Refl-2(15w) | Available |  |  |  | 2017ScrewInLampDisposition | ErRobNc |  |  |  | 2017Dispo-Res-InLtg-Cmn | 2017-07-01 | 2018-06-30 | InEA_modVal |  |  |  |  | Standard | Revise expiry date to 60/30/2018 Commission Staff direction 2018ScrewInLampSavignsMethods-11Dec2017.pdf | 1 | 1 | 0 | Deemed Ex Ante Team |  | Revise expiry date to 60/30/2018 Commission Staff direction 2018ScrewInLampSavignsMethods-11Dec2017.pdf |  | Updated to indicate claim/filing status
867 | NE-HVAC-airHP-Pkg-lt55kBtuh-15p0seer-8p2hspf | Commercial SEER-rated Packaged Heat Pumps, Size Range: 18 - 65 kBTU/h, SEER = 15 (HSPF = 8.2), EIR = 0.226, Fan W/CFM = 0.29, one-speed fan, without Econo | DEER2015 | D15 v1.0 | 2020-11-24 16:30 | NE-HVAC-airHP-Pkg-lt55kBtuh-15p0seer-8p2hspf | DEER | Standard | None |  |  | None |  | 0 |  | 0 | Com | Any | HVAC | HeatCool | dxHP_equip | pkgSEER | dxHP-Com-Pkg-lt55kBTUh-SEER-15.0 | HVAC-airHP | Com SEER-Rated Pkg HP, 18-65 kBTU/h; pre-2001: SEER = 10 (HSPF = 7.1), one-speed fan, no Econo; post-2001: SEER = 13 (HSPF = 8.2), one-speed fan, no Econo; 2014: SEER = 14 (HSPF = 8), one-speed fan, no Econo | Commercial SEER-rated Packaged Heat Pumps, Size Range: 18 - 55 kBTU/h, SEER = 14 (HSPF = 8.0), EIR = 0.245, Fan W/CFM = 0.29, one-speed fan, without Econo | Commercial SEER-rated Packaged Heat Pumps, Size Range: 18 - 65 kBTU/h, SEER = 15 (HSPF = 8.2), EIR = 0.226, Fan W/CFM = 0.29, one-speed fan, without Econo |  | dxHP-Com-Pkg-lt55kBTUh-SEER-14.0 | dxHP-Com-Pkg-lt55kBTUh-SEER-15.0 | Available |  | 0 | 0 |  | ErRobNc | dxHP-Com-Pkg-lt55kBTUh-SEER-14.0 | HVAC-airHP |  | None | 2015-01-01 | 2016-12-31 | DEER |  |  |  |  | Standard |  | 1 | 1 | 0 | Deemed Ex Ante Team |  |  |  | Updated to indicate claim/filing status
867 | NE-HVAC-airHP-Pkg-lt55kBtuh-15p0seer-8p2hspf | Commercial SEER-rated Packaged Heat Pumps, Size Range: 18 - 65 kBTU/h, SEER = 15 (HSPF = 8.2), EIR = 0.226, Fan W/CFM = 0.29, one-speed fan, without Econo | DEER2017 | D17 v2 | 2021-02-25 15:49 | NE-HVAC-airHP-Pkg-lt55kBtuh-15p0seer-8p2hspf | DEER | Standard | None |  |  | None |  | 0 |  | 0 | Com | Any | HVAC | HeatCool | dxHP_equip | pkgSEER | dxHP-Com-Pkg-lt55kBTUh-SEER-15.0 | HVAC-airHP | Com SEER-Rated Pkg HP, 18-65 kBTU/h; pre-2001: SEER = 10 (HSPF = 7.1), one-speed fan, no Econo; post-2001: SEER = 13 (HSPF = 8.2), one-speed fan, no Econo; 2014: SEER = 14 (HSPF = 8), one-speed fan, no Econo | Commercial SEER-rated Packaged Heat Pumps, Size Range: 18 - 55 kBTU/h, SEER = 14 (HSPF = 8.0), EIR = 0.245, Fan W/CFM = 0.29, one-speed fan, without Econo | Commercial SEER-rated Packaged Heat Pumps, Size Range: 18 - 65 kBTU/h, SEER = 15 (HSPF = 8.2), EIR = 0.226, Fan W/CFM = 0.29, one-speed fan, without Econo |  | dxHP-Com-Pkg-lt55kBTUh-SEER-14.0 | dxHP-Com-Pkg-lt55kBTUh-SEER-15.0 | Available |  | 0 | 0 | June 2017 DEER Update | ErRobNc | dxHP-Com-Pkg-lt55kBTUh-SEER-14.0 | HVAC-airHP |  | None | 2017-01-01 | 2020-05-27 | InEA_mod |  |  |  |  | Standard | Measure EnergyImpacts corrected for June 2017 DEER Update; Measure expired due to DEER2020 update | 1 | 1 | 0 | Deemed Ex Ante Team |  | Measure EnergyImpacts corrected for June 2017 DEER Update; Measure expired due to DEER2020 update |  | Extended per Golden Rod Memo 2019-12-23
867 | R-InCmn-CFLscw-Refl-2(23)-dWP17 | Residential Indoor Common-Area Lighting: CFL Lamp with integated Ballast replaces pre-existing standard lighting Wattage. Measure includes Code case. Impacts: HOU = 6142; CDF = 0.70 | ExAnte2017 | Disposition | 2020-11-24 16:30 | Res-Iltg-Cmn-dWatt-CFL | NonDEER | Scaled | BaseRatio | 0 | 0 | None |  | 0 |  | 1 | Res | Any | Lighting | InCommon | Ltg_Lamp | CFLint_lamp | CFLscw-Refl-2(23w) | ILtg-CFL-ResCmn | Res interior reflector and Res exterior CFL base case, Total Watts = 1.74 x Msr Watts | Res interior reflector and Res exterior CFL base case, Total Watts = 1.74 x Msr Watts | CFL Lamp: Reflector, 900 initial lumens, 23 Watts | CFLratio0174 | CFLratio0174 | CFLscw-Refl-2(23w) | Available |  |  |  | 2017ScrewInLampDisposition | ErRobNc |  |  |  | 2017Dispo-Res-InLtg-Cmn | 2017-07-01 | 2018-06-30 | InEA_modVal |  |  |  |  | Standard | Revise expiry date to 60/30/2018 Commission Staff direction 2018ScrewInLampSavignsMethods-11Dec2017.pdf | 1 | 1 | 0 | Deemed Ex Ante Team |  | Revise expiry date to 60/30/2018 Commission Staff direction 2018ScrewInLampSavignsMethods-11Dec2017.pdf |  | Updated to indicate claim/filing status
868 | NE-HVAC-airHP-Pkg-lt55kBtuh-16p0seer-8p5hspf | Commercial SEER-rated Packaged Heat Pumps, Size Range: 18 - 65 kBTU/h, SEER = 16 (HSPF = 8.5), EIR = 0.238, Fan W/CFM = 0.27, two-speed fan, without Econo | DEER2015 | D15 v1.0 | 2020-11-24 16:30 | NE-HVAC-airHP-Pkg-lt55kBtuh-16p0seer-8p5hspf | DEER | Standard | None |  |  | None |  | 0 |  | 0 | Com | Any | HVAC | HeatCool | dxHP_equip | pkgSEER | dxHP-Com-Pkg-lt55kBTUh-SEER-16.0 | HVAC-airHP | Com SEER-Rated Pkg HP, 18-65 kBTU/h; pre-2001: SEER = 10 (HSPF = 7.1), one-speed fan, no Econo; post-2001: SEER = 13 (HSPF = 8.2), one-speed fan, no Econo; 2014: SEER = 14 (HSPF = 8), one-speed fan, no Econo | Commercial SEER-rated Packaged Heat Pumps, Size Range: 18 - 55 kBTU/h, SEER = 14 (HSPF = 8.0), EIR = 0.245, Fan W/CFM = 0.29, one-speed fan, without Econo | Commercial SEER-rated Packaged Heat Pumps, Size Range: 18 - 65 kBTU/h, SEER = 16 (HSPF = 8.5), EIR = 0.238, Fan W/CFM = 0.27, two-speed fan, without Econo |  | dxHP-Com-Pkg-lt55kBTUh-SEER-14.0 | dxHP-Com-Pkg-lt55kBTUh-SEER-16.0 | Available |  | 0 | 0 |  | ErRobNc | dxHP-Com-Pkg-lt55kBTUh-SEER-14.0 | HVAC-airHP |  | None | 2015-01-01 | 2016-12-31 | DEER |  |  |  |  | Standard |  | 1 | 1 | 0 | Deemed Ex Ante Team |  |  |  | Updated to indicate claim/filing status
868 | NE-HVAC-airHP-Pkg-lt55kBtuh-16p0seer-8p5hspf | Commercial SEER-rated Packaged Heat Pumps, Size Range: 18 - 65 kBTU/h, SEER = 16 (HSPF = 8.5), EIR = 0.238, Fan W/CFM = 0.27, two-speed fan, without Econo | DEER2017 | D17 v2 | 2021-02-25 15:49 | NE-HVAC-airHP-Pkg-lt55kBtuh-16p0seer-8p5hspf | DEER | Standard | None |  |  | None |  | 0 |  | 0 | Com | Any | HVAC | HeatCool | dxHP_equip | pkgSEER | dxHP-Com-Pkg-lt55kBTUh-SEER-16.0 | HVAC-airHP | Com SEER-Rated Pkg HP, 18-65 kBTU/h; pre-2001: SEER = 10 (HSPF = 7.1), one-speed fan, no Econo; post-2001: SEER = 13 (HSPF = 8.2), one-speed fan, no Econo; 2014: SEER = 14 (HSPF = 8), one-speed fan, no Econo | Commercial SEER-rated Packaged Heat Pumps, Size Range: 18 - 55 kBTU/h, SEER = 14 (HSPF = 8.0), EIR = 0.245, Fan W/CFM = 0.29, one-speed fan, without Econo | Commercial SEER-rated Packaged Heat Pumps, Size Range: 18 - 65 kBTU/h, SEER = 16 (HSPF = 8.5), EIR = 0.238, Fan W/CFM = 0.27, two-speed fan, without Econo |  | dxHP-Com-Pkg-lt55kBTUh-SEER-14.0 | dxHP-Com-Pkg-lt55kBTUh-SEER-16.0 | Available |  | 0 | 0 | June 2017 DEER Update | ErRobNc | dxHP-Com-Pkg-lt55kBTUh-SEER-14.0 | HVAC-airHP |  | None | 2017-01-01 | 2020-05-27 | InEA_mod |  |  |  |  | Standard | Measure EnergyImpacts corrected for June 2017 DEER Update; Measure expired due to DEER2020 update | 1 | 1 | 0 | Deemed Ex Ante Team |  | Measure EnergyImpacts corrected for June 2017 DEER Update; Measure expired due to DEER2020 update |  | Extended per Golden Rod Memo 2019-12-23
868 | R-InCmn-CFLscw-Refl(26)-dWP19 | Residential Indoor Common-Area Lighting: CFL Lamp with integated Ballast replaces pre-existing standard lighting Wattage. Measure includes Code case. Impacts: HOU = 6142; CDF = 0.70 | ExAnte2017 | Disposition | 2020-11-24 16:30 | Res-Iltg-Cmn-dWatt-CFL | NonDEER | Scaled | BaseRatio | 0 | 0 | None |  | 0 |  | 1 | Res | Any | Lighting | InCommon | Ltg_Lamp | CFLint_lamp | CFLscw-Refl(26w) | ILtg-CFL-ResCmn | Res interior reflector and Res exterior CFL base case, Total Watts = 1.74 x Msr Watts | Res interior reflector and Res exterior CFL base case, Total Watts = 1.74 x Msr Watts | CFL Lamp: Reflector, 26 Watts | CFLratio0174 | CFLratio0174 | CFLscw-Refl(26w) | Available |  |  |  | 2017ScrewInLampDisposition | ErRobNc |  |  |  | 2017Dispo-Res-InLtg-Cmn | 2017-07-01 | 2018-06-30 | InEA_modVal |  |  |  |  | Standard | Revise expiry date to 60/30/2018 Commission Staff direction 2018ScrewInLampSavignsMethods-11Dec2017.pdf | 1 | 1 | 0 | Deemed Ex Ante Team |  | Revise expiry date to 60/30/2018 Commission Staff direction 2018ScrewInLampSavignsMethods-11Dec2017.pdf |  | Updated to indicate claim/filing status
869 | C-In-CFLscw(100w)-dWP59 | Commercial Indoor General Lighting: CFL Lamp with integated Ballast replaces pre-existing standard lighting Wattage. Measure includes Code case. Impacts: CFL-based HOU (varies by BldgType) | ExAnte2017 | Disposition | 2020-11-24 16:30 | Com-Iltg-dWatt-CFL | NonDEER | Scaled | BaseRatio | 0 | 0 | None |  | 0 |  | 1 | Com | Any | Lighting | InGen-CFL | Ltg_Lamp | CFLint_lamp |  | ILtg-CFL-Com | All Nonres (except globe & candelabra) CFL base case, Total Watts = 1.59 x Msr Watts | All Nonres (except globe & candelabra) CFL base case, Total Watts = 1.59 x Msr Watts | CFL Lamp: Non-Reflector, 100 Watts | CFLratio0159 | CFLratio0159 | CFLscw(100w) | Available |  |  |  | 2017ScrewInLampDisposition | ErRobNc |  |  |  | 2017Dispo-Com-InLtg | 2017-07-01 | 2018-06-30 | InEA_modVal |  |  |  |  | Standard | Remove expiry date per Commission Staff direction 2018ScrewInLampSavignsMethods-11Dec2017.pdf | 1 | 1 | 0 | Deemed Ex Ante Team |  | Remove expiry date per Commission Staff direction 2018ScrewInLampSavignsMethods-11Dec2017.pdf |  | Updated to indicate claim/filing status
869 | NE-HVAC-airHP-Pkg-lt55kBtuh-17p0seer-9p0hspf | Commercial SEER-rated Packaged Heat Pumps, Size Range: 18 - 65 kBTU/h, SEER = 17 (HSPF = 9.0), EIR = 0.223, Fan W/CFM = 0.27, two-speed fan, without Econo | DEER2017 | D17 v2 | 2021-02-25 15:49 | NE-HVAC-airHP-Pkg-lt55kBtuh-17p0seer-9p0hspf | DEER | Standard | None |  |  | None |  | 0 |  | 0 | Com | Any | HVAC | HeatCool | dxHP_equip | pkgSEER | dxHP-Com-Pkg-lt55kBTUh-SEER-17.0 | HVAC-airHP | Com SEER-Rated Pkg HP, 18-65 kBTU/h; pre-2001: SEER = 10 (HSPF = 7.1), one-speed fan, no Econo; post-2001: SEER = 13 (HSPF = 8.2), one-speed fan, no Econo; 2014: SEER = 14 (HSPF = 8), one-speed fan, no Econo | Commercial SEER-rated Packaged Heat Pumps, Size Range: 18 - 55 kBTU/h, SEER = 14 (HSPF = 8.0), EIR = 0.245, Fan W/CFM = 0.29, one-speed fan, without Econo | Commercial SEER-rated Packaged Heat Pumps, Size Range: 18 - 65 kBTU/h, SEER = 17 (HSPF = 9.0), EIR = 0.223, Fan W/CFM = 0.27, two-speed fan, without Econo |  | dxHP-Com-Pkg-lt55kBTUh-SEER-14.0 | dxHP-Com-Pkg-lt55kBTUh-SEER-17.0 | Available |  | 0 | 0 | June 2017 DEER Update | ErRobNc | dxHP-Com-Pkg-lt55kBTUh-SEER-14.0 | HVAC-airHP |  | None | 2017-01-01 | 2020-05-27 | InEA_mod |  |  |  |  | Standard | Measure EnergyImpacts corrected for June 2017 DEER Update; Measure expired due to DEER2020 update | 1 | 1 | 0 | Deemed Ex Ante Team |  | Measure EnergyImpacts corrected for June 2017 DEER Update; Measure expired due to DEER2020 update |  | Extended per Golden Rod Memo 2019-12-23
869 | NE-HVAC-airHP-Pkg-lt55kBtuh-17p0seer-9p0hspf | Commercial SEER-rated Packaged Heat Pumps, Size Range: 18 - 65 kBTU/h, SEER = 17 (HSPF = 9.0), EIR = 0.223, Fan W/CFM = 0.27, two-speed fan, without Econo | DEER2015 | D15 v1.0 | 2020-11-24 16:30 | NE-HVAC-airHP-Pkg-lt55kBtuh-17p0seer-9p0hspf | DEER | Standard | None |  |  | None |  | 0 |  | 0 | Com | Any | HVAC | HeatCool | dxHP_equip | pkgSEER | dxHP-Com-Pkg-lt55kBTUh-SEER-17.0 | HVAC-airHP | Com SEER-Rated Pkg HP, 18-65 kBTU/h; pre-2001: SEER = 10 (HSPF = 7.1), one-speed fan, no Econo; post-2001: SEER = 13 (HSPF = 8.2), one-speed fan, no Econo; 2014: SEER = 14 (HSPF = 8), one-speed fan, no Econo | Commercial SEER-rated Packaged Heat Pumps, Size Range: 18 - 55 kBTU/h, SEER = 14 (HSPF = 8.0), EIR = 0.245, Fan W/CFM = 0.29, one-speed fan, without Econo | Commercial SEER-rated Packaged Heat Pumps, Size Range: 18 - 65 kBTU/h, SEER = 17 (HSPF = 9.0), EIR = 0.223, Fan W/CFM = 0.27, two-speed fan, without Econo |  | dxHP-Com-Pkg-lt55kBTUh-SEER-14.0 | dxHP-Com-Pkg-lt55kBTUh-SEER-17.0 | Available |  | 0 | 0 |  | ErRobNc | dxHP-Com-Pkg-lt55kBTUh-SEER-14.0 | HVAC-airHP |  | None | 2015-01-01 | 2016-12-31 | DEER |  |  |  |  | Standard |  | 1 | 1 | 0 | Deemed Ex Ante Team |  |  |  | Updated to indicate claim/filing status
870 | C-In-CFLscw(10w)-dWP6 | Commercial Indoor General Lighting: CFL Lamp with integated Ballast replaces pre-existing standard lighting Wattage. Measure includes Code case. Impacts: CFL-based HOU (varies by BldgType) | ExAnte2017 | Disposition | 2020-11-24 16:30 | Com-Iltg-dWatt-CFL | NonDEER | Scaled | BaseRatio | 0 | 0 | None |  | 0 |  | 1 | Com | Any | Lighting | InGen-CFL | Ltg_Lamp | CFLint_lamp | CFLscw(10w) | ILtg-CFL-Com | All Nonres (except globe & candelabra) CFL base case, Total Watts = 1.59 x Msr Watts | All Nonres (except globe & candelabra) CFL base case, Total Watts = 1.59 x Msr Watts | CFL Lamp: Non-Reflector, 382 initial lumens, 10 Watts | CFLratio0159 | CFLratio0159 | CFLscw(10w) | Available |  |  |  | 2017ScrewInLampDisposition | ErRobNc |  |  |  | 2017Dispo-Com-InLtg | 2017-07-01 | 2018-06-30 | InEA_modVal |  |  |  |  | Standard | Remove expiry date per Commission Staff direction 2018ScrewInLampSavignsMethods-11Dec2017.pdf | 1 | 1 | 0 | Deemed Ex Ante Team |  | Remove expiry date per Commission Staff direction 2018ScrewInLampSavignsMethods-11Dec2017.pdf |  | Updated to indicate claim/filing status
870 | NE-HVAC-airHP-Pkg-55to65kBtuh-15p0seer-8p2hspf | Commercial SEER-rated Packaged Heat Pumps, Size Range: 55 - 65 kBTU/h, SEER = 15 (HSPF = 8.2), EIR = 0.256, Fan W/CFM = 0.25, two-speed fan, with Econo | DEER2015 | D15 v1.0 | 2020-11-24 16:30 | NE-HVAC-airHP-Pkg-55to65kBtuh-15p0seer-8p2hspf | DEER | Standard | None |  |  | None |  | 0 |  | 0 | Com | Any | HVAC | HeatCool | dxHP_equip | pkgSEER | dxHP-Com-Pkg-55to65kBTUh-SEER-15.0 | HVAC-airHP | Com SEER-Rated Pkg HP, 18-65 kBTU/h; pre-2001: SEER = 10 (HSPF = 7.1), one-speed fan, no Econo; post-2001: SEER = 13 (HSPF = 8.2), one-speed fan, no Econo; 2014: SEER = 14 (HSPF = 8), two-speed fan, w/Econo | Commercial SEER-rated Packaged Heat Pumps, Size Range: 55 - 65 kBTU/h, SEER = 14 (HSPF = 8.0), EIR = 0.27, Fan W/CFM = 0.29, two-speed fan, with Econo | Commercial SEER-rated Packaged Heat Pumps, Size Range: 55 - 65 kBTU/h, SEER = 15 (HSPF = 8.2), EIR = 0.256, Fan W/CFM = 0.25, two-speed fan, with Econo |  | dxHP-Com-Pkg-55to65kBTUh-SEER-14.0 | dxHP-Com-Pkg-55to65kBTUh-SEER-15.0 | Available |  | 0 | 0 |  | ErRobNc | dxHP-Com-Pkg-55to65kBTUh-SEER-14.0 | HVAC-airHP |  | None | 2015-01-01 | 2016-12-31 | DEER |  |  |  |  | Standard |  | 1 | 1 | 0 | Deemed Ex Ante Team |  |  |  | Updated to indicate claim/filing status
870 | NE-HVAC-airHP-Pkg-55to65kBtuh-15p0seer-8p2hspf | Commercial SEER-rated Packaged Heat Pumps, Size Range: 55 - 65 kBTU/h, SEER = 15 (HSPF = 8.2), EIR = 0.256, Fan W/CFM = 0.25, two-speed fan, with Econo | DEER2017 | D17 v2 | 2021-02-25 15:49 | NE-HVAC-airHP-Pkg-55to65kBtuh-15p0seer-8p2hspf | DEER | Standard | None |  |  | None |  | 0 |  | 0 | Com | Any | HVAC | HeatCool | dxHP_equip | pkgSEER | dxHP-Com-Pkg-55to65kBTUh-SEER-15.0 | HVAC-airHP | Com SEER-Rated Pkg HP, 18-65 kBTU/h; pre-2001: SEER = 10 (HSPF = 7.1), one-speed fan, no Econo; post-2001: SEER = 13 (HSPF = 8.2), one-speed fan, no Econo; 2014: SEER = 14 (HSPF = 8), two-speed fan, w/Econo | Commercial SEER-rated Packaged Heat Pumps, Size Range: 55 - 65 kBTU/h, SEER = 14 (HSPF = 8.0), EIR = 0.27, Fan W/CFM = 0.29, two-speed fan, with Econo | Commercial SEER-rated Packaged Heat Pumps, Size Range: 55 - 65 kBTU/h, SEER = 15 (HSPF = 8.2), EIR = 0.256, Fan W/CFM = 0.25, two-speed fan, with Econo |  | dxHP-Com-Pkg-55to65kBTUh-SEER-14.0 | dxHP-Com-Pkg-55to65kBTUh-SEER-15.0 | Available |  | 0 | 0 | June 2017 DEER Update | ErRobNc | dxHP-Com-Pkg-55to65kBTUh-SEER-14.0 | HVAC-airHP |  | None | 2017-01-01 | 2020-05-27 | InEA_mod |  |  |  |  | Standard | Measure EnergyImpacts corrected for June 2017 DEER Update; Measure expired due to DEER2020 update | 1 | 1 | 0 | Deemed Ex Ante Team |  | Measure EnergyImpacts corrected for June 2017 DEER Update; Measure expired due to DEER2020 update |  | Extended per Golden Rod Memo 2019-12-23
871 | C-In-CFLscw(11w)-dWP6 | Commercial Indoor General Lighting: CFL Lamp with integated Ballast replaces pre-existing standard lighting Wattage. Measure includes Code case. Impacts: CFL-based HOU (varies by BldgType) | ExAnte2017 | Disposition | 2020-11-24 16:30 | Com-Iltg-dWatt-CFL | NonDEER | Scaled | BaseRatio | 0 | 0 | None |  | 0 |  | 1 | Com | Any | Lighting | InGen-CFL | Ltg_Lamp | CFLint_lamp | CFLscw(11w) | ILtg-CFL-Com | All Nonres (except globe & candelabra) CFL base case, Total Watts = 1.59 x Msr Watts | All Nonres (except globe & candelabra) CFL base case, Total Watts = 1.59 x Msr Watts | CFL Lamp: Non-Reflector, 420 initial lumens, 11 Watts | CFLratio0159 | CFLratio0159 | CFLscw(11w) | Available |  |  |  | 2017ScrewInLampDisposition | ErRobNc |  |  |  | 2017Dispo-Com-InLtg | 2017-07-01 | 2018-06-30 | InEA_modVal |  |  |  |  | Standard | Remove expiry date per Commission Staff direction 2018ScrewInLampSavignsMethods-11Dec2017.pdf | 1 | 1 | 0 | Deemed Ex Ante Team |  | Remove expiry date per Commission Staff direction 2018ScrewInLampSavignsMethods-11Dec2017.pdf |  | Updated to indicate claim/filing status
871 | NE-HVAC-airHP-Pkg-55to65kBtuh-16p0seer-8p5hspf | Commercial SEER-rated Packaged Heat Pumps, Size Range: 55 - 65 kBTU/h, SEER = 16 (HSPF = 8.5), EIR = 0.238, Fan W/CFM = 0.27, two-speed fan, with Econo | DEER2015 | D15 v1.0 | 2020-11-24 16:30 | NE-HVAC-airHP-Pkg-55to65kBtuh-16p0seer-8p5hspf | DEER | Standard | None |  |  | None |  | 0 |  | 0 | Com | Any | HVAC | HeatCool | dxHP_equip | pkgSEER | dxHP-Com-Pkg-55to65kBTUh-SEER-16.0 | HVAC-airHP | Com SEER-Rated Pkg HP, 18-65 kBTU/h; pre-2001: SEER = 10 (HSPF = 7.1), one-speed fan, no Econo; post-2001: SEER = 13 (HSPF = 8.2), one-speed fan, no Econo; 2014: SEER = 14 (HSPF = 8), two-speed fan, w/Econo | Commercial SEER-rated Packaged Heat Pumps, Size Range: 55 - 65 kBTU/h, SEER = 14 (HSPF = 8.0), EIR = 0.27, Fan W/CFM = 0.29, two-speed fan, with Econo | Commercial SEER-rated Packaged Heat Pumps, Size Range: 55 - 65 kBTU/h, SEER = 16 (HSPF = 8.5), EIR = 0.238, Fan W/CFM = 0.27, two-speed fan, with Econo |  | dxHP-Com-Pkg-55to65kBTUh-SEER-14.0 | dxHP-Com-Pkg-55to65kBTUh-SEER-16.0 | Available |  | 0 | 0 |  | ErRobNc | dxHP-Com-Pkg-55to65kBTUh-SEER-14.0 | HVAC-airHP |  | None | 2015-01-01 | 2016-12-31 | DEER |  |  |  |  | Standard |  | 1 | 1 | 0 | Deemed Ex Ante Team |  |  |  | Updated to indicate claim/filing status
871 | NE-HVAC-airHP-Pkg-55to65kBtuh-16p0seer-8p5hspf | Commercial SEER-rated Packaged Heat Pumps, Size Range: 55 - 65 kBTU/h, SEER = 16 (HSPF = 8.5), EIR = 0.238, Fan W/CFM = 0.27, two-speed fan, with Econo | DEER2017 | D17 v2 | 2021-02-25 15:49 | NE-HVAC-airHP-Pkg-55to65kBtuh-16p0seer-8p5hspf | DEER | Standard | None |  |  | None |  | 0 |  | 0 | Com | Any | HVAC | HeatCool | dxHP_equip | pkgSEER | dxHP-Com-Pkg-55to65kBTUh-SEER-16.0 | HVAC-airHP | Com SEER-Rated Pkg HP, 18-65 kBTU/h; pre-2001: SEER = 10 (HSPF = 7.1), one-speed fan, no Econo; post-2001: SEER = 13 (HSPF = 8.2), one-speed fan, no Econo; 2014: SEER = 14 (HSPF = 8), two-speed fan, w/Econo | Commercial SEER-rated Packaged Heat Pumps, Size Range: 55 - 65 kBTU/h, SEER = 14 (HSPF = 8.0), EIR = 0.27, Fan W/CFM = 0.29, two-speed fan, with Econo | Commercial SEER-rated Packaged Heat Pumps, Size Range: 55 - 65 kBTU/h, SEER = 16 (HSPF = 8.5), EIR = 0.238, Fan W/CFM = 0.27, two-speed fan, with Econo |  | dxHP-Com-Pkg-55to65kBTUh-SEER-14.0 | dxHP-Com-Pkg-55to65kBTUh-SEER-16.0 | Available |  | 0 | 0 | June 2017 DEER Update | ErRobNc | dxHP-Com-Pkg-55to65kBTUh-SEER-14.0 | HVAC-airHP |  | None | 2017-01-01 | 2020-05-27 | InEA_mod |  |  |  |  | Standard | Measure EnergyImpacts corrected for June 2017 DEER Update; Measure expired due to DEER2020 update | 1 | 1 | 0 | Deemed Ex Ante Team |  | Measure EnergyImpacts corrected for June 2017 DEER Update; Measure expired due to DEER2020 update |  | Extended per Golden Rod Memo 2019-12-23
872 | C-In-CFLscw(12w)-dWP7 | Commercial Indoor General Lighting: CFL Lamp with integated Ballast replaces pre-existing standard lighting Wattage. Measure includes Code case. Impacts: CFL-based HOU (varies by BldgType) | ExAnte2017 | Disposition | 2020-11-24 16:30 | Com-Iltg-dWatt-CFL | NonDEER | Scaled | BaseRatio | 0 | 0 | None |  | 0 |  | 1 | Com | Any | Lighting | InGen-CFL | Ltg_Lamp | CFLint_lamp | CFLscw(12w) | ILtg-CFL-Com | All Nonres (except globe & candelabra) CFL base case, Total Watts = 1.59 x Msr Watts | All Nonres (except globe & candelabra) CFL base case, Total Watts = 1.59 x Msr Watts | CFL Lamp: Non-Reflector, 540 initial lumens, 12 Watts | CFLratio0159 | CFLratio0159 | CFLscw(12w) | Available |  |  |  | 2017ScrewInLampDisposition | ErRobNc |  |  |  | 2017Dispo-Com-InLtg | 2017-07-01 | 2018-06-30 | InEA_modVal |  |  |  |  | Standard | Remove expiry date per Commission Staff direction 2018ScrewInLampSavignsMethods-11Dec2017.pdf | 1 | 1 | 0 | Deemed Ex Ante Team |  | Remove expiry date per Commission Staff direction 2018ScrewInLampSavignsMethods-11Dec2017.pdf |  | Updated to indicate claim/filing status
872 | NE-HVAC-airHP-Pkg-55to65kBtuh-17p0seer-9p0hspf | Commercial SEER-rated Packaged Heat Pumps, Size Range: 55 - 65 kBTU/h, SEER = 17 (HSPF = 9.0), EIR = 0.223, Fan W/CFM = 0.27, two-speed fan, with Econo | DEER2017 | D17 v2 | 2021-02-25 15:49 | NE-HVAC-airHP-Pkg-55to65kBtuh-17p0seer-9p0hspf | DEER | Standard | None |  |  | None |  | 0 |  | 0 | Com | Any | HVAC | HeatCool | dxHP_equip | pkgSEER | dxHP-Com-Pkg-55to65kBTUh-SEER-17.0 | HVAC-airHP | Com SEER-Rated Pkg HP, 18-65 kBTU/h; pre-2001: SEER = 10 (HSPF = 7.1), one-speed fan, no Econo; post-2001: SEER = 13 (HSPF = 8.2), one-speed fan, no Econo; 2014: SEER = 14 (HSPF = 8), two-speed fan, w/Econo | Commercial SEER-rated Packaged Heat Pumps, Size Range: 55 - 65 kBTU/h, SEER = 14 (HSPF = 8.0), EIR = 0.27, Fan W/CFM = 0.29, two-speed fan, with Econo | Commercial SEER-rated Packaged Heat Pumps, Size Range: 55 - 65 kBTU/h, SEER = 17 (HSPF = 9.0), EIR = 0.223, Fan W/CFM = 0.27, two-speed fan, with Econo |  | dxHP-Com-Pkg-55to65kBTUh-SEER-14.0 | dxHP-Com-Pkg-55to65kBTUh-SEER-17.0 | Available |  | 0 | 0 | June 2017 DEER Update | ErRobNc | dxHP-Com-Pkg-55to65kBTUh-SEER-14.0 | HVAC-airHP |  | None | 2017-01-01 | 2020-05-27 | InEA_mod |  |  |  |  | Standard | Measure EnergyImpacts corrected for June 2017 DEER Update; Measure expired due to DEER2020 update | 1 | 1 | 0 | Deemed Ex Ante Team |  | Measure EnergyImpacts corrected for June 2017 DEER Update; Measure expired due to DEER2020 update |  | Extended per Golden Rod Memo 2019-12-23
872 | NE-HVAC-airHP-Pkg-55to65kBtuh-17p0seer-9p0hspf | Commercial SEER-rated Packaged Heat Pumps, Size Range: 55 - 65 kBTU/h, SEER = 17 (HSPF = 9.0), EIR = 0.223, Fan W/CFM = 0.27, two-speed fan, with Econo | DEER2015 | D15 v1.0 | 2020-11-24 16:30 | NE-HVAC-airHP-Pkg-55to65kBtuh-17p0seer-9p0hspf | DEER | Standard | None |  |  | None |  | 0 |  | 0 | Com | Any | HVAC | HeatCool | dxHP_equip | pkgSEER | dxHP-Com-Pkg-55to65kBTUh-SEER-17.0 | HVAC-airHP | Com SEER-Rated Pkg HP, 18-65 kBTU/h; pre-2001: SEER = 10 (HSPF = 7.1), one-speed fan, no Econo; post-2001: SEER = 13 (HSPF = 8.2), one-speed fan, no Econo; 2014: SEER = 14 (HSPF = 8), two-speed fan, w/Econo | Commercial SEER-rated Packaged Heat Pumps, Size Range: 55 - 65 kBTU/h, SEER = 14 (HSPF = 8.0), EIR = 0.27, Fan W/CFM = 0.29, two-speed fan, with Econo | Commercial SEER-rated Packaged Heat Pumps, Size Range: 55 - 65 kBTU/h, SEER = 17 (HSPF = 9.0), EIR = 0.223, Fan W/CFM = 0.27, two-speed fan, with Econo |  | dxHP-Com-Pkg-55to65kBTUh-SEER-14.0 | dxHP-Com-Pkg-55to65kBTUh-SEER-17.0 | Available |  | 0 | 0 |  | ErRobNc | dxHP-Com-Pkg-55to65kBTUh-SEER-14.0 | HVAC-airHP |  | None | 2015-01-01 | 2016-12-31 | DEER |  |  |  |  | Standard |  | 1 | 1 | 0 | Deemed Ex Ante Team |  |  |  | Updated to indicate claim/filing status
873 | C-In-CFLscw(13w)-dWP8 | Commercial Indoor General Lighting: CFL Lamp with integated Ballast replaces pre-existing standard lighting Wattage. Measure includes Code case. Impacts: CFL-based HOU (varies by BldgType) | ExAnte2017 | Disposition | 2020-11-24 16:30 | Com-Iltg-dWatt-CFL | NonDEER | Scaled | BaseRatio | 0 | 0 | None |  | 0 |  | 1 | Com | Any | Lighting | InGen-CFL | Ltg_Lamp | CFLint_lamp | CFLscw(13w) | ILtg-CFL-Com | All Nonres (except globe & candelabra) CFL base case, Total Watts = 1.59 x Msr Watts | All Nonres (except globe & candelabra) CFL base case, Total Watts = 1.59 x Msr Watts | CFL Lamp: Non-Reflector, 660 initial lumens, 13 Watts | CFLratio0159 | CFLratio0159 | CFLscw(13w) | Available |  |  |  | 2017ScrewInLampDisposition | ErRobNc |  |  |  | 2017Dispo-Com-InLtg | 2017-07-01 | 2018-06-30 | InEA_modVal |  |  |  |  | Standard | Remove expiry date per Commission Staff direction 2018ScrewInLampSavignsMethods-11Dec2017.pdf | 1 | 1 | 0 | Deemed Ex Ante Team |  | Remove expiry date per Commission Staff direction 2018ScrewInLampSavignsMethods-11Dec2017.pdf |  | Updated to indicate claim/filing status
873 | NE-HVAC-airHP-Pkg-55to65kBtuh-15p0seer-8p2hspf-wPreEcono | Commercial SEER-rated Packaged Heat Pumps, Size Range: 55 - 65 kBTU/h, SEER = 15 (HSPF = 8.2), EIR = 0.256, Fan W/CFM = 0.25, two-speed fan, with Econo | DEER2015 | D15 v1.0 | 2020-11-24 16:30 | NE-HVAC-airHP-Pkg-55to65kBtuh-15p0seer-8p2hspf-wPreEcono | DEER | Standard | None |  |  | None |  | 0 |  | 0 | Com | Any | HVAC | HeatCool | dxHP_equip | pkgSEER | dxHP-Com-Pkg-55to65kBTUh-SEER-15.0 | HVAC-airHP | Com SEER-Rated Pkg HP, 18-65 kBTU/h; pre-2001: SEER = 10 (HSPF = 7.1), one-speed fan, w/Econo; post-2001: SEER = 13 (HSPF = 8.2), one-speed fan, w/Econo; 2014: SEER = 14 (HSPF = 8), two-speed fan, w/Econo | Commercial SEER-rated Packaged Heat Pumps, Size Range: 55 - 65 kBTU/h, SEER = 14 (HSPF = 8.0), EIR = 0.27, Fan W/CFM = 0.29, two-speed fan, with Econo | Commercial SEER-rated Packaged Heat Pumps, Size Range: 55 - 65 kBTU/h, SEER = 15 (HSPF = 8.2), EIR = 0.256, Fan W/CFM = 0.25, two-speed fan, with Econo |  | dxHP-Com-Pkg-55to65kBTUh-SEER-14.0 | dxHP-Com-Pkg-55to65kBTUh-SEER-15.0 | Available |  | 0 | 0 |  | ErRobNc | dxHP-Com-Pkg-55to65kBTUh-SEER-14.0 | HVAC-airHP |  | None | 2015-01-01 | 2016-12-31 | DEER |  |  |  |  | Standard |  | 1 | 1 | 0 | Deemed Ex Ante Team |  |  |  | Updated to indicate claim/filing status
873 | NE-HVAC-airHP-Pkg-55to65kBtuh-15p0seer-8p2hspf-wPreEcono | Commercial SEER-rated Packaged Heat Pumps, Size Range: 55 - 65 kBTU/h, SEER = 15 (HSPF = 8.2), EIR = 0.256, Fan W/CFM = 0.25, two-speed fan, with Econo | DEER2017 | D17 v2 | 2021-02-25 15:49 | NE-HVAC-airHP-Pkg-55to65kBtuh-15p0seer-8p2hspf-wPreEcono | DEER | Standard | None |  |  | None |  | 0 |  | 0 | Com | Any | HVAC | HeatCool | dxHP_equip | pkgSEER | dxHP-Com-Pkg-55to65kBTUh-SEER-15.0 | HVAC-airHP | Com SEER-Rated Pkg HP, 18-65 kBTU/h; pre-2001: SEER = 10 (HSPF = 7.1), one-speed fan, w/Econo; post-2001: SEER = 13 (HSPF = 8.2), one-speed fan, w/Econo; 2014: SEER = 14 (HSPF = 8), two-speed fan, w/Econo | Commercial SEER-rated Packaged Heat Pumps, Size Range: 55 - 65 kBTU/h, SEER = 14 (HSPF = 8.0), EIR = 0.27, Fan W/CFM = 0.29, two-speed fan, with Econo | Commercial SEER-rated Packaged Heat Pumps, Size Range: 55 - 65 kBTU/h, SEER = 15 (HSPF = 8.2), EIR = 0.256, Fan W/CFM = 0.25, two-speed fan, with Econo |  | dxHP-Com-Pkg-55to65kBTUh-SEER-14.0 | dxHP-Com-Pkg-55to65kBTUh-SEER-15.0 | Available |  | 0 | 0 | June 2017 DEER Update | ErRobNc | dxHP-Com-Pkg-55to65kBTUh-SEER-14.0 | HVAC-airHP |  | None | 2017-01-01 | 2020-05-27 | InEA_mod |  |  |  |  | Standard | Measure EnergyImpacts corrected for June 2017 DEER Update; Measure expired due to DEER2020 update | 1 | 1 | 0 | Deemed Ex Ante Team |  | Measure EnergyImpacts corrected for June 2017 DEER Update; Measure expired due to DEER2020 update |  | Extended per Golden Rod Memo 2019-12-23
874 | C-In-CFLscw(14w)-dWP8 | Commercial Indoor General Lighting: CFL Lamp with integated Ballast replaces pre-existing standard lighting Wattage. Measure includes Code case. Impacts: CFL-based HOU (varies by BldgType) | ExAnte2017 | Disposition | 2020-11-24 16:30 | Com-Iltg-dWatt-CFL | NonDEER | Scaled | BaseRatio | 0 | 0 | None |  | 0 |  | 1 | Com | Any | Lighting | InGen-CFL | Ltg_Lamp | CFLint_lamp | CFLscw(14w) | ILtg-CFL-Com | All Nonres (except globe & candelabra) CFL base case, Total Watts = 1.59 x Msr Watts | All Nonres (except globe & candelabra) CFL base case, Total Watts = 1.59 x Msr Watts | CFL Lamp: Non-Reflector, 713 initial lumens, 14 Watts | CFLratio0159 | CFLratio0159 | CFLscw(14w) | Available |  |  |  | 2017ScrewInLampDisposition | ErRobNc |  |  |  | 2017Dispo-Com-InLtg | 2017-07-01 | 2018-06-30 | InEA_modVal |  |  |  |  | Standard | Remove expiry date per Commission Staff direction 2018ScrewInLampSavignsMethods-11Dec2017.pdf | 1 | 1 | 0 | Deemed Ex Ante Team |  | Remove expiry date per Commission Staff direction 2018ScrewInLampSavignsMethods-11Dec2017.pdf |  | Updated to indicate claim/filing status
874 | NE-HVAC-airHP-Pkg-55to65kBtuh-16p0seer-8p5hspf-wPreEcono | Commercial SEER-rated Packaged Heat Pumps, Size Range: 55 - 65 kBTU/h, SEER = 16 (HSPF = 8.5), EIR = 0.238, Fan W/CFM = 0.27, two-speed fan, with Econo | DEER2015 | D15 v1.0 | 2020-11-24 16:30 | NE-HVAC-airHP-Pkg-55to65kBtuh-16p0seer-8p5hspf-wPreEcono | DEER | Standard | None |  |  | None |  | 0 |  | 0 | Com | Any | HVAC | HeatCool | dxHP_equip | pkgSEER | dxHP-Com-Pkg-55to65kBTUh-SEER-16.0 | HVAC-airHP | Com SEER-Rated Pkg HP, 18-65 kBTU/h; pre-2001: SEER = 10 (HSPF = 7.1), one-speed fan, w/Econo; post-2001: SEER = 13 (HSPF = 8.2), one-speed fan, w/Econo; 2014: SEER = 14 (HSPF = 8), two-speed fan, w/Econo | Commercial SEER-rated Packaged Heat Pumps, Size Range: 55 - 65 kBTU/h, SEER = 14 (HSPF = 8.0), EIR = 0.27, Fan W/CFM = 0.29, two-speed fan, with Econo | Commercial SEER-rated Packaged Heat Pumps, Size Range: 55 - 65 kBTU/h, SEER = 16 (HSPF = 8.5), EIR = 0.238, Fan W/CFM = 0.27, two-speed fan, with Econo |  | dxHP-Com-Pkg-55to65kBTUh-SEER-14.0 | dxHP-Com-Pkg-55to65kBTUh-SEER-16.0 | Available |  | 0 | 0 |  | ErRobNc | dxHP-Com-Pkg-55to65kBTUh-SEER-14.0 | HVAC-airHP |  | None | 2015-01-01 | 2016-12-31 | DEER |  |  |  |  | Standard |  | 1 | 1 | 0 | Deemed Ex Ante Team |  |  |  | Updated to indicate claim/filing status
874 | NE-HVAC-airHP-Pkg-55to65kBtuh-16p0seer-8p5hspf-wPreEcono | Commercial SEER-rated Packaged Heat Pumps, Size Range: 55 - 65 kBTU/h, SEER = 16 (HSPF = 8.5), EIR = 0.238, Fan W/CFM = 0.27, two-speed fan, with Econo | DEER2017 | D17 v2 | 2021-02-25 15:49 | NE-HVAC-airHP-Pkg-55to65kBtuh-16p0seer-8p5hspf-wPreEcono | DEER | Standard | None |  |  | None |  | 0 |  | 0 | Com | Any | HVAC | HeatCool | dxHP_equip | pkgSEER | dxHP-Com-Pkg-55to65kBTUh-SEER-16.0 | HVAC-airHP | Com SEER-Rated Pkg HP, 18-65 kBTU/h; pre-2001: SEER = 10 (HSPF = 7.1), one-speed fan, w/Econo; post-2001: SEER = 13 (HSPF = 8.2), one-speed fan, w/Econo; 2014: SEER = 14 (HSPF = 8), two-speed fan, w/Econo | Commercial SEER-rated Packaged Heat Pumps, Size Range: 55 - 65 kBTU/h, SEER = 14 (HSPF = 8.0), EIR = 0.27, Fan W/CFM = 0.29, two-speed fan, with Econo | Commercial SEER-rated Packaged Heat Pumps, Size Range: 55 - 65 kBTU/h, SEER = 16 (HSPF = 8.5), EIR = 0.238, Fan W/CFM = 0.27, two-speed fan, with Econo |  | dxHP-Com-Pkg-55to65kBTUh-SEER-14.0 | dxHP-Com-Pkg-55to65kBTUh-SEER-16.0 | Available |  | 0 | 0 | June 2017 DEER Update | ErRobNc | dxHP-Com-Pkg-55to65kBTUh-SEER-14.0 | HVAC-airHP |  | None | 2017-01-01 | 2020-05-27 | InEA_mod |  |  |  |  | Standard | Measure EnergyImpacts corrected for June 2017 DEER Update; Measure expired due to DEER2020 update | 1 | 1 | 0 | Deemed Ex Ante Team |  | Measure EnergyImpacts corrected for June 2017 DEER Update; Measure expired due to DEER2020 update |  | Extended per Golden Rod Memo 2019-12-23
875 | C-In-CFLscw(150w)-dWP89 | Commercial Indoor General Lighting: CFL Lamp with integated Ballast replaces pre-existing standard lighting Wattage. Measure includes Code case. Impacts: CFL-based HOU (varies by BldgType) | ExAnte2017 | Disposition | 2020-11-24 16:30 | Com-Iltg-dWatt-CFL | NonDEER | Scaled | BaseRatio | 0 | 0 | None |  | 0 |  | 1 | Com | Any | Lighting | InGen-CFL | Ltg_Lamp | CFLint_lamp |  | ILtg-CFL-Com | All Nonres (except globe & candelabra) CFL base case, Total Watts = 1.59 x Msr Watts | All Nonres (except globe & candelabra) CFL base case, Total Watts = 1.59 x Msr Watts | CFL Lamp: Non-Reflector, 150 Watts | CFLratio0159 | CFLratio0159 | CFLscw(150w) | Available |  |  |  | 2017ScrewInLampDisposition | ErRobNc |  |  |  | 2017Dispo-Com-InLtg | 2017-07-01 | 2018-06-30 | InEA_modVal |  |  |  |  | Standard | Remove expiry date per Commission Staff direction 2018ScrewInLampSavignsMethods-11Dec2017.pdf | 1 | 1 | 0 | Deemed Ex Ante Team |  | Remove expiry date per Commission Staff direction 2018ScrewInLampSavignsMethods-11Dec2017.pdf |  | Updated to indicate claim/filing status
875 | NE-HVAC-airHP-Pkg-55to65kBtuh-17p0seer-9p0hspf-wPreEcono | Commercial SEER-rated Packaged Heat Pumps, Size Range: 55 - 65 kBTU/h, SEER = 17 (HSPF = 9.0), EIR = 0.223, Fan W/CFM = 0.27, two-speed fan, with Econo | DEER2015 | D15 v1.0 | 2020-11-24 16:30 | NE-HVAC-airHP-Pkg-55to65kBtuh-17p0seer-9p0hspf-wPreEcono | DEER | Standard | None |  |  | None |  | 0 |  | 0 | Com | Any | HVAC | HeatCool | dxHP_equip | pkgSEER | dxHP-Com-Pkg-55to65kBTUh-SEER-17.0 | HVAC-airHP | Com SEER-Rated Pkg HP, 18-65 kBTU/h; pre-2001: SEER = 10 (HSPF = 7.1), one-speed fan, w/Econo; post-2001: SEER = 13 (HSPF = 8.2), one-speed fan, w/Econo; 2014: SEER = 14 (HSPF = 8), two-speed fan, w/Econo | Commercial SEER-rated Packaged Heat Pumps, Size Range: 55 - 65 kBTU/h, SEER = 14 (HSPF = 8.0), EIR = 0.27, Fan W/CFM = 0.29, two-speed fan, with Econo | Commercial SEER-rated Packaged Heat Pumps, Size Range: 55 - 65 kBTU/h, SEER = 17 (HSPF = 9.0), EIR = 0.223, Fan W/CFM = 0.27, two-speed fan, with Econo |  | dxHP-Com-Pkg-55to65kBTUh-SEER-14.0 | dxHP-Com-Pkg-55to65kBTUh-SEER-17.0 | Available |  | 0 | 0 |  | ErRobNc | dxHP-Com-Pkg-55to65kBTUh-SEER-14.0 | HVAC-airHP |  | None | 2015-01-01 | 2016-12-31 | DEER |  |  |  |  | Standard |  | 1 | 1 | 0 | Deemed Ex Ante Team |  |  |  | Updated to indicate claim/filing status
875 | NE-HVAC-airHP-Pkg-55to65kBtuh-17p0seer-9p0hspf-wPreEcono | Commercial SEER-rated Packaged Heat Pumps, Size Range: 55 - 65 kBTU/h, SEER = 17 (HSPF = 9.0), EIR = 0.223, Fan W/CFM = 0.27, two-speed fan, with Econo | DEER2017 | D17 v2 | 2021-02-25 15:49 | NE-HVAC-airHP-Pkg-55to65kBtuh-17p0seer-9p0hspf-wPreEcono | DEER | Standard | None |  |  | None |  | 0 |  | 0 | Com | Any | HVAC | HeatCool | dxHP_equip | pkgSEER | dxHP-Com-Pkg-55to65kBTUh-SEER-17.0 | HVAC-airHP | Com SEER-Rated Pkg HP, 18-65 kBTU/h; pre-2001: SEER = 10 (HSPF = 7.1), one-speed fan, w/Econo; post-2001: SEER = 13 (HSPF = 8.2), one-speed fan, w/Econo; 2014: SEER = 14 (HSPF = 8), two-speed fan, w/Econo | Commercial SEER-rated Packaged Heat Pumps, Size Range: 55 - 65 kBTU/h, SEER = 14 (HSPF = 8.0), EIR = 0.27, Fan W/CFM = 0.29, two-speed fan, with Econo | Commercial SEER-rated Packaged Heat Pumps, Size Range: 55 - 65 kBTU/h, SEER = 17 (HSPF = 9.0), EIR = 0.223, Fan W/CFM = 0.27, two-speed fan, with Econo |  | dxHP-Com-Pkg-55to65kBTUh-SEER-14.0 | dxHP-Com-Pkg-55to65kBTUh-SEER-17.0 | Available |  | 0 | 0 | June 2017 DEER Update | ErRobNc | dxHP-Com-Pkg-55to65kBTUh-SEER-14.0 | HVAC-airHP |  | None | 2017-01-01 | 2020-05-27 | InEA_mod |  |  |  |  | Standard | Measure EnergyImpacts corrected for June 2017 DEER Update; Measure expired due to DEER2020 update | 1 | 1 | 0 | Deemed Ex Ante Team |  | Measure EnergyImpacts corrected for June 2017 DEER Update; Measure expired due to DEER2020 update |  | Extended per Golden Rod Memo 2019-12-23
876 | C-In-CFLscw(15w)-dWP9 | Commercial Indoor General Lighting: CFL Lamp with integated Ballast replaces pre-existing standard lighting Wattage. Measure includes Code case. Impacts: CFL-based HOU (varies by BldgType) | ExAnte2017 | Disposition | 2020-11-24 16:30 | Com-Iltg-dWatt-CFL | NonDEER | Scaled | BaseRatio | 0 | 0 | None |  | 0 |  | 1 | Com | Any | Lighting | InGen-CFL | Ltg_Lamp | CFLint_lamp | CFLscw(15w) | ILtg-CFL-Com | All Nonres (except globe & candelabra) CFL base case, Total Watts = 1.59 x Msr Watts | All Nonres (except globe & candelabra) CFL base case, Total Watts = 1.59 x Msr Watts | CFL Lamp: Non-Reflector, 765 initial lumens, 15 Watts | CFLratio0159 | CFLratio0159 | CFLscw(15w) | Available |  |  |  | 2017ScrewInLampDisposition | ErRobNc |  |  |  | 2017Dispo-Com-InLtg | 2017-07-01 | 2018-06-30 | InEA_modVal |  |  |  |  | Standard | Remove expiry date per Commission Staff direction 2018ScrewInLampSavignsMethods-11Dec2017.pdf | 1 | 1 | 0 | Deemed Ex Ante Team |  | Remove expiry date per Commission Staff direction 2018ScrewInLampSavignsMethods-11Dec2017.pdf |  | Updated to indicate claim/filing status
876 | NE-HVAC-airHP-Split-lt55kBtuh-15p0seer-8p7hspf | Commercial SEER-rated Split Heat Pumps, Size Range: 18 - 65 kBTU/h, SEER = 15 (HSPF = 8.7), EIR = 0.232, Fan W/CFM = 0.25, one-speed fan, without Econo | DEER2017 | D17 v2 | 2021-02-25 15:49 | NE-HVAC-airHP-Split-lt55kBtuh-15p0seer-8p7hspf | DEER | Standard | None |  |  | None |  | 0 |  | 0 | Com | Any | HVAC | HeatCool | dxHP_equip | spltSEER | dxHP-Com-Split-lt55kBTUh-SEER-15.0 | HVAC-airHP | Com SEER-Rated Split HP, 18-65 kBTU/h; pre-2001: SEER = 10 (HSPF = 7.1), one-speed fan, no Econo; post-2001: SEER = 13 (HSPF = 8.2), one-speed fan, no Econo; 2014: SEER = 14 (HSPF = 8.2), one-speed fan, no Econo | Commercial SEER-rated Split Heat Pumps, Size Range: 18 - 55 kBTU/h, SEER = 14 (HSPF = 8.2), EIR = 0.245, Fan W/CFM = 0.29, one-speed fan, without Econo | Commercial SEER-rated Split Heat Pumps, Size Range: 18 - 65 kBTU/h, SEER = 15 (HSPF = 8.7), EIR = 0.232, Fan W/CFM = 0.25, one-speed fan, without Econo |  | dxHP-Com-Split-lt55kBTUh-SEER-14.0 | dxHP-Com-Split-lt55kBTUh-SEER-15.0 | Available |  | 0 | 0 | June 2017 DEER Update | ErRobNc | dxHP-Com-Split-lt55kBTUh-SEER-14.0 | HVAC-airHP |  | None | 2017-01-01 | 2020-05-27 | InEA_mod |  |  |  |  | Standard | Measure EnergyImpacts corrected for June 2017 DEER Update; Measure expired due to DEER2020 update | 1 | 1 | 0 | Deemed Ex Ante Team |  | Measure EnergyImpacts corrected for June 2017 DEER Update; Measure expired due to DEER2020 update |  | Extended per Golden Rod Memo 2019-12-23
876 | NE-HVAC-airHP-Split-lt55kBtuh-15p0seer-8p7hspf | Commercial SEER-rated Split Heat Pumps, Size Range: 18 - 65 kBTU/h, SEER = 15 (HSPF = 8.7), EIR = 0.232, Fan W/CFM = 0.25, one-speed fan, without Econo | DEER2015 | D15 v1.0 | 2020-11-24 16:30 | NE-HVAC-airHP-Split-lt55kBtuh-15p0seer-8p7hspf | DEER | Standard | None |  |  | None |  | 0 |  | 0 | Com | Any | HVAC | HeatCool | dxHP_equip | spltSEER | dxHP-Com-Split-lt55kBTUh-SEER-15.0 | HVAC-airHP | Com SEER-Rated Split HP, 18-65 kBTU/h; pre-2001: SEER = 10 (HSPF = 7.1), one-speed fan, no Econo; post-2001: SEER = 13 (HSPF = 8.2), one-speed fan, no Econo; 2014: SEER = 14 (HSPF = 8.2), one-speed fan, no Econo | Commercial SEER-rated Split Heat Pumps, Size Range: 18 - 55 kBTU/h, SEER = 14 (HSPF = 8.2), EIR = 0.245, Fan W/CFM = 0.29, one-speed fan, without Econo | Commercial SEER-rated Split Heat Pumps, Size Range: 18 - 65 kBTU/h, SEER = 15 (HSPF = 8.7), EIR = 0.232, Fan W/CFM = 0.25, one-speed fan, without Econo |  | dxHP-Com-Split-lt55kBTUh-SEER-14.0 | dxHP-Com-Split-lt55kBTUh-SEER-15.0 | Available |  | 0 | 0 |  | ErRobNc | dxHP-Com-Split-lt55kBTUh-SEER-14.0 | HVAC-airHP |  | None | 2015-01-01 | 2016-12-31 | DEER |  |  |  |  | Standard |  | 1 | 1 | 0 | Deemed Ex Ante Team |  |  |  | Updated to indicate claim/filing status
877 | C-In-CFLscw(16w)-dWP9 | Commercial Indoor General Lighting: CFL Lamp with integated Ballast replaces pre-existing standard lighting Wattage. Measure includes Code case. Impacts: CFL-based HOU (varies by BldgType) | ExAnte2017 | Disposition | 2020-11-24 16:30 | Com-Iltg-dWatt-CFL | NonDEER | Scaled | BaseRatio | 0 | 0 | None |  | 0 |  | 1 | Com | Any | Lighting | InGen-CFL | Ltg_Lamp | CFLint_lamp | CFLscw(16w) | ILtg-CFL-Com | All Nonres (except globe & candelabra) CFL base case, Total Watts = 1.59 x Msr Watts | All Nonres (except globe & candelabra) CFL base case, Total Watts = 1.59 x Msr Watts | CFL Lamp: Non-Reflector, 810 initial lumens, 16 Watts | CFLratio0159 | CFLratio0159 | CFLscw(16w) | Available |  |  |  | 2017ScrewInLampDisposition | ErRobNc |  |  |  | 2017Dispo-Com-InLtg | 2017-07-01 | 2018-06-30 | InEA_modVal |  |  |  |  | Standard | Remove expiry date per Commission Staff direction 2018ScrewInLampSavignsMethods-11Dec2017.pdf | 1 | 1 | 0 | Deemed Ex Ante Team |  | Remove expiry date per Commission Staff direction 2018ScrewInLampSavignsMethods-11Dec2017.pdf |  | Updated to indicate claim/filing status
877 | NE-HVAC-airHP-Split-lt55kBtuh-16p0seer-9p0hspf | Commercial SEER-rated Split Heat Pumps, Size Range: 18 - 65 kBTU/h, SEER = 16 (HSPF = 9.0), EIR = 0.238, Fan W/CFM = 0.27, two-speed fan, without Econo | DEER2015 | D15 v1.0 | 2020-11-24 16:30 | NE-HVAC-airHP-Split-lt55kBtuh-16p0seer-9p0hspf | DEER | Standard | None |  |  | None |  | 0 |  | 0 | Com | Any | HVAC | HeatCool | dxHP_equip | spltSEER | dxHP-Com-Split-lt55kBTUh-SEER-16.0 | HVAC-airHP | Com SEER-Rated Split HP, 18-65 kBTU/h; pre-2001: SEER = 10 (HSPF = 7.1), one-speed fan, no Econo; post-2001: SEER = 13 (HSPF = 8.2), one-speed fan, no Econo; 2014: SEER = 14 (HSPF = 8.2), one-speed fan, no Econo | Commercial SEER-rated Split Heat Pumps, Size Range: 18 - 55 kBTU/h, SEER = 14 (HSPF = 8.2), EIR = 0.245, Fan W/CFM = 0.29, one-speed fan, without Econo | Commercial SEER-rated Split Heat Pumps, Size Range: 18 - 65 kBTU/h, SEER = 16 (HSPF = 9.0), EIR = 0.238, Fan W/CFM = 0.27, two-speed fan, without Econo |  | dxHP-Com-Split-lt55kBTUh-SEER-14.0 | dxHP-Com-Split-lt55kBTUh-SEER-16.0 | Available |  | 0 | 0 |  | ErRobNc | dxHP-Com-Split-lt55kBTUh-SEER-14.0 | HVAC-airHP |  | None | 2015-01-01 | 2016-12-31 | DEER |  |  |  |  | Standard |  | 1 | 1 | 0 | Deemed Ex Ante Team |  |  |  | Updated to indicate claim/filing status
877 | NE-HVAC-airHP-Split-lt55kBtuh-16p0seer-9p0hspf | Commercial SEER-rated Split Heat Pumps, Size Range: 18 - 65 kBTU/h, SEER = 16 (HSPF = 9.0), EIR = 0.238, Fan W/CFM = 0.27, two-speed fan, without Econo | DEER2017 | D17 v2 | 2021-02-25 15:49 | NE-HVAC-airHP-Split-lt55kBtuh-16p0seer-9p0hspf | DEER | Standard | None |  |  | None |  | 0 |  | 0 | Com | Any | HVAC | HeatCool | dxHP_equip | spltSEER | dxHP-Com-Split-lt55kBTUh-SEER-16.0 | HVAC-airHP | Com SEER-Rated Split HP, 18-65 kBTU/h; pre-2001: SEER = 10 (HSPF = 7.1), one-speed fan, no Econo; post-2001: SEER = 13 (HSPF = 8.2), one-speed fan, no Econo; 2014: SEER = 14 (HSPF = 8.2), one-speed fan, no Econo | Commercial SEER-rated Split Heat Pumps, Size Range: 18 - 55 kBTU/h, SEER = 14 (HSPF = 8.2), EIR = 0.245, Fan W/CFM = 0.29, one-speed fan, without Econo | Commercial SEER-rated Split Heat Pumps, Size Range: 18 - 65 kBTU/h, SEER = 16 (HSPF = 9.0), EIR = 0.238, Fan W/CFM = 0.27, two-speed fan, without Econo |  | dxHP-Com-Split-lt55kBTUh-SEER-14.0 | dxHP-Com-Split-lt55kBTUh-SEER-16.0 | Available |  | 0 | 0 | June 2017 DEER Update | ErRobNc | dxHP-Com-Split-lt55kBTUh-SEER-14.0 | HVAC-airHP |  | None | 2017-01-01 | 2020-05-27 | InEA_mod |  |  |  |  | Standard | Measure EnergyImpacts corrected for June 2017 DEER Update; Measure expired due to DEER2020 update | 1 | 1 | 0 | Deemed Ex Ante Team |  | Measure EnergyImpacts corrected for June 2017 DEER Update; Measure expired due to DEER2020 update |  | Extended per Golden Rod Memo 2019-12-23
878 | C-In-CFLscw(17w)-dWP10 | Commercial Indoor General Lighting: CFL Lamp with integated Ballast replaces pre-existing standard lighting Wattage. Measure includes Code case. Impacts: CFL-based HOU (varies by BldgType) | ExAnte2017 | Disposition | 2020-11-24 16:30 | Com-Iltg-dWatt-CFL | NonDEER | Scaled | BaseRatio | 0 | 0 | None |  | 0 |  | 1 | Com | Any | Lighting | InGen-CFL | Ltg_Lamp | CFLint_lamp | CFLscw(17w) | ILtg-CFL-Com | All Nonres (except globe & candelabra) CFL base case, Total Watts = 1.59 x Msr Watts | All Nonres (except globe & candelabra) CFL base case, Total Watts = 1.59 x Msr Watts | CFL Lamp: Non-Reflector, 845 initial lumens, 17 Watts | CFLratio0159 | CFLratio0159 | CFLscw(17w) | Available |  |  |  | 2017ScrewInLampDisposition | ErRobNc |  |  |  | 2017Dispo-Com-InLtg | 2017-07-01 | 2018-06-30 | InEA_modVal |  |  |  |  | Standard | Remove expiry date per Commission Staff direction 2018ScrewInLampSavignsMethods-11Dec2017.pdf | 1 | 1 | 0 | Deemed Ex Ante Team |  | Remove expiry date per Commission Staff direction 2018ScrewInLampSavignsMethods-11Dec2017.pdf |  | Updated to indicate claim/filing status
878 | NE-HVAC-airHP-Split-lt55kBtuh-17p0seer-9p4hspf | Commercial SEER-rated Split Heat Pumps, Size Range: 18 - 65 kBTU/h, SEER = 17 (HSPF = 9.4), EIR = 0.223, Fan W/CFM = 0.27, two-speed fan, without Econo | DEER2015 | D15 v1.0 | 2020-11-24 16:30 | NE-HVAC-airHP-Split-lt55kBtuh-17p0seer-9p4hspf | DEER | Standard | None |  |  | None |  | 0 |  | 0 | Com | Any | HVAC | HeatCool | dxHP_equip | spltSEER | dxHP-Com-Split-lt55kBTUh-SEER-17.0 | HVAC-airHP | Com SEER-Rated Split HP, 18-65 kBTU/h; pre-2001: SEER = 10 (HSPF = 7.1), one-speed fan, no Econo; post-2001: SEER = 13 (HSPF = 8.2), one-speed fan, no Econo; 2014: SEER = 14 (HSPF = 8.2), one-speed fan, no Econo | Commercial SEER-rated Split Heat Pumps, Size Range: 18 - 55 kBTU/h, SEER = 14 (HSPF = 8.2), EIR = 0.245, Fan W/CFM = 0.29, one-speed fan, without Econo | Commercial SEER-rated Split Heat Pumps, Size Range: 18 - 65 kBTU/h, SEER = 17 (HSPF = 9.4), EIR = 0.223, Fan W/CFM = 0.27, two-speed fan, without Econo |  | dxHP-Com-Split-lt55kBTUh-SEER-14.0 | dxHP-Com-Split-lt55kBTUh-SEER-17.0 | Available |  | 0 | 0 |  | ErRobNc | dxHP-Com-Split-lt55kBTUh-SEER-14.0 | HVAC-airHP |  | None | 2015-01-01 | 2016-12-31 | DEER |  |  |  |  | Standard |  | 1 | 1 | 0 | Deemed Ex Ante Team |  |  |  | Updated to indicate claim/filing status
878 | NE-HVAC-airHP-Split-lt55kBtuh-17p0seer-9p4hspf | Commercial SEER-rated Split Heat Pumps, Size Range: 18 - 65 kBTU/h, SEER = 17 (HSPF = 9.4), EIR = 0.223, Fan W/CFM = 0.27, two-speed fan, without Econo | DEER2017 | D17 v2 | 2021-02-25 15:49 | NE-HVAC-airHP-Split-lt55kBtuh-17p0seer-9p4hspf | DEER | Standard | None |  |  | None |  | 0 |  | 0 | Com | Any | HVAC | HeatCool | dxHP_equip | spltSEER | dxHP-Com-Split-lt55kBTUh-SEER-17.0 | HVAC-airHP | Com SEER-Rated Split HP, 18-65 kBTU/h; pre-2001: SEER = 10 (HSPF = 7.1), one-speed fan, no Econo; post-2001: SEER = 13 (HSPF = 8.2), one-speed fan, no Econo; 2014: SEER = 14 (HSPF = 8.2), one-speed fan, no Econo | Commercial SEER-rated Split Heat Pumps, Size Range: 18 - 55 kBTU/h, SEER = 14 (HSPF = 8.2), EIR = 0.245, Fan W/CFM = 0.29, one-speed fan, without Econo | Commercial SEER-rated Split Heat Pumps, Size Range: 18 - 65 kBTU/h, SEER = 17 (HSPF = 9.4), EIR = 0.223, Fan W/CFM = 0.27, two-speed fan, without Econo |  | dxHP-Com-Split-lt55kBTUh-SEER-14.0 | dxHP-Com-Split-lt55kBTUh-SEER-17.0 | Available |  | 0 | 0 | June 2017 DEER Update | ErRobNc | dxHP-Com-Split-lt55kBTUh-SEER-14.0 | HVAC-airHP |  | None | 2017-01-01 | 2020-05-27 | InEA_mod |  |  |  |  | Standard | Measure EnergyImpacts corrected for June 2017 DEER Update; Measure expired due to DEER2020 update | 1 | 1 | 0 | Deemed Ex Ante Team |  | Measure EnergyImpacts corrected for June 2017 DEER Update; Measure expired due to DEER2020 update |  | Extended per Golden Rod Memo 2019-12-23
879 | C-In-CFLscw(18w)-dWP11 | Commercial Indoor General Lighting: CFL Lamp with integated Ballast replaces pre-existing standard lighting Wattage. Measure includes Code case. Impacts: CFL-based HOU (varies by BldgType) | ExAnte2017 | Disposition | 2020-11-24 16:30 | Com-Iltg-dWatt-CFL | NonDEER | Scaled | BaseRatio | 0 | 0 | None |  | 0 |  | 1 | Com | Any | Lighting | InGen-CFL | Ltg_Lamp | CFLint_lamp | CFLscw(18w) | ILtg-CFL-Com | All Nonres (except globe & candelabra) CFL base case, Total Watts = 1.59 x Msr Watts | All Nonres (except globe & candelabra) CFL base case, Total Watts = 1.59 x Msr Watts | CFL Lamp: Non-Reflector, 885 initial lumens, 18 Watts | CFLratio0159 | CFLratio0159 | CFLscw(18w) | Available |  |  |  | 2017ScrewInLampDisposition | ErRobNc |  |  |  | 2017Dispo-Com-InLtg | 2017-07-01 | 2018-06-30 | InEA_modVal |  |  |  |  | Standard | Remove expiry date per Commission Staff direction 2018ScrewInLampSavignsMethods-11Dec2017.pdf | 1 | 1 | 0 | Deemed Ex Ante Team |  | Remove expiry date per Commission Staff direction 2018ScrewInLampSavignsMethods-11Dec2017.pdf |  | Updated to indicate claim/filing status
879 | NE-HVAC-airHP-Split-lt55kBtuh-18p0seer-9p7hspf | Commercial SEER-rated Split Heat Pumps, Size Range: 18 - 65 kBTU/h, SEER = 18 (HSPF = 9.7), EIR = 0.209, Fan W/CFM = 0.27, two-speed fan, without Econo | DEER2015 | D15 v1.0 | 2020-11-24 16:30 | NE-HVAC-airHP-Split-lt55kBtuh-18p0seer-9p7hspf | DEER | Standard | None |  |  | None |  | 0 |  | 0 | Com | Any | HVAC | HeatCool | dxHP_equip | spltSEER | dxHP-Com-Split-lt55kBTUh-SEER-18.0 | HVAC-airHP | Com SEER-Rated Split HP, 18-65 kBTU/h; pre-2001: SEER = 10 (HSPF = 7.1), one-speed fan, no Econo; post-2001: SEER = 13 (HSPF = 8.2), one-speed fan, no Econo; 2014: SEER = 14 (HSPF = 8.2), one-speed fan, no Econo | Commercial SEER-rated Split Heat Pumps, Size Range: 18 - 55 kBTU/h, SEER = 14 (HSPF = 8.2), EIR = 0.245, Fan W/CFM = 0.29, one-speed fan, without Econo | Commercial SEER-rated Split Heat Pumps, Size Range: 18 - 65 kBTU/h, SEER = 18 (HSPF = 9.7), EIR = 0.209, Fan W/CFM = 0.27, two-speed fan, without Econo |  | dxHP-Com-Split-lt55kBTUh-SEER-14.0 | dxHP-Com-Split-lt55kBTUh-SEER-18.0 | Available |  | 0 | 0 |  | ErRobNc | dxHP-Com-Split-lt55kBTUh-SEER-14.0 | HVAC-airHP |  | None | 2015-01-01 | 2016-12-31 | DEER |  |  |  |  | Standard |  | 1 | 1 | 0 | Deemed Ex Ante Team |  |  |  | Updated to indicate claim/filing status
879 | NE-HVAC-airHP-Split-lt55kBtuh-18p0seer-9p7hspf | Commercial SEER-rated Split Heat Pumps, Size Range: 18 - 65 kBTU/h, SEER = 18 (HSPF = 9.7), EIR = 0.209, Fan W/CFM = 0.27, two-speed fan, without Econo | DEER2017 | D17 v2 | 2021-02-25 15:49 | NE-HVAC-airHP-Split-lt55kBtuh-18p0seer-9p7hspf | DEER | Standard | None |  |  | None |  | 0 |  | 0 | Com | Any | HVAC | HeatCool | dxHP_equip | spltSEER | dxHP-Com-Split-lt55kBTUh-SEER-18.0 | HVAC-airHP | Com SEER-Rated Split HP, 18-65 kBTU/h; pre-2001: SEER = 10 (HSPF = 7.1), one-speed fan, no Econo; post-2001: SEER = 13 (HSPF = 8.2), one-speed fan, no Econo; 2014: SEER = 14 (HSPF = 8.2), one-speed fan, no Econo | Commercial SEER-rated Split Heat Pumps, Size Range: 18 - 55 kBTU/h, SEER = 14 (HSPF = 8.2), EIR = 0.245, Fan W/CFM = 0.29, one-speed fan, without Econo | Commercial SEER-rated Split Heat Pumps, Size Range: 18 - 65 kBTU/h, SEER = 18 (HSPF = 9.7), EIR = 0.209, Fan W/CFM = 0.27, two-speed fan, without Econo |  | dxHP-Com-Split-lt55kBTUh-SEER-14.0 | dxHP-Com-Split-lt55kBTUh-SEER-18.0 | Available |  | 0 | 0 | June 2017 DEER Update | ErRobNc | dxHP-Com-Split-lt55kBTUh-SEER-14.0 | HVAC-airHP |  | None | 2017-01-01 | 2020-05-27 | InEA_mod |  |  |  |  | Standard | Measure EnergyImpacts corrected for June 2017 DEER Update; Measure expired due to DEER2020 update | 1 | 1 | 0 | Deemed Ex Ante Team |  | Measure EnergyImpacts corrected for June 2017 DEER Update; Measure expired due to DEER2020 update |  | Extended per Golden Rod Memo 2019-12-23
880 | C-In-CFLscw(19w)-dWP11 | Commercial Indoor General Lighting: CFL Lamp with integated Ballast replaces pre-existing standard lighting Wattage. Measure includes Code case. Impacts: CFL-based HOU (varies by BldgType) | ExAnte2017 | Disposition | 2020-11-24 16:30 | Com-Iltg-dWatt-CFL | NonDEER | Scaled | BaseRatio | 0 | 0 | None |  | 0 |  | 1 | Com | Any | Lighting | InGen-CFL | Ltg_Lamp | CFLint_lamp | CFLscw(19w) | ILtg-CFL-Com | All Nonres (except globe & candelabra) CFL base case, Total Watts = 1.59 x Msr Watts | All Nonres (except globe & candelabra) CFL base case, Total Watts = 1.59 x Msr Watts | CFL Lamp: Non-Reflector, 925 initial lumens, 19 Watts | CFLratio0159 | CFLratio0159 | CFLscw(19w) | Available |  |  |  | 2017ScrewInLampDisposition | ErRobNc |  |  |  | 2017Dispo-Com-InLtg | 2017-07-01 | 2018-06-30 | InEA_modVal |  |  |  |  | Standard | Remove expiry date per Commission Staff direction 2018ScrewInLampSavignsMethods-11Dec2017.pdf | 1 | 1 | 0 | Deemed Ex Ante Team |  | Remove expiry date per Commission Staff direction 2018ScrewInLampSavignsMethods-11Dec2017.pdf |  | Updated to indicate claim/filing status
880 | NE-HVAC-airHP-Split-55to65kBtuh-15p0seer-8p7hspf | Commercial SEER-rated Split Heat Pumps, Size Range: 55 - 65 kBTU/h, SEER = 15 (HSPF = 8.7), EIR = 0.256, Fan W/CFM = 0.25, two-speed fan, with Econo | DEER2015 | D15 v1.0 | 2020-11-24 16:30 | NE-HVAC-airHP-Split-55to65kBtuh-15p0seer-8p7hspf | DEER | Standard | None |  |  | None |  | 0 |  | 0 | Com | Any | HVAC | HeatCool | dxHP_equip | spltSEER | dxHP-Com-Split-55to65kBTUh-SEER-15.0 | HVAC-airHP | Com SEER-Rated Split HP, 18-65 kBTU/h; pre-2001: SEER = 10 (HSPF = 7.1), one-speed fan, no Econo; post-2001: SEER = 13 (HSPF = 8.2), one-speed fan, no Econo; 2014: SEER = 14 (HSPF = 8.2), two-speed fan, w/Econo | Commercial SEER-rated Split Heat Pumps, Size Range: 55 - 65 kBTU/h, SEER = 14 (HSPF = 8.2), EIR = 0.27, Fan W/CFM = 0.29, two-speed fan, with Econo | Commercial SEER-rated Split Heat Pumps, Size Range: 55 - 65 kBTU/h, SEER = 15 (HSPF = 8.7), EIR = 0.256, Fan W/CFM = 0.25, two-speed fan, with Econo |  | dxHP-Com-Split-55to65kBTUh-SEER-14.0 | dxHP-Com-Split-55to65kBTUh-SEER-15.0 | Available |  | 0 | 0 |  | ErRobNc | dxHP-Com-Split-55to65kBTUh-SEER-14.0 | HVAC-airHP |  | None | 2015-01-01 | 2016-12-31 | DEER |  |  |  |  | Standard |  | 1 | 1 | 0 | Deemed Ex Ante Team |  |  |  | Updated to indicate claim/filing status
880 | NE-HVAC-airHP-Split-55to65kBtuh-15p0seer-8p7hspf | Commercial SEER-rated Split Heat Pumps, Size Range: 55 - 65 kBTU/h, SEER = 15 (HSPF = 8.7), EIR = 0.256, Fan W/CFM = 0.25, two-speed fan, with Econo | DEER2017 | D17 v2 | 2021-02-25 15:49 | NE-HVAC-airHP-Split-55to65kBtuh-15p0seer-8p7hspf | DEER | Standard | None |  |  | None |  | 0 |  | 0 | Com | Any | HVAC | HeatCool | dxHP_equip | spltSEER | dxHP-Com-Split-55to65kBTUh-SEER-15.0 | HVAC-airHP | Com SEER-Rated Split HP, 18-65 kBTU/h; pre-2001: SEER = 10 (HSPF = 7.1), one-speed fan, no Econo; post-2001: SEER = 13 (HSPF = 8.2), one-speed fan, no Econo; 2014: SEER = 14 (HSPF = 8.2), two-speed fan, w/Econo | Commercial SEER-rated Split Heat Pumps, Size Range: 55 - 65 kBTU/h, SEER = 14 (HSPF = 8.2), EIR = 0.27, Fan W/CFM = 0.29, two-speed fan, with Econo | Commercial SEER-rated Split Heat Pumps, Size Range: 55 - 65 kBTU/h, SEER = 15 (HSPF = 8.7), EIR = 0.256, Fan W/CFM = 0.25, two-speed fan, with Econo |  | dxHP-Com-Split-55to65kBTUh-SEER-14.0 | dxHP-Com-Split-55to65kBTUh-SEER-15.0 | Available |  | 0 | 0 | June 2017 DEER Update | ErRobNc | dxHP-Com-Split-55to65kBTUh-SEER-14.0 | HVAC-airHP |  | None | 2017-01-01 | 2020-05-27 | InEA_mod |  |  |  |  | Standard | Measure EnergyImpacts corrected for June 2017 DEER Update; Measure expired due to DEER2020 update | 1 | 1 | 0 | Deemed Ex Ante Team |  | Measure EnergyImpacts corrected for June 2017 DEER Update; Measure expired due to DEER2020 update |  | Extended per Golden Rod Memo 2019-12-23
881 | C-In-CFLscw(200w)-dWP118 | Commercial Indoor General Lighting: CFL Lamp with integated Ballast replaces pre-existing standard lighting Wattage. Measure includes Code case. Impacts: CFL-based HOU (varies by BldgType) | ExAnte2017 | Disposition | 2020-11-24 16:30 | Com-Iltg-dWatt-CFL | NonDEER | Scaled | BaseRatio | 0 | 0 | None |  | 0 |  | 1 | Com | Any | Lighting | InGen-CFL | Ltg_Lamp | CFLint_lamp |  | ILtg-CFL-Com | All Nonres (except globe & candelabra) CFL base case, Total Watts = 1.59 x Msr Watts | All Nonres (except globe & candelabra) CFL base case, Total Watts = 1.59 x Msr Watts | CFL Lamp: Non-Reflector, 200 Watts | CFLratio0159 | CFLratio0159 | CFLscw(200w) | Available |  |  |  | 2017ScrewInLampDisposition | ErRobNc |  |  |  | 2017Dispo-Com-InLtg | 2017-07-01 | 2018-06-30 | InEA_modVal |  |  |  |  | Standard | Remove expiry date per Commission Staff direction 2018ScrewInLampSavignsMethods-11Dec2017.pdf | 1 | 1 | 0 | Deemed Ex Ante Team |  | Remove expiry date per Commission Staff direction 2018ScrewInLampSavignsMethods-11Dec2017.pdf |  | Updated to indicate claim/filing status
881 | NE-HVAC-airHP-Split-55to65kBtuh-16p0seer-9p0hspf | Commercial SEER-rated Split Heat Pumps, Size Range: 55 - 65 kBTU/h, SEER = 16 (HSPF = 9.0), EIR = 0.238, Fan W/CFM = 0.27, two-speed fan, with Econo | DEER2015 | D15 v1.0 | 2020-11-24 16:30 | NE-HVAC-airHP-Split-55to65kBtuh-16p0seer-9p0hspf | DEER | Standard | None |  |  | None |  | 0 |  | 0 | Com | Any | HVAC | HeatCool | dxHP_equip | spltSEER | dxHP-Com-Split-55to65kBTUh-SEER-16.0 | HVAC-airHP | Com SEER-Rated Split HP, 18-65 kBTU/h; pre-2001: SEER = 10 (HSPF = 7.1), one-speed fan, no Econo; post-2001: SEER = 13 (HSPF = 8.2), one-speed fan, no Econo; 2014: SEER = 14 (HSPF = 8.2), two-speed fan, w/Econo | Commercial SEER-rated Split Heat Pumps, Size Range: 55 - 65 kBTU/h, SEER = 14 (HSPF = 8.2), EIR = 0.27, Fan W/CFM = 0.29, two-speed fan, with Econo | Commercial SEER-rated Split Heat Pumps, Size Range: 55 - 65 kBTU/h, SEER = 16 (HSPF = 9.0), EIR = 0.238, Fan W/CFM = 0.27, two-speed fan, with Econo |  | dxHP-Com-Split-55to65kBTUh-SEER-14.0 | dxHP-Com-Split-55to65kBTUh-SEER-16.0 | Available |  | 0 | 0 |  | ErRobNc | dxHP-Com-Split-55to65kBTUh-SEER-14.0 | HVAC-airHP |  | None | 2015-01-01 | 2016-12-31 | DEER |  |  |  |  | Standard |  | 1 | 1 | 0 | Deemed Ex Ante Team |  |  |  | Updated to indicate claim/filing status
881 | NE-HVAC-airHP-Split-55to65kBtuh-16p0seer-9p0hspf | Commercial SEER-rated Split Heat Pumps, Size Range: 55 - 65 kBTU/h, SEER = 16 (HSPF = 9.0), EIR = 0.238, Fan W/CFM = 0.27, two-speed fan, with Econo | DEER2017 | D17 v2 | 2021-02-25 15:49 | NE-HVAC-airHP-Split-55to65kBtuh-16p0seer-9p0hspf | DEER | Standard | None |  |  | None |  | 0 |  | 0 | Com | Any | HVAC | HeatCool | dxHP_equip | spltSEER | dxHP-Com-Split-55to65kBTUh-SEER-16.0 | HVAC-airHP | Com SEER-Rated Split HP, 18-65 kBTU/h; pre-2001: SEER = 10 (HSPF = 7.1), one-speed fan, no Econo; post-2001: SEER = 13 (HSPF = 8.2), one-speed fan, no Econo; 2014: SEER = 14 (HSPF = 8.2), two-speed fan, w/Econo | Commercial SEER-rated Split Heat Pumps, Size Range: 55 - 65 kBTU/h, SEER = 14 (HSPF = 8.2), EIR = 0.27, Fan W/CFM = 0.29, two-speed fan, with Econo | Commercial SEER-rated Split Heat Pumps, Size Range: 55 - 65 kBTU/h, SEER = 16 (HSPF = 9.0), EIR = 0.238, Fan W/CFM = 0.27, two-speed fan, with Econo |  | dxHP-Com-Split-55to65kBTUh-SEER-14.0 | dxHP-Com-Split-55to65kBTUh-SEER-16.0 | Available |  | 0 | 0 | June 2017 DEER Update | ErRobNc | dxHP-Com-Split-55to65kBTUh-SEER-14.0 | HVAC-airHP |  | None | 2017-01-01 | 2020-05-27 | InEA_mod |  |  |  |  | Standard | Measure EnergyImpacts corrected for June 2017 DEER Update; Measure expired due to DEER2020 update | 1 | 1 | 0 | Deemed Ex Ante Team |  | Measure EnergyImpacts corrected for June 2017 DEER Update; Measure expired due to DEER2020 update |  | Extended per Golden Rod Memo 2019-12-23
882 | C-In-CFLscw(20w)-dWP12 | Commercial Indoor General Lighting: CFL Lamp with integated Ballast replaces pre-existing standard lighting Wattage. Measure includes Code case. Impacts: CFL-based HOU (varies by BldgType) | ExAnte2017 | Disposition | 2020-11-24 16:30 | Com-Iltg-dWatt-CFL | NonDEER | Scaled | BaseRatio | 0 | 0 | None |  | 0 |  | 1 | Com | Any | Lighting | InGen-CFL | Ltg_Lamp | CFLint_lamp | CFLscw(20w) | ILtg-CFL-Com | All Nonres (except globe & candelabra) CFL base case, Total Watts = 1.59 x Msr Watts | All Nonres (except globe & candelabra) CFL base case, Total Watts = 1.59 x Msr Watts | CFL Lamp: Non-Reflector, 965 initial lumens, 20 Watts | CFLratio0159 | CFLratio0159 | CFLscw(20w) | Available |  |  |  | 2017ScrewInLampDisposition | ErRobNc |  |  |  | 2017Dispo-Com-InLtg | 2017-07-01 | 2018-06-30 | InEA_modVal |  |  |  |  | Standard | Remove expiry date per Commission Staff direction 2018ScrewInLampSavignsMethods-11Dec2017.pdf | 1 | 1 | 0 | Deemed Ex Ante Team |  | Remove expiry date per Commission Staff direction 2018ScrewInLampSavignsMethods-11Dec2017.pdf |  | Updated to indicate claim/filing status
882 | NE-HVAC-airHP-Split-55to65kBtuh-17p0seer-9p4hspf | Commercial SEER-rated Split Heat Pumps, Size Range: 55 - 65 kBTU/h, SEER = 17 (HSPF = 9.4), EIR = 0.223, Fan W/CFM = 0.27, two-speed fan, with Econo | DEER2017 | D17 v2 | 2021-02-25 15:49 | NE-HVAC-airHP-Split-55to65kBtuh-17p0seer-9p4hspf | DEER | Standard | None |  |  | None |  | 0 |  | 0 | Com | Any | HVAC | HeatCool | dxHP_equip | spltSEER | dxHP-Com-Split-55to65kBTUh-SEER-17.0 | HVAC-airHP | Com SEER-Rated Split HP, 18-65 kBTU/h; pre-2001: SEER = 10 (HSPF = 7.1), one-speed fan, no Econo; post-2001: SEER = 13 (HSPF = 8.2), one-speed fan, no Econo; 2014: SEER = 14 (HSPF = 8.2), two-speed fan, w/Econo | Commercial SEER-rated Split Heat Pumps, Size Range: 55 - 65 kBTU/h, SEER = 14 (HSPF = 8.2), EIR = 0.27, Fan W/CFM = 0.29, two-speed fan, with Econo | Commercial SEER-rated Split Heat Pumps, Size Range: 55 - 65 kBTU/h, SEER = 17 (HSPF = 9.4), EIR = 0.223, Fan W/CFM = 0.27, two-speed fan, with Econo |  | dxHP-Com-Split-55to65kBTUh-SEER-14.0 | dxHP-Com-Split-55to65kBTUh-SEER-17.0 | Available |  | 0 | 0 | June 2017 DEER Update | ErRobNc | dxHP-Com-Split-55to65kBTUh-SEER-14.0 | HVAC-airHP |  | None | 2017-01-01 | 2020-05-27 | InEA_mod |  |  |  |  | Standard | Measure EnergyImpacts corrected for June 2017 DEER Update; Measure expired due to DEER2020 update | 1 | 1 | 0 | Deemed Ex Ante Team |  | Measure EnergyImpacts corrected for June 2017 DEER Update; Measure expired due to DEER2020 update |  | Extended per Golden Rod Memo 2019-12-23
882 | NE-HVAC-airHP-Split-55to65kBtuh-17p0seer-9p4hspf | Commercial SEER-rated Split Heat Pumps, Size Range: 55 - 65 kBTU/h, SEER = 17 (HSPF = 9.4), EIR = 0.223, Fan W/CFM = 0.27, two-speed fan, with Econo | DEER2015 | D15 v1.0 | 2020-11-24 16:30 | NE-HVAC-airHP-Split-55to65kBtuh-17p0seer-9p4hspf | DEER | Standard | None |  |  | None |  | 0 |  | 0 | Com | Any | HVAC | HeatCool | dxHP_equip | spltSEER | dxHP-Com-Split-55to65kBTUh-SEER-17.0 | HVAC-airHP | Com SEER-Rated Split HP, 18-65 kBTU/h; pre-2001: SEER = 10 (HSPF = 7.1), one-speed fan, no Econo; post-2001: SEER = 13 (HSPF = 8.2), one-speed fan, no Econo; 2014: SEER = 14 (HSPF = 8.2), two-speed fan, w/Econo | Commercial SEER-rated Split Heat Pumps, Size Range: 55 - 65 kBTU/h, SEER = 14 (HSPF = 8.2), EIR = 0.27, Fan W/CFM = 0.29, two-speed fan, with Econo | Commercial SEER-rated Split Heat Pumps, Size Range: 55 - 65 kBTU/h, SEER = 17 (HSPF = 9.4), EIR = 0.223, Fan W/CFM = 0.27, two-speed fan, with Econo |  | dxHP-Com-Split-55to65kBTUh-SEER-14.0 | dxHP-Com-Split-55to65kBTUh-SEER-17.0 | Available |  | 0 | 0 |  | ErRobNc | dxHP-Com-Split-55to65kBTUh-SEER-14.0 | HVAC-airHP |  | None | 2015-01-01 | 2016-12-31 | DEER |  |  |  |  | Standard |  | 1 | 1 | 0 | Deemed Ex Ante Team |  |  |  | Updated to indicate claim/filing status
883 | C-In-CFLscw(22w)-dWP13 | Commercial Indoor General Lighting: CFL Lamp with integated Ballast replaces pre-existing standard lighting Wattage. Measure includes Code case. Impacts: CFL-based HOU (varies by BldgType) | ExAnte2017 | Disposition | 2020-11-24 16:30 | Com-Iltg-dWatt-CFL | NonDEER | Scaled | BaseRatio | 0 | 0 | None |  | 0 |  | 1 | Com | Any | Lighting | InGen-CFL | Ltg_Lamp | CFLint_lamp | CFLscw(22w) | ILtg-CFL-Com | All Nonres (except globe & candelabra) CFL base case, Total Watts = 1.59 x Msr Watts | All Nonres (except globe & candelabra) CFL base case, Total Watts = 1.59 x Msr Watts | CFL Lamp: Non-Reflector, 1175 initial lumens, 22 Watts | CFLratio0159 | CFLratio0159 | CFLscw(22w) | Available |  |  |  | 2017ScrewInLampDisposition | ErRobNc |  |  |  | 2017Dispo-Com-InLtg | 2017-07-01 | 2018-06-30 | InEA_modVal |  |  |  |  | Standard | Remove expiry date per Commission Staff direction 2018ScrewInLampSavignsMethods-11Dec2017.pdf | 1 | 1 | 0 | Deemed Ex Ante Team |  | Remove expiry date per Commission Staff direction 2018ScrewInLampSavignsMethods-11Dec2017.pdf |  | Updated to indicate claim/filing status
883 | NE-HVAC-airHP-Split-55to65kBtuh-18p0seer-9p7hspf | Commercial SEER-rated Split Heat Pumps, Size Range: 55 - 65 kBTU/h, SEER = 18 (HSPF = 9.7), EIR = 0.209, Fan W/CFM = 0.27, two-speed fan, with Econo | DEER2015 | D15 v1.0 | 2020-11-24 16:30 | NE-HVAC-airHP-Split-55to65kBtuh-18p0seer-9p7hspf | DEER | Standard | None |  |  | None |  | 0 |  | 0 | Com | Any | HVAC | HeatCool | dxHP_equip | spltSEER | dxHP-Com-Split-55to65kBTUh-SEER-18.0 | HVAC-airHP | Com SEER-Rated Split HP, 18-65 kBTU/h; pre-2001: SEER = 10 (HSPF = 7.1), one-speed fan, no Econo; post-2001: SEER = 13 (HSPF = 8.2), one-speed fan, no Econo; 2014: SEER = 14 (HSPF = 8.2), two-speed fan, w/Econo | Commercial SEER-rated Split Heat Pumps, Size Range: 55 - 65 kBTU/h, SEER = 14 (HSPF = 8.2), EIR = 0.27, Fan W/CFM = 0.29, two-speed fan, with Econo | Commercial SEER-rated Split Heat Pumps, Size Range: 55 - 65 kBTU/h, SEER = 18 (HSPF = 9.7), EIR = 0.209, Fan W/CFM = 0.27, two-speed fan, with Econo |  | dxHP-Com-Split-55to65kBTUh-SEER-14.0 | dxHP-Com-Split-55to65kBTUh-SEER-18.0 | Available |  | 0 | 0 |  | ErRobNc | dxHP-Com-Split-55to65kBTUh-SEER-14.0 | HVAC-airHP |  | None | 2015-01-01 | 2016-12-31 | DEER |  |  |  |  | Standard |  | 1 | 1 | 0 | Deemed Ex Ante Team |  |  |  | Updated to indicate claim/filing status
883 | NE-HVAC-airHP-Split-55to65kBtuh-18p0seer-9p7hspf | Commercial SEER-rated Split Heat Pumps, Size Range: 55 - 65 kBTU/h, SEER = 18 (HSPF = 9.7), EIR = 0.209, Fan W/CFM = 0.27, two-speed fan, with Econo | DEER2017 | D17 v2 | 2021-02-25 15:49 | NE-HVAC-airHP-Split-55to65kBtuh-18p0seer-9p7hspf | DEER | Standard | None |  |  | None |  | 0 |  | 0 | Com | Any | HVAC | HeatCool | dxHP_equip | spltSEER | dxHP-Com-Split-55to65kBTUh-SEER-18.0 | HVAC-airHP | Com SEER-Rated Split HP, 18-65 kBTU/h; pre-2001: SEER = 10 (HSPF = 7.1), one-speed fan, no Econo; post-2001: SEER = 13 (HSPF = 8.2), one-speed fan, no Econo; 2014: SEER = 14 (HSPF = 8.2), two-speed fan, w/Econo | Commercial SEER-rated Split Heat Pumps, Size Range: 55 - 65 kBTU/h, SEER = 14 (HSPF = 8.2), EIR = 0.27, Fan W/CFM = 0.29, two-speed fan, with Econo | Commercial SEER-rated Split Heat Pumps, Size Range: 55 - 65 kBTU/h, SEER = 18 (HSPF = 9.7), EIR = 0.209, Fan W/CFM = 0.27, two-speed fan, with Econo |  | dxHP-Com-Split-55to65kBTUh-SEER-14.0 | dxHP-Com-Split-55to65kBTUh-SEER-18.0 | Available |  | 0 | 0 | June 2017 DEER Update | ErRobNc | dxHP-Com-Split-55to65kBTUh-SEER-14.0 | HVAC-airHP |  | None | 2017-01-01 | 2020-05-27 | InEA_mod |  |  |  |  | Standard | Measure EnergyImpacts corrected for June 2017 DEER Update; Measure expired due to DEER2020 update | 1 | 1 | 0 | Deemed Ex Ante Team |  | Measure EnergyImpacts corrected for June 2017 DEER Update; Measure expired due to DEER2020 update |  | Extended per Golden Rod Memo 2019-12-23
884 | C-In-CFLscw(23w)-dWP14 | Commercial Indoor General Lighting: CFL Lamp with integated Ballast replaces pre-existing standard lighting Wattage. Measure includes Code case. Impacts: CFL-based HOU (varies by BldgType) | ExAnte2017 | Disposition | 2020-11-24 16:30 | Com-Iltg-dWatt-CFL | NonDEER | Scaled | BaseRatio | 0 | 0 | None |  | 0 |  | 1 | Com | Any | Lighting | InGen-CFL | Ltg_Lamp | CFLint_lamp | CFLscw(23w) | ILtg-CFL-Com | All Nonres (except globe & candelabra) CFL base case, Total Watts = 1.59 x Msr Watts | All Nonres (except globe & candelabra) CFL base case, Total Watts = 1.59 x Msr Watts | CFL Lamp: Non-Reflector, 1280 initial lumens, 23 Watts | CFLratio0159 | CFLratio0159 | CFLscw(23w) | Available |  |  |  | 2017ScrewInLampDisposition | ErRobNc |  |  |  | 2017Dispo-Com-InLtg | 2017-07-01 | 2018-06-30 | InEA_modVal |  |  |  |  | Standard | Remove expiry date per Commission Staff direction 2018ScrewInLampSavignsMethods-11Dec2017.pdf | 1 | 1 | 0 | Deemed Ex Ante Team |  | Remove expiry date per Commission Staff direction 2018ScrewInLampSavignsMethods-11Dec2017.pdf |  | Updated to indicate claim/filing status
884 | NE-HVAC-airHP-Split-55to65kBtuh-15p0seer-8p7hspf-wPreEcono | Commercial SEER-rated Split Heat Pumps, Size Range: 55 - 65 kBTU/h, SEER = 15 (HSPF = 8.7), EIR = 0.256, Fan W/CFM = 0.25, two-speed fan, with Econo | DEER2017 | D17 v2 | 2021-02-25 15:49 | NE-HVAC-airHP-Split-55to65kBtuh-15p0seer-8p7hspf-wPreEcono | DEER | Standard | None |  |  | None |  | 0 |  | 0 | Com | Any | HVAC | HeatCool | dxHP_equip | spltSEER | dxHP-Com-Split-55to65kBTUh-SEER-15.0 | HVAC-airHP | Com SEER-Rated Split HP, 18-65 kBTU/h; pre-2001: SEER = 10 (HSPF = 7.1), one-speed fan, w/Econo; post-2001: SEER = 13 (HSPF = 8.2), one-speed fan, w/Econo; 2014: SEER = 14 (HSPF = 8.2), two-speed fan, w/Econo | Commercial SEER-rated Split Heat Pumps, Size Range: 55 - 65 kBTU/h, SEER = 14 (HSPF = 8.2), EIR = 0.27, Fan W/CFM = 0.29, two-speed fan, with Econo | Commercial SEER-rated Split Heat Pumps, Size Range: 55 - 65 kBTU/h, SEER = 15 (HSPF = 8.7), EIR = 0.256, Fan W/CFM = 0.25, two-speed fan, with Econo |  | dxHP-Com-Split-55to65kBTUh-SEER-14.0 | dxHP-Com-Split-55to65kBTUh-SEER-15.0 | Available |  | 0 | 0 | June 2017 DEER Update | ErRobNc | dxHP-Com-Split-55to65kBTUh-SEER-14.0 | HVAC-airHP |  | None | 2017-01-01 | 2020-05-27 | InEA_mod |  |  |  |  | Standard | Measure EnergyImpacts corrected for June 2017 DEER Update; Measure expired due to DEER2020 update | 1 | 1 | 0 | Deemed Ex Ante Team |  | Measure EnergyImpacts corrected for June 2017 DEER Update; Measure expired due to DEER2020 update |  | Extended per Golden Rod Memo 2019-12-23
884 | NE-HVAC-airHP-Split-55to65kBtuh-15p0seer-8p7hspf-wPreEcono | Commercial SEER-rated Split Heat Pumps, Size Range: 55 - 65 kBTU/h, SEER = 15 (HSPF = 8.7), EIR = 0.256, Fan W/CFM = 0.25, two-speed fan, with Econo | DEER2015 | D15 v1.0 | 2020-11-24 16:30 | NE-HVAC-airHP-Split-55to65kBtuh-15p0seer-8p7hspf-wPreEcono | DEER | Standard | None |  |  | None |  | 0 |  | 0 | Com | Any | HVAC | HeatCool | dxHP_equip | spltSEER | dxHP-Com-Split-55to65kBTUh-SEER-15.0 | HVAC-airHP | Com SEER-Rated Split HP, 18-65 kBTU/h; pre-2001: SEER = 10 (HSPF = 7.1), one-speed fan, w/Econo; post-2001: SEER = 13 (HSPF = 8.2), one-speed fan, w/Econo; 2014: SEER = 14 (HSPF = 8.2), two-speed fan, w/Econo | Commercial SEER-rated Split Heat Pumps, Size Range: 55 - 65 kBTU/h, SEER = 14 (HSPF = 8.2), EIR = 0.27, Fan W/CFM = 0.29, two-speed fan, with Econo | Commercial SEER-rated Split Heat Pumps, Size Range: 55 - 65 kBTU/h, SEER = 15 (HSPF = 8.7), EIR = 0.256, Fan W/CFM = 0.25, two-speed fan, with Econo |  | dxHP-Com-Split-55to65kBTUh-SEER-14.0 | dxHP-Com-Split-55to65kBTUh-SEER-15.0 | Available |  | 0 | 0 |  | ErRobNc | dxHP-Com-Split-55to65kBTUh-SEER-14.0 | HVAC-airHP |  | None | 2015-01-01 | 2016-12-31 | DEER |  |  |  |  | Standard |  | 1 | 1 | 0 | Deemed Ex Ante Team |  |  |  | Updated to indicate claim/filing status
885 | C-In-CFLscw(24w)-dWP14 | Commercial Indoor General Lighting: CFL Lamp with integated Ballast replaces pre-existing standard lighting Wattage. Measure includes Code case. Impacts: CFL-based HOU (varies by BldgType) | ExAnte2017 | Disposition | 2020-11-24 16:30 | Com-Iltg-dWatt-CFL | NonDEER | Scaled | BaseRatio | 0 | 0 | None |  | 0 |  | 1 | Com | Any | Lighting | InGen-CFL | Ltg_Lamp | CFLint_lamp | CFLscw(24w) | ILtg-CFL-Com | All Nonres (except globe & candelabra) CFL base case, Total Watts = 1.59 x Msr Watts | All Nonres (except globe & candelabra) CFL base case, Total Watts = 1.59 x Msr Watts | CFL Lamp: Non-Reflector, 1295 initial lumens, 24 Watts | CFLratio0159 | CFLratio0159 | CFLscw(24w) | Available |  |  |  | 2017ScrewInLampDisposition | ErRobNc |  |  |  | 2017Dispo-Com-InLtg | 2017-07-01 | 2018-06-30 | InEA_modVal |  |  |  |  | Standard | Remove expiry date per Commission Staff direction 2018ScrewInLampSavignsMethods-11Dec2017.pdf | 1 | 1 | 0 | Deemed Ex Ante Team |  | Remove expiry date per Commission Staff direction 2018ScrewInLampSavignsMethods-11Dec2017.pdf |  | Updated to indicate claim/filing status
885 | NE-HVAC-airHP-Split-55to65kBtuh-16p0seer-9p0hspf-wPreEcono | Commercial SEER-rated Split Heat Pumps, Size Range: 55 - 65 kBTU/h, SEER = 16 (HSPF = 9.0), EIR = 0.238, Fan W/CFM = 0.27, two-speed fan, with Econo | DEER2017 | D17 v2 | 2021-02-25 15:49 | NE-HVAC-airHP-Split-55to65kBtuh-16p0seer-9p0hspf-wPreEcono | DEER | Standard | None |  |  | None |  | 0 |  | 0 | Com | Any | HVAC | HeatCool | dxHP_equip | spltSEER | dxHP-Com-Split-55to65kBTUh-SEER-16.0 | HVAC-airHP | Com SEER-Rated Split HP, 18-65 kBTU/h; pre-2001: SEER = 10 (HSPF = 7.1), one-speed fan, w/Econo; post-2001: SEER = 13 (HSPF = 8.2), one-speed fan, w/Econo; 2014: SEER = 14 (HSPF = 8.2), two-speed fan, w/Econo | Commercial SEER-rated Split Heat Pumps, Size Range: 55 - 65 kBTU/h, SEER = 14 (HSPF = 8.2), EIR = 0.27, Fan W/CFM = 0.29, two-speed fan, with Econo | Commercial SEER-rated Split Heat Pumps, Size Range: 55 - 65 kBTU/h, SEER = 16 (HSPF = 9.0), EIR = 0.238, Fan W/CFM = 0.27, two-speed fan, with Econo |  | dxHP-Com-Split-55to65kBTUh-SEER-14.0 | dxHP-Com-Split-55to65kBTUh-SEER-16.0 | Available |  | 0 | 0 | June 2017 DEER Update | ErRobNc | dxHP-Com-Split-55to65kBTUh-SEER-14.0 | HVAC-airHP |  | None | 2017-01-01 | 2020-05-27 | InEA_mod |  |  |  |  | Standard | Measure EnergyImpacts corrected for June 2017 DEER Update; Measure expired due to DEER2020 update | 1 | 1 | 0 | Deemed Ex Ante Team |  | Measure EnergyImpacts corrected for June 2017 DEER Update; Measure expired due to DEER2020 update |  | Extended per Golden Rod Memo 2019-12-23
885 | NE-HVAC-airHP-Split-55to65kBtuh-16p0seer-9p0hspf-wPreEcono | Commercial SEER-rated Split Heat Pumps, Size Range: 55 - 65 kBTU/h, SEER = 16 (HSPF = 9.0), EIR = 0.238, Fan W/CFM = 0.27, two-speed fan, with Econo | DEER2015 | D15 v1.0 | 2020-11-24 16:30 | NE-HVAC-airHP-Split-55to65kBtuh-16p0seer-9p0hspf-wPreEcono | DEER | Standard | None |  |  | None |  | 0 |  | 0 | Com | Any | HVAC | HeatCool | dxHP_equip | spltSEER | dxHP-Com-Split-55to65kBTUh-SEER-16.0 | HVAC-airHP | Com SEER-Rated Split HP, 18-65 kBTU/h; pre-2001: SEER = 10 (HSPF = 7.1), one-speed fan, w/Econo; post-2001: SEER = 13 (HSPF = 8.2), one-speed fan, w/Econo; 2014: SEER = 14 (HSPF = 8.2), two-speed fan, w/Econo | Commercial SEER-rated Split Heat Pumps, Size Range: 55 - 65 kBTU/h, SEER = 14 (HSPF = 8.2), EIR = 0.27, Fan W/CFM = 0.29, two-speed fan, with Econo | Commercial SEER-rated Split Heat Pumps, Size Range: 55 - 65 kBTU/h, SEER = 16 (HSPF = 9.0), EIR = 0.238, Fan W/CFM = 0.27, two-speed fan, with Econo |  | dxHP-Com-Split-55to65kBTUh-SEER-14.0 | dxHP-Com-Split-55to65kBTUh-SEER-16.0 | Available |  | 0 | 0 |  | ErRobNc | dxHP-Com-Split-55to65kBTUh-SEER-14.0 | HVAC-airHP |  | None | 2015-01-01 | 2016-12-31 | DEER |  |  |  |  | Standard |  | 1 | 1 | 0 | Deemed Ex Ante Team |  |  |  | Updated to indicate claim/filing status
886 | C-In-CFLscw(25w)-dWP15 | Commercial Indoor General Lighting: CFL Lamp with integated Ballast replaces pre-existing standard lighting Wattage. Measure includes Code case. Impacts: CFL-based HOU (varies by BldgType) | ExAnte2017 | Disposition | 2020-11-24 16:30 | Com-Iltg-dWatt-CFL | NonDEER | Scaled | BaseRatio | 0 | 0 | None |  | 0 |  | 1 | Com | Any | Lighting | InGen-CFL | Ltg_Lamp | CFLint_lamp | CFLscw(25w) | ILtg-CFL-Com | All Nonres (except globe & candelabra) CFL base case, Total Watts = 1.59 x Msr Watts | All Nonres (except globe & candelabra) CFL base case, Total Watts = 1.59 x Msr Watts | CFL Lamp: Non-Reflector, 1310 initial lumens, 25 Watts | CFLratio0159 | CFLratio0159 | CFLscw(25w) | Available |  |  |  | 2017ScrewInLampDisposition | ErRobNc |  |  |  | 2017Dispo-Com-InLtg | 2017-07-01 | 2018-06-30 | InEA_modVal |  |  |  |  | Standard | Remove expiry date per Commission Staff direction 2018ScrewInLampSavignsMethods-11Dec2017.pdf | 1 | 1 | 0 | Deemed Ex Ante Team |  | Remove expiry date per Commission Staff direction 2018ScrewInLampSavignsMethods-11Dec2017.pdf |  | Updated to indicate claim/filing status
886 | NE-HVAC-airHP-Split-55to65kBtuh-17p0seer-9p4hspf-wPreEcono | Commercial SEER-rated Split Heat Pumps, Size Range: 55 - 65 kBTU/h, SEER = 17 (HSPF = 9.4), EIR = 0.223, Fan W/CFM = 0.27, two-speed fan, with Econo | DEER2017 | D17 v2 | 2021-02-25 15:49 | NE-HVAC-airHP-Split-55to65kBtuh-17p0seer-9p4hspf-wPreEcono | DEER | Standard | None |  |  | None |  | 0 |  | 0 | Com | Any | HVAC | HeatCool | dxHP_equip | spltSEER | dxHP-Com-Split-55to65kBTUh-SEER-17.0 | HVAC-airHP | Com SEER-Rated Split HP, 18-65 kBTU/h; pre-2001: SEER = 10 (HSPF = 7.1), one-speed fan, w/Econo; post-2001: SEER = 13 (HSPF = 8.2), one-speed fan, w/Econo; 2014: SEER = 14 (HSPF = 8.2), two-speed fan, w/Econo | Commercial SEER-rated Split Heat Pumps, Size Range: 55 - 65 kBTU/h, SEER = 14 (HSPF = 8.2), EIR = 0.27, Fan W/CFM = 0.29, two-speed fan, with Econo | Commercial SEER-rated Split Heat Pumps, Size Range: 55 - 65 kBTU/h, SEER = 17 (HSPF = 9.4), EIR = 0.223, Fan W/CFM = 0.27, two-speed fan, with Econo |  | dxHP-Com-Split-55to65kBTUh-SEER-14.0 | dxHP-Com-Split-55to65kBTUh-SEER-17.0 | Available |  | 0 | 0 | June 2017 DEER Update | ErRobNc | dxHP-Com-Split-55to65kBTUh-SEER-14.0 | HVAC-airHP |  | None | 2017-01-01 | 2020-05-27 | InEA_mod |  |  |  |  | Standard | Measure EnergyImpacts corrected for June 2017 DEER Update; Measure expired due to DEER2020 update | 1 | 1 | 0 | Deemed Ex Ante Team |  | Measure EnergyImpacts corrected for June 2017 DEER Update; Measure expired due to DEER2020 update |  | Extended per Golden Rod Memo 2019-12-23
886 | NE-HVAC-airHP-Split-55to65kBtuh-17p0seer-9p4hspf-wPreEcono | Commercial SEER-rated Split Heat Pumps, Size Range: 55 - 65 kBTU/h, SEER = 17 (HSPF = 9.4), EIR = 0.223, Fan W/CFM = 0.27, two-speed fan, with Econo | DEER2015 | D15 v1.0 | 2020-11-24 16:30 | NE-HVAC-airHP-Split-55to65kBtuh-17p0seer-9p4hspf-wPreEcono | DEER | Standard | None |  |  | None |  | 0 |  | 0 | Com | Any | HVAC | HeatCool | dxHP_equip | spltSEER | dxHP-Com-Split-55to65kBTUh-SEER-17.0 | HVAC-airHP | Com SEER-Rated Split HP, 18-65 kBTU/h; pre-2001: SEER = 10 (HSPF = 7.1), one-speed fan, w/Econo; post-2001: SEER = 13 (HSPF = 8.2), one-speed fan, w/Econo; 2014: SEER = 14 (HSPF = 8.2), two-speed fan, w/Econo | Commercial SEER-rated Split Heat Pumps, Size Range: 55 - 65 kBTU/h, SEER = 14 (HSPF = 8.2), EIR = 0.27, Fan W/CFM = 0.29, two-speed fan, with Econo | Commercial SEER-rated Split Heat Pumps, Size Range: 55 - 65 kBTU/h, SEER = 17 (HSPF = 9.4), EIR = 0.223, Fan W/CFM = 0.27, two-speed fan, with Econo |  | dxHP-Com-Split-55to65kBTUh-SEER-14.0 | dxHP-Com-Split-55to65kBTUh-SEER-17.0 | Available |  | 0 | 0 |  | ErRobNc | dxHP-Com-Split-55to65kBTUh-SEER-14.0 | HVAC-airHP |  | None | 2015-01-01 | 2016-12-31 | DEER |  |  |  |  | Standard |  | 1 | 1 | 0 | Deemed Ex Ante Team |  |  |  | Updated to indicate claim/filing status
887 | C-In-CFLscw(26w)-dWP15 | Commercial Indoor General Lighting: CFL Lamp with integated Ballast replaces pre-existing standard lighting Wattage. Measure includes Code case. Impacts: CFL-based HOU (varies by BldgType) | ExAnte2017 | Disposition | 2020-11-24 16:30 | Com-Iltg-dWatt-CFL | NonDEER | Scaled | BaseRatio | 0 | 0 | None |  | 0 |  | 1 | Com | Any | Lighting | InGen-CFL | Ltg_Lamp | CFLint_lamp | CFLscw(26w) | ILtg-CFL-Com | All Nonres (except globe & candelabra) CFL base case, Total Watts = 1.59 x Msr Watts | All Nonres (except globe & candelabra) CFL base case, Total Watts = 1.59 x Msr Watts | CFL Lamp: Non-Reflector, 1368 initial lumens, 26 Watts | CFLratio0159 | CFLratio0159 | CFLscw(26w) | Available |  |  |  | 2017ScrewInLampDisposition | ErRobNc |  |  |  | 2017Dispo-Com-InLtg | 2017-07-01 | 2018-06-30 | InEA_modVal |  |  |  |  | Standard | Remove expiry date per Commission Staff direction 2018ScrewInLampSavignsMethods-11Dec2017.pdf | 1 | 1 | 0 | Deemed Ex Ante Team |  | Remove expiry date per Commission Staff direction 2018ScrewInLampSavignsMethods-11Dec2017.pdf |  | Updated to indicate claim/filing status
887 | NE-HVAC-airHP-Split-55to65kBtuh-18p0seer-9p7hspf-wPreEcono | Commercial SEER-rated Split Heat Pumps, Size Range: 55 - 65 kBTU/h, SEER = 18 (HSPF = 9.7), EIR = 0.209, Fan W/CFM = 0.27, two-speed fan, with Econo | DEER2017 | D17 v2 | 2021-02-25 15:49 | NE-HVAC-airHP-Split-55to65kBtuh-18p0seer-9p7hspf-wPreEcono | DEER | Standard | None |  |  | None |  | 0 |  | 0 | Com | Any | HVAC | HeatCool | dxHP_equip | spltSEER | dxHP-Com-Split-55to65kBTUh-SEER-18.0 | HVAC-airHP | Com SEER-Rated Split HP, 18-65 kBTU/h; pre-2001: SEER = 10 (HSPF = 7.1), one-speed fan, w/Econo; post-2001: SEER = 13 (HSPF = 8.2), one-speed fan, w/Econo; 2014: SEER = 14 (HSPF = 8.2), two-speed fan, w/Econo | Commercial SEER-rated Split Heat Pumps, Size Range: 55 - 65 kBTU/h, SEER = 14 (HSPF = 8.2), EIR = 0.27, Fan W/CFM = 0.29, two-speed fan, with Econo | Commercial SEER-rated Split Heat Pumps, Size Range: 55 - 65 kBTU/h, SEER = 18 (HSPF = 9.7), EIR = 0.209, Fan W/CFM = 0.27, two-speed fan, with Econo |  | dxHP-Com-Split-55to65kBTUh-SEER-14.0 | dxHP-Com-Split-55to65kBTUh-SEER-18.0 | Available |  | 0 | 0 | June 2017 DEER Update | ErRobNc | dxHP-Com-Split-55to65kBTUh-SEER-14.0 | HVAC-airHP |  | None | 2017-01-01 | 2020-05-27 | InEA_mod |  |  |  |  | Standard | Measure EnergyImpacts corrected for June 2017 DEER Update; Measure expired due to DEER2020 update | 1 | 1 | 0 | Deemed Ex Ante Team |  | Measure EnergyImpacts corrected for June 2017 DEER Update; Measure expired due to DEER2020 update |  | Extended per Golden Rod Memo 2019-12-23
887 | NE-HVAC-airHP-Split-55to65kBtuh-18p0seer-9p7hspf-wPreEcono | Commercial SEER-rated Split Heat Pumps, Size Range: 55 - 65 kBTU/h, SEER = 18 (HSPF = 9.7), EIR = 0.209, Fan W/CFM = 0.27, two-speed fan, with Econo | DEER2015 | D15 v1.0 | 2020-11-24 16:30 | NE-HVAC-airHP-Split-55to65kBtuh-18p0seer-9p7hspf-wPreEcono | DEER | Standard | None |  |  | None |  | 0 |  | 0 | Com | Any | HVAC | HeatCool | dxHP_equip | spltSEER | dxHP-Com-Split-55to65kBTUh-SEER-18.0 | HVAC-airHP | Com SEER-Rated Split HP, 18-65 kBTU/h; pre-2001: SEER = 10 (HSPF = 7.1), one-speed fan, w/Econo; post-2001: SEER = 13 (HSPF = 8.2), one-speed fan, w/Econo; 2014: SEER = 14 (HSPF = 8.2), two-speed fan, w/Econo | Commercial SEER-rated Split Heat Pumps, Size Range: 55 - 65 kBTU/h, SEER = 14 (HSPF = 8.2), EIR = 0.27, Fan W/CFM = 0.29, two-speed fan, with Econo | Commercial SEER-rated Split Heat Pumps, Size Range: 55 - 65 kBTU/h, SEER = 18 (HSPF = 9.7), EIR = 0.209, Fan W/CFM = 0.27, two-speed fan, with Econo |  | dxHP-Com-Split-55to65kBTUh-SEER-14.0 | dxHP-Com-Split-55to65kBTUh-SEER-18.0 | Available |  | 0 | 0 |  | ErRobNc | dxHP-Com-Split-55to65kBTUh-SEER-14.0 | HVAC-airHP |  | None | 2015-01-01 | 2016-12-31 | DEER |  |  |  |  | Standard |  | 1 | 1 | 0 | Deemed Ex Ante Team |  |  |  | Updated to indicate claim/filing status
888 | C-In-CFLscw(27w)-dWP16 | Commercial Indoor General Lighting: CFL Lamp with integated Ballast replaces pre-existing standard lighting Wattage. Measure includes Code case. Impacts: CFL-based HOU (varies by BldgType) | ExAnte2017 | Disposition | 2020-11-24 16:30 | Com-Iltg-dWatt-CFL | NonDEER | Scaled | BaseRatio | 0 | 0 | None |  | 0 |  | 1 | Com | Any | Lighting | InGen-CFL | Ltg_Lamp | CFLint_lamp | CFLscw(27w) | ILtg-CFL-Com | All Nonres (except globe & candelabra) CFL base case, Total Watts = 1.59 x Msr Watts | All Nonres (except globe & candelabra) CFL base case, Total Watts = 1.59 x Msr Watts | CFL Lamp: Non-Reflector, 1427 initial lumens, 27 Watts | CFLratio0159 | CFLratio0159 | CFLscw(27w) | Available |  |  |  | 2017ScrewInLampDisposition | ErRobNc |  |  |  | 2017Dispo-Com-InLtg | 2017-07-01 | 2018-06-30 | InEA_modVal |  |  |  |  | Standard | Remove expiry date per Commission Staff direction 2018ScrewInLampSavignsMethods-11Dec2017.pdf | 1 | 1 | 0 | Deemed Ex Ante Team |  | Remove expiry date per Commission Staff direction 2018ScrewInLampSavignsMethods-11Dec2017.pdf |  | Updated to indicate claim/filing status
889 | C-In-CFLscw(28w)-dWP17 | Commercial Indoor General Lighting: CFL Lamp with integated Ballast replaces pre-existing standard lighting Wattage. Measure includes Code case. Impacts: CFL-based HOU (varies by BldgType) | ExAnte2017 | Disposition | 2020-11-24 16:30 | Com-Iltg-dWatt-CFL | NonDEER | Scaled | BaseRatio | 0 | 0 | None |  | 0 |  | 1 | Com | Any | Lighting | InGen-CFL | Ltg_Lamp | CFLint_lamp | CFLscw(28w) | ILtg-CFL-Com | All Nonres (except globe & candelabra) CFL base case, Total Watts = 1.59 x Msr Watts | All Nonres (except globe & candelabra) CFL base case, Total Watts = 1.59 x Msr Watts | CFL Lamp: Non-Reflector, 1485 initial lumens, 28 Watts | CFLratio0159 | CFLratio0159 | CFLscw(28w) | Available |  |  |  | 2017ScrewInLampDisposition | ErRobNc |  |  |  | 2017Dispo-Com-InLtg | 2017-07-01 | 2018-06-30 | InEA_modVal |  |  |  |  | Standard | Remove expiry date per Commission Staff direction 2018ScrewInLampSavignsMethods-11Dec2017.pdf | 1 | 1 | 0 | Deemed Ex Ante Team |  | Remove expiry date per Commission Staff direction 2018ScrewInLampSavignsMethods-11Dec2017.pdf |  | Updated to indicate claim/filing status
890 | C-In-CFLscw(30w)-dWP18 | Commercial Indoor General Lighting: CFL Lamp with integated Ballast replaces pre-existing standard lighting Wattage. Measure includes Code case. Impacts: CFL-based HOU (varies by BldgType) | ExAnte2017 | Disposition | 2020-11-24 16:30 | Com-Iltg-dWatt-CFL | NonDEER | Scaled | BaseRatio | 0 | 0 | None |  | 0 |  | 1 | Com | Any | Lighting | InGen-CFL | Ltg_Lamp | CFLint_lamp | CFLscw(30w) | ILtg-CFL-Com | All Nonres (except globe & candelabra) CFL base case, Total Watts = 1.59 x Msr Watts | All Nonres (except globe & candelabra) CFL base case, Total Watts = 1.59 x Msr Watts | CFL Lamp: Non-Reflector, 30 Watts | CFLratio0159 | CFLratio0159 | CFLscw(30w) | Available |  |  |  | 2017ScrewInLampDisposition | ErRobNc |  |  |  | 2017Dispo-Com-InLtg | 2017-07-01 | 2018-06-30 | InEA_modVal |  |  |  |  | Standard | Remove expiry date per Commission Staff direction 2018ScrewInLampSavignsMethods-11Dec2017.pdf | 1 | 1 | 0 | Deemed Ex Ante Team |  | Remove expiry date per Commission Staff direction 2018ScrewInLampSavignsMethods-11Dec2017.pdf |  | Updated to indicate claim/filing status
891 | C-In-CFLscw(31w)-dWP18 | Commercial Indoor General Lighting: CFL Lamp with integated Ballast replaces pre-existing standard lighting Wattage. Measure includes Code case. Impacts: CFL-based HOU (varies by BldgType) | ExAnte2017 | Disposition | 2020-11-24 16:30 | Com-Iltg-dWatt-CFL | NonDEER | Scaled | BaseRatio | 0 | 0 | None |  | 0 |  | 1 | Com | Any | Lighting | InGen-CFL | Ltg_Lamp | CFLint_lamp | CFLscw(31w) | ILtg-CFL-Com | All Nonres (except globe & candelabra) CFL base case, Total Watts = 1.59 x Msr Watts | All Nonres (except globe & candelabra) CFL base case, Total Watts = 1.59 x Msr Watts | CFL Lamp: Non-Reflector, 31 Watts | CFLratio0159 | CFLratio0159 | CFLscw(31w) | Available |  |  |  | 2017ScrewInLampDisposition | ErRobNc |  |  |  | 2017Dispo-Com-InLtg | 2017-07-01 | 2018-06-30 | InEA_modVal |  |  |  |  | Standard | Remove expiry date per Commission Staff direction 2018ScrewInLampSavignsMethods-11Dec2017.pdf | 1 | 1 | 0 | Deemed Ex Ante Team |  | Remove expiry date per Commission Staff direction 2018ScrewInLampSavignsMethods-11Dec2017.pdf |  | Updated to indicate claim/filing status
892 | C-In-CFLscw(32w)-dWP19 | Commercial Indoor General Lighting: CFL Lamp with integated Ballast replaces pre-existing standard lighting Wattage. Measure includes Code case. Impacts: CFL-based HOU (varies by BldgType) | ExAnte2017 | Disposition | 2020-11-24 16:30 | Com-Iltg-dWatt-CFL | NonDEER | Scaled | BaseRatio | 0 | 0 | None |  | 0 |  | 1 | Com | Any | Lighting | InGen-CFL | Ltg_Lamp | CFLint_lamp | CFLscw(32w) | ILtg-CFL-Com | All Nonres (except globe & candelabra) CFL base case, Total Watts = 1.59 x Msr Watts | All Nonres (except globe & candelabra) CFL base case, Total Watts = 1.59 x Msr Watts | CFL Lamp: Non-Reflector, 32 Watts | CFLratio0159 | CFLratio0159 | CFLscw(32w) | Available |  |  |  | 2017ScrewInLampDisposition | ErRobNc |  |  |  | 2017Dispo-Com-InLtg | 2017-07-01 | 2018-06-30 | InEA_modVal |  |  |  |  | Standard | Remove expiry date per Commission Staff direction 2018ScrewInLampSavignsMethods-11Dec2017.pdf | 1 | 1 | 0 | Deemed Ex Ante Team |  | Remove expiry date per Commission Staff direction 2018ScrewInLampSavignsMethods-11Dec2017.pdf |  | Updated to indicate claim/filing status
893 | C-In-CFLscw(40w)-dWP24 | Commercial Indoor General Lighting: CFL Lamp with integated Ballast replaces pre-existing standard lighting Wattage. Measure includes Code case. Impacts: CFL-based HOU (varies by BldgType) | ExAnte2017 | Disposition | 2020-11-24 16:30 | Com-Iltg-dWatt-CFL | NonDEER | Scaled | BaseRatio | 0 | 0 | None |  | 0 |  | 1 | Com | Any | Lighting | InGen-CFL | Ltg_Lamp | CFLint_lamp | CFLscw(40w) | ILtg-CFL-Com | All Nonres (except globe & candelabra) CFL base case, Total Watts = 1.59 x Msr Watts | All Nonres (except globe & candelabra) CFL base case, Total Watts = 1.59 x Msr Watts | CFL Lamp: Non-Reflector, 40 Watts | CFLratio0159 | CFLratio0159 | CFLscw(40w) | Available |  |  |  | 2017ScrewInLampDisposition | ErRobNc |  |  |  | 2017Dispo-Com-InLtg | 2017-07-01 | 2018-06-30 | InEA_modVal |  |  |  |  | Standard | Remove expiry date per Commission Staff direction 2018ScrewInLampSavignsMethods-11Dec2017.pdf | 1 | 1 | 0 | Deemed Ex Ante Team |  | Remove expiry date per Commission Staff direction 2018ScrewInLampSavignsMethods-11Dec2017.pdf |  | Updated to indicate claim/filing status
894 | C-In-CFLscw(42w)-dWP25 | Commercial Indoor General Lighting: CFL Lamp with integated Ballast replaces pre-existing standard lighting Wattage. Measure includes Code case. Impacts: CFL-based HOU (varies by BldgType) | ExAnte2017 | Disposition | 2020-11-24 16:30 | Com-Iltg-dWatt-CFL | NonDEER | Scaled | BaseRatio | 0 | 0 | None |  | 0 |  | 1 | Com | Any | Lighting | InGen-CFL | Ltg_Lamp | CFLint_lamp | CFLscw(42w) | ILtg-CFL-Com | All Nonres (except globe & candelabra) CFL base case, Total Watts = 1.59 x Msr Watts | All Nonres (except globe & candelabra) CFL base case, Total Watts = 1.59 x Msr Watts | CFL Lamp: Non-Reflector, 42 Watts | CFLratio0159 | CFLratio0159 | CFLscw(42w) | Available |  |  |  | 2017ScrewInLampDisposition | ErRobNc |  |  |  | 2017Dispo-Com-InLtg | 2017-07-01 | 2018-06-30 | InEA_modVal |  |  |  |  | Standard | Remove expiry date per Commission Staff direction 2018ScrewInLampSavignsMethods-11Dec2017.pdf | 1 | 1 | 0 | Deemed Ex Ante Team |  | Remove expiry date per Commission Staff direction 2018ScrewInLampSavignsMethods-11Dec2017.pdf |  | Updated to indicate claim/filing status
895 | C-In-CFLscw(45w)-dWP27 | Commercial Indoor General Lighting: CFL Lamp with integated Ballast replaces pre-existing standard lighting Wattage. Measure includes Code case. Impacts: CFL-based HOU (varies by BldgType) | ExAnte2017 | Disposition | 2020-11-24 16:30 | Com-Iltg-dWatt-CFL | NonDEER | Scaled | BaseRatio | 0 | 0 | None |  | 0 |  | 1 | Com | Any | Lighting | InGen-CFL | Ltg_Lamp | CFLint_lamp | CFLscw(45w) | ILtg-CFL-Com | All Nonres (except globe & candelabra) CFL base case, Total Watts = 1.59 x Msr Watts | All Nonres (except globe & candelabra) CFL base case, Total Watts = 1.59 x Msr Watts | CFL Lamp: Any Non-reflector, 45 Watts | CFLratio0159 | CFLratio0159 | CFLscw(45w) | Available |  |  |  | 2017ScrewInLampDisposition | ErRobNc |  |  |  | 2017Dispo-Com-InLtg | 2017-07-01 | 2018-06-30 | InEA_modVal |  |  |  |  | Standard | Remove expiry date per Commission Staff direction 2018ScrewInLampSavignsMethods-11Dec2017.pdf | 1 | 1 | 0 | Deemed Ex Ante Team |  | Remove expiry date per Commission Staff direction 2018ScrewInLampSavignsMethods-11Dec2017.pdf |  | Updated to indicate claim/filing status
896 | C-In-CFLscw(4w)-dWP2 | Commercial Indoor General Lighting: CFL Lamp with integated Ballast replaces pre-existing standard lighting Wattage. Measure includes Code case. Impacts: CFL-based HOU (varies by BldgType) | ExAnte2017 | Disposition | 2020-11-24 16:30 | Com-Iltg-dWatt-CFL | NonDEER | Scaled | BaseRatio | 0 | 0 | None |  | 0 |  | 1 | Com | Any | Lighting | InGen-CFL | Ltg_Lamp | CFLint_lamp | CFLscw(4w) | ILtg-CFL-Com | All Nonres (except globe & candelabra) CFL base case, Total Watts = 1.59 x Msr Watts | All Nonres (except globe & candelabra) CFL base case, Total Watts = 1.59 x Msr Watts | CFL Lamp: Non-Reflector, 4 Watts | CFLratio0159 | CFLratio0159 | CFLscw(4w) | Available |  |  |  | 2017ScrewInLampDisposition | ErRobNc |  |  |  | 2017Dispo-Com-InLtg | 2017-07-01 | 2018-06-30 | InEA_modVal |  |  |  |  | Standard | Remove expiry date per Commission Staff direction 2018ScrewInLampSavignsMethods-11Dec2017.pdf | 1 | 1 | 0 | Deemed Ex Ante Team |  | Remove expiry date per Commission Staff direction 2018ScrewInLampSavignsMethods-11Dec2017.pdf |  | Updated to indicate claim/filing status
897 | C-In-CFLscw(55w)-dWP32 | Commercial Indoor General Lighting: CFL Lamp with integated Ballast replaces pre-existing standard lighting Wattage. Measure includes Code case. Impacts: CFL-based HOU (varies by BldgType) | ExAnte2017 | Disposition | 2020-11-24 16:30 | Com-Iltg-dWatt-CFL | NonDEER | Scaled | BaseRatio | 0 | 0 | None |  | 0 |  | 1 | Com | Any | Lighting | InGen-CFL | Ltg_Lamp | CFLint_lamp | CFLscw(55w) | ILtg-CFL-Com | All Nonres (except globe & candelabra) CFL base case, Total Watts = 1.59 x Msr Watts | All Nonres (except globe & candelabra) CFL base case, Total Watts = 1.59 x Msr Watts | CFL Lamp: Non-Reflector, 55 Watts | CFLratio0159 | CFLratio0159 | CFLscw(55w) | Available |  |  |  | 2017ScrewInLampDisposition | ErRobNc |  |  |  | 2017Dispo-Com-InLtg | 2017-07-01 | 2018-06-30 | InEA_modVal |  |  |  |  | Standard | Remove expiry date per Commission Staff direction 2018ScrewInLampSavignsMethods-11Dec2017.pdf | 1 | 1 | 0 | Deemed Ex Ante Team |  | Remove expiry date per Commission Staff direction 2018ScrewInLampSavignsMethods-11Dec2017.pdf |  | Updated to indicate claim/filing status
898 | C-In-CFLscw(60w)-dWP35 | Commercial Indoor General Lighting: CFL Lamp with integated Ballast replaces pre-existing standard lighting Wattage. Measure includes Code case. Impacts: CFL-based HOU (varies by BldgType) | ExAnte2017 | Disposition | 2020-11-24 16:30 | Com-Iltg-dWatt-CFL | NonDEER | Scaled | BaseRatio | 0 | 0 | None |  | 0 |  | 1 | Com | Any | Lighting | InGen-CFL | Ltg_Lamp | CFLint_lamp |  | ILtg-CFL-Com | All Nonres (except globe & candelabra) CFL base case, Total Watts = 1.59 x Msr Watts | All Nonres (except globe & candelabra) CFL base case, Total Watts = 1.59 x Msr Watts | CFL Lamp: Non-Reflector, 60 Watts | CFLratio0159 | CFLratio0159 | CFLscw(60w) | Available |  |  |  | 2017ScrewInLampDisposition | ErRobNc |  |  |  | 2017Dispo-Com-InLtg | 2017-07-01 | 2018-06-30 | InEA_modVal |  |  |  |  | Standard | Remove expiry date per Commission Staff direction 2018ScrewInLampSavignsMethods-11Dec2017.pdf | 1 | 1 | 0 | Deemed Ex Ante Team |  | Remove expiry date per Commission Staff direction 2018ScrewInLampSavignsMethods-11Dec2017.pdf |  | Updated to indicate claim/filing status
899 | C-In-CFLscw(7w)-dWP4 | Commercial Indoor General Lighting: CFL Lamp with integated Ballast replaces pre-existing standard lighting Wattage. Measure includes Code case. Impacts: CFL-based HOU (varies by BldgType) | ExAnte2017 | Disposition | 2020-11-24 16:30 | Com-Iltg-dWatt-CFL | NonDEER | Scaled | BaseRatio | 0 | 0 | None |  | 0 |  | 1 | Com | Any | Lighting | InGen-CFL | Ltg_Lamp | CFLint_lamp | CFLscw(7w) | ILtg-CFL-Com | All Nonres (except globe & candelabra) CFL base case, Total Watts = 1.59 x Msr Watts | All Nonres (except globe & candelabra) CFL base case, Total Watts = 1.59 x Msr Watts | CFL Lamp: Non-Reflector, 296 initial lumens, 7 Watts | CFLratio0159 | CFLratio0159 | CFLscw(7w) | Available |  |  |  | 2017ScrewInLampDisposition | ErRobNc |  |  |  | 2017Dispo-Com-InLtg | 2017-07-01 | 2018-06-30 | InEA_modVal |  |  |  |  | Standard | Remove expiry date per Commission Staff direction 2018ScrewInLampSavignsMethods-11Dec2017.pdf | 1 | 1 | 0 | Deemed Ex Ante Team |  | Remove expiry date per Commission Staff direction 2018ScrewInLampSavignsMethods-11Dec2017.pdf |  | Updated to indicate claim/filing status
900 | C-In-CFLscw(80w)-dWP47 | Commercial Indoor General Lighting: CFL Lamp with integated Ballast replaces pre-existing standard lighting Wattage. Measure includes Code case. Impacts: CFL-based HOU (varies by BldgType) | ExAnte2017 | Disposition | 2020-11-24 16:30 | Com-Iltg-dWatt-CFL | NonDEER | Scaled | BaseRatio | 0 | 0 | None |  | 0 |  | 1 | Com | Any | Lighting | InGen-CFL | Ltg_Lamp | CFLint_lamp |  | ILtg-CFL-Com | All Nonres (except globe & candelabra) CFL base case, Total Watts = 1.59 x Msr Watts | All Nonres (except globe & candelabra) CFL base case, Total Watts = 1.59 x Msr Watts | CFL Lamp: Non-Reflector, 80 Watts | CFLratio0159 | CFLratio0159 | CFLscw(80w) | Available |  |  |  | 2017ScrewInLampDisposition | ErRobNc |  |  |  | 2017Dispo-Com-InLtg | 2017-07-01 | 2018-06-30 | InEA_modVal |  |  |  |  | Standard | Remove expiry date per Commission Staff direction 2018ScrewInLampSavignsMethods-11Dec2017.pdf | 1 | 1 | 0 | Deemed Ex Ante Team |  | Remove expiry date per Commission Staff direction 2018ScrewInLampSavignsMethods-11Dec2017.pdf |  | Updated to indicate claim/filing status
901 | C-In-CFLscw(8w)-dWP5 | Commercial Indoor General Lighting: CFL Lamp with integated Ballast replaces pre-existing standard lighting Wattage. Measure includes Code case. Impacts: CFL-based HOU (varies by BldgType) | ExAnte2017 | Disposition | 2020-11-24 16:30 | Com-Iltg-dWatt-CFL | NonDEER | Scaled | BaseRatio | 0 | 0 | None |  | 0 |  | 1 | Com | Any | Lighting | InGen-CFL | Ltg_Lamp | CFLint_lamp | CFLscw(8w) | ILtg-CFL-Com | All Nonres (except globe & candelabra) CFL base case, Total Watts = 1.59 x Msr Watts | All Nonres (except globe & candelabra) CFL base case, Total Watts = 1.59 x Msr Watts | CFL Lamp: Non-Reflector, 320 initial lumens, 8 Watts | CFLratio0159 | CFLratio0159 | CFLscw(8w) | Available |  |  |  | 2017ScrewInLampDisposition | ErRobNc |  |  |  | 2017Dispo-Com-InLtg | 2017-07-01 | 2018-06-30 | InEA_modVal |  |  |  |  | Standard | Remove expiry date per Commission Staff direction 2018ScrewInLampSavignsMethods-11Dec2017.pdf | 1 | 1 | 0 | Deemed Ex Ante Team |  | Remove expiry date per Commission Staff direction 2018ScrewInLampSavignsMethods-11Dec2017.pdf |  | Updated to indicate claim/filing status
901 | NG-HVAC-Blr-HW-lt300kBtuh-84p0AFUE-Drft | Hot water boiler (< 300 kBtuh, 84.0 AFUE, OA Reset from 140 to 165 F) | DEER2016 | D16v2 | 2020-11-24 16:30 | NG-HVAC-Blr-HW-lt300kBtuh-84p0AFUE-Drft | DEER | Standard | None | 0 | 0 | None |  | 0 |  | 0 | Com | Any | HVAC | SpaceHeat | WaterHtg_eq | Boiler_AF |  | HVAC-Blr | Hot water boiler,< 300 kBtuh; Pre-2005: 80.0 Et, No reset 2006 - 2009: 80.0 Et, OA Reset from 140 to 165 F 2010 - 2013: 80.0 Et, OA Reset from 140 to 165 F 2014 - 2015: 82.0 Et, OA Reset from 140 to 165 F | Hot water boiler (< 300 kBtuh, 82.0 AFUE, OA Reset from 140 to 165 F) | Hot water boiler (< 300 kBtuh, 84.0 AFUE, OA Reset from 140 to 165 F) |  |  |  | Available |  | 0 | 0 |  | ErRobNc |  | HVAC-Blr |  | None | 2016-01-01 | 2019-12-31 | DEER2016 Update (non-Ltg) |  |  |  |  | Standard | Measure expired due to DEER2020 update | 1 | 1 | 0 | Deemed Ex Ante Team |  | Measure expired due to DEER2020 update |  | Updated to indicate claim/filing status
902 | C-In-CFLscw(9w)-dWP5 | Commercial Indoor General Lighting: CFL Lamp with integated Ballast replaces pre-existing standard lighting Wattage. Measure includes Code case. Impacts: CFL-based HOU (varies by BldgType) | ExAnte2017 | Disposition | 2020-11-24 16:30 | Com-Iltg-dWatt-CFL | NonDEER | Scaled | BaseRatio | 0 | 0 | None |  | 0 |  | 1 | Com | Any | Lighting | InGen-CFL | Ltg_Lamp | CFLint_lamp | CFLscw(9w) | ILtg-CFL-Com | All Nonres (except globe & candelabra) CFL base case, Total Watts = 1.59 x Msr Watts | All Nonres (except globe & candelabra) CFL base case, Total Watts = 1.59 x Msr Watts | CFL Lamp: Non-Reflector, 344 initial lumens, 9 Watts | CFLratio0159 | CFLratio0159 | CFLscw(9w) | Available |  |  |  | 2017ScrewInLampDisposition | ErRobNc |  |  |  | 2017Dispo-Com-InLtg | 2017-07-01 | 2018-06-30 | InEA_modVal |  |  |  |  | Standard | Remove expiry date per Commission Staff direction 2018ScrewInLampSavignsMethods-11Dec2017.pdf | 1 | 1 | 0 | Deemed Ex Ante Team |  | Remove expiry date per Commission Staff direction 2018ScrewInLampSavignsMethods-11Dec2017.pdf |  | Updated to indicate claim/filing status
902 | NG-HVAC-Blr-HW-lt300kBtuh-84p5AFUE-Drft | Hot water boiler (< 300 kBtuh, 84.5 AFUE, OA Reset from 140 to 165 F) | DEER2016 | D16v2 | 2020-11-24 16:30 | NG-HVAC-Blr-HW-lt300kBtuh-84p5AFUE-Drft | DEER | Standard | None | 0 | 0 | None |  | 0 |  | 0 | Com | Any | HVAC | SpaceHeat | WaterHtg_eq | Boiler_AF |  | HVAC-Blr | Hot water boiler,< 300 kBtuh; Pre-2005: 80.0 Et, No reset 2006 - 2009: 80.0 Et, OA Reset from 140 to 165 F 2010 - 2013: 80.0 Et, OA Reset from 140 to 165 F 2014 - 2015: 82.0 Et, OA Reset from 140 to 165 F | Hot water boiler (< 300 kBtuh, 82.0 AFUE, OA Reset from 140 to 165 F) | Hot water boiler (< 300 kBtuh, 84.5 AFUE, OA Reset from 140 to 165 F) |  |  |  | Available |  | 0 | 0 |  | ErRobNc |  | HVAC-Blr |  | None | 2016-01-01 | 2019-12-31 | DEER2016 Update (non-Ltg) |  |  |  |  | Standard | Measure expired due to DEER2020 update | 1 | 1 | 0 | Deemed Ex Ante Team |  | Measure expired due to DEER2020 update |  | Updated to indicate claim/filing status
903 | C-In-CFLscw-A(10w)-dWP6 | Commercial Indoor General Lighting: CFL Lamp with integated Ballast replaces pre-existing standard lighting Wattage. Measure includes Code case. Impacts: CFL-based HOU (varies by BldgType) | ExAnte2017 | Disposition | 2020-11-24 16:30 | Com-Iltg-dWatt-CFL | NonDEER | Scaled | BaseRatio | 0 | 0 | None |  | 0 |  | 1 | Com | Any | Lighting | InGen-CFL | Ltg_Lamp | CFLint_lamp | CFLscw-A(10w) | ILtg-CFL-Com | All Nonres (except globe & candelabra) CFL base case, Total Watts = 1.59 x Msr Watts | All Nonres (except globe & candelabra) CFL base case, Total Watts = 1.59 x Msr Watts | CFL Lamp: A-lamp, 10 Watts | CFLratio0159 | CFLratio0159 | CFLscw-A(10w) | Available |  |  |  | 2017ScrewInLampDisposition | ErRobNc |  |  |  | 2017Dispo-Com-InLtg | 2017-07-01 | 2018-06-30 | InEA_modVal |  |  |  |  | Standard | Remove expiry date per Commission Staff direction 2018ScrewInLampSavignsMethods-11Dec2017.pdf | 1 | 1 | 0 | Deemed Ex Ante Team |  | Remove expiry date per Commission Staff direction 2018ScrewInLampSavignsMethods-11Dec2017.pdf |  | Updated to indicate claim/filing status
903 | NG-HVAC-Blr-HW-lt300kBtuh-85p0AFUE-Drft | Hot water boiler (< 300 kBtuh, 85.0 AFUE, OA Reset from 140 to 165 F) | DEER2016 | D16v2 | 2020-11-24 16:30 | NG-HVAC-Blr-HW-lt300kBtuh-85p0AFUE-Drft | DEER | Standard | None | 0 | 0 | None |  | 0 |  | 0 | Com | Any | HVAC | SpaceHeat | WaterHtg_eq | Boiler_AF |  | HVAC-Blr | Hot water boiler,< 300 kBtuh; Pre-2005: 80.0 Et, No reset 2006 - 2009: 80.0 Et, OA Reset from 140 to 165 F 2010 - 2013: 80.0 Et, OA Reset from 140 to 165 F 2014 - 2015: 82.0 Et, OA Reset from 140 to 165 F | Hot water boiler (< 300 kBtuh, 82.0 AFUE, OA Reset from 140 to 165 F) | Hot water boiler (< 300 kBtuh, 85.0 AFUE, OA Reset from 140 to 165 F) |  |  |  | Available |  | 0 | 0 |  | ErRobNc |  | HVAC-Blr |  | None | 2016-01-01 | 2019-12-31 | DEER2016 Update (non-Ltg) |  |  |  |  | Standard | Measure expired due to DEER2020 update | 1 | 1 | 0 | Deemed Ex Ante Team |  | Measure expired due to DEER2020 update |  | Updated to indicate claim/filing status
904 | C-In-CFLscw-A(11w)-dWP6 | Commercial Indoor General Lighting: CFL Lamp with integated Ballast replaces pre-existing standard lighting Wattage. Measure includes Code case. Impacts: CFL-based HOU (varies by BldgType) | ExAnte2017 | Disposition | 2020-11-24 16:30 | Com-Iltg-dWatt-CFL | NonDEER | Scaled | BaseRatio | 0 | 0 | None |  | 0 |  | 1 | Com | Any | Lighting | InGen-CFL | Ltg_Lamp | CFLint_lamp | CFLscw-A(11w) | ILtg-CFL-Com | All Nonres (except globe & candelabra) CFL base case, Total Watts = 1.59 x Msr Watts | All Nonres (except globe & candelabra) CFL base case, Total Watts = 1.59 x Msr Watts | CFL Lamp: A-lamp, 11 Watts | CFLratio0159 | CFLratio0159 | CFLscw-A(11w) | Available |  |  |  | 2017ScrewInLampDisposition | ErRobNc |  |  |  | 2017Dispo-Com-InLtg | 2017-07-01 | 2018-06-30 | InEA_modVal |  |  |  |  | Standard | Remove expiry date per Commission Staff direction 2018ScrewInLampSavignsMethods-11Dec2017.pdf | 1 | 1 | 0 | Deemed Ex Ante Team |  | Remove expiry date per Commission Staff direction 2018ScrewInLampSavignsMethods-11Dec2017.pdf |  | Updated to indicate claim/filing status
904 | NG-HVAC-Blr-HW-lt300kBtuh-87p0AFUE-Drft | Hot water boiler (< 300 kBtuh, 87.0 AFUE, OA Reset from 140 to 165 F) | DEER2016 | D16v2 | 2020-11-24 16:30 | NG-HVAC-Blr-HW-lt300kBtuh-87p0AFUE-Drft | DEER | Standard | None | 0 | 0 | None |  | 0 |  | 0 | Com | Any | HVAC | SpaceHeat | WaterHtg_eq | Boiler_AF |  | HVAC-Blr | Hot water boiler,< 300 kBtuh; Pre-2005: 80.0 Et, No reset 2006 - 2009: 80.0 Et, OA Reset from 140 to 165 F 2010 - 2013: 80.0 Et, OA Reset from 140 to 165 F 2014 - 2015: 82.0 Et, OA Reset from 140 to 165 F | Hot water boiler (< 300 kBtuh, 82.0 AFUE, OA Reset from 140 to 165 F) | Hot water boiler (< 300 kBtuh, 87.0 AFUE, OA Reset from 140 to 165 F) |  |  |  | Available |  | 0 | 0 |  | ErRobNc |  | HVAC-Blr |  | None | 2016-01-01 | 2019-12-31 | DEER2016 Update (non-Ltg) |  |  |  |  | Standard | Measure expired due to DEER2020 update | 1 | 1 | 0 | Deemed Ex Ante Team |  | Measure expired due to DEER2020 update |  | Updated to indicate claim/filing status
905 | C-In-CFLscw-A(12w)-dWP7 | Commercial Indoor General Lighting: CFL Lamp with integated Ballast replaces pre-existing standard lighting Wattage. Measure includes Code case. Impacts: CFL-based HOU (varies by BldgType) | ExAnte2017 | Disposition | 2020-11-24 16:30 | Com-Iltg-dWatt-CFL | NonDEER | Scaled | BaseRatio | 0 | 0 | None |  | 0 |  | 1 | Com | Any | Lighting | InGen-CFL | Ltg_Lamp | CFLint_lamp | CFLscw-A(12w) | ILtg-CFL-Com | All Nonres (except globe & candelabra) CFL base case, Total Watts = 1.59 x Msr Watts | All Nonres (except globe & candelabra) CFL base case, Total Watts = 1.59 x Msr Watts | CFL Lamp: A-lamp, 12 Watts | CFLratio0159 | CFLratio0159 | CFLscw-A(12w) | Available |  |  |  | 2017ScrewInLampDisposition | ErRobNc |  |  |  | 2017Dispo-Com-InLtg | 2017-07-01 | 2018-06-30 | InEA_modVal |  |  |  |  | Standard | Remove expiry date per Commission Staff direction 2018ScrewInLampSavignsMethods-11Dec2017.pdf | 1 | 1 | 0 | Deemed Ex Ante Team |  | Remove expiry date per Commission Staff direction 2018ScrewInLampSavignsMethods-11Dec2017.pdf |  | Updated to indicate claim/filing status
905 | NG-HVAC-Blr-HW-lt300kBtuh-90p0AFUE-CndStd | Hot water boiler (< 300 kBtuh, 90.0 AFUE, condensing, OA reset from 140 to 165 F) | DEER2016 | D16v2 | 2020-11-24 16:30 | NG-HVAC-Blr-HW-lt300kBtuh-90p0AFUE-CndStd | DEER | Standard | None | 0 | 0 | None |  | 0 |  | 0 | Com | Any | HVAC | SpaceHeat | WaterHtg_eq | Boiler_AF |  | HVAC-Blr | Hot water boiler,< 300 kBtuh; Pre-2005: 80.0 Et, No reset 2006 - 2009: 80.0 Et, OA Reset from 140 to 165 F 2010 - 2013: 80.0 Et, OA Reset from 140 to 165 F 2014 - 2015: 82.0 Et, OA Reset from 140 to 165 F | Hot water boiler (< 300 kBtuh, 82.0 AFUE, OA Reset from 140 to 165 F) | Hot water boiler (< 300 kBtuh, 90.0 AFUE, condensing, OA reset from 140 to 165 F) |  |  |  | Available |  | 0 | 0 |  | ErRobNc |  | HVAC-Blr |  | None | 2016-01-01 | 2019-12-31 | DEER2016 Update (non-Ltg) |  |  |  |  | Standard | Measure expired due to DEER2020 update | 1 | 1 | 0 | Deemed Ex Ante Team |  | Measure expired due to DEER2020 update |  | Updated to indicate claim/filing status
906 | C-In-CFLscw-A(13w)-dWP8 | Commercial Indoor General Lighting: CFL Lamp with integated Ballast replaces pre-existing standard lighting Wattage. Measure includes Code case. Impacts: CFL-based HOU (varies by BldgType) | ExAnte2017 | Disposition | 2020-11-24 16:30 | Com-Iltg-dWatt-CFL | NonDEER | Scaled | BaseRatio | 0 | 0 | None |  | 0 |  | 1 | Com | Any | Lighting | InGen-CFL | Ltg_Lamp | CFLint_lamp | CFLscw-A(13w) | ILtg-CFL-Com | All Nonres (except globe & candelabra) CFL base case, Total Watts = 1.59 x Msr Watts | All Nonres (except globe & candelabra) CFL base case, Total Watts = 1.59 x Msr Watts | CFL Lamp: A-lamp, 13 Watts | CFLratio0159 | CFLratio0159 | CFLscw-A(13w) | Available |  |  |  | 2017ScrewInLampDisposition | ErRobNc |  |  |  | 2017Dispo-Com-InLtg | 2017-07-01 | 2018-06-30 | InEA_modVal |  |  |  |  | Standard | Remove expiry date per Commission Staff direction 2018ScrewInLampSavignsMethods-11Dec2017.pdf | 1 | 1 | 0 | Deemed Ex Ante Team |  | Remove expiry date per Commission Staff direction 2018ScrewInLampSavignsMethods-11Dec2017.pdf |  | Updated to indicate claim/filing status
906 | NG-HVAC-Blr-HW-lt300kBtuh-90p0AFUE-CndLow | Hot water boiler (< 300 kBtuh, 90.0 AFUE, condensing, OA reset from 115 to 140 F) | DEER2016 | D16v2 | 2020-11-24 16:30 | NG-HVAC-Blr-HW-lt300kBtuh-90p0AFUE-CndLow | DEER | Standard | None | 0 | 0 | None |  | 0 |  | 0 | Com | Any | HVAC | SpaceHeat | WaterHtg_eq | Boiler_AF |  | HVAC-Blr | Hot water boiler,< 300 kBtuh; Pre-2005: 80.0 Et, No reset 2006 - 2009: 80.0 Et, OA Reset from 140 to 165 F 2010 - 2013: 80.0 Et, OA Reset from 140 to 165 F 2014 - 2015: 82.0 Et, OA Reset from 140 to 165 F | Hot water boiler (< 300 kBtuh, 82.0 AFUE, OA Reset from 140 to 165 F) | Hot water boiler (< 300 kBtuh, 90.0 AFUE, condensing, OA reset from 115 to 140 F) |  |  |  | Available |  | 0 | 0 |  | ErRobNc |  | HVAC-Blr |  | None | 2016-01-01 | 2019-12-31 | DEER2016 Update (non-Ltg) |  |  |  |  | Standard | Measure expired due to DEER2020 update | 1 | 1 | 0 | Deemed Ex Ante Team |  | Measure expired due to DEER2020 update |  | Updated to indicate claim/filing status
907 | C-In-CFLscw-A(14w)-dWP8 | Commercial Indoor General Lighting: CFL Lamp with integated Ballast replaces pre-existing standard lighting Wattage. Measure includes Code case. Impacts: CFL-based HOU (varies by BldgType) | ExAnte2017 | Disposition | 2020-11-24 16:30 | Com-Iltg-dWatt-CFL | NonDEER | Scaled | BaseRatio | 0 | 0 | None |  | 0 |  | 1 | Com | Any | Lighting | InGen-CFL | Ltg_Lamp | CFLint_lamp | CFLscw-A(14w) | ILtg-CFL-Com | All Nonres (except globe & candelabra) CFL base case, Total Watts = 1.59 x Msr Watts | All Nonres (except globe & candelabra) CFL base case, Total Watts = 1.59 x Msr Watts | CFL Lamp: A-lamp, 14 Watts | CFLratio0159 | CFLratio0159 | CFLscw-A(14w) | Available |  |  |  | 2017ScrewInLampDisposition | ErRobNc |  |  |  | 2017Dispo-Com-InLtg | 2017-07-01 | 2018-06-30 | InEA_modVal |  |  |  |  | Standard | Remove expiry date per Commission Staff direction 2018ScrewInLampSavignsMethods-11Dec2017.pdf | 1 | 1 | 0 | Deemed Ex Ante Team |  | Remove expiry date per Commission Staff direction 2018ScrewInLampSavignsMethods-11Dec2017.pdf |  | Updated to indicate claim/filing status
907 | NG-HVAC-Blr-HW-lt300kBtuh-90p0AFUE-CndReset | Hot water boiler (< 300 kBtuh, 90.0 AFUE, condensing, load reset from 115 to 140 F) | DEER2016 | D16v2 | 2020-11-24 16:30 | NG-HVAC-Blr-HW-lt300kBtuh-90p0AFUE-CndReset | DEER | Standard | None | 0 | 0 | None |  | 0 |  | 0 | Com | Any | HVAC | SpaceHeat | WaterHtg_eq | Boiler_AF |  | HVAC-Blr | Hot water boiler,< 300 kBtuh; Pre-2005: 80.0 Et, No reset 2006 - 2009: 80.0 Et, OA Reset from 140 to 165 F 2010 - 2013: 80.0 Et, OA Reset from 140 to 165 F 2014 - 2015: 82.0 Et, OA Reset from 140 to 165 F | Hot water boiler (< 300 kBtuh, 82.0 AFUE, OA Reset from 140 to 165 F) | Hot water boiler (< 300 kBtuh, 90.0 AFUE, condensing, load reset from 115 to 140 F) |  |  |  | Available |  | 0 | 0 |  | ErRobNc |  | HVAC-Blr |  | None | 2016-01-01 | 2019-12-31 | DEER2016 Update (non-Ltg) |  |  |  |  | Standard | Measure expired due to DEER2020 update | 1 | 1 | 0 | Deemed Ex Ante Team |  | Measure expired due to DEER2020 update |  | Updated to indicate claim/filing status
908 | C-In-CFLscw-A(15w)-dWP9 | Commercial Indoor General Lighting: CFL Lamp with integated Ballast replaces pre-existing standard lighting Wattage. Measure includes Code case. Impacts: CFL-based HOU (varies by BldgType) | ExAnte2017 | Disposition | 2020-11-24 16:30 | Com-Iltg-dWatt-CFL | NonDEER | Scaled | BaseRatio | 0 | 0 | None |  | 0 |  | 1 | Com | Any | Lighting | InGen-CFL | Ltg_Lamp | CFLint_lamp | CFLscw-A(15w) | ILtg-CFL-Com | All Nonres (except globe & candelabra) CFL base case, Total Watts = 1.59 x Msr Watts | All Nonres (except globe & candelabra) CFL base case, Total Watts = 1.59 x Msr Watts | CFL Lamp: A-lamp, 15 Watts | CFLratio0159 | CFLratio0159 | CFLscw-A(15w) | Available |  |  |  | 2017ScrewInLampDisposition | ErRobNc |  |  |  | 2017Dispo-Com-InLtg | 2017-07-01 | 2018-06-30 | InEA_modVal |  |  |  |  | Standard | Remove expiry date per Commission Staff direction 2018ScrewInLampSavignsMethods-11Dec2017.pdf | 1 | 1 | 0 | Deemed Ex Ante Team |  | Remove expiry date per Commission Staff direction 2018ScrewInLampSavignsMethods-11Dec2017.pdf |  | Updated to indicate claim/filing status
908 | NG-HVAC-Blr-HW-lt300kBtuh-94p0AFUE-CndStd | Hot water boiler (< 300 kBtuh, 94.0 AFUE, condensing, OA reset from 140 to 165 F) | DEER2016 | D16v2 | 2020-11-24 16:30 | NG-HVAC-Blr-HW-lt300kBtuh-94p0AFUE-CndStd | DEER | Standard | None | 0 | 0 | None |  | 0 |  | 0 | Com | Any | HVAC | SpaceHeat | WaterHtg_eq | Boiler_AF |  | HVAC-Blr | Hot water boiler,< 300 kBtuh; Pre-2005: 80.0 Et, No reset 2006 - 2009: 80.0 Et, OA Reset from 140 to 165 F 2010 - 2013: 80.0 Et, OA Reset from 140 to 165 F 2014 - 2015: 82.0 Et, OA Reset from 140 to 165 F | Hot water boiler (< 300 kBtuh, 82.0 AFUE, OA Reset from 140 to 165 F) | Hot water boiler (< 300 kBtuh, 94.0 AFUE, condensing, OA reset from 140 to 165 F) |  |  |  | Available |  | 0 | 0 |  | ErRobNc |  | HVAC-Blr |  | None | 2016-01-01 | 2019-12-31 | DEER2016 Update (non-Ltg) |  |  |  |  | Standard | Measure expired due to DEER2020 update | 1 | 1 | 0 | Deemed Ex Ante Team |  | Measure expired due to DEER2020 update |  | Updated to indicate claim/filing status
909 | C-In-CFLscw-A(16w)-dWP9 | Commercial Indoor General Lighting: CFL Lamp with integated Ballast replaces pre-existing standard lighting Wattage. Measure includes Code case. Impacts: CFL-based HOU (varies by BldgType) | ExAnte2017 | Disposition | 2020-11-24 16:30 | Com-Iltg-dWatt-CFL | NonDEER | Scaled | BaseRatio | 0 | 0 | None |  | 0 |  | 1 | Com | Any | Lighting | InGen-CFL | Ltg_Lamp | CFLint_lamp | CFLscw-A(16w) | ILtg-CFL-Com | All Nonres (except globe & candelabra) CFL base case, Total Watts = 1.59 x Msr Watts | All Nonres (except globe & candelabra) CFL base case, Total Watts = 1.59 x Msr Watts | CFL Lamp: A-lamp, 16 Watts | CFLratio0159 | CFLratio0159 | CFLscw-A(16w) | Available |  |  |  | 2017ScrewInLampDisposition | ErRobNc |  |  |  | 2017Dispo-Com-InLtg | 2017-07-01 | 2018-06-30 | InEA_modVal |  |  |  |  | Standard | Remove expiry date per Commission Staff direction 2018ScrewInLampSavignsMethods-11Dec2017.pdf | 1 | 1 | 0 | Deemed Ex Ante Team |  | Remove expiry date per Commission Staff direction 2018ScrewInLampSavignsMethods-11Dec2017.pdf |  | Updated to indicate claim/filing status
909 | NG-HVAC-Blr-HW-lt300kBtuh-94p0AFUE-CndLow | Hot water boiler (< 300 kBtuh, 94.0 AFUE, condensing, OA reset from 115 to 140 F) | DEER2016 | D16v2 | 2020-11-24 16:30 | NG-HVAC-Blr-HW-lt300kBtuh-94p0AFUE-CndLow | DEER | Standard | None | 0 | 0 | None |  | 0 |  | 0 | Com | Any | HVAC | SpaceHeat | WaterHtg_eq | Boiler_AF |  | HVAC-Blr | Hot water boiler,< 300 kBtuh; Pre-2005: 80.0 Et, No reset 2006 - 2009: 80.0 Et, OA Reset from 140 to 165 F 2010 - 2013: 80.0 Et, OA Reset from 140 to 165 F 2014 - 2015: 82.0 Et, OA Reset from 140 to 165 F | Hot water boiler (< 300 kBtuh, 82.0 AFUE, OA Reset from 140 to 165 F) | Hot water boiler (< 300 kBtuh, 94.0 AFUE, condensing, OA reset from 115 to 140 F) |  |  |  | Available |  | 0 | 0 |  | ErRobNc |  | HVAC-Blr |  | None | 2016-01-01 | 2019-12-31 | DEER2016 Update (non-Ltg) |  |  |  |  | Standard | Measure expired due to DEER2020 update | 1 | 1 | 0 | Deemed Ex Ante Team |  | Measure expired due to DEER2020 update |  | Updated to indicate claim/filing status
910 | C-In-CFLscw-A(18w)-dWP11 | Commercial Indoor General Lighting: CFL Lamp with integated Ballast replaces pre-existing standard lighting Wattage. Measure includes Code case. Impacts: CFL-based HOU (varies by BldgType) | ExAnte2017 | Disposition | 2020-11-24 16:30 | Com-Iltg-dWatt-CFL | NonDEER | Scaled | BaseRatio | 0 | 0 | None |  | 0 |  | 1 | Com | Any | Lighting | InGen-CFL | Ltg_Lamp | CFLint_lamp | CFLscw-A(18w) | ILtg-CFL-Com | All Nonres (except globe & candelabra) CFL base case, Total Watts = 1.59 x Msr Watts | All Nonres (except globe & candelabra) CFL base case, Total Watts = 1.59 x Msr Watts | CFL Lamp: A-lamp, 18 Watts | CFLratio0159 | CFLratio0159 | CFLscw-A(18w) | Available |  |  |  | 2017ScrewInLampDisposition | ErRobNc |  |  |  | 2017Dispo-Com-InLtg | 2017-07-01 | 2018-06-30 | InEA_modVal |  |  |  |  | Standard | Remove expiry date per Commission Staff direction 2018ScrewInLampSavignsMethods-11Dec2017.pdf | 1 | 1 | 0 | Deemed Ex Ante Team |  | Remove expiry date per Commission Staff direction 2018ScrewInLampSavignsMethods-11Dec2017.pdf |  | Updated to indicate claim/filing status
910 | NG-HVAC-Blr-HW-lt300kBtuh-94p0AFUE-CndReset | Hot water boiler (< 300 kBtuh, 94.0 AFUE, condensing, load reset from 115 to 140 F) | DEER2016 | D16v2 | 2020-11-24 16:30 | NG-HVAC-Blr-HW-lt300kBtuh-94p0AFUE-CndReset | DEER | Standard | None | 0 | 0 | None |  | 0 |  | 0 | Com | Any | HVAC | SpaceHeat | WaterHtg_eq | Boiler_AF |  | HVAC-Blr | Hot water boiler,< 300 kBtuh; Pre-2005: 80.0 Et, No reset 2006 - 2009: 80.0 Et, OA Reset from 140 to 165 F 2010 - 2013: 80.0 Et, OA Reset from 140 to 165 F 2014 - 2015: 82.0 Et, OA Reset from 140 to 165 F | Hot water boiler (< 300 kBtuh, 82.0 AFUE, OA Reset from 140 to 165 F) | Hot water boiler (< 300 kBtuh, 94.0 AFUE, condensing, load reset from 115 to 140 F) |  |  |  | Available |  | 0 | 0 |  | ErRobNc |  | HVAC-Blr |  | None | 2016-01-01 | 2019-12-31 | DEER2016 Update (non-Ltg) |  |  |  |  | Standard | Measure expired due to DEER2020 update | 1 | 1 | 0 | Deemed Ex Ante Team |  | Measure expired due to DEER2020 update |  | Updated to indicate claim/filing status
911 | C-In-CFLscw-A(19w)-dWP11 | Commercial Indoor General Lighting: CFL Lamp with integated Ballast replaces pre-existing standard lighting Wattage. Measure includes Code case. Impacts: CFL-based HOU (varies by BldgType) | ExAnte2017 | Disposition | 2020-11-24 16:30 | Com-Iltg-dWatt-CFL | NonDEER | Scaled | BaseRatio | 0 | 0 | None |  | 0 |  | 1 | Com | Any | Lighting | InGen-CFL | Ltg_Lamp | CFLint_lamp | CFLscw-A(19w) | ILtg-CFL-Com | All Nonres (except globe & candelabra) CFL base case, Total Watts = 1.59 x Msr Watts | All Nonres (except globe & candelabra) CFL base case, Total Watts = 1.59 x Msr Watts | CFL Lamp: A-lamp, 19 Watts | CFLratio0159 | CFLratio0159 | CFLscw-A(19w) | Available |  |  |  | 2017ScrewInLampDisposition | ErRobNc |  |  |  | 2017Dispo-Com-InLtg | 2017-07-01 | 2018-06-30 | InEA_modVal |  |  |  |  | Standard | Remove expiry date per Commission Staff direction 2018ScrewInLampSavignsMethods-11Dec2017.pdf | 1 | 1 | 0 | Deemed Ex Ante Team |  | Remove expiry date per Commission Staff direction 2018ScrewInLampSavignsMethods-11Dec2017.pdf |  | Updated to indicate claim/filing status
911 | NG-HVAC-Blr-HW-300to2500kBtuh-83p0Et-Drft | Hot water boiler (300 - 2500 kBtuh, 83.0 Et, OA Reset from 140 to 165 F) | DEER2016 | D16v2 | 2020-11-24 16:30 | NG-HVAC-Blr-HW-300to2500kBtuh-83p0Et-Drft | DEER | Standard | None | 0 | 0 | None |  | 0 |  | 0 | Com | Any | HVAC | SpaceHeat | WaterHtg_eq | Boiler_Et |  | HVAC-Blr | Hot water boiler,300 - 2500 kBtuh; Pre-2005: 75.0 Et, No reset 2006 - 2009: 75.0 Et, OA Reset from 140 to 165 F 2010 - 2013: 75.0 Et, OA Reset from 140 to 165 F 2014 - 2015: 80.0 Et, OA Reset from 140 to 165 F | Hot water boiler (300 - 2500 kBtuh, 80.0 Et, OA Reset from 140 to 165 F) | Hot water boiler (300 - 2500 kBtuh, 83.0 Et, OA Reset from 140 to 165 F) |  |  |  | Available |  | 0 | 0 |  | ErRobNc |  | HVAC-Blr |  | None | 2016-01-01 | 2019-12-31 | DEER2016 Update (non-Ltg) |  |  |  |  | Standard | Measure expired due to DEER2020 update | 1 | 1 | 0 | Deemed Ex Ante Team |  | Measure expired due to DEER2020 update |  | Updated to indicate claim/filing status
912 | C-In-CFLscw-A(20w)-dWP12 | Commercial Indoor General Lighting: CFL Lamp with integated Ballast replaces pre-existing standard lighting Wattage. Measure includes Code case. Impacts: CFL-based HOU (varies by BldgType) | ExAnte2017 | Disposition | 2020-11-24 16:30 | Com-Iltg-dWatt-CFL | NonDEER | Scaled | BaseRatio | 0 | 0 | None |  | 0 |  | 1 | Com | Any | Lighting | InGen-CFL | Ltg_Lamp | CFLint_lamp | CFLscw-A(20w) | ILtg-CFL-Com | All Nonres (except globe & candelabra) CFL base case, Total Watts = 1.59 x Msr Watts | All Nonres (except globe & candelabra) CFL base case, Total Watts = 1.59 x Msr Watts | CFL Lamp: A-lamp, 20 Watts | CFLratio0159 | CFLratio0159 | CFLscw-A(20w) | Available |  |  |  | 2017ScrewInLampDisposition | ErRobNc |  |  |  | 2017Dispo-Com-InLtg | 2017-07-01 | 2018-06-30 | InEA_modVal |  |  |  |  | Standard | Remove expiry date per Commission Staff direction 2018ScrewInLampSavignsMethods-11Dec2017.pdf | 1 | 1 | 0 | Deemed Ex Ante Team |  | Remove expiry date per Commission Staff direction 2018ScrewInLampSavignsMethods-11Dec2017.pdf |  | Updated to indicate claim/filing status
912 | NG-HVAC-Blr-HW-300to2500kBtuh-85p0Et-Drft | Hot water boiler (300 - 2500 kBtuh, 85.0 Et, OA Reset from 140 to 165 F) | DEER2016 | D16v2 | 2020-11-24 16:30 | NG-HVAC-Blr-HW-300to2500kBtuh-85p0Et-Drft | DEER | Standard | None | 0 | 0 | None |  | 0 |  | 0 | Com | Any | HVAC | SpaceHeat | WaterHtg_eq | Boiler_Et |  | HVAC-Blr | Hot water boiler,300 - 2500 kBtuh; Pre-2005: 75.0 Et, No reset 2006 - 2009: 75.0 Et, OA Reset from 140 to 165 F 2010 - 2013: 75.0 Et, OA Reset from 140 to 165 F 2014 - 2015: 80.0 Et, OA Reset from 140 to 165 F | Hot water boiler (300 - 2500 kBtuh, 80.0 Et, OA Reset from 140 to 165 F) | Hot water boiler (300 - 2500 kBtuh, 85.0 Et, OA Reset from 140 to 165 F) |  |  |  | Available |  | 0 | 0 |  | ErRobNc |  | HVAC-Blr |  | None | 2016-01-01 | 2019-12-31 | DEER2016 Update (non-Ltg) |  |  |  |  | Standard | Measure expired due to DEER2020 update | 1 | 1 | 0 | Deemed Ex Ante Team |  | Measure expired due to DEER2020 update |  | Updated to indicate claim/filing status
913 | C-In-CFLscw-A(22w)-dWP13 | Commercial Indoor General Lighting: CFL Lamp with integated Ballast replaces pre-existing standard lighting Wattage. Measure includes Code case. Impacts: CFL-based HOU (varies by BldgType) | ExAnte2017 | Disposition | 2020-11-24 16:30 | Com-Iltg-dWatt-CFL | NonDEER | Scaled | BaseRatio | 0 | 0 | None |  | 0 |  | 1 | Com | Any | Lighting | InGen-CFL | Ltg_Lamp | CFLint_lamp | CFLscw-A(22w) | ILtg-CFL-Com | All Nonres (except globe & candelabra) CFL base case, Total Watts = 1.59 x Msr Watts | All Nonres (except globe & candelabra) CFL base case, Total Watts = 1.59 x Msr Watts | CFL Lamp: A-lamp, 22 Watts | CFLratio0159 | CFLratio0159 | CFLscw-A(22w) | Available |  |  |  | 2017ScrewInLampDisposition | ErRobNc |  |  |  | 2017Dispo-Com-InLtg | 2017-07-01 | 2018-06-30 | InEA_modVal |  |  |  |  | Standard | Remove expiry date per Commission Staff direction 2018ScrewInLampSavignsMethods-11Dec2017.pdf | 1 | 1 | 0 | Deemed Ex Ante Team |  | Remove expiry date per Commission Staff direction 2018ScrewInLampSavignsMethods-11Dec2017.pdf |  | Updated to indicate claim/filing status
913 | NG-HVAC-Blr-HW-300to2500kBtuh-90p0Et-CndStd | Hot water boiler (300 - 2500 kBtuh, 90.0 Et, condensing, OA reset from 140 to 165 F) | DEER2016 | D16v2 | 2020-11-24 16:30 | NG-HVAC-Blr-HW-300to2500kBtuh-90p0Et-CndStd | DEER | Standard | None | 0 | 0 | None |  | 0 |  | 0 | Com | Any | HVAC | SpaceHeat | WaterHtg_eq | Boiler_Et |  | HVAC-Blr | Hot water boiler,300 - 2500 kBtuh; Pre-2005: 75.0 Et, No reset 2006 - 2009: 75.0 Et, OA Reset from 140 to 165 F 2010 - 2013: 75.0 Et, OA Reset from 140 to 165 F 2014 - 2015: 80.0 Et, OA Reset from 140 to 165 F | Hot water boiler (300 - 2500 kBtuh, 80.0 Et, OA Reset from 140 to 165 F) | Hot water boiler (300 - 2500 kBtuh, 90.0 Et, condensing, OA reset from 140 to 165 F) |  |  |  | Available |  | 0 | 0 |  | ErRobNc |  | HVAC-Blr |  | None | 2016-01-01 | 2019-12-31 | DEER2016 Update (non-Ltg) |  |  |  |  | Standard | Measure expired due to DEER2020 update | 1 | 1 | 0 | Deemed Ex Ante Team |  | Measure expired due to DEER2020 update |  | Updated to indicate claim/filing status
914 | C-In-CFLscw-A(23w)-dWP14 | Commercial Indoor General Lighting: CFL Lamp with integated Ballast replaces pre-existing standard lighting Wattage. Measure includes Code case. Impacts: CFL-based HOU (varies by BldgType) | ExAnte2017 | Disposition | 2020-11-24 16:30 | Com-Iltg-dWatt-CFL | NonDEER | Scaled | BaseRatio | 0 | 0 | None |  | 0 |  | 1 | Com | Any | Lighting | InGen-CFL | Ltg_Lamp | CFLint_lamp | CFLscw-A(23w) | ILtg-CFL-Com | All Nonres (except globe & candelabra) CFL base case, Total Watts = 1.59 x Msr Watts | All Nonres (except globe & candelabra) CFL base case, Total Watts = 1.59 x Msr Watts | CFL Lamp: A-lamp, 23 Watts | CFLratio0159 | CFLratio0159 | CFLscw-A(23w) | Available |  |  |  | 2017ScrewInLampDisposition | ErRobNc |  |  |  | 2017Dispo-Com-InLtg | 2017-07-01 | 2018-06-30 | InEA_modVal |  |  |  |  | Standard | Remove expiry date per Commission Staff direction 2018ScrewInLampSavignsMethods-11Dec2017.pdf | 1 | 1 | 0 | Deemed Ex Ante Team |  | Remove expiry date per Commission Staff direction 2018ScrewInLampSavignsMethods-11Dec2017.pdf |  | Updated to indicate claim/filing status
914 | NG-HVAC-Blr-HW-300to2500kBtuh-90p0Et-CndLow | Hot water boiler (300 - 2500 kBtuh, 90.0 Et, condensing, OA reset from 115 to 140 F) | DEER2016 | D16v2 | 2020-11-24 16:30 | NG-HVAC-Blr-HW-300to2500kBtuh-90p0Et-CndLow | DEER | Standard | None | 0 | 0 | None |  | 0 |  | 0 | Com | Any | HVAC | SpaceHeat | WaterHtg_eq | Boiler_Et |  | HVAC-Blr | Hot water boiler,300 - 2500 kBtuh; Pre-2005: 75.0 Et, No reset 2006 - 2009: 75.0 Et, OA Reset from 140 to 165 F 2010 - 2013: 75.0 Et, OA Reset from 140 to 165 F 2014 - 2015: 80.0 Et, OA Reset from 140 to 165 F | Hot water boiler (300 - 2500 kBtuh, 80.0 Et, OA Reset from 140 to 165 F) | Hot water boiler (300 - 2500 kBtuh, 90.0 Et, condensing, OA reset from 115 to 140 F) |  |  |  | Available |  | 0 | 0 |  | ErRobNc |  | HVAC-Blr |  | None | 2016-01-01 | 2019-12-31 | DEER2016 Update (non-Ltg) |  |  |  |  | Standard | Measure expired due to DEER2020 update | 1 | 1 | 0 | Deemed Ex Ante Team |  | Measure expired due to DEER2020 update |  | Updated to indicate claim/filing status
915 | C-In-CFLscw-A(24w)-dWP14 | Commercial Indoor General Lighting: CFL Lamp with integated Ballast replaces pre-existing standard lighting Wattage. Measure includes Code case. Impacts: CFL-based HOU (varies by BldgType) | ExAnte2017 | Disposition | 2020-11-24 16:30 | Com-Iltg-dWatt-CFL | NonDEER | Scaled | BaseRatio | 0 | 0 | None |  | 0 |  | 1 | Com | Any | Lighting | InGen-CFL | Ltg_Lamp | CFLint_lamp | CFLscw-A(24w) | ILtg-CFL-Com | All Nonres (except globe & candelabra) CFL base case, Total Watts = 1.59 x Msr Watts | All Nonres (except globe & candelabra) CFL base case, Total Watts = 1.59 x Msr Watts | CFL Lamp: A-lamp, 24 Watts | CFLratio0159 | CFLratio0159 | CFLscw-A(24w) | Available |  |  |  | 2017ScrewInLampDisposition | ErRobNc |  |  |  | 2017Dispo-Com-InLtg | 2017-07-01 | 2018-06-30 | InEA_modVal |  |  |  |  | Standard | Remove expiry date per Commission Staff direction 2018ScrewInLampSavignsMethods-11Dec2017.pdf | 1 | 1 | 0 | Deemed Ex Ante Team |  | Remove expiry date per Commission Staff direction 2018ScrewInLampSavignsMethods-11Dec2017.pdf |  | Updated to indicate claim/filing status
915 | NG-HVAC-Blr-HW-300to2500kBtuh-90p0Et-CndReset | Hot water boiler (300 - 2500 kBtuh, 90.0 Et, condensing, load reset from 115 to 140 F) | DEER2016 | D16v2 | 2020-11-24 16:30 | NG-HVAC-Blr-HW-300to2500kBtuh-90p0Et-CndReset | DEER | Standard | None | 0 | 0 | None |  | 0 |  | 0 | Com | Any | HVAC | SpaceHeat | WaterHtg_eq | Boiler_Et |  | HVAC-Blr | Hot water boiler,300 - 2500 kBtuh; Pre-2005: 75.0 Et, No reset 2006 - 2009: 75.0 Et, OA Reset from 140 to 165 F 2010 - 2013: 75.0 Et, OA Reset from 140 to 165 F 2014 - 2015: 80.0 Et, OA Reset from 140 to 165 F | Hot water boiler (300 - 2500 kBtuh, 80.0 Et, OA Reset from 140 to 165 F) | Hot water boiler (300 - 2500 kBtuh, 90.0 Et, condensing, load reset from 115 to 140 F) |  |  |  | Available |  | 0 | 0 |  | ErRobNc |  | HVAC-Blr |  | None | 2016-01-01 | 2019-12-31 | DEER2016 Update (non-Ltg) |  |  |  |  | Standard | Measure expired due to DEER2020 update | 1 | 1 | 0 | Deemed Ex Ante Team |  | Measure expired due to DEER2020 update |  | Updated to indicate claim/filing status
916 | C-In-CFLscw-A(25w)-dWP15 | Commercial Indoor General Lighting: CFL Lamp with integated Ballast replaces pre-existing standard lighting Wattage. Measure includes Code case. Impacts: CFL-based HOU (varies by BldgType) | ExAnte2017 | Disposition | 2020-11-24 16:30 | Com-Iltg-dWatt-CFL | NonDEER | Scaled | BaseRatio | 0 | 0 | None |  | 0 |  | 1 | Com | Any | Lighting | InGen-CFL | Ltg_Lamp | CFLint_lamp | CFLscw-A(25w) | ILtg-CFL-Com | All Nonres (except globe & candelabra) CFL base case, Total Watts = 1.59 x Msr Watts | All Nonres (except globe & candelabra) CFL base case, Total Watts = 1.59 x Msr Watts | CFL Lamp: A-lamp, 25 Watts | CFLratio0159 | CFLratio0159 | CFLscw-A(25w) | Available |  |  |  | 2017ScrewInLampDisposition | ErRobNc |  |  |  | 2017Dispo-Com-InLtg | 2017-07-01 | 2018-06-30 | InEA_modVal |  |  |  |  | Standard | Remove expiry date per Commission Staff direction 2018ScrewInLampSavignsMethods-11Dec2017.pdf | 1 | 1 | 0 | Deemed Ex Ante Team |  | Remove expiry date per Commission Staff direction 2018ScrewInLampSavignsMethods-11Dec2017.pdf |  | Updated to indicate claim/filing status
916 | NG-HVAC-Blr-HW-300to2500kBtuh-94p0Et-CndStd | Hot water boiler (300 - 2500 kBtuh, 94.0 Et, condensing, OA reset from 140 to 165 F) | DEER2016 | D16v2 | 2020-11-24 16:30 | NG-HVAC-Blr-HW-300to2500kBtuh-94p0Et-CndStd | DEER | Standard | None | 0 | 0 | None |  | 0 |  | 0 | Com | Any | HVAC | SpaceHeat | WaterHtg_eq | Boiler_Et |  | HVAC-Blr | Hot water boiler,300 - 2500 kBtuh; Pre-2005: 75.0 Et, No reset 2006 - 2009: 75.0 Et, OA Reset from 140 to 165 F 2010 - 2013: 75.0 Et, OA Reset from 140 to 165 F 2014 - 2015: 80.0 Et, OA Reset from 140 to 165 F | Hot water boiler (300 - 2500 kBtuh, 80.0 Et, OA Reset from 140 to 165 F) | Hot water boiler (300 - 2500 kBtuh, 94.0 Et, condensing, OA reset from 140 to 165 F) |  |  |  | Available |  | 0 | 0 |  | ErRobNc |  | HVAC-Blr |  | None | 2016-01-01 | 2019-12-31 | DEER2016 Update (non-Ltg) |  |  |  |  | Standard | Measure expired due to DEER2020 update | 1 | 1 | 0 | Deemed Ex Ante Team |  | Measure expired due to DEER2020 update |  | Updated to indicate claim/filing status
917 | C-In-CFLscw-A(26w)-dWP15 | Commercial Indoor General Lighting: CFL Lamp with integated Ballast replaces pre-existing standard lighting Wattage. Measure includes Code case. Impacts: CFL-based HOU (varies by BldgType) | ExAnte2017 | Disposition | 2020-11-24 16:30 | Com-Iltg-dWatt-CFL | NonDEER | Scaled | BaseRatio | 0 | 0 | None |  | 0 |  | 1 | Com | Any | Lighting | InGen-CFL | Ltg_Lamp | CFLint_lamp | CFLscw-A(26w) | ILtg-CFL-Com | All Nonres (except globe & candelabra) CFL base case, Total Watts = 1.59 x Msr Watts | All Nonres (except globe & candelabra) CFL base case, Total Watts = 1.59 x Msr Watts | CFL Lamp: A-lamp, 26 Watts | CFLratio0159 | CFLratio0159 | CFLscw-A(26w) | Available |  |  |  | 2017ScrewInLampDisposition | ErRobNc |  |  |  | 2017Dispo-Com-InLtg | 2017-07-01 | 2018-06-30 | InEA_modVal |  |  |  |  | Standard | Remove expiry date per Commission Staff direction 2018ScrewInLampSavignsMethods-11Dec2017.pdf | 1 | 1 | 0 | Deemed Ex Ante Team |  | Remove expiry date per Commission Staff direction 2018ScrewInLampSavignsMethods-11Dec2017.pdf |  | Updated to indicate claim/filing status
917 | NG-HVAC-Blr-HW-300to2500kBtuh-94p0Et-CndLow | Hot water boiler (300 - 2500 kBtuh, 94.0 Et, condensing, OA reset from 115 to 140 F) | DEER2016 | D16v2 | 2020-11-24 16:30 | NG-HVAC-Blr-HW-300to2500kBtuh-94p0Et-CndLow | DEER | Standard | None | 0 | 0 | None |  | 0 |  | 0 | Com | Any | HVAC | SpaceHeat | WaterHtg_eq | Boiler_Et |  | HVAC-Blr | Hot water boiler,300 - 2500 kBtuh; Pre-2005: 75.0 Et, No reset 2006 - 2009: 75.0 Et, OA Reset from 140 to 165 F 2010 - 2013: 75.0 Et, OA Reset from 140 to 165 F 2014 - 2015: 80.0 Et, OA Reset from 140 to 165 F | Hot water boiler (300 - 2500 kBtuh, 80.0 Et, OA Reset from 140 to 165 F) | Hot water boiler (300 - 2500 kBtuh, 94.0 Et, condensing, OA reset from 115 to 140 F) |  |  |  | Available |  | 0 | 0 |  | ErRobNc |  | HVAC-Blr |  | None | 2016-01-01 | 2019-12-31 | DEER2016 Update (non-Ltg) |  |  |  |  | Standard | Measure expired due to DEER2020 update | 1 | 1 | 0 | Deemed Ex Ante Team |  | Measure expired due to DEER2020 update |  | Updated to indicate claim/filing status
918 | C-In-CFLscw-A(27w)-dWP16 | Commercial Indoor General Lighting: CFL Lamp with integated Ballast replaces pre-existing standard lighting Wattage. Measure includes Code case. Impacts: CFL-based HOU (varies by BldgType) | ExAnte2017 | Disposition | 2020-11-24 16:30 | Com-Iltg-dWatt-CFL | NonDEER | Scaled | BaseRatio | 0 | 0 | None |  | 0 |  | 1 | Com | Any | Lighting | InGen-CFL | Ltg_Lamp | CFLint_lamp | CFLscw-A(27w) | ILtg-CFL-Com | All Nonres (except globe & candelabra) CFL base case, Total Watts = 1.59 x Msr Watts | All Nonres (except globe & candelabra) CFL base case, Total Watts = 1.59 x Msr Watts | CFL Lamp: A-lamp, 27 Watts | CFLratio0159 | CFLratio0159 | CFLscw-A(27w) | Available |  |  |  | 2017ScrewInLampDisposition | ErRobNc |  |  |  | 2017Dispo-Com-InLtg | 2017-07-01 | 2018-06-30 | InEA_modVal |  |  |  |  | Standard | Remove expiry date per Commission Staff direction 2018ScrewInLampSavignsMethods-11Dec2017.pdf | 1 | 1 | 0 | Deemed Ex Ante Team |  | Remove expiry date per Commission Staff direction 2018ScrewInLampSavignsMethods-11Dec2017.pdf |  | Updated to indicate claim/filing status
918 | NG-HVAC-Blr-HW-300to2500kBtuh-94p0Et-CndReset | Hot water boiler (300 - 2500 kBtuh, 94.0 Et, condensing, load reset from 115 to 140 F) | DEER2016 | D16v2 | 2020-11-24 16:30 | NG-HVAC-Blr-HW-300to2500kBtuh-94p0Et-CndReset | DEER | Standard | None | 0 | 0 | None |  | 0 |  | 0 | Com | Any | HVAC | SpaceHeat | WaterHtg_eq | Boiler_Et |  | HVAC-Blr | Hot water boiler,300 - 2500 kBtuh; Pre-2005: 75.0 Et, No reset 2006 - 2009: 75.0 Et, OA Reset from 140 to 165 F 2010 - 2013: 75.0 Et, OA Reset from 140 to 165 F 2014 - 2015: 80.0 Et, OA Reset from 140 to 165 F | Hot water boiler (300 - 2500 kBtuh, 80.0 Et, OA Reset from 140 to 165 F) | Hot water boiler (300 - 2500 kBtuh, 94.0 Et, condensing, load reset from 115 to 140 F) |  |  |  | Available |  | 0 | 0 |  | ErRobNc |  | HVAC-Blr |  | None | 2016-01-01 | 2019-12-31 | DEER2016 Update (non-Ltg) |  |  |  |  | Standard | Measure expired due to DEER2020 update | 1 | 1 | 0 | Deemed Ex Ante Team |  | Measure expired due to DEER2020 update |  | Updated to indicate claim/filing status
919 | C-In-CFLscw-A(28w)-dWP17 | Commercial Indoor General Lighting: CFL Lamp with integated Ballast replaces pre-existing standard lighting Wattage. Measure includes Code case. Impacts: CFL-based HOU (varies by BldgType) | ExAnte2017 | Disposition | 2020-11-24 16:30 | Com-Iltg-dWatt-CFL | NonDEER | Scaled | BaseRatio | 0 | 0 | None |  | 0 |  | 1 | Com | Any | Lighting | InGen-CFL | Ltg_Lamp | CFLint_lamp | CFLscw-A(28w) | ILtg-CFL-Com | All Nonres (except globe & candelabra) CFL base case, Total Watts = 1.59 x Msr Watts | All Nonres (except globe & candelabra) CFL base case, Total Watts = 1.59 x Msr Watts | CFL Lamp: A-lamp, 28 Watts | CFLratio0159 | CFLratio0159 | CFLscw-A(28w) | Available |  |  |  | 2017ScrewInLampDisposition | ErRobNc |  |  |  | 2017Dispo-Com-InLtg | 2017-07-01 | 2018-06-30 | InEA_modVal |  |  |  |  | Standard | Remove expiry date per Commission Staff direction 2018ScrewInLampSavignsMethods-11Dec2017.pdf | 1 | 1 | 0 | Deemed Ex Ante Team |  | Remove expiry date per Commission Staff direction 2018ScrewInLampSavignsMethods-11Dec2017.pdf |  | Updated to indicate claim/filing status
919 | NG-HVAC-Blr-HW-gt2500kBtuh-83p0Et-Drft | Hot water boiler (> 2500 kBtuh, 83.0 Et, 85.0Ec, OA Reset from 140 to 165 F) | DEER2016 | D16v2 | 2020-11-24 16:30 | NG-HVAC-Blr-HW-gt2500kBtuh-83p0Et-Drft | DEER | Standard | None | 0 | 0 | None |  | 0 |  | 0 | Com | Any | HVAC | SpaceHeat | WaterHtg_eq | Boiler_Et |  | HVAC-Blr | Hot water boiler,> 2500 kBtuh; Pre-2005: 75.0 Et, No reset 2006 - 2009: 75.0 Et, OA Reset from 140 to 165 F 2010 - 2013: 75.0 Et, OA Reset from 140 to 165 F 2014 - 2015: 80.0 Et, OA Reset from 140 to 165 F | Hot water boiler (> 2500 kBtuh, 80.0 Et, 82.0Ec, OA Reset from 140 to 165 F) | Hot water boiler (> 2500 kBtuh, 83.0 Et, 85.0Ec, OA Reset from 140 to 165 F) |  |  |  | Available |  | 0 | 0 |  | ErRobNc |  | HVAC-Blr |  | None | 2016-01-01 | 2019-12-31 | DEER2016 Update (non-Ltg) |  |  |  |  | Standard | Measure expired due to DEER2020 update | 1 | 1 | 0 | Deemed Ex Ante Team |  | Measure expired due to DEER2020 update |  | Updated to indicate claim/filing status
920 | C-In-CFLscw-A(30w)-dWP18 | Commercial Indoor General Lighting: CFL Lamp with integated Ballast replaces pre-existing standard lighting Wattage. Measure includes Code case. Impacts: CFL-based HOU (varies by BldgType) | ExAnte2017 | Disposition | 2020-11-24 16:30 | Com-Iltg-dWatt-CFL | NonDEER | Scaled | BaseRatio | 0 | 0 | None |  | 0 |  | 1 | Com | Any | Lighting | InGen-CFL | Ltg_Lamp | CFLint_lamp | CFLscw-A(30w) | ILtg-CFL-Com | All Nonres (except globe & candelabra) CFL base case, Total Watts = 1.59 x Msr Watts | All Nonres (except globe & candelabra) CFL base case, Total Watts = 1.59 x Msr Watts | CFL Lamp: A-lamp, 30 Watts | CFLratio0159 | CFLratio0159 | CFLscw-A(30w) | Available |  |  |  | 2017ScrewInLampDisposition | ErRobNc |  |  |  | 2017Dispo-Com-InLtg | 2017-07-01 | 2018-06-30 | InEA_modVal |  |  |  |  | Standard | Remove expiry date per Commission Staff direction 2018ScrewInLampSavignsMethods-11Dec2017.pdf | 1 | 1 | 0 | Deemed Ex Ante Team |  | Remove expiry date per Commission Staff direction 2018ScrewInLampSavignsMethods-11Dec2017.pdf |  | Updated to indicate claim/filing status
920 | NG-HVAC-Blr-HW-gt2500kBtuh-85p0Et-Drft | Hot water boiler (> 2500 kBtuh, 85.0 Et, 87.0Ec, OA Reset from 140 to 165 F) | DEER2016 | D16v2 | 2020-11-24 16:30 | NG-HVAC-Blr-HW-gt2500kBtuh-85p0Et-Drft | DEER | Standard | None | 0 | 0 | None |  | 0 |  | 0 | Com | Any | HVAC | SpaceHeat | WaterHtg_eq | Boiler_Et |  | HVAC-Blr | Hot water boiler,> 2500 kBtuh; Pre-2005: 75.0 Et, No reset 2006 - 2009: 75.0 Et, OA Reset from 140 to 165 F 2010 - 2013: 75.0 Et, OA Reset from 140 to 165 F 2014 - 2015: 80.0 Et, OA Reset from 140 to 165 F | Hot water boiler (> 2500 kBtuh, 80.0 Et, 82.0Ec, OA Reset from 140 to 165 F) | Hot water boiler (> 2500 kBtuh, 85.0 Et, 87.0Ec, OA Reset from 140 to 165 F) |  |  |  | Available |  | 0 | 0 |  | ErRobNc |  | HVAC-Blr |  | None | 2016-01-01 | 2019-12-31 | DEER2016 Update (non-Ltg) |  |  |  |  | Standard | Measure expired due to DEER2020 update | 1 | 1 | 0 | Deemed Ex Ante Team |  | Measure expired due to DEER2020 update |  | Updated to indicate claim/filing status
921 | C-In-CFLscw-A(32w)-dWP19 | Commercial Indoor General Lighting: CFL Lamp with integated Ballast replaces pre-existing standard lighting Wattage. Measure includes Code case. Impacts: CFL-based HOU (varies by BldgType) | ExAnte2017 | Disposition | 2020-11-24 16:30 | Com-Iltg-dWatt-CFL | NonDEER | Scaled | BaseRatio | 0 | 0 | None |  | 0 |  | 1 | Com | Any | Lighting | InGen-CFL | Ltg_Lamp | CFLint_lamp | CFLscw-A(32w) | ILtg-CFL-Com | All Nonres (except globe & candelabra) CFL base case, Total Watts = 1.59 x Msr Watts | All Nonres (except globe & candelabra) CFL base case, Total Watts = 1.59 x Msr Watts | CFL Lamp: A-lamp, 32 Watts | CFLratio0159 | CFLratio0159 | CFLscw-A(32w) | Available |  |  |  | 2017ScrewInLampDisposition | ErRobNc |  |  |  | 2017Dispo-Com-InLtg | 2017-07-01 | 2018-06-30 | InEA_modVal |  |  |  |  | Standard | Remove expiry date per Commission Staff direction 2018ScrewInLampSavignsMethods-11Dec2017.pdf | 1 | 1 | 0 | Deemed Ex Ante Team |  | Remove expiry date per Commission Staff direction 2018ScrewInLampSavignsMethods-11Dec2017.pdf |  | Updated to indicate claim/filing status